Total Energy Use by Sector[district heat and hydrogen sector,solar] | Total Energy Use by Sector | district heat and hydrogen sector | solar |  |  | 0 | 0 | 0 | 0 | 0 | 0 | 0 | 0 | 0 | 0 | 0 | 0 | 0 | 0 | 0 | 0 | 0 | 0 | 0 | 0 | 0 | 0 | 0 | 0 | 0 | 0 | 0 | 0 | 0 | 0 | 0
Total Energy Use by Sector[district heat and hydrogen sector,biomass] | Total Energy Use by Sector | district heat and hydrogen sector | biomass |  |  | 0 | 0 | 0 | 0 | 0 | 0 | 0 | 0 | 0 | 0 | 0 | 0 | 0 | 0 | 0 | 0 | 0 | 0 | 0 | 0 | 0 | 0 | 0 | 0 | 0 | 0 | 0 | 0 | 0 | 0 | 0
Total Energy Use by Sector[district heat and hydrogen sector,petroleum gasoline] | Total Energy Use by Sector | district heat and hydrogen sector | petroleum gasoline |  |  | 0 | 0 | 0 | 0 | 0 | 0 | 0 | 0 | 0 | 0 | 0 | 0 | 0 | 0 | 0 | 0 | 0 | 0 | 0 | 0 | 0 | 0 | 0 | 0 | 0 | 0 | 0 | 0 | 0 | 0 | 0
Total Energy Use by Sector[district heat and hydrogen sector,petroleum diesel] | Total Energy Use by Sector | district heat and hydrogen sector | petroleum diesel |  |  | 0 | 0 | 0 | 0 | 0 | 0 | 0 | 0 | 0 | 0 | 0 | 0 | 0 | 0 | 0 | 0 | 0 | 0 | 0 | 0 | 0 | 0 | 0 | 0 | 0 | 0 | 0 | 0 | 0 | 0 | 0
Total Energy Use by Sector[district heat and hydrogen sector,biofuel gasoline] | Total Energy Use by Sector | district heat and hydrogen sector | biofuel gasoline |  |  | 0 | 0 | 0 | 0 | 0 | 0 | 0 | 0 | 0 | 0 | 0 | 0 | 0 | 0 | 0 | 0 | 0 | 0 | 0 | 0 | 0 | 0 | 0 | 0 | 0 | 0 | 0 | 0 | 0 | 0 | 0
Total Energy Use by Sector[district heat and hydrogen sector,biofuel diesel] | Total Energy Use by Sector | district heat and hydrogen sector | biofuel diesel |  |  | 0 | 0 | 0 | 0 | 0 | 0 | 0 | 0 | 0 | 0 | 0 | 0 | 0 | 0 | 0 | 0 | 0 | 0 | 0 | 0 | 0 | 0 | 0 | 0 | 0 | 0 | 0 | 0 | 0 | 0 | 0
Total Energy Use by Sector[district heat and hydrogen sector,jet fuel or kerosene] | Total Energy Use by Sector | district heat and hydrogen sector | jet fuel or kerosene |  |  | 0 | 0 | 0 | 0 | 0 | 0 | 0 | 0 | 0 | 0 | 0 | 0 | 0 | 0 | 0 | 0 | 0 | 0 | 0 | 0 | 0 | 0 | 0 | 0 | 0 | 0 | 0 | 0 | 0 | 0 | 0
Total Energy Use by Sector[district heat and hydrogen sector,heat] | Total Energy Use by Sector | district heat and hydrogen sector | heat |  |  | 0 | 0 | 0 | 0 | 0 | 0 | 0 | 0 | 0 | 0 | 0 | 0 | 0 | 0 | 0 | 0 | 0 | 0 | 0 | 0 | 0 | 0 | 0 | 0 | 0 | 0 | 0 | 0 | 0 | 0 | 0
Total Energy Use by Sector[district heat and hydrogen sector,geothermal] | Total Energy Use by Sector | district heat and hydrogen sector | geothermal |  |  | 0 | 0 | 0 | 0 | 0 | 0 | 0 | 0 | 0 | 0 | 0 | 0 | 0 | 0 | 0 | 0 | 0 | 0 | 0 | 0 | 0 | 0 | 0 | 0 | 0 | 0 | 0 | 0 | 0 | 0 | 0
Total Energy Use by Sector[district heat and hydrogen sector,lignite] | Total Energy Use by Sector | district heat and hydrogen sector | lignite |  |  | 0 | 0 | 0 | 0 | 0 | 0 | 0 | 0 | 0 | 0 | 0 | 0 | 0 | 0 | 0 | 0 | 0 | 0 | 0 | 0 | 0 | 0 | 0 | 0 | 0 | 0 | 0 | 0 | 0 | 0 | 0
Total Energy Use by Sector[district heat and hydrogen sector,crude oil] | Total Energy Use by Sector | district heat and hydrogen sector | crude oil |  |  | 0 | 0 | 0 | 0 | 0 | 0 | 0 | 0 | 0 | 0 | 0 | 0 | 0 | 0 | 0 | 0 | 0 | 0 | 0 | 0 | 0 | 0 | 0 | 0 | 0 | 0 | 0 | 0 | 0 | 0 | 0
Total Energy Use by Sector[district heat and hydrogen sector,heavy or residual fuel oil] | Total Energy Use by Sector | district heat and hydrogen sector | heavy or residual fuel oil |  |  | 0 | 0 | 0 | 0 | 0 | 0 | 0 | 0 | 0 | 0 | 0 | 0 | 0 | 0 | 0 | 0 | 0 | 0 | 0 | 0 | 0 | 0 | 0 | 0 | 0 | 0 | 0 | 0 | 0 | 0 | 0
Total Energy Use by Sector[district heat and hydrogen sector,LPG propane or butane] | Total Energy Use by Sector | district heat and hydrogen sector | LPG propane or butane |  |  | 0 | 0 | 0 | 0 | 0 | 0 | 0 | 0 | 0 | 0 | 0 | 0 | 0 | 0 | 0 | 0 | 0 | 0 | 0 | 0 | 0 | 0 | 0 | 0 | 0 | 0 | 0 | 0 | 0 | 0 | 0
Total Energy Use by Sector[district heat and hydrogen sector,municipal solid waste] | Total Energy Use by Sector | district heat and hydrogen sector | municipal solid waste |  |  | 0 | 0 | 0 | 0 | 0 | 0 | 0 | 0 | 0 | 0 | 0 | 0 | 0 | 0 | 0 | 0 | 0 | 0 | 0 | 0 | 0 | 0 | 0 | 0 | 0 | 0 | 0 | 0 | 0 | 0 | 0
Total Energy Use by Sector[district heat and hydrogen sector,hydrogen] | Total Energy Use by Sector | district heat and hydrogen sector | hydrogen |  |  | 0 | 0 | 0 | 0 | 0 | 0 | 0 | 0 | 0 | 0 | 0 | 0 | 0 | 0 | 0 | 0 | 0 | 0 | 0 | 0 | 0 | 0 | 0 | 0 | 0 | 0 | 0 | 0 | 0 | 0 | 0
Total Energy Use by Sector[LULUCF sector,electricity] | Total Energy Use by Sector | LULUCF sector | electricity |  |  | 0 | 0 | 0 | 0 | 0 | 0 | 0 | 0 | 0 | 0 | 0 | 0 | 0 | 0 | 0 | 0 | 0 | 0 | 0 | 0 | 0 | 0 | 0 | 0 | 0 | 0 | 0 | 0 | 0 | 0 | 0
Total Energy Use by Sector[LULUCF sector,hard coal] | Total Energy Use by Sector | LULUCF sector | hard coal |  |  | 0 | 0 | 0 | 0 | 0 | 0 | 0 | 0 | 0 | 0 | 0 | 0 | 0 | 0 | 0 | 0 | 0 | 0 | 0 | 0 | 0 | 0 | 0 | 0 | 0 | 0 | 0 | 0 | 0 | 0 | 0
Total Energy Use by Sector[LULUCF sector,natural gas] | Total Energy Use by Sector | LULUCF sector | natural gas |  |  | 0 | 0 | 0 | 0 | 0 | 0 | 0 | 0 | 0 | 0 | 0 | 0 | 0 | 0 | 0 | 0 | 0 | 0 | 0 | 0 | 0 | 0 | 0 | 0 | 0 | 0 | 0 | 0 | 0 | 0 | 0
Total Energy Use by Sector[LULUCF sector,nuclear] | Total Energy Use by Sector | LULUCF sector | nuclear |  |  | 0 | 0 | 0 | 0 | 0 | 0 | 0 | 0 | 0 | 0 | 0 | 0 | 0 | 0 | 0 | 0 | 0 | 0 | 0 | 0 | 0 | 0 | 0 | 0 | 0 | 0 | 0 | 0 | 0 | 0 | 0
Total Energy Use by Sector[LULUCF sector,hydro] | Total Energy Use by Sector | LULUCF sector | hydro |  |  | 0 | 0 | 0 | 0 | 0 | 0 | 0 | 0 | 0 | 0 | 0 | 0 | 0 | 0 | 0 | 0 | 0 | 0 | 0 | 0 | 0 | 0 | 0 | 0 | 0 | 0 | 0 | 0 | 0 | 0 | 0
Total Energy Use by Sector[LULUCF sector,wind] | Total Energy Use by Sector | LULUCF sector | wind |  |  | 0 | 0 | 0 | 0 | 0 | 0 | 0 | 0 | 0 | 0 | 0 | 0 | 0 | 0 | 0 | 0 | 0 | 0 | 0 | 0 | 0 | 0 | 0 | 0 | 0 | 0 | 0 | 0 | 0 | 0 | 0
Total Energy Use by Sector[LULUCF sector,solar] | Total Energy Use by Sector | LULUCF sector | solar |  |  | 0 | 0 | 0 | 0 | 0 | 0 | 0 | 0 | 0 | 0 | 0 | 0 | 0 | 0 | 0 | 0 | 0 | 0 | 0 | 0 | 0 | 0 | 0 | 0 | 0 | 0 | 0 | 0 | 0 | 0 | 0
Total Energy Use by Sector[LULUCF sector,biomass] | Total Energy Use by Sector | LULUCF sector | biomass |  |  | 0 | 0 | 0 | 0 | 0 | 0 | 0 | 0 | 0 | 0 | 0 | 0 | 0 | 0 | 0 | 0 | 0 | 0 | 0 | 0 | 0 | 0 | 0 | 0 | 0 | 0 | 0 | 0 | 0 | 0 | 0
Total Energy Use by Sector[LULUCF sector,petroleum gasoline] | Total Energy Use by Sector | LULUCF sector | petroleum gasoline |  |  | 0 | 0 | 0 | 0 | 0 | 0 | 0 | 0 | 0 | 0 | 0 | 0 | 0 | 0 | 0 | 0 | 0 | 0 | 0 | 0 | 0 | 0 | 0 | 0 | 0 | 0 | 0 | 0 | 0 | 0 | 0
Total Energy Use by Sector[LULUCF sector,petroleum diesel] | Total Energy Use by Sector | LULUCF sector | petroleum diesel |  |  | 0 | 0 | 0 | 0 | 0 | 0 | 0 | 0 | 0 | 0 | 0 | 0 | 0 | 0 | 0 | 0 | 0 | 0 | 0 | 0 | 0 | 0 | 0 | 0 | 0 | 0 | 0 | 0 | 0 | 0 | 0
Total Energy Use by Sector[LULUCF sector,biofuel gasoline] | Total Energy Use by Sector | LULUCF sector | biofuel gasoline |  |  | 0 | 0 | 0 | 0 | 0 | 0 | 0 | 0 | 0 | 0 | 0 | 0 | 0 | 0 | 0 | 0 | 0 | 0 | 0 | 0 | 0 | 0 | 0 | 0 | 0 | 0 | 0 | 0 | 0 | 0 | 0
Total Energy Use by Sector[LULUCF sector,biofuel diesel] | Total Energy Use by Sector | LULUCF sector | biofuel diesel |  |  | 0 | 0 | 0 | 0 | 0 | 0 | 0 | 0 | 0 | 0 | 0 | 0 | 0 | 0 | 0 | 0 | 0 | 0 | 0 | 0 | 0 | 0 | 0 | 0 | 0 | 0 | 0 | 0 | 0 | 0 | 0
Total Energy Use by Sector[LULUCF sector,jet fuel or kerosene] | Total Energy Use by Sector | LULUCF sector | jet fuel or kerosene |  |  | 0 | 0 | 0 | 0 | 0 | 0 | 0 | 0 | 0 | 0 | 0 | 0 | 0 | 0 | 0 | 0 | 0 | 0 | 0 | 0 | 0 | 0 | 0 | 0 | 0 | 0 | 0 | 0 | 0 | 0 | 0
Total Energy Use by Sector[LULUCF sector,heat] | Total Energy Use by Sector | LULUCF sector | heat |  |  | 0 | 0 | 0 | 0 | 0 | 0 | 0 | 0 | 0 | 0 | 0 | 0 | 0 | 0 | 0 | 0 | 0 | 0 | 0 | 0 | 0 | 0 | 0 | 0 | 0 | 0 | 0 | 0 | 0 | 0 | 0
Total Energy Use by Sector[LULUCF sector,geothermal] | Total Energy Use by Sector | LULUCF sector | geothermal |  |  | 0 | 0 | 0 | 0 | 0 | 0 | 0 | 0 | 0 | 0 | 0 | 0 | 0 | 0 | 0 | 0 | 0 | 0 | 0 | 0 | 0 | 0 | 0 | 0 | 0 | 0 | 0 | 0 | 0 | 0 | 0
Total Energy Use by Sector[LULUCF sector,lignite] | Total Energy Use by Sector | LULUCF sector | lignite |  |  | 0 | 0 | 0 | 0 | 0 | 0 | 0 | 0 | 0 | 0 | 0 | 0 | 0 | 0 | 0 | 0 | 0 | 0 | 0 | 0 | 0 | 0 | 0 | 0 | 0 | 0 | 0 | 0 | 0 | 0 | 0
Total Energy Use by Sector[LULUCF sector,crude oil] | Total Energy Use by Sector | LULUCF sector | crude oil |  |  | 0 | 0 | 0 | 0 | 0 | 0 | 0 | 0 | 0 | 0 | 0 | 0 | 0 | 0 | 0 | 0 | 0 | 0 | 0 | 0 | 0 | 0 | 0 | 0 | 0 | 0 | 0 | 0 | 0 | 0 | 0
Total Energy Use by Sector[LULUCF sector,heavy or residual fuel oil] | Total Energy Use by Sector | LULUCF sector | heavy or residual fuel oil |  |  | 0 | 0 | 0 | 0 | 0 | 0 | 0 | 0 | 0 | 0 | 0 | 0 | 0 | 0 | 0 | 0 | 0 | 0 | 0 | 0 | 0 | 0 | 0 | 0 | 0 | 0 | 0 | 0 | 0 | 0 | 0
Total Energy Use by Sector[LULUCF sector,LPG propane or butane] | Total Energy Use by Sector | LULUCF sector | LPG propane or butane |  |  | 0 | 0 | 0 | 0 | 0 | 0 | 0 | 0 | 0 | 0 | 0 | 0 | 0 | 0 | 0 | 0 | 0 | 0 | 0 | 0 | 0 | 0 | 0 | 0 | 0 | 0 | 0 | 0 | 0 | 0 | 0
Total Energy Use by Sector[LULUCF sector,municipal solid waste] | Total Energy Use by Sector | LULUCF sector | municipal solid waste |  |  | 0 | 0 | 0 | 0 | 0 | 0 | 0 | 0 | 0 | 0 | 0 | 0 | 0 | 0 | 0 | 0 | 0 | 0 | 0 | 0 | 0 | 0 | 0 | 0 | 0 | 0 | 0 | 0 | 0 | 0 | 0
Total Energy Use by Sector[LULUCF sector,hydrogen] | Total Energy Use by Sector | LULUCF sector | hydrogen |  |  | 0 | 0 | 0 | 0 | 0 | 0 | 0 | 0 | 0 | 0 | 0 | 0 | 0 | 0 | 0 | 0 | 0 | 0 | 0 | 0 | 0 | 0 | 0 | 0 | 0 | 0 | 0 | 0 | 0 | 0 | 0
Total Energy Use by Sector[geoengineering sector,electricity] | Total Energy Use by Sector | geoengineering sector | electricity |  |  | 0 | 0 | 0 | 0 | 0 | 0 | 0 | 0 | 0 | 0 | 0 | 0 | 0 | 0 | 0 | 0 | 0 | 0 | 0 | 0 | 0 | 0 | 0 | 0 | 0 | 0 | 0 | 0 | 0 | 0 | 0
Total Energy Use by Sector[geoengineering sector,hard coal] | Total Energy Use by Sector | geoengineering sector | hard coal |  |  | 0 | 0 | 0 | 0 | 0 | 0 | 0 | 0 | 0 | 0 | 0 | 0 | 0 | 0 | 0 | 0 | 0 | 0 | 0 | 0 | 0 | 0 | 0 | 0 | 0 | 0 | 0 | 0 | 0 | 0 | 0
Total Energy Use by Sector[geoengineering sector,natural gas] | Total Energy Use by Sector | geoengineering sector | natural gas |  |  | 0 | 0 | 0 | 0 | 0 | 0 | 0 | 0 | 0 | 0 | 0 | 0 | 0 | 0 | 0 | 0 | 0 | 0 | 0 | 0 | 0 | 0 | 0 | 0 | 0 | 0 | 0 | 0 | 0 | 0 | 0
Total Energy Use by Sector[geoengineering sector,nuclear] | Total Energy Use by Sector | geoengineering sector | nuclear |  |  | 0 | 0 | 0 | 0 | 0 | 0 | 0 | 0 | 0 | 0 | 0 | 0 | 0 | 0 | 0 | 0 | 0 | 0 | 0 | 0 | 0 | 0 | 0 | 0 | 0 | 0 | 0 | 0 | 0 | 0 | 0
Total Energy Use by Sector[geoengineering sector,hydro] | Total Energy Use by Sector | geoengineering sector | hydro |  |  | 0 | 0 | 0 | 0 | 0 | 0 | 0 | 0 | 0 | 0 | 0 | 0 | 0 | 0 | 0 | 0 | 0 | 0 | 0 | 0 | 0 | 0 | 0 | 0 | 0 | 0 | 0 | 0 | 0 | 0 | 0
Total Energy Use by Sector[geoengineering sector,wind] | Total Energy Use by Sector | geoengineering sector | wind |  |  | 0 | 0 | 0 | 0 | 0 | 0 | 0 | 0 | 0 | 0 | 0 | 0 | 0 | 0 | 0 | 0 | 0 | 0 | 0 | 0 | 0 | 0 | 0 | 0 | 0 | 0 | 0 | 0 | 0 | 0 | 0
Total Energy Use by Sector[geoengineering sector,solar] | Total Energy Use by Sector | geoengineering sector | solar |  |  | 0 | 0 | 0 | 0 | 0 | 0 | 0 | 0 | 0 | 0 | 0 | 0 | 0 | 0 | 0 | 0 | 0 | 0 | 0 | 0 | 0 | 0 | 0 | 0 | 0 | 0 | 0 | 0 | 0 | 0 | 0
Total Energy Use by Sector[geoengineering sector,biomass] | Total Energy Use by Sector | geoengineering sector | biomass |  |  | 0 | 0 | 0 | 0 | 0 | 0 | 0 | 0 | 0 | 0 | 0 | 0 | 0 | 0 | 0 | 0 | 0 | 0 | 0 | 0 | 0 | 0 | 0 | 0 | 0 | 0 | 0 | 0 | 0 | 0 | 0
Total Energy Use by Sector[geoengineering sector,petroleum gasoline] | Total Energy Use by Sector | geoengineering sector | petroleum gasoline |  |  | 0 | 0 | 0 | 0 | 0 | 0 | 0 | 0 | 0 | 0 | 0 | 0 | 0 | 0 | 0 | 0 | 0 | 0 | 0 | 0 | 0 | 0 | 0 | 0 | 0 | 0 | 0 | 0 | 0 | 0 | 0
Total Energy Use by Sector[geoengineering sector,petroleum diesel] | Total Energy Use by Sector | geoengineering sector | petroleum diesel |  |  | 0 | 0 | 0 | 0 | 0 | 0 | 0 | 0 | 0 | 0 | 0 | 0 | 0 | 0 | 0 | 0 | 0 | 0 | 0 | 0 | 0 | 0 | 0 | 0 | 0 | 0 | 0 | 0 | 0 | 0 | 0
Total Energy Use by Sector[geoengineering sector,biofuel gasoline] | Total Energy Use by Sector | geoengineering sector | biofuel gasoline |  |  | 0 | 0 | 0 | 0 | 0 | 0 | 0 | 0 | 0 | 0 | 0 | 0 | 0 | 0 | 0 | 0 | 0 | 0 | 0 | 0 | 0 | 0 | 0 | 0 | 0 | 0 | 0 | 0 | 0 | 0 | 0
Total Energy Use by Sector[geoengineering sector,biofuel diesel] | Total Energy Use by Sector | geoengineering sector | biofuel diesel |  |  | 0 | 0 | 0 | 0 | 0 | 0 | 0 | 0 | 0 | 0 | 0 | 0 | 0 | 0 | 0 | 0 | 0 | 0 | 0 | 0 | 0 | 0 | 0 | 0 | 0 | 0 | 0 | 0 | 0 | 0 | 0
Total Energy Use by Sector[geoengineering sector,jet fuel or kerosene] | Total Energy Use by Sector | geoengineering sector | jet fuel or kerosene |  |  | 0 | 0 | 0 | 0 | 0 | 0 | 0 | 0 | 0 | 0 | 0 | 0 | 0 | 0 | 0 | 0 | 0 | 0 | 0 | 0 | 0 | 0 | 0 | 0 | 0 | 0 | 0 | 0 | 0 | 0 | 0
Total Energy Use by Sector[geoengineering sector,heat] | Total Energy Use by Sector | geoengineering sector | heat |  |  | 0 | 0 | 0 | 0 | 0 | 0 | 0 | 0 | 0 | 0 | 0 | 0 | 0 | 0 | 0 | 0 | 0 | 0 | 0 | 0 | 0 | 0 | 0 | 0 | 0 | 0 | 0 | 0 | 0 | 0 | 0
Total Energy Use by Sector[geoengineering sector,geothermal] | Total Energy Use by Sector | geoengineering sector | geothermal |  |  | 0 | 0 | 0 | 0 | 0 | 0 | 0 | 0 | 0 | 0 | 0 | 0 | 0 | 0 | 0 | 0 | 0 | 0 | 0 | 0 | 0 | 0 | 0 | 0 | 0 | 0 | 0 | 0 | 0 | 0 | 0
Total Energy Use by Sector[geoengineering sector,lignite] | Total Energy Use by Sector | geoengineering sector | lignite |  |  | 0 | 0 | 0 | 0 | 0 | 0 | 0 | 0 | 0 | 0 | 0 | 0 | 0 | 0 | 0 | 0 | 0 | 0 | 0 | 0 | 0 | 0 | 0 | 0 | 0 | 0 | 0 | 0 | 0 | 0 | 0
Total Energy Use by Sector[geoengineering sector,crude oil] | Total Energy Use by Sector | geoengineering sector | crude oil |  |  | 0 | 0 | 0 | 0 | 0 | 0 | 0 | 0 | 0 | 0 | 0 | 0 | 0 | 0 | 0 | 0 | 0 | 0 | 0 | 0 | 0 | 0 | 0 | 0 | 0 | 0 | 0 | 0 | 0 | 0 | 0
Total Energy Use by Sector[geoengineering sector,heavy or residual fuel oil] | Total Energy Use by Sector | geoengineering sector | heavy or residual fuel oil |  |  | 0 | 0 | 0 | 0 | 0 | 0 | 0 | 0 | 0 | 0 | 0 | 0 | 0 | 0 | 0 | 0 | 0 | 0 | 0 | 0 | 0 | 0 | 0 | 0 | 0 | 0 | 0 | 0 | 0 | 0 | 0
Total Energy Use by Sector[geoengineering sector,LPG propane or butane] | Total Energy Use by Sector | geoengineering sector | LPG propane or butane |  |  | 0 | 0 | 0 | 0 | 0 | 0 | 0 | 0 | 0 | 0 | 0 | 0 | 0 | 0 | 0 | 0 | 0 | 0 | 0 | 0 | 0 | 0 | 0 | 0 | 0 | 0 | 0 | 0 | 0 | 0 | 0
Total Energy Use by Sector[geoengineering sector,municipal solid waste] | Total Energy Use by Sector | geoengineering sector | municipal solid waste |  |  | 0 | 0 | 0 | 0 | 0 | 0 | 0 | 0 | 0 | 0 | 0 | 0 | 0 | 0 | 0 | 0 | 0 | 0 | 0 | 0 | 0 | 0 | 0 | 0 | 0 | 0 | 0 | 0 | 0 | 0 | 0
Total Energy Use by Sector[geoengineering sector,hydrogen] | Total Energy Use by Sector | geoengineering sector | hydrogen |  |  | 0 | 0 | 0 | 0 | 0 | 0 | 0 | 0 | 0 | 0 | 0 | 0 | 0 | 0 | 0 | 0 | 0 | 0 | 0 | 0 | 0 | 0 | 0 | 0 | 0 | 0 | 0 | 0 | 0 | 0 | 0
Output Distributed Solar PV Capacity | Output Distributed Solar PV Capacity |  |  |  |  | 8.7259 | 10.2552 | 11.346 | 12.6395 | 13.9334 | 15.2167 | 16.4359 | 17.7615 | 19.024 | 20.2855 | 21.5481 | 22.8416 | 24.0921 | 25.3657 | 26.6382 | 27.9208 | 29.2043 | 30.4869 | 31.7604 | 33.0329 | 34.3155 | 35.5991 | 36.8826 | 38.1541 | 39.4377 | 40.7102 | 41.9938 | 43.2773 | 44.5599 | 45.8224 | 47.095
BPHC BAU Pumped Hydro Capacity | BPHC BAU Pumped Hydro Capacity |  |  |  |  | 3912 | 3912 | 3912 | 3912 | 3912 | 3912 | 4108 | 4108 | 4108 | 4108 | 4912 | 4912 | 4912 | 4912 | 4912 | 4912 | 4912 | 4912 | 4912 | 4912 | 4912 | 4912 | 4912 | 4912 | 4912 | 4912 | 4912 | 4912 | 4912 | 4912 | 4912
GBSC BAU Grid Battery Storage Capacity | GBSC BAU Grid Battery Storage Capacity |  |  |  |  | 524 | 2842 | 5160 | 7563 | 13055 | 14769 | 14983 | 15586 | 16188 | 16577 | 16966 | 17554 | 18142 | 19501 | 20860 | 22219 | 24395 | 26571 | 28747 | 30924 | 33100 | 35535 | 37971 | 40406 | 42842 | 45277 | 47713 | 50148 | 52584 | 55020 | 57455
Output Distributed Solar PV Output | Output Distributed Solar PV Output |  |  |  |  | 15.953 | 18.496 | 20.866 | 22.972 | 24.96 | 26.873 | 28.881 | 30.957 | 33.05 | 35.187 | 37.364 | 39.479 | 41.579 | 43.681 | 45.774 | 47.787 | 49.997 | 52.087 | 54.197 | 56.296 | 58.378 | 60.492 | 62.587 | 64.702 | 66.81 | 68.923 | 71.076 | 73.22 | 75.352 | 77.445 | 79.587
Net Imports of Electricity | Net Imports of Electricity |  |  |  |  | 81585000 | 79198000 | 76721000 | 74234000 | 71757000 | 69299000 | 68812000 | 68325000 | 67838000 | 67350000 | 66863000 | 66366000 | 65878800 | 65391600 | 64904400 | 64417200 | 63930000 | 63432700 | 62945500 | 62458300 | 61971100 | 61483900 | 60996700 | 60502400 | 60014200 | 59525000 | 59525000 | 59525000 | 59525000 | 59525000 | 59525000
Curtailed Electricity Output[hard coal es] | Curtailed Electricity Output | hard coal es |  |  |  | 0 | 0 | 0 | 0 | 0 | 0 | 0 | 0 | 0 | 0 | 0 | 0 | 0 | 0 | 0 | 0 | 0 | 0 | 0 | 0 | 0 | 0 | 0 | 0 | 0 | 0 | 0 | 0 | 0 | 0 | 0
Curtailed Electricity Output[natural gas nonpeaker es] | Curtailed Electricity Output | natural gas nonpeaker es |  |  |  | 0 | 0 | 0 | 0 | 0 | 0 | 0 | 0 | 0 | 0 | 0 | 0 | 0 | 0 | 0 | 0 | 0 | 0 | 0 | 0 | 0 | 0 | 0 | 0 | 0 | 0 | 0 | 0 | 0 | 0 | 0
Curtailed Electricity Output[nuclear es] | Curtailed Electricity Output | nuclear es |  |  |  | 0 | 0 | 0 | 0 | 0 | 0 | 0 | 0 | 0 | 0 | 0 | 0 | 0 | 0 | 0 | 0 | 0 | 0 | 0 | 0 | 0 | 0 | 0 | 0 | 0 | 0 | 0 | 0 | 0 | 0 | 0
Curtailed Electricity Output[hydro es] | Curtailed Electricity Output | hydro es |  |  |  | 0 | 0 | 0 | 0 | 0 | 0 | 0 | 0 | 0 | 0 | 0 | 0 | 0 | 0 | 0 | 0 | 0 | 0 | 0 | 0 | 0 | 0 | 0 | 0 | 0 | 0 | 0 | 0 | 0 | 0 | 0
Curtailed Electricity Output[onshore wind es] | Curtailed Electricity Output | onshore wind es |  |  |  | 0 | 0 | 0 | 0 | 0 | 0 | 0 | 0 | 0 | 0 | 0 | 0 | 0 | 0 | 0 | 0 | 0 | 0 | 0 | 0 | 0 | 0 | 0 | 0 | 0 | 0 | 0 | 0 | 0 | 0 | 0
Curtailed Electricity Output[solar PV es] | Curtailed Electricity Output | solar PV es |  |  |  | 661729 | 965198 | 1264910 | 1588840 | 1851070 | 2729520 | 3755730 | 4408490 | 4867130 | 5533680 | 6520350 | 8445430 | 10159100 | 11032000 | 12199500 | 13832100 | 16329700 | 19643900 | 22399500 | 24540000 | 26695400 | 28864500 | 31670700 | 35185500 | 39006300 | 42797200 | 47038400 | 50597700 | 52305800 | 53809900 | 54689200
Curtailed Electricity Output[solar thermal es] | Curtailed Electricity Output | solar thermal es |  |  |  | 0 | 0 | 0 | 0 | 0 | 0 | 0 | 0 | 0 | 0 | 0 | 0 | 0 | 0 | 0 | 0 | 0 | 0 | 0 | 0 | 0 | 0 | 0 | 0 | 0 | 0 | 0 | 0 | 0 | 0 | 0
Curtailed Electricity Output[biomass es] | Curtailed Electricity Output | biomass es |  |  |  | 0 | 0 | 0 | 0 | 0 | 0 | 0 | 0 | 0 | 0 | 0 | 0 | 0 | 0 | 0 | 0 | 0 | 0 | 0 | 0 | 0 | 0 | 0 | 0 | 0 | 0 | 0 | 0 | 0 | 0 | 0
Curtailed Electricity Output[geothermal es] | Curtailed Electricity Output | geothermal es |  |  |  | 0 | 0 | 0 | 0 | 0 | 0 | 0 | 0 | 0 | 0 | 0 | 0 | 0 | 0 | 0 | 0 | 0 | 0 | 0 | 0 | 0 | 0 | 0 | 0 | 0 | 0 | 0 | 0 | 0 | 0 | 0
Curtailed Electricity Output[petroleum es] | Curtailed Electricity Output | petroleum es |  |  |  | 0 | 0 | 0 | 0 | 0 | 0 | 0 | 0 | 0 | 0 | 0 | 0 | 0 | 0 | 0 | 0 | 0 | 0 | 0 | 0 | 0 | 0 | 0 | 0 | 0 | 0 | 0 | 0 | 0 | 0 | 0
Curtailed Electricity Output[natural gas peaker es] | Curtailed Electricity Output | natural gas peaker es |  |  |  | 0 | 0 | 0 | 0 | 0 | 0 | 0 | 0 | 0 | 0 | 0 | 0 | 0 | 0 | 0 | 0 | 0 | 0 | 0 | 0 | 0 | 0 | 0 | 0 | 0 | 0 | 0 | 0 | 0 | 0 | 0
Curtailed Electricity Output[lignite es] | Curtailed Electricity Output | lignite es |  |  |  | 0 | 0 | 0 | 0 | 0 | 0 | 0 | 0 | 0 | 0 | 0 | 0 | 0 | 0 | 0 | 0 | 0 | 0 | 0 | 0 | 0 | 0 | 0 | 0 | 0 | 0 | 0 | 0 | 0 | 0 | 0
Curtailed Electricity Output[offshore wind es] | Curtailed Electricity Output | offshore wind es |  |  |  | 0 | 0 | 0 | 0 | 0 | 0 | 0 | 0 | 0 | 0 | 0 | 0 | 0 | 0 | 0 | 0 | 0 | 0 | 0 | 0 | 0 | 0 | 0 | 0 | 0 | 0 | 0 | 0 | 0 | 0 | 0
Curtailed Electricity Output[crude oil es] | Curtailed Electricity Output | crude oil es |  |  |  | 0 | 0 | 0 | 0 | 0 | 0 | 0 | 0 | 0 | 0 | 0 | 0 | 0 | 0 | 0 | 0 | 0 | 0 | 0 | 0 | 0 | 0 | 0 | 0 | 0 | 0 | 0 | 0 | 0 | 0 | 0
Curtailed Electricity Output[heavy or residual fuel oil es] | Curtailed Electricity Output | heavy or residual fuel oil es |  |  |  | 0 | 0 | 0 | 0 | 0 | 0 | 0 | 0 | 0 | 0 | 0 | 0 | 0 | 0 | 0 | 0 | 0 | 0 | 0 | 0 | 0 | 0 | 0 | 0 | 0 | 0 | 0 | 0 | 0 | 0 | 0
Curtailed Electricity Output[municipal solid waste es] | Curtailed Electricity Output | municipal solid waste es |  |  |  | 0 | 0 | 0 | 0 | 0 | 0 | 0 | 0 | 0 | 0 | 0 | 0 | 0 | 0 | 0 | 0 | 0 | 0 | 0 | 0 | 0 | 0 | 0 | 0 | 0 | 0 | 0 | 0 | 0 | 0 | 0
Imported Electricity[hard coal es] | Imported Electricity | hard coal es |  |  |  | 9880000 | 7900000 | 5930000 | 3950000 | 1980000 | 0 | 0 | 0 | 0 | 0 | 0 | 0 | 0 | 0 | 0 | 0 | 0 | 0 | 0 | 0 | 0 | 0 | 0 | 0 | 0 | 0 | 0 | 0 | 0 | 0 | 0
Imported Electricity[natural gas nonpeaker es] | Imported Electricity | natural gas nonpeaker es |  |  |  | 12000000 | 11600000 | 11100000 | 10600000 | 10100000 | 9630000 | 9150000 | 8670000 | 8190000 | 7710000 | 7230000 | 6740000 | 6260000 | 5780000 | 5300000 | 4820000 | 4340000 | 3850000 | 3370000 | 2890000 | 2410000 | 1930000 | 1450000 | 963000 | 482000 | 0 | 0 | 0 | 0 | 0 | 0
Imported Electricity[nuclear es] | Imported Electricity | nuclear es |  |  |  | 12600000 | 12600000 | 12600000 | 12600000 | 12600000 | 12600000 | 12600000 | 12600000 | 12600000 | 12600000 | 12600000 | 12600000 | 12600000 | 12600000 | 12600000 | 12600000 | 12600000 | 12600000 | 12600000 | 12600000 | 12600000 | 12600000 | 12600000 | 12600000 | 12600000 | 12600000 | 12600000 | 12600000 | 12600000 | 12600000 | 12600000
Imported Electricity[hydro es] | Imported Electricity | hydro es |  |  |  | 21600000 | 21600000 | 21600000 | 21600000 | 21600000 | 21600000 | 21600000 | 21600000 | 21600000 | 21600000 | 21600000 | 21600000 | 21600000 | 21600000 | 21600000 | 21600000 | 21600000 | 21600000 | 21600000 | 21600000 | 21600000 | 21600000 | 21600000 | 21600000 | 21600000 | 21600000 | 21600000 | 21600000 | 21600000 | 21600000 | 21600000
Imported Electricity[onshore wind es] | Imported Electricity | onshore wind es |  |  |  | 23000000 | 23000000 | 23000000 | 23000000 | 23000000 | 23000000 | 23000000 | 23000000 | 23000000 | 23000000 | 23000000 | 23000000 | 23000000 | 23000000 | 23000000 | 23000000 | 23000000 | 23000000 | 23000000 | 23000000 | 23000000 | 23000000 | 23000000 | 23000000 | 23000000 | 23000000 | 23000000 | 23000000 | 23000000 | 23000000 | 23000000
Imported Electricity[solar PV es] | Imported Electricity | solar PV es |  |  |  | 9110000 | 9110000 | 9110000 | 9110000 | 9110000 | 9110000 | 9110000 | 9110000 | 9110000 | 9110000 | 9110000 | 9110000 | 9110000 | 9110000 | 9110000 | 9110000 | 9110000 | 9110000 | 9110000 | 9110000 | 9110000 | 9110000 | 9110000 | 9110000 | 9110000 | 9110000 | 9110000 | 9110000 | 9110000 | 9110000 | 9110000
Imported Electricity[solar thermal es] | Imported Electricity | solar thermal es |  |  |  | 0 | 0 | 0 | 0 | 0 | 0 | 0 | 0 | 0 | 0 | 0 | 0 | 0 | 0 | 0 | 0 | 0 | 0 | 0 | 0 | 0 | 0 | 0 | 0 | 0 | 0 | 0 | 0 | 0 | 0 | 0
Imported Electricity[biomass es] | Imported Electricity | biomass es |  |  |  | 1380000 | 1380000 | 1380000 | 1380000 | 1380000 | 1380000 | 1380000 | 1380000 | 1380000 | 1380000 | 1380000 | 1380000 | 1380000 | 1380000 | 1380000 | 1380000 | 1380000 | 1380000 | 1380000 | 1380000 | 1380000 | 1380000 | 1380000 | 1380000 | 1380000 | 1380000 | 1380000 | 1380000 | 1380000 | 1380000 | 1380000
Imported Electricity[geothermal es] | Imported Electricity | geothermal es |  |  |  | 2750000 | 2750000 | 2750000 | 2750000 | 2750000 | 2750000 | 2750000 | 2750000 | 2750000 | 2750000 | 2750000 | 2750000 | 2750000 | 2750000 | 2750000 | 2750000 | 2750000 | 2750000 | 2750000 | 2750000 | 2750000 | 2750000 | 2750000 | 2750000 | 2750000 | 2750000 | 2750000 | 2750000 | 2750000 | 2750000 | 2750000
Imported Electricity[petroleum es] | Imported Electricity | petroleum es |  |  |  | 180000 | 173000 | 166000 | 159000 | 152000 | 144000 | 137000 | 130000 | 123000 | 115000 | 108000 | 101000 | 93800 | 86600 | 79400 | 72200 | 65000 | 57700 | 50500 | 43300 | 36100 | 28900 | 21700 | 14400 | 7220 | 0 | 0 | 0 | 0 | 0 | 0
Imported Electricity[natural gas peaker es] | Imported Electricity | natural gas peaker es |  |  |  | 0 | 0 | 0 | 0 | 0 | 0 | 0 | 0 | 0 | 0 | 0 | 0 | 0 | 0 | 0 | 0 | 0 | 0 | 0 | 0 | 0 | 0 | 0 | 0 | 0 | 0 | 0 | 0 | 0 | 0 | 0
Imported Electricity[lignite es] | Imported Electricity | lignite es |  |  |  | 0 | 0 | 0 | 0 | 0 | 0 | 0 | 0 | 0 | 0 | 0 | 0 | 0 | 0 | 0 | 0 | 0 | 0 | 0 | 0 | 0 | 0 | 0 | 0 | 0 | 0 | 0 | 0 | 0 | 0 | 0
Imported Electricity[offshore wind es] | Imported Electricity | offshore wind es |  |  |  | 0 | 0 | 0 | 0 | 0 | 0 | 0 | 0 | 0 | 0 | 0 | 0 | 0 | 0 | 0 | 0 | 0 | 0 | 0 | 0 | 0 | 0 | 0 | 0 | 0 | 0 | 0 | 0 | 0 | 0 | 0
Imported Electricity[crude oil es] | Imported Electricity | crude oil es |  |  |  | 0 | 0 | 0 | 0 | 0 | 0 | 0 | 0 | 0 | 0 | 0 | 0 | 0 | 0 | 0 | 0 | 0 | 0 | 0 | 0 | 0 | 0 | 0 | 0 | 0 | 0 | 0 | 0 | 0 | 0 | 0
Imported Electricity[heavy or residual fuel oil es] | Imported Electricity | heavy or residual fuel oil es |  |  |  | 0 | 0 | 0 | 0 | 0 | 0 | 0 | 0 | 0 | 0 | 0 | 0 | 0 | 0 | 0 | 0 | 0 | 0 | 0 | 0 | 0 | 0 | 0 | 0 | 0 | 0 | 0 | 0 | 0 | 0 | 0
Imported Electricity[municipal solid waste es] | Imported Electricity | municipal solid waste es |  |  |  | 0 | 0 | 0 | 0 | 0 | 0 | 0 | 0 | 0 | 0 | 0 | 0 | 0 | 0 | 0 | 0 | 0 | 0 | 0 | 0 | 0 | 0 | 0 | 0 | 0 | 0 | 0 | 0 | 0 | 0 | 0
Exported Electricity | Exported Electricity |  |  |  |  | 10915000 | 10915000 | 10915000 | 10915000 | 10915000 | 10915000 | 10915000 | 10915000 | 10915000 | 10915000 | 10915000 | 10915000 | 10915000 | 10915000 | 10915000 | 10915000 | 10915000 | 10915000 | 10915000 | 10915000 | 10915000 | 10915000 | 10915000 | 10915000 | 10915000 | 10915000 | 10915000 | 10915000 | 10915000 | 10915000 | 10915000
This Year Demand Response Capacity | This Year Demand Response Capacity |  |  |  |  | 2131.05 | 2154.05 | 2347.05 | 2347.05 | 2548.04 | 2636.04 | 2636.03 | 2636.03 | 2636.02 | 2636.02 | 2636.01 | 2636.01 | 2636 | 2636 | 2636 | 2636 | 2636 | 2636 | 2636 | 2636 | 2636 | 2636 | 2636 | 2636 | 2636 | 2636 | 2636 | 2636 | 2636 | 2636 | 2636.01
Output Electricity Generation by Type[hard coal es] | Output Electricity Generation by Type | hard coal es |  |  |  | 0 | 0 | 0 | 0 | 0 | 0 | 0 | 0 | 0 | 0 | 0 | 0 | 0 | 0 | 0 | 0 | 0 | 0 | 0 | 0 | 0 | 0 | 0 | 0 | 0 | 0 | 0 | 0 | 0 | 0 | 0
Output Electricity Generation by Type[natural gas nonpeaker es] | Output Electricity Generation by Type | natural gas nonpeaker es |  |  |  | 73.1408 | 69.1398 | 70.5099 | 71.1344 | 75.208 | 75.5978 | 74.5412 | 72.6788 | 70.5952 | 67.0402 | 62.2421 | 54.0224 | 55.3354 | 54.4668 | 51.8948 | 47.0152 | 36.954 | 29.19 | 26.5294 | 22.9415 | 19.7732 | 16.2936 | 10.0192 | 3.8095 | 0 | 0 | 0 | 0 | 0 | 0 | 0
Output Electricity Generation by Type[nuclear es] | Output Electricity Generation by Type | nuclear es |  |  |  | 16.2081 | 16.2081 | 16.2081 | 16.2081 | 8.1041 | 0 | 0 | 0 | 0 | 0 | 0 | 0 | 0 | 0 | 0 | 0 | 0 | 0 | 0 | 0 | 0 | 0 | 0 | 0 | 0 | 0 | 0 | 0 | 0 | 0 | 0
Output Electricity Generation by Type[hydro es] | Output Electricity Generation by Type | hydro es |  |  |  | 21.2096 | 21.2096 | 21.2096 | 21.2096 | 21.2096 | 21.2096 | 21.2096 | 21.2096 | 21.2096 | 21.2096 | 21.2076 | 21.2076 | 21.2076 | 21.2076 | 21.2076 | 21.2076 | 21.2076 | 21.2076 | 21.2076 | 21.2076 | 21.2076 | 21.2076 | 21.2076 | 21.2076 | 20.571 | 19.2605 | 17.7758 | 17.9952 | 17.6824 | 17.7749 | 17.7047
Output Electricity Generation by Type[onshore wind es] | Output Electricity Generation by Type | onshore wind es |  |  |  | 13.3458 | 13.8234 | 14.3514 | 14.7285 | 15.4702 | 16.4758 | 16.8278 | 17.2678 | 17.3306 | 17.9466 | 18.6883 | 19.7819 | 20.1716 | 20.6744 | 21.2904 | 22.1326 | 23.5154 | 24.8353 | 25.8032 | 26.7586 | 27.7517 | 28.7699 | 30.1275 | 31.5103 | 33.0187 | 34.3009 | 36.0483 | 36.8151 | 37.6824 | 38.2607 | 38.8138
Output Electricity Generation by Type[solar PV es] | Output Electricity Generation by Type | solar PV es |  |  |  | 24.4033 | 28.0994 | 32.0939 | 34.9606 | 41.2844 | 50.7918 | 53.0062 | 56.5677 | 56.843 | 62.6077 | 69.9247 | 79.9933 | 82.5289 | 87.1036 | 92.597 | 99.9322 | 112.08 | 122.487 | 129.628 | 137.094 | 144.89 | 152.832 | 163.363 | 173.2 | 183.74 | 191.962 | 203.794 | 207.101 | 213.182 | 216.826 | 220.885
Output Electricity Generation by Type[solar thermal es] | Output Electricity Generation by Type | solar thermal es |  |  |  | 2.4409 | 0.33239 | 0.56292 | 0.72375 | 1.0454 | 1.5279 | 1.6673 | 1.8442 | 1.871 | 2.1123 | 2.4071 | 2.8468 | 3.0076 | 3.2167 | 3.4794 | 3.8386 | 4.4337 | 5.0019 | 5.4147 | 5.8168 | 6.235 | 6.6585 | 7.2161 | 7.7736 | 8.1227 | 8.0629 | 8.0031 | 8.3475 | 8.4706 | 8.6901 | 8.8572
Output Electricity Generation by Type[biomass es] | Output Electricity Generation by Type | biomass es |  |  |  | 5.6371 | 5.842 | 6.047 | 6.1811 | 6.4255 | 6.796 | 6.9143 | 7.0562 | 7.072 | 7.2454 | 7.4267 | 7.7105 | 7.8052 | 7.9313 | 8.0811 | 8.2782 | 8.6014 | 8.901 | 9.1139 | 9.3189 | 9.5239 | 9.7289 | 10.0048 | 10.2729 | 10.2475 | 9.8166 | 9.3308 | 9.5597 | 9.5184 | 9.6475 | 9.6884
Output Electricity Generation by Type[geothermal es] | Output Electricity Generation by Type | geothermal es |  |  |  | 11.1908 | 9.7912 | 9.9552 | 10.5564 | 10.7204 | 10.9391 | 11.3764 | 11.431 | 16.7333 | 16.8426 | 17.0066 | 17.2253 | 17.2799 | 17.3346 | 17.4439 | 17.6079 | 17.8812 | 18.0999 | 18.2638 | 18.4278 | 18.5918 | 18.7558 | 18.9745 | 19.1931 | 18.8291 | 19.6153 | 18.3324 | 18.6514 | 18.4183 | 18.5605 | 18.5328
Output Electricity Generation by Type[petroleum es] | Output Electricity Generation by Type | petroleum es |  |  |  | 0 | 0 | 0 | 0 | 0 | 0.0009636 | 0.0009636 | 0.0009636 | 0.0009636 | 0.0009636 | 0.0009636 | 0.0009636 | 0.0009636 | 0.0009636 | 0.0009636 | 0.0009636 | 0.0009636 | 0.0009636 | 0.0009636 | 0.0009636 | 0.0009636 | 0.0009636 | 0.0009636 | 0.0009636 | 0.0009636 | 0.0009636 | 0.0009636 | 0.0009636 | 0.0009636 | 0.0009636 | 0.0009636
Output Electricity Generation by Type[natural gas peaker es] | Output Electricity Generation by Type | natural gas peaker es |  |  |  | 9.6331 | 9.6331 | 9.6331 | 9.6331 | 9.6331 | 9.3484 | 9.2915 | 9.2915 | 9.2915 | 9.2915 | 9.2915 | 9.2915 | 9.2915 | 9.2915 | 9.2915 | 9.2915 | 9.2915 | 9.2915 | 9.2915 | 9.2915 | 9.2915 | 9.2915 | 9.2915 | 9.2915 | 9.2915 | 9.2915 | 9.2915 | 9.2915 | 9.2915 | 9.2915 | 9.2915
Output Electricity Generation by Type[lignite es] | Output Electricity Generation by Type | lignite es |  |  |  | 0 | 0 | 0 | 0 | 0 | 0 | 0 | 0 | 0 | 0 | 0 | 0 | 0 | 0 | 0 | 0 | 0 | 0 | 0 | 0 | 0 | 0 | 0 | 0 | 0 | 0 | 0 | 0 | 0 | 0 | 0
Output Electricity Generation by Type[offshore wind es] | Output Electricity Generation by Type | offshore wind es |  |  |  | 0.29188 | 0.69635 | 1.1508 | 3.0398 | 5.2539 | 7.8808 | 9.8365 | 11.8963 | 13.5434 | 15.5574 | 17.6673 | 20.436 | 22.6877 | 25.0352 | 27.4829 | 30.1182 | 33.2246 | 36.206 | 38.9956 | 41.5975 | 44.0118 | 46.2385 | 48.2775 | 50.2248 | 50.6061 | 49.1505 | 45.3619 | 45.9218 | 45.1234 | 45.3594 | 45.1803
Output Electricity Generation by Type[crude oil es] | Output Electricity Generation by Type | crude oil es |  |  |  | 0 | 0 | 0 | 0 | 0 | 0 | 0 | 0 | 0 | 0 | 0 | 0 | 0 | 0 | 0 | 0 | 0 | 0 | 0 | 0 | 0 | 0 | 0 | 0 | 0 | 0 | 0 | 0 | 0 | 0 | 0
Output Electricity Generation by Type[heavy or residual fuel oil es] | Output Electricity Generation by Type | heavy or residual fuel oil es |  |  |  | 0 | 0 | 0 | 0 | 0 | 0 | 0 | 0 | 0 | 0 | 0 | 0 | 0 | 0 | 0 | 0 | 0 | 0 | 0 | 0 | 0 | 0 | 0 | 0 | 0 | 0 | 0 | 0 | 0 | 0 | 0
Output Electricity Generation by Type[municipal solid waste es] | Output Electricity Generation by Type | municipal solid waste es |  |  |  | 0 | 0 | 0 | 0 | 0 | 0 | 0 | 0 | 0 | 0 | 0 | 0 | 0 | 0 | 0 | 0 | 0 | 0 | 0 | 0 | 0 | 0 | 0 | 0 | 0 | 0 | 0 | 0 | 0 | 0 | 0

## NoSettings
Time | NoSettings | 2020 | 2021 | 2022 | 2023 | 2024 | 2025 | 2026 | 2027 | 2028 | 2029 | 2030 | 2031 | 2032 | 2033 | 2034 | 2035 | 2036 | 2037 | 2038 | 2039 | 2040 | 2041 | 2042 | 2043 | 2044 | 2045 | 2046 | 2047 | 2048 | 2049 | 2050
Industrial Fuel Use for Energy Purposes before CCS and Methane Capture[electricity if,agriculture and forestry 01T03] | NoSettings | 64300000000000 | 65000000000000 | 65700000000000 | 66400000000000 | 67100000000000 | 67800000000000 | 68500000000000 | 69200000000000 | 69900000000000 | 70600000000000 | 71300000000000 | 72000000000000 | 72700000000000 | 73400000000000 | 74100000000000 | 74800000000000 | 75500000000000 | 76200000000000 | 77000000000000 | 77700000000000 | 78400000000000 | 79100000000000 | 79800000000000 | 80500000000000 | 81200000000000 | 81900000000000 | 82600000000000 | 83300000000000 | 84000000000000 | 84700000000000 | 85400000000000
Industrial Fuel Use for Energy Purposes before CCS and Methane Capture[electricity if,coal mining 05] | NoSettings | 0 | 0 | 0 | 0 | 0 | 0 | 0 | 0 | 0 | 0 | 0 | 0 | 0 | 0 | 0 | 0 | 0 | 0 | 0 | 0 | 0 | 0 | 0 | 0 | 0 | 0 | 0 | 0 | 0 | 0 | 0
Industrial Fuel Use for Energy Purposes before CCS and Methane Capture[electricity if,oil and gas extraction 06] | NoSettings | 11800000000000 | 11000000000000 | 11100000000000 | 11600000000000 | 11900000000000 | 12300000000000 | 12400000000000 | 12400000000000 | 12500000000000 | 12400000000000 | 12200000000000 | 12200000000000 | 12100000000000 | 12200000000000 | 12300000000000 | 12300000000000 | 12200000000000 | 12300000000000 | 12400000000000 | 12400000000000 | 12300000000000 | 12200000000000 | 12100000000000 | 12100000000000 | 12200000000000 | 12200000000000 | 12200000000000 | 12200000000000 | 12300000000000 | 12300000000000 | 12300000000000
Industrial Fuel Use for Energy Purposes before CCS and Methane Capture[electricity if,other mining and quarrying 07T08] | NoSettings | 16000000000000 | 15900000000000 | 16800000000000 | 17100000000000 | 17500000000000 | 17800000000000 | 17900000000000 | 18000000000000 | 18000000000000 | 18000000000000 | 18100000000000 | 18200000000000 | 18200000000000 | 18200000000000 | 18300000000000 | 18500000000000 | 18600000000000 | 18700000000000 | 18800000000000 | 18900000000000 | 19000000000000 | 19200000000000 | 19400000000000 | 19700000000000 | 19800000000000 | 20000000000000 | 20200000000000 | 20400000000000 | 20700000000000 | 20900000000000 | 21100000000000
Industrial Fuel Use for Energy Purposes before CCS and Methane Capture[electricity if,food beverage and tobacco 10T12] | NoSettings | 10900000000000 | 10900000000000 | 11500000000000 | 11700000000000 | 11900000000000 | 12100000000000 | 12300000000000 | 12300000000000 | 12300000000000 | 12300000000000 | 12400000000000 | 12400000000000 | 12400000000000 | 12500000000000 | 12500000000000 | 12600000000000 | 12700000000000 | 12800000000000 | 12900000000000 | 13000000000000 | 13000000000000 | 13100000000000 | 13300000000000 | 13400000000000 | 13600000000000 | 13700000000000 | 13800000000000 | 14000000000000 | 14100000000000 | 14300000000000 | 14400000000000
Industrial Fuel Use for Energy Purposes before CCS and Methane Capture[electricity if,textiles apparel and leather 13T15] | NoSettings | 731000000000 | 727000000000 | 767000000000 | 783000000000 | 799000000000 | 813000000000 | 820000000000 | 824000000000 | 825000000000 | 825000000000 | 828000000000 | 831000000000 | 832000000000 | 834000000000 | 838000000000 | 844000000000 | 849000000000 | 854000000000 | 861000000000 | 866000000000 | 870000000000 | 877000000000 | 888000000000 | 899000000000 | 907000000000 | 915000000000 | 926000000000 | 935000000000 | 945000000000 | 954000000000 | 964000000000
Industrial Fuel Use for Energy Purposes before CCS and Methane Capture[electricity if,wood products 16] | NoSettings | 887000000000 | 882000000000 | 930000000000 | 949000000000 | 968000000000 | 985000000000 | 994000000000 | 999000000000 | 1000000000000 | 1000000000000 | 1000000000000 | 1010000000000 | 1010000000000 | 1010000000000 | 1020000000000 | 1020000000000 | 1030000000000 | 1040000000000 | 1040000000000 | 1050000000000 | 1060000000000 | 1060000000000 | 1080000000000 | 1090000000000 | 1100000000000 | 1110000000000 | 1120000000000 | 1130000000000 | 1150000000000 | 1160000000000 | 1170000000000
Industrial Fuel Use for Energy Purposes before CCS and Methane Capture[electricity if,pulp paper and printing 17T18] | NoSettings | 4040000000000 | 4020000000000 | 4240000000000 | 4330000000000 | 4420000000000 | 4490000000000 | 4530000000000 | 4550000000000 | 4560000000000 | 4560000000000 | 4580000000000 | 4590000000000 | 4600000000000 | 4610000000000 | 4630000000000 | 4670000000000 | 4690000000000 | 4720000000000 | 4760000000000 | 4790000000000 | 4810000000000 | 4850000000000 | 4910000000000 | 4970000000000 | 5010000000000 | 5060000000000 | 5120000000000 | 5170000000000 | 5220000000000 | 5280000000000 | 5330000000000
Industrial Fuel Use for Energy Purposes before CCS and Methane Capture[electricity if,refined petroleum and coke 19] | NoSettings | 15500000000000 | 16600000000000 | 15500000000000 | 15800000000000 | 15600000000000 | 15500000000000 | 15100000000000 | 15000000000000 | 14400000000000 | 14100000000000 | 13800000000000 | 13600000000000 | 13200000000000 | 13100000000000 | 12700000000000 | 12500000000000 | 12500000000000 | 12200000000000 | 12000000000000 | 12000000000000 | 11900000000000 | 11800000000000 | 11700000000000 | 11600000000000 | 11600000000000 | 11500000000000 | 11400000000000 | 11400000000000 | 11300000000000 | 11300000000000 | 11200000000000
Industrial Fuel Use for Energy Purposes before CCS and Methane Capture[electricity if,chemicals 20] | NoSettings | 6060000000000 | 6030000000000 | 6360000000000 | 6490000000000 | 6620000000000 | 6740000000000 | 6800000000000 | 6830000000000 | 6840000000000 | 6850000000000 | 6860000000000 | 6890000000000 | 6900000000000 | 6910000000000 | 6950000000000 | 7000000000000 | 7040000000000 | 7080000000000 | 7140000000000 | 7180000000000 | 7220000000000 | 7270000000000 | 7360000000000 | 7450000000000 | 7520000000000 | 7590000000000 | 7680000000000 | 7760000000000 | 7840000000000 | 7910000000000 | 7990000000000
Industrial Fuel Use for Energy Purposes before CCS and Methane Capture[electricity if,rubber and plastic products 22] | NoSettings | 4360000000000 | 4330000000000 | 4570000000000 | 4670000000000 | 4760000000000 | 4840000000000 | 4890000000000 | 4910000000000 | 4910000000000 | 4920000000000 | 4930000000000 | 4950000000000 | 4960000000000 | 4970000000000 | 5000000000000 | 5030000000000 | 5060000000000 | 5090000000000 | 5130000000000 | 5160000000000 | 5190000000000 | 5230000000000 | 5290000000000 | 5360000000000 | 5410000000000 | 5450000000000 | 5520000000000 | 5570000000000 | 5630000000000 | 5690000000000 | 5740000000000
Industrial Fuel Use for Energy Purposes before CCS and Methane Capture[electricity if,glass and glass products 231] | NoSettings | 8240000000000 | 8200000000000 | 8640000000000 | 8830000000000 | 9000000000000 | 9160000000000 | 9240000000000 | 9290000000000 | 9300000000000 | 9310000000000 | 9330000000000 | 9370000000000 | 9380000000000 | 9400000000000 | 9450000000000 | 9520000000000 | 9570000000000 | 9630000000000 | 9700000000000 | 9770000000000 | 9810000000000 | 9890000000000 | 10000000000000 | 10100000000000 | 10200000000000 | 10300000000000 | 10400000000000 | 10500000000000 | 10700000000000 | 10800000000000 | 10900000000000
Industrial Fuel Use for Energy Purposes before CCS and Methane Capture[electricity if,cement and other nonmetallic minerals 239] | NoSettings | 10200000000000 | 10100000000000 | 10700000000000 | 10900000000000 | 11100000000000 | 11300000000000 | 11400000000000 | 11400000000000 | 11500000000000 | 11500000000000 | 11500000000000 | 11500000000000 | 11600000000000 | 11600000000000 | 11600000000000 | 11700000000000 | 11800000000000 | 11900000000000 | 12000000000000 | 12000000000000 | 12100000000000 | 12200000000000 | 12300000000000 | 12500000000000 | 12600000000000 | 12700000000000 | 12900000000000 | 13000000000000 | 13100000000000 | 13300000000000 | 13400000000000
Industrial Fuel Use for Energy Purposes before CCS and Methane Capture[electricity if,iron and steel 241] | NoSettings | 1830000000000 | 1630000000000 | 1770000000000 | 1780000000000 | 1850000000000 | 1940000000000 | 1940000000000 | 1950000000000 | 1960000000000 | 1970000000000 | 1990000000000 | 2000000000000 | 2000000000000 | 1990000000000 | 1990000000000 | 2000000000000 | 2000000000000 | 2000000000000 | 2030000000000 | 2040000000000 | 2020000000000 | 2040000000000 | 2080000000000 | 2120000000000 | 2130000000000 | 2140000000000 | 2170000000000 | 2190000000000 | 2220000000000 | 2250000000000 | 2300000000000
Industrial Fuel Use for Energy Purposes before CCS and Methane Capture[electricity if,other metals 242] | NoSettings | 3380000000000 | 3560000000000 | 3690000000000 | 3800000000000 | 3850000000000 | 3860000000000 | 3910000000000 | 3920000000000 | 3920000000000 | 3920000000000 | 3910000000000 | 3920000000000 | 3940000000000 | 3960000000000 | 3990000000000 | 4020000000000 | 4060000000000 | 4080000000000 | 4110000000000 | 4140000000000 | 4180000000000 | 4220000000000 | 4250000000000 | 4290000000000 | 4340000000000 | 4380000000000 | 4430000000000 | 4480000000000 | 4520000000000 | 4550000000000 | 4570000000000
Industrial Fuel Use for Energy Purposes before CCS and Methane Capture[electricity if,metal products except machinery and vehicles 25] | NoSettings | 0 | 0 | 0 | 0 | 0 | 0 | 0 | 0 | 0 | 0 | 0 | 0 | 0 | 0 | 0 | 0 | 0 | 0 | 0 | 0 | 0 | 0 | 0 | 0 | 0 | 0 | 0 | 0 | 0 | 0 | 0
Industrial Fuel Use for Energy Purposes before CCS and Methane Capture[electricity if,computers and electronics 26] | NoSettings | 8500000000000 | 8470000000000 | 8930000000000 | 9120000000000 | 9320000000000 | 9470000000000 | 9560000000000 | 9610000000000 | 9620000000000 | 9630000000000 | 9660000000000 | 9690000000000 | 9700000000000 | 9730000000000 | 9790000000000 | 9860000000000 | 9920000000000 | 9980000000000 | 10100000000000 | 10100000000000 | 10200000000000 | 10200000000000 | 10400000000000 | 10500000000000 | 10600000000000 | 10700000000000 | 10800000000000 | 10900000000000 | 11000000000000 | 11200000000000 | 11300000000000
Industrial Fuel Use for Energy Purposes before CCS and Methane Capture[electricity if,appliances and electrical equipment 27] | NoSettings | 490000000000 | 474000000000 | 494000000000 | 500000000000 | 505000000000 | 515000000000 | 521000000000 | 522000000000 | 520000000000 | 518000000000 | 518000000000 | 521000000000 | 520000000000 | 517000000000 | 518000000000 | 520000000000 | 521000000000 | 522000000000 | 526000000000 | 529000000000 | 531000000000 | 534000000000 | 541000000000 | 549000000000 | 554000000000 | 557000000000 | 562000000000 | 566000000000 | 571000000000 | 576000000000 | 583000000000
Industrial Fuel Use for Energy Purposes before CCS and Methane Capture[electricity if,other machinery 28] | NoSettings | 1790000000000 | 1780000000000 | 1880000000000 | 1920000000000 | 1960000000000 | 1990000000000 | 2010000000000 | 2020000000000 | 2020000000000 | 2020000000000 | 2030000000000 | 2040000000000 | 2040000000000 | 2040000000000 | 2050000000000 | 2070000000000 | 2080000000000 | 2090000000000 | 2110000000000 | 2120000000000 | 2130000000000 | 2150000000000 | 2180000000000 | 2200000000000 | 2220000000000 | 2240000000000 | 2270000000000 | 2290000000000 | 2320000000000 | 2340000000000 | 2360000000000
Industrial Fuel Use for Energy Purposes before CCS and Methane Capture[electricity if,road vehicles 29] | NoSettings | 230000000000 | 229000000000 | 241000000000 | 246000000000 | 251000000000 | 256000000000 | 258000000000 | 259000000000 | 259000000000 | 260000000000 | 260000000000 | 261000000000 | 262000000000 | 262000000000 | 264000000000 | 266000000000 | 267000000000 | 269000000000 | 271000000000 | 273000000000 | 274000000000 | 276000000000 | 279000000000 | 283000000000 | 285000000000 | 288000000000 | 291000000000 | 294000000000 | 297000000000 | 300000000000 | 303000000000
Industrial Fuel Use for Energy Purposes before CCS and Methane Capture[electricity if,nonroad vehicles 30] | NoSettings | 2380000000000 | 2370000000000 | 2490000000000 | 2550000000000 | 2600000000000 | 2640000000000 | 2670000000000 | 2680000000000 | 2680000000000 | 2690000000000 | 2690000000000 | 2700000000000 | 2710000000000 | 2710000000000 | 2730000000000 | 2750000000000 | 2760000000000 | 2780000000000 | 2800000000000 | 2820000000000 | 2830000000000 | 2850000000000 | 2890000000000 | 2920000000000 | 2950000000000 | 2980000000000 | 3010000000000 | 3040000000000 | 3070000000000 | 3110000000000 | 3140000000000
Industrial Fuel Use for Energy Purposes before CCS and Methane Capture[electricity if,other manufacturing 31T33] | NoSettings | 369000000000 | 367000000000 | 387000000000 | 395000000000 | 403000000000 | 410000000000 | 414000000000 | 416000000000 | 417000000000 | 417000000000 | 418000000000 | 420000000000 | 420000000000 | 421000000000 | 423000000000 | 427000000000 | 429000000000 | 431000000000 | 435000000000 | 438000000000 | 440000000000 | 443000000000 | 448000000000 | 454000000000 | 458000000000 | 462000000000 | 468000000000 | 472000000000 | 477000000000 | 482000000000 | 487000000000
Industrial Fuel Use for Energy Purposes before CCS and Methane Capture[electricity if,energy pipelines and gas processing 352T353] | NoSettings | 0 | 0 | 0 | 0 | 0 | 0 | 0 | 0 | 0 | 0 | 0 | 0 | 0 | 0 | 0 | 0 | 0 | 0 | 0 | 0 | 0 | 0 | 0 | 0 | 0 | 0 | 0 | 0 | 0 | 0 | 0
Industrial Fuel Use for Energy Purposes before CCS and Methane Capture[electricity if,water and waste 36T39] | NoSettings | 47100000000000 | 46000000000000 | 47200000000000 | 47200000000000 | 46800000000000 | 46400000000000 | 46000000000000 | 45700000000000 | 45400000000000 | 45100000000000 | 44800000000000 | 44400000000000 | 44000000000000 | 43700000000000 | 43300000000000 | 43000000000000 | 42600000000000 | 42300000000000 | 41900000000000 | 41600000000000 | 41300000000000 | 40900000000000 | 40600000000000 | 40200000000000 | 39900000000000 | 39500000000000 | 39200000000000 | 38800000000000 | 38500000000000 | 38100000000000 | 37800000000000
Industrial Fuel Use for Energy Purposes before CCS and Methane Capture[electricity if,construction 41T43] | NoSettings | 2400000000000 | 2390000000000 | 2520000000000 | 2570000000000 | 2620000000000 | 2670000000000 | 2690000000000 | 2700000000000 | 2710000000000 | 2710000000000 | 2720000000000 | 2730000000000 | 2730000000000 | 2740000000000 | 2750000000000 | 2770000000000 | 2790000000000 | 2800000000000 | 2830000000000 | 2840000000000 | 2860000000000 | 2880000000000 | 2910000000000 | 2950000000000 | 2980000000000 | 3000000000000 | 3040000000000 | 3070000000000 | 3100000000000 | 3130000000000 | 3160000000000
Industrial Fuel Use for Energy Purposes before CCS and Methane Capture[hard coal if,agriculture and forestry 01T03] | NoSettings | 0 | 0 | 0 | 0 | 0 | 0 | 0 | 0 | 0 | 0 | 0 | 0 | 0 | 0 | 0 | 0 | 0 | 0 | 0 | 0 | 0 | 0 | 0 | 0 | 0 | 0 | 0 | 0 | 0 | 0 | 0
Industrial Fuel Use for Energy Purposes before CCS and Methane Capture[hard coal if,coal mining 05] | NoSettings | 0 | 0 | 0 | 0 | 0 | 0 | 0 | 0 | 0 | 0 | 0 | 0 | 0 | 0 | 0 | 0 | 0 | 0 | 0 | 0 | 0 | 0 | 0 | 0 | 0 | 0 | 0 | 0 | 0 | 0 | 0
Industrial Fuel Use for Energy Purposes before CCS and Methane Capture[hard coal if,oil and gas extraction 06] | NoSettings | 0 | 0 | 0 | 0 | 0 | 0 | 0 | 0 | 0 | 0 | 0 | 0 | 0 | 0 | 0 | 0 | 0 | 0 | 0 | 0 | 0 | 0 | 0 | 0 | 0 | 0 | 0 | 0 | 0 | 0 | 0
Industrial Fuel Use for Energy Purposes before CCS and Methane Capture[hard coal if,other mining and quarrying 07T08] | NoSettings | 0 | 0 | 0 | 0 | 0 | 0 | 0 | 0 | 0 | 0 | 0 | 0 | 0 | 0 | 0 | 0 | 0 | 0 | 0 | 0 | 0 | 0 | 0 | 0 | 0 | 0 | 0 | 0 | 0 | 0 | 0
Industrial Fuel Use for Energy Purposes before CCS and Methane Capture[hard coal if,food beverage and tobacco 10T12] | NoSettings | 0 | 0 | 0 | 0 | 0 | 0 | 0 | 0 | 0 | 0 | 0 | 0 | 0 | 0 | 0 | 0 | 0 | 0 | 0 | 0 | 0 | 0 | 0 | 0 | 0 | 0 | 0 | 0 | 0 | 0 | 0
Industrial Fuel Use for Energy Purposes before CCS and Methane Capture[hard coal if,textiles apparel and leather 13T15] | NoSettings | 0 | 0 | 0 | 0 | 0 | 0 | 0 | 0 | 0 | 0 | 0 | 0 | 0 | 0 | 0 | 0 | 0 | 0 | 0 | 0 | 0 | 0 | 0 | 0 | 0 | 0 | 0 | 0 | 0 | 0 | 0
Industrial Fuel Use for Energy Purposes before CCS and Methane Capture[hard coal if,wood products 16] | NoSettings | 0 | 0 | 0 | 0 | 0 | 0 | 0 | 0 | 0 | 0 | 0 | 0 | 0 | 0 | 0 | 0 | 0 | 0 | 0 | 0 | 0 | 0 | 0 | 0 | 0 | 0 | 0 | 0 | 0 | 0 | 0
Industrial Fuel Use for Energy Purposes before CCS and Methane Capture[hard coal if,pulp paper and printing 17T18] | NoSettings | 0 | 0 | 0 | 0 | 0 | 0 | 0 | 0 | 0 | 0 | 0 | 0 | 0 | 0 | 0 | 0 | 0 | 0 | 0 | 0 | 0 | 0 | 0 | 0 | 0 | 0 | 0 | 0 | 0 | 0 | 0
Industrial Fuel Use for Energy Purposes before CCS and Methane Capture[hard coal if,refined petroleum and coke 19] | NoSettings | 58081200000000 | 58081200000000 | 58081200000000 | 58081200000000 | 58081200000000 | 58081200000000 | 58081200000000 | 58081200000000 | 58081200000000 | 58081200000000 | 58081200000000 | 58081200000000 | 58081200000000 | 58081200000000 | 58081200000000 | 58081200000000 | 58081200000000 | 58081200000000 | 58081200000000 | 58081200000000 | 58081200000000 | 58081200000000 | 58081200000000 | 58081200000000 | 58081200000000 | 40220300000000 | 43792500000000 | 40220300000000 | 36648100000000 | 33075900000000 | 29503800000000
Industrial Fuel Use for Energy Purposes before CCS and Methane Capture[hard coal if,chemicals 20] | NoSettings | 0 | 0 | 0 | 0 | 0 | 0 | 0 | 0 | 0 | 0 | 0 | 0 | 0 | 0 | 0 | 0 | 0 | 0 | 0 | 0 | 0 | 0 | 0 | 0 | 0 | 0 | 0 | 0 | 0 | 0 | 0
Industrial Fuel Use for Energy Purposes before CCS and Methane Capture[hard coal if,rubber and plastic products 22] | NoSettings | 0 | 0 | 0 | 0 | 0 | 0 | 0 | 0 | 0 | 0 | 0 | 0 | 0 | 0 | 0 | 0 | 0 | 0 | 0 | 0 | 0 | 0 | 0 | 0 | 0 | 0 | 0 | 0 | 0 | 0 | 0
Industrial Fuel Use for Energy Purposes before CCS and Methane Capture[hard coal if,glass and glass products 231] | NoSettings | 0 | 0 | 0 | 0 | 0 | 0 | 0 | 0 | 0 | 0 | 0 | 0 | 0 | 0 | 0 | 0 | 0 | 0 | 0 | 0 | 0 | 0 | 0 | 0 | 0 | 0 | 0 | 0 | 0 | 0 | 0
Industrial Fuel Use for Energy Purposes before CCS and Methane Capture[hard coal if,cement and other nonmetallic minerals 239] | NoSettings | 35775800000000 | 34877000000000 | 33978200000000 | 33079400000000 | 32180600000000 | 31281800000000 | 30383000000000 | 29484200000000 | 28585400000000 | 27686600000000 | 26787800000000 | 25888900000000 | 24990100000000 | 24091300000000 | 23192500000000 | 22293700000000 | 22293700000000 | 22293700000000 | 22293700000000 | 22293700000000 | 22293700000000 | 22293700000000 | 22293700000000 | 22293700000000 | 22293700000000 | 22293700000000 | 22293700000000 | 22293700000000 | 22293700000000 | 22293700000000 | 22293700000000
Industrial Fuel Use for Energy Purposes before CCS and Methane Capture[hard coal if,iron and steel 241] | NoSettings | 0 | 0 | 0 | 0 | 0 | 0 | 0 | 0 | 0 | 0 | 0 | 0 | 0 | 0 | 0 | 0 | 0 | 0 | 0 | 0 | 0 | 0 | 0 | 0 | 0 | 0 | 0 | 0 | 0 | 0 | 0
Industrial Fuel Use for Energy Purposes before CCS and Methane Capture[hard coal if,other metals 242] | NoSettings | 0 | 0 | 0 | 0 | 0 | 0 | 0 | 0 | 0 | 0 | 0 | 0 | 0 | 0 | 0 | 0 | 0 | 0 | 0 | 0 | 0 | 0 | 0 | 0 | 0 | 0 | 0 | 0 | 0 | 0 | 0
Industrial Fuel Use for Energy Purposes before CCS and Methane Capture[hard coal if,metal products except machinery and vehicles 25] | NoSettings | 0 | 0 | 0 | 0 | 0 | 0 | 0 | 0 | 0 | 0 | 0 | 0 | 0 | 0 | 0 | 0 | 0 | 0 | 0 | 0 | 0 | 0 | 0 | 0 | 0 | 0 | 0 | 0 | 0 | 0 | 0
Industrial Fuel Use for Energy Purposes before CCS and Methane Capture[hard coal if,computers and electronics 26] | NoSettings | 0 | 0 | 0 | 0 | 0 | 0 | 0 | 0 | 0 | 0 | 0 | 0 | 0 | 0 | 0 | 0 | 0 | 0 | 0 | 0 | 0 | 0 | 0 | 0 | 0 | 0 | 0 | 0 | 0 | 0 | 0
Industrial Fuel Use for Energy Purposes before CCS and Methane Capture[hard coal if,appliances and electrical equipment 27] | NoSettings | 0 | 0 | 0 | 0 | 0 | 0 | 0 | 0 | 0 | 0 | 0 | 0 | 0 | 0 | 0 | 0 | 0 | 0 | 0 | 0 | 0 | 0 | 0 | 0 | 0 | 0 | 0 | 0 | 0 | 0 | 0
Industrial Fuel Use for Energy Purposes before CCS and Methane Capture[hard coal if,other machinery 28] | NoSettings | 0 | 0 | 0 | 0 | 0 | 0 | 0 | 0 | 0 | 0 | 0 | 0 | 0 | 0 | 0 | 0 | 0 | 0 | 0 | 0 | 0 | 0 | 0 | 0 | 0 | 0 | 0 | 0 | 0 | 0 | 0
Industrial Fuel Use for Energy Purposes before CCS and Methane Capture[hard coal if,road vehicles 29] | NoSettings | 0 | 0 | 0 | 0 | 0 | 0 | 0 | 0 | 0 | 0 | 0 | 0 | 0 | 0 | 0 | 0 | 0 | 0 | 0 | 0 | 0 | 0 | 0 | 0 | 0 | 0 | 0 | 0 | 0 | 0 | 0
Industrial Fuel Use for Energy Purposes before CCS and Methane Capture[hard coal if,nonroad vehicles 30] | NoSettings | 0 | 0 | 0 | 0 | 0 | 0 | 0 | 0 | 0 | 0 | 0 | 0 | 0 | 0 | 0 | 0 | 0 | 0 | 0 | 0 | 0 | 0 | 0 | 0 | 0 | 0 | 0 | 0 | 0 | 0 | 0
Industrial Fuel Use for Energy Purposes before CCS and Methane Capture[hard coal if,other manufacturing 31T33] | NoSettings | 383136000000 | 351694000000 | 344022000000 | 332647000000 | 314093000000 | 296381000000 | 277667000000 | 259536000000 | 240175000000 | 221868000000 | 205241000000 | 191316000000 | 176278000000 | 162393000000 | 145737000000 | 146922000000 | 142256000000 | 137272000000 | 133276000000 | 129648000000 | 126739000000 | 124271000000 | 121757000000 | 119596000000 | 117689000000 | 430043000000 | 364914000000 | 425662000000 | 486410000000 | 547157000000 | 607905000000
Industrial Fuel Use for Energy Purposes before CCS and Methane Capture[hard coal if,energy pipelines and gas processing 352T353] | NoSettings | 0 | 0 | 0 | 0 | 0 | 0 | 0 | 0 | 0 | 0 | 0 | 0 | 0 | 0 | 0 | 0 | 0 | 0 | 0 | 0 | 0 | 0 | 0 | 0 | 0 | 0 | 0 | 0 | 0 | 0 | 0
Industrial Fuel Use for Energy Purposes before CCS and Methane Capture[hard coal if,water and waste 36T39] | NoSettings | 0 | 0 | 0 | 0 | 0 | 0 | 0 | 0 | 0 | 0 | 0 | 0 | 0 | 0 | 0 | 0 | 0 | 0 | 0 | 0 | 0 | 0 | 0 | 0 | 0 | 0 | 0 | 0 | 0 | 0 | 0
Industrial Fuel Use for Energy Purposes before CCS and Methane Capture[hard coal if,construction 41T43] | NoSettings | 0 | 0 | 0 | 0 | 0 | 0 | 0 | 0 | 0 | 0 | 0 | 0 | 0 | 0 | 0 | 0 | 0 | 0 | 0 | 0 | 0 | 0 | 0 | 0 | 0 | 0 | 0 | 0 | 0 | 0 | 0
Industrial Fuel Use for Energy Purposes before CCS and Methane Capture[natural gas if,agriculture and forestry 01T03] | NoSettings | 12353600000000 | 11933800000000 | 11513900000000 | 11094000000000 | 10674200000000 | 10254300000000 | 9834450000000 | 9414590000000 | 8994720000000 | 8574860000000 | 8155000000000 | 7735140000000 | 7315280000000 | 6895420000000 | 6475560000000 | 6055690000000 | 5635830000000 | 5215970000000 | 4796110000000 | 4376250000000 | 3956390000000 | 3536520000000 | 3116660000000 | 2696800000000 | 2279430000000 | 1886950000000 | 1462360000000 | 1048720000000 | 635084000000 | 221446000000 | 0
Industrial Fuel Use for Energy Purposes before CCS and Methane Capture[natural gas if,coal mining 05] | NoSettings | 29800000 | 29800000 | 30200000 | 30900000 | 31500000 | 32100000 | 32400000 | 32500000 | 32500000 | 32600000 | 32700000 | 32800000 | 32800000 | 32900000 | 33100000 | 33300000 | 33500000 | 33700000 | 34000000 | 34200000 | 34300000 | 34600000 | 35000000 | 35500000 | 35800000 | 36100000 | 36500000 | 36900000 | 37300000 | 37700000 | 38000000
Industrial Fuel Use for Energy Purposes before CCS and Methane Capture[natural gas if,oil and gas extraction 06] | NoSettings | 240190000000000 | 220126000000000 | 229683000000000 | 240315000000000 | 245567000000000 | 253855000000000 | 256086000000000 | 256082000000000 | 258524000000000 | 256149000000000 | 252666000000000 | 252375000000000 | 250471000000000 | 252669000000000 | 255062000000000 | 254376000000000 | 252806000000000 | 253897000000000 | 255628000000000 | 256563000000000 | 254413000000000 | 251626000000000 | 250268000000000 | 250372000000000 | 251742000000000 | 252703000000000 | 252431000000000 | 252794000000000 | 253157000000000 | 253519000000000 | 253882000000000
Industrial Fuel Use for Energy Purposes before CCS and Methane Capture[natural gas if,other mining and quarrying 07T08] | NoSettings | 5642730000000 | 5633260000000 | 5724440000000 | 5845810000000 | 5964320000000 | 6067190000000 | 6123270000000 | 6151510000000 | 6158020000000 | 6163900000000 | 6180320000000 | 6203220000000 | 6210050000000 | 6225420000000 | 6259020000000 | 6305880000000 | 6339370000000 | 6376520000000 | 6427990000000 | 6469240000000 | 6498560000000 | 6547270000000 | 6628280000000 | 6711850000000 | 6773360000000 | 6831370000000 | 6912410000000 | 6983740000000 | 7055060000000 | 7126390000000 | 7197720000000
Industrial Fuel Use for Energy Purposes before CCS and Methane Capture[natural gas if,food beverage and tobacco 10T12] | NoSettings | 59764800000000 | 59664500000000 | 60630300000000 | 61915800000000 | 63170900000000 | 64260400000000 | 64854500000000 | 65153500000000 | 65222500000000 | 65284800000000 | 65458700000000 | 65701300000000 | 65773600000000 | 65936300000000 | 66292300000000 | 66788600000000 | 67143200000000 | 67536700000000 | 68081900000000 | 68518800000000 | 68829300000000 | 69345200000000 | 70203300000000 | 71088400000000 | 71739800000000 | 72354200000000 | 73212600000000 | 73968100000000 | 74723500000000 | 75479000000000 | 76234400000000
Industrial Fuel Use for Energy Purposes before CCS and Methane Capture[natural gas if,textiles apparel and leather 13T15] | NoSettings | 3123100000000 | 3117860000000 | 3168330000000 | 3235500000000 | 3301090000000 | 3358030000000 | 3389070000000 | 3404690000000 | 3408300000000 | 3411550000000 | 3420640000000 | 3433320000000 | 3437100000000 | 3445600000000 | 3464200000000 | 3490140000000 | 3508670000000 | 3529230000000 | 3557720000000 | 3580550000000 | 3596780000000 | 3623740000000 | 3668580000000 | 3714830000000 | 3748870000000 | 3780980000000 | 3825830000000 | 3865310000000 | 3904790000000 | 3944270000000 | 3983740000000
Industrial Fuel Use for Energy Purposes before CCS and Methane Capture[natural gas if,wood products 16] | NoSettings | 7255680000000 | 7243510000000 | 7360750000000 | 7516820000000 | 7669200000000 | 7801470000000 | 7873590000000 | 7909890000000 | 7918270000000 | 7925830000000 | 7946940000000 | 7976390000000 | 7985170000000 | 8004930000000 | 8048140000000 | 8108390000000 | 8151450000000 | 8199220000000 | 8265400000000 | 8318450000000 | 8356140000000 | 8418780000000 | 8522950000000 | 8630410000000 | 8709500000000 | 8784090000000 | 8888300000000 | 8980010000000 | 9071730000000 | 9163450000000 | 9255160000000
Industrial Fuel Use for Energy Purposes before CCS and Methane Capture[natural gas if,pulp paper and printing 17T18] | NoSettings | 12535400000000 | 12514400000000 | 12717000000000 | 12986600000000 | 13249900000000 | 13478400000000 | 13603000000000 | 13665700000000 | 13680200000000 | 13693200000000 | 13729700000000 | 13780600000000 | 13795800000000 | 13829900000000 | 13904500000000 | 14008600000000 | 14083000000000 | 14165600000000 | 14279900000000 | 14371500000000 | 14436700000000 | 14544900000000 | 14724900000000 | 14910500000000 | 15047200000000 | 15176000000000 | 15356100000000 | 15514500000000 | 15673000000000 | 15831400000000 | 15989900000000
Industrial Fuel Use for Energy Purposes before CCS and Methane Capture[natural gas if,refined petroleum and coke 19] | NoSettings | 115758000000000 | 123747000000000 | 115786000000000 | 118000000000000 | 116959000000000 | 115761000000000 | 113193000000000 | 112474000000000 | 107948000000000 | 105530000000000 | 103159000000000 | 101398000000000 | 98704800000000 | 98107500000000 | 94963900000000 | 93103800000000 | 93427900000000 | 90888800000000 | 89693300000000 | 89442400000000 | 89143000000000 | 87875000000000 | 87282800000000 | 86877800000000 | 86595900000000 | 85955900000000 | 85559900000000 | 85107500000000 | 84654900000000 | 84202400000000 | 83749900000000
Industrial Fuel Use for Energy Purposes before CCS and Methane Capture[natural gas if,chemicals 20] | NoSettings | 136589000000000 | 136359000000000 | 138567000000000 | 141505000000000 | 144373000000000 | 146863000000000 | 148221000000000 | 148904000000000 | 149062000000000 | 149204000000000 | 149602000000000 | 150156000000000 | 150321000000000 | 150693000000000 | 151507000000000 | 152641000000000 | 153451000000000 | 154351000000000 | 155597000000000 | 156595000000000 | 157305000000000 | 158484000000000 | 160445000000000 | 162468000000000 | 163957000000000 | 165361000000000 | 167323000000000 | 169049000000000 | 170776000000000 | 172502000000000 | 174229000000000
Industrial Fuel Use for Energy Purposes before CCS and Methane Capture[natural gas if,rubber and plastic products 22] | NoSettings | 1638690000000 | 1635940000000 | 1662420000000 | 1697670000000 | 1732080000000 | 1761960000000 | 1778240000000 | 1786440000000 | 1788330000000 | 1790040000000 | 1794810000000 | 1801460000000 | 1803440000000 | 1807910000000 | 1817670000000 | 1831270000000 | 1841000000000 | 1851790000000 | 1866730000000 | 1878710000000 | 1887230000000 | 1901370000000 | 1924900000000 | 1949170000000 | 1967030000000 | 1983880000000 | 2007410000000 | 2028130000000 | 2048840000000 | 2069560000000 | 2090270000000
Industrial Fuel Use for Energy Purposes before CCS and Methane Capture[natural gas if,glass and glass products 231] | NoSettings | 13693700000000 | 13670700000000 | 13892000000000 | 14186600000000 | 14474200000000 | 14723800000000 | 14859900000000 | 14928400000000 | 14944200000000 | 14958500000000 | 14998300000000 | 15053900000000 | 15070500000000 | 15107800000000 | 15189300000000 | 15303100000000 | 15384300000000 | 15474500000000 | 15599400000000 | 15699500000000 | 15770600000000 | 15888800000000 | 16085500000000 | 16288300000000 | 16437500000000 | 16578300000000 | 16775000000000 | 16948100000000 | 17121200000000 | 17294300000000 | 17467400000000
Industrial Fuel Use for Energy Purposes before CCS and Methane Capture[natural gas if,cement and other nonmetallic minerals 239] | NoSettings | 4658520000000 | 4556690000000 | 4454860000000 | 4353040000000 | 4251210000000 | 4149390000000 | 4047560000000 | 3945730000000 | 3843910000000 | 3742080000000 | 3640260000000 | 3538430000000 | 3436600000000 | 3334780000000 | 3232950000000 | 3131130000000 | 3131130000000 | 3131130000000 | 3131130000000 | 3131130000000 | 3131130000000 | 3131130000000 | 3131130000000 | 3131130000000 | 3131130000000 | 3131130000000 | 3131130000000 | 3131130000000 | 3131130000000 | 3131130000000 | 3131130000000
Industrial Fuel Use for Energy Purposes before CCS and Methane Capture[natural gas if,iron and steel 241] | NoSettings | 0 | 0 | 0 | 0 | 0 | 0 | 0 | 0 | 0 | 0 | 0 | 0 | 0 | 0 | 0 | 0 | 0 | 0 | 0 | 0 | 0 | 0 | 0 | 0 | 0 | 0 | 0 | 0 | 0 | 0 | 0
Industrial Fuel Use for Energy Purposes before CCS and Methane Capture[natural gas if,other metals 242] | NoSettings | 0 | 0 | 0 | 0 | 0 | 0 | 0 | 0 | 0 | 0 | 0 | 0 | 0 | 0 | 0 | 0 | 0 | 0 | 0 | 0 | 0 | 0 | 0 | 0 | 0 | 0 | 0 | 0 | 0 | 0 | 0
Industrial Fuel Use for Energy Purposes before CCS and Methane Capture[natural gas if,metal products except machinery and vehicles 25] | NoSettings | 7754210000000 | 7741200000000 | 7866500000000 | 8033290000000 | 8196140000000 | 8337500000000 | 8414580000000 | 8453370000000 | 8462330000000 | 8470400000000 | 8492970000000 | 8524440000000 | 8533820000000 | 8554940000000 | 8601120000000 | 8665510000000 | 8711530000000 | 8762580000000 | 8833310000000 | 8890000000000 | 8930280000000 | 8997220000000 | 9108560000000 | 9223400000000 | 9307920000000 | 9387630000000 | 9499000000000 | 9597020000000 | 9695040000000 | 9793050000000 | 9891070000000
Industrial Fuel Use for Energy Purposes before CCS and Methane Capture[natural gas if,computers and electronics 26] | NoSettings | 400066000000 | 399395000000 | 405859000000 | 414464000000 | 422866000000 | 430160000000 | 434136000000 | 436138000000 | 436600000000 | 437016000000 | 438181000000 | 439805000000 | 440289000000 | 441378000000 | 443761000000 | 447083000000 | 449457000000 | 452091000000 | 455740000000 | 458665000000 | 460743000000 | 464197000000 | 469941000000 | 475866000000 | 480227000000 | 484339000000 | 490085000000 | 495142000000 | 500199000000 | 505257000000 | 510314000000
Industrial Fuel Use for Energy Purposes before CCS and Methane Capture[natural gas if,appliances and electrical equipment 27] | NoSettings | 0 | 0 | 0 | 0 | 0 | 0 | 0 | 0 | 0 | 0 | 0 | 0 | 0 | 0 | 0 | 0 | 0 | 0 | 0 | 0 | 0 | 0 | 0 | 0 | 0 | 0 | 0 | 0 | 0 | 0 | 0
Industrial Fuel Use for Energy Purposes before CCS and Methane Capture[natural gas if,other machinery 28] | NoSettings | 1556070000000 | 1553460000000 | 1578600000000 | 1612070000000 | 1644750000000 | 1673120000000 | 1688590000000 | 1696370000000 | 1698170000000 | 1699790000000 | 1704320000000 | 1710630000000 | 1712520000000 | 1716750000000 | 1726020000000 | 1738940000000 | 1748180000000 | 1758420000000 | 1772610000000 | 1783990000000 | 1792070000000 | 1805510000000 | 1827850000000 | 1850890000000 | 1867860000000 | 1883850000000 | 1906200000000 | 1925870000000 | 1945540000000 | 1965210000000 | 1984880000000
Industrial Fuel Use for Energy Purposes before CCS and Methane Capture[natural gas if,road vehicles 29] | NoSettings | 180665000000 | 180362000000 | 183281000000 | 187167000000 | 190961000000 | 194255000000 | 196050000000 | 196954000000 | 197163000000 | 197351000000 | 197877000000 | 198610000000 | 198829000000 | 199321000000 | 200397000000 | 201897000000 | 202969000000 | 204159000000 | 205806000000 | 207127000000 | 208066000000 | 209625000000 | 212219000000 | 214895000000 | 216864000000 | 218722000000 | 221316000000 | 223600000000 | 225884000000 | 228167000000 | 230451000000
Industrial Fuel Use for Energy Purposes before CCS and Methane Capture[natural gas if,nonroad vehicles 30] | NoSettings | 3368390000000 | 3362740000000 | 3417170000000 | 3489630000000 | 3560370000000 | 3621770000000 | 3655250000000 | 3672110000000 | 3676000000000 | 3679500000000 | 3689310000000 | 3702980000000 | 3707050000000 | 3716230000000 | 3736290000000 | 3764260000000 | 3784250000000 | 3806430000000 | 3837150000000 | 3861780000000 | 3879270000000 | 3908350000000 | 3956710000000 | 4006600000000 | 4043320000000 | 4077940000000 | 4126320000000 | 4168900000000 | 4211480000000 | 4254060000000 | 4296640000000
Industrial Fuel Use for Energy Purposes before CCS and Methane Capture[natural gas if,other manufacturing 31T33] | NoSettings | 29336700000000 | 29287500000000 | 29761500000000 | 30392600000000 | 31008700000000 | 31543500000000 | 31835100000000 | 31981900000000 | 32015700000000 | 32046300000000 | 32131700000000 | 32250700000000 | 32286200000000 | 32366100000000 | 32540800000000 | 32784500000000 | 32958500000000 | 33151700000000 | 33419300000000 | 33633800000000 | 33786200000000 | 34039400000000 | 34460600000000 | 34895100000000 | 35214900000000 | 35516500000000 | 35937800000000 | 36308600000000 | 36679500000000 | 37050300000000 | 37421200000000
Industrial Fuel Use for Energy Purposes before CCS and Methane Capture[natural gas if,energy pipelines and gas processing 352T353] | NoSettings | 20028800000000 | 19995200000000 | 20318900000000 | 20749700000000 | 21170300000000 | 21535500000000 | 21734500000000 | 21834800000000 | 21857900000000 | 21878700000000 | 21937000000000 | 22018300000000 | 22042600000000 | 22097100000000 | 22216400000000 | 22382700000000 | 22501600000000 | 22633400000000 | 22816100000000 | 22962500000000 | 23066600000000 | 23239500000000 | 23527100000000 | 23823700000000 | 24042000000000 | 24247900000000 | 24535600000000 | 24788700000000 | 25041900000000 | 25295100000000 | 25548300000000
Industrial Fuel Use for Energy Purposes before CCS and Methane Capture[natural gas if,water and waste 36T39] | NoSettings | 0 | 0 | 0 | 0 | 0 | 0 | 0 | 0 | 0 | 0 | 0 | 0 | 0 | 0 | 0 | 0 | 0 | 0 | 0 | 0 | 0 | 0 | 0 | 0 | 0 | 0 | 0 | 0 | 0 | 0 | 0
Industrial Fuel Use for Energy Purposes before CCS and Methane Capture[natural gas if,construction 41T43] | NoSettings | 1781270000000 | 1778280000000 | 1807060000000 | 1845380000000 | 1882790000000 | 1915260000000 | 1932970000000 | 1941880000000 | 1943930000000 | 1945790000000 | 1950970000000 | 1958200000000 | 1960360000000 | 1965210000000 | 1975820000000 | 1990610000000 | 2001180000000 | 2012910000000 | 2029160000000 | 2042180000000 | 2051430000000 | 2066810000000 | 2092380000000 | 2118770000000 | 2138180000000 | 2156490000000 | 2182080000000 | 2204590000000 | 2227110000000 | 2249620000000 | 2272140000000
Industrial Fuel Use for Energy Purposes before CCS and Methane Capture[biomass if,agriculture and forestry 01T03] | NoSettings | 0 | 0 | 0 | 0 | 0 | 0 | 0 | 0 | 0 | 0 | 0 | 0 | 0 | 0 | 0 | 0 | 0 | 0 | 0 | 0 | 0 | 0 | 0 | 0 | 0 | 0 | 0 | 0 | 0 | 0 | 0
Industrial Fuel Use for Energy Purposes before CCS and Methane Capture[biomass if,coal mining 05] | NoSettings | 0 | 0 | 0 | 0 | 0 | 0 | 0 | 0 | 0 | 0 | 0 | 0 | 0 | 0 | 0 | 0 | 0 | 0 | 0 | 0 | 0 | 0 | 0 | 0 | 0 | 0 | 0 | 0 | 0 | 0 | 0
Industrial Fuel Use for Energy Purposes before CCS and Methane Capture[biomass if,oil and gas extraction 06] | NoSettings | 0 | 0 | 0 | 0 | 0 | 0 | 0 | 0 | 0 | 0 | 0 | 0 | 0 | 0 | 0 | 0 | 0 | 0 | 0 | 0 | 0 | 0 | 0 | 0 | 0 | 0 | 0 | 0 | 0 | 0 | 0
Industrial Fuel Use for Energy Purposes before CCS and Methane Capture[biomass if,other mining and quarrying 07T08] | NoSettings | 0 | 0 | 0 | 0 | 0 | 0 | 0 | 0 | 0 | 0 | 0 | 0 | 0 | 0 | 0 | 0 | 0 | 0 | 0 | 0 | 0 | 0 | 0 | 0 | 0 | 0 | 0 | 0 | 0 | 0 | 0
Industrial Fuel Use for Energy Purposes before CCS and Methane Capture[biomass if,food beverage and tobacco 10T12] | NoSettings | 0 | 0 | 0 | 0 | 0 | 0 | 0 | 0 | 0 | 0 | 0 | 0 | 0 | 0 | 0 | 0 | 0 | 0 | 0 | 0 | 0 | 0 | 0 | 0 | 0 | 0 | 0 | 0 | 0 | 0 | 0
Industrial Fuel Use for Energy Purposes before CCS and Methane Capture[biomass if,textiles apparel and leather 13T15] | NoSettings | 0 | 0 | 0 | 0 | 0 | 0 | 0 | 0 | 0 | 0 | 0 | 0 | 0 | 0 | 0 | 0 | 0 | 0 | 0 | 0 | 0 | 0 | 0 | 0 | 0 | 0 | 0 | 0 | 0 | 0 | 0
Industrial Fuel Use for Energy Purposes before CCS and Methane Capture[biomass if,wood products 16] | NoSettings | 6016440000000 | 6016440000000 | 6016440000000 | 6016440000000 | 6016440000000 | 6016440000000 | 6016440000000 | 6016440000000 | 6016440000000 | 6016440000000 | 6016440000000 | 6016440000000 | 6016440000000 | 6016440000000 | 6016440000000 | 6016440000000 | 6016440000000 | 6016440000000 | 6016440000000 | 6016440000000 | 6016440000000 | 6016440000000 | 6016440000000 | 6016440000000 | 6016440000000 | 6016440000000 | 6016440000000 | 6016440000000 | 6016440000000 | 6016440000000 | 6016440000000
Industrial Fuel Use for Energy Purposes before CCS and Methane Capture[biomass if,pulp paper and printing 17T18] | NoSettings | 5098060000000 | 5098060000000 | 5098060000000 | 5098060000000 | 5098060000000 | 5098060000000 | 5098060000000 | 5098060000000 | 5098060000000 | 5098060000000 | 5098060000000 | 5098060000000 | 5098060000000 | 5098060000000 | 5098060000000 | 5098060000000 | 5098060000000 | 5098060000000 | 5098060000000 | 5098060000000 | 5098060000000 | 5098060000000 | 5098060000000 | 5098060000000 | 5098060000000 | 5098060000000 | 5098060000000 | 5098060000000 | 5098060000000 | 5098060000000 | 5098060000000
Industrial Fuel Use for Energy Purposes before CCS and Methane Capture[biomass if,refined petroleum and coke 19] | NoSettings | 0 | 0 | 0 | 0 | 0 | 0 | 0 | 0 | 0 | 0 | 0 | 0 | 0 | 0 | 0 | 0 | 0 | 0 | 0 | 0 | 0 | 0 | 0 | 0 | 0 | 0 | 0 | 0 | 0 | 0 | 0
Industrial Fuel Use for Energy Purposes before CCS and Methane Capture[biomass if,chemicals 20] | NoSettings | 0 | 0 | 0 | 0 | 0 | 0 | 0 | 0 | 0 | 0 | 0 | 0 | 0 | 0 | 0 | 0 | 0 | 0 | 0 | 0 | 0 | 0 | 0 | 0 | 0 | 0 | 0 | 0 | 0 | 0 | 0
Industrial Fuel Use for Energy Purposes before CCS and Methane Capture[biomass if,rubber and plastic products 22] | NoSettings | 0 | 0 | 0 | 0 | 0 | 0 | 0 | 0 | 0 | 0 | 0 | 0 | 0 | 0 | 0 | 0 | 0 | 0 | 0 | 0 | 0 | 0 | 0 | 0 | 0 | 0 | 0 | 0 | 0 | 0 | 0
Industrial Fuel Use for Energy Purposes before CCS and Methane Capture[biomass if,glass and glass products 231] | NoSettings | 0 | 0 | 0 | 0 | 0 | 0 | 0 | 0 | 0 | 0 | 0 | 0 | 0 | 0 | 0 | 0 | 0 | 0 | 0 | 0 | 0 | 0 | 0 | 0 | 0 | 0 | 0 | 0 | 0 | 0 | 0
Industrial Fuel Use for Energy Purposes before CCS and Methane Capture[biomass if,cement and other nonmetallic minerals 239] | NoSettings | 1504830000000 | 1464700000000 | 1424570000000 | 1384440000000 | 1344310000000 | 1304180000000 | 1264050000000 | 1223930000000 | 1183800000000 | 1143670000000 | 1103540000000 | 1063410000000 | 1023280000000 | 983153000000 | 943024000000 | 902896000000 | 902896000000 | 902896000000 | 902896000000 | 902896000000 | 902896000000 | 902896000000 | 902896000000 | 902896000000 | 902896000000 | 902896000000 | 902896000000 | 902896000000 | 902896000000 | 902896000000 | 902896000000
Industrial Fuel Use for Energy Purposes before CCS and Methane Capture[biomass if,iron and steel 241] | NoSettings | 0 | 0 | 0 | 0 | 0 | 0 | 0 | 0 | 0 | 0 | 0 | 0 | 0 | 0 | 0 | 0 | 0 | 0 | 0 | 0 | 0 | 0 | 0 | 0 | 0 | 0 | 0 | 0 | 0 | 0 | 0
Industrial Fuel Use for Energy Purposes before CCS and Methane Capture[biomass if,other metals 242] | NoSettings | 0 | 0 | 0 | 0 | 0 | 0 | 0 | 0 | 0 | 0 | 0 | 0 | 0 | 0 | 0 | 0 | 0 | 0 | 0 | 0 | 0 | 0 | 0 | 0 | 0 | 0 | 0 | 0 | 0 | 0 | 0
Industrial Fuel Use for Energy Purposes before CCS and Methane Capture[biomass if,metal products except machinery and vehicles 25] | NoSettings | 0 | 0 | 0 | 0 | 0 | 0 | 0 | 0 | 0 | 0 | 0 | 0 | 0 | 0 | 0 | 0 | 0 | 0 | 0 | 0 | 0 | 0 | 0 | 0 | 0 | 0 | 0 | 0 | 0 | 0 | 0
Industrial Fuel Use for Energy Purposes before CCS and Methane Capture[biomass if,computers and electronics 26] | NoSettings | 0 | 0 | 0 | 0 | 0 | 0 | 0 | 0 | 0 | 0 | 0 | 0 | 0 | 0 | 0 | 0 | 0 | 0 | 0 | 0 | 0 | 0 | 0 | 0 | 0 | 0 | 0 | 0 | 0 | 0 | 0
Industrial Fuel Use for Energy Purposes before CCS and Methane Capture[biomass if,appliances and electrical equipment 27] | NoSettings | 0 | 0 | 0 | 0 | 0 | 0 | 0 | 0 | 0 | 0 | 0 | 0 | 0 | 0 | 0 | 0 | 0 | 0 | 0 | 0 | 0 | 0 | 0 | 0 | 0 | 0 | 0 | 0 | 0 | 0 | 0
Industrial Fuel Use for Energy Purposes before CCS and Methane Capture[biomass if,other machinery 28] | NoSettings | 0 | 0 | 0 | 0 | 0 | 0 | 0 | 0 | 0 | 0 | 0 | 0 | 0 | 0 | 0 | 0 | 0 | 0 | 0 | 0 | 0 | 0 | 0 | 0 | 0 | 0 | 0 | 0 | 0 | 0 | 0
Industrial Fuel Use for Energy Purposes before CCS and Methane Capture[biomass if,road vehicles 29] | NoSettings | 0 | 0 | 0 | 0 | 0 | 0 | 0 | 0 | 0 | 0 | 0 | 0 | 0 | 0 | 0 | 0 | 0 | 0 | 0 | 0 | 0 | 0 | 0 | 0 | 0 | 0 | 0 | 0 | 0 | 0 | 0
Industrial Fuel Use for Energy Purposes before CCS and Methane Capture[biomass if,nonroad vehicles 30] | NoSettings | 0 | 0 | 0 | 0 | 0 | 0 | 0 | 0 | 0 | 0 | 0 | 0 | 0 | 0 | 0 | 0 | 0 | 0 | 0 | 0 | 0 | 0 | 0 | 0 | 0 | 0 | 0 | 0 | 0 | 0 | 0
Industrial Fuel Use for Energy Purposes before CCS and Methane Capture[biomass if,other manufacturing 31T33] | NoSettings | 0 | 0 | 0 | 0 | 0 | 0 | 0 | 0 | 0 | 0 | 0 | 0 | 0 | 0 | 0 | 0 | 0 | 0 | 0 | 0 | 0 | 0 | 0 | 0 | 0 | 0 | 0 | 0 | 0 | 0 | 0
Industrial Fuel Use for Energy Purposes before CCS and Methane Capture[biomass if,energy pipelines and gas processing 352T353] | NoSettings | 0 | 0 | 0 | 0 | 0 | 0 | 0 | 0 | 0 | 0 | 0 | 0 | 0 | 0 | 0 | 0 | 0 | 0 | 0 | 0 | 0 | 0 | 0 | 0 | 0 | 0 | 0 | 0 | 0 | 0 | 0
Industrial Fuel Use for Energy Purposes before CCS and Methane Capture[biomass if,water and waste 36T39] | NoSettings | 0 | 0 | 0 | 0 | 0 | 0 | 0 | 0 | 0 | 0 | 0 | 0 | 0 | 0 | 0 | 0 | 0 | 0 | 0 | 0 | 0 | 0 | 0 | 0 | 0 | 0 | 0 | 0 | 0 | 0 | 0
Industrial Fuel Use for Energy Purposes before CCS and Methane Capture[biomass if,construction 41T43] | NoSettings | 0 | 0 | 0 | 0 | 0 | 0 | 0 | 0 | 0 | 0 | 0 | 0 | 0 | 0 | 0 | 0 | 0 | 0 | 0 | 0 | 0 | 0 | 0 | 0 | 0 | 0 | 0 | 0 | 0 | 0 | 0
Industrial Fuel Use for Energy Purposes before CCS and Methane Capture[petroleum diesel if,agriculture and forestry 01T03] | NoSettings | 24793600000000 | 24524800000000 | 24256000000000 | 23987200000000 | 23718400000000 | 23449700000000 | 23180900000000 | 22912100000000 | 22643300000000 | 22374600000000 | 22105800000000 | 21837000000000 | 21568200000000 | 21299400000000 | 21030700000000 | 20761900000000 | 20493100000000 | 20224300000000 | 19955600000000 | 19686800000000 | 19418000000000 | 19149200000000 | 18880400000000 | 18611700000000 | 18342900000000 | 18074100000000 | 17805300000000 | 17536500000000 | 17267800000000 | 16999000000000 | 16730200000000
Industrial Fuel Use for Energy Purposes before CCS and Methane Capture[petroleum diesel if,coal mining 05] | NoSettings | 0 | 0 | 0 | 0 | 0 | 0 | 0 | 0 | 0 | 0 | 0 | 0 | 0 | 0 | 0 | 0 | 0 | 0 | 0 | 0 | 0 | 0 | 0 | 0 | 0 | 0 | 0 | 0 | 0 | 0 | 0
Industrial Fuel Use for Energy Purposes before CCS and Methane Capture[petroleum diesel if,oil and gas extraction 06] | NoSettings | 1725150000000 | 1578370000000 | 1568900000000 | 1615160000000 | 1624370000000 | 1653060000000 | 1642040000000 | 1617230000000 | 1608380000000 | 1570260000000 | 1526540000000 | 1503080000000 | 1470810000000 | 1463180000000 | 1456880000000 | 1433400000000 | 1405620000000 | 1393170000000 | 1384520000000 | 1371820000000 | 1343170000000 | 1311900000000 | 1288770000000 | 1273630000000 | 1265210000000 | 1254970000000 | 1237670000000 | 1223930000000 | 1210190000000 | 1196450000000 | 1182710000000
Industrial Fuel Use for Energy Purposes before CCS and Methane Capture[petroleum diesel if,other mining and quarrying 07T08] | NoSettings | 0 | 0 | 0 | 0 | 0 | 0 | 0 | 0 | 0 | 0 | 0 | 0 | 0 | 0 | 0 | 0 | 0 | 0 | 0 | 0 | 0 | 0 | 0 | 0 | 0 | 0 | 0 | 0 | 0 | 0 | 0
Industrial Fuel Use for Energy Purposes before CCS and Methane Capture[petroleum diesel if,food beverage and tobacco 10T12] | NoSettings | 0 | 0 | 0 | 0 | 0 | 0 | 0 | 0 | 0 | 0 | 0 | 0 | 0 | 0 | 0 | 0 | 0 | 0 | 0 | 0 | 0 | 0 | 0 | 0 | 0 | 0 | 0 | 0 | 0 | 0 | 0
Industrial Fuel Use for Energy Purposes before CCS and Methane Capture[petroleum diesel if,textiles apparel and leather 13T15] | NoSettings | 0 | 0 | 0 | 0 | 0 | 0 | 0 | 0 | 0 | 0 | 0 | 0 | 0 | 0 | 0 | 0 | 0 | 0 | 0 | 0 | 0 | 0 | 0 | 0 | 0 | 0 | 0 | 0 | 0 | 0 | 0
Industrial Fuel Use for Energy Purposes before CCS and Methane Capture[petroleum diesel if,wood products 16] | NoSettings | 0 | 0 | 0 | 0 | 0 | 0 | 0 | 0 | 0 | 0 | 0 | 0 | 0 | 0 | 0 | 0 | 0 | 0 | 0 | 0 | 0 | 0 | 0 | 0 | 0 | 0 | 0 | 0 | 0 | 0 | 0
Industrial Fuel Use for Energy Purposes before CCS and Methane Capture[petroleum diesel if,pulp paper and printing 17T18] | NoSettings | 0 | 0 | 0 | 0 | 0 | 0 | 0 | 0 | 0 | 0 | 0 | 0 | 0 | 0 | 0 | 0 | 0 | 0 | 0 | 0 | 0 | 0 | 0 | 0 | 0 | 0 | 0 | 0 | 0 | 0 | 0
Industrial Fuel Use for Energy Purposes before CCS and Methane Capture[petroleum diesel if,refined petroleum and coke 19] | NoSettings | 82148400000 | 88070800000 | 82621200000 | 84412400000 | 83877800000 | 83226500000 | 81582700000 | 81265700000 | 78188700000 | 76626100000 | 75088300000 | 73987300000 | 72198200000 | 71936000000 | 69800000000 | 68598800000 | 69003700000 | 67289900000 | 66564100000 | 66536600000 | 66472000000 | 65682200000 | 65394100000 | 65244400000 | 65185800000 | 64856000000 | 64714300000 | 64528300000 | 64342200000 | 64156100000 | 63970100000
Industrial Fuel Use for Energy Purposes before CCS and Methane Capture[petroleum diesel if,chemicals 20] | NoSettings | 0 | 0 | 0 | 0 | 0 | 0 | 0 | 0 | 0 | 0 | 0 | 0 | 0 | 0 | 0 | 0 | 0 | 0 | 0 | 0 | 0 | 0 | 0 | 0 | 0 | 0 | 0 | 0 | 0 | 0 | 0
Industrial Fuel Use for Energy Purposes before CCS and Methane Capture[petroleum diesel if,rubber and plastic products 22] | NoSettings | 0 | 0 | 0 | 0 | 0 | 0 | 0 | 0 | 0 | 0 | 0 | 0 | 0 | 0 | 0 | 0 | 0 | 0 | 0 | 0 | 0 | 0 | 0 | 0 | 0 | 0 | 0 | 0 | 0 | 0 | 0
Industrial Fuel Use for Energy Purposes before CCS and Methane Capture[petroleum diesel if,glass and glass products 231] | NoSettings | 0 | 0 | 0 | 0 | 0 | 0 | 0 | 0 | 0 | 0 | 0 | 0 | 0 | 0 | 0 | 0 | 0 | 0 | 0 | 0 | 0 | 0 | 0 | 0 | 0 | 0 | 0 | 0 | 0 | 0 | 0
Industrial Fuel Use for Energy Purposes before CCS and Methane Capture[petroleum diesel if,cement and other nonmetallic minerals 239] | NoSettings | 1732270000000 | 1698400000000 | 1664530000000 | 1630660000000 | 1596790000000 | 1562920000000 | 1529050000000 | 1495180000000 | 1461310000000 | 1427440000000 | 1393570000000 | 1359700000000 | 1325830000000 | 1291960000000 | 1258090000000 | 1224220000000 | 1224220000000 | 1224220000000 | 1224220000000 | 1224220000000 | 1224220000000 | 1224220000000 | 1224220000000 | 1224220000000 | 1224220000000 | 1224220000000 | 1224220000000 | 1224220000000 | 1224220000000 | 1224220000000 | 1224220000000
Industrial Fuel Use for Energy Purposes before CCS and Methane Capture[petroleum diesel if,iron and steel 241] | NoSettings | 0 | 0 | 0 | 0 | 0 | 0 | 0 | 0 | 0 | 0 | 0 | 0 | 0 | 0 | 0 | 0 | 0 | 0 | 0 | 0 | 0 | 0 | 0 | 0 | 0 | 0 | 0 | 0 | 0 | 0 | 0
Industrial Fuel Use for Energy Purposes before CCS and Methane Capture[petroleum diesel if,other metals 242] | NoSettings | 0 | 0 | 0 | 0 | 0 | 0 | 0 | 0 | 0 | 0 | 0 | 0 | 0 | 0 | 0 | 0 | 0 | 0 | 0 | 0 | 0 | 0 | 0 | 0 | 0 | 0 | 0 | 0 | 0 | 0 | 0
Industrial Fuel Use for Energy Purposes before CCS and Methane Capture[petroleum diesel if,metal products except machinery and vehicles 25] | NoSettings | 0 | 0 | 0 | 0 | 0 | 0 | 0 | 0 | 0 | 0 | 0 | 0 | 0 | 0 | 0 | 0 | 0 | 0 | 0 | 0 | 0 | 0 | 0 | 0 | 0 | 0 | 0 | 0 | 0 | 0 | 0
Industrial Fuel Use for Energy Purposes before CCS and Methane Capture[petroleum diesel if,computers and electronics 26] | NoSettings | 0 | 0 | 0 | 0 | 0 | 0 | 0 | 0 | 0 | 0 | 0 | 0 | 0 | 0 | 0 | 0 | 0 | 0 | 0 | 0 | 0 | 0 | 0 | 0 | 0 | 0 | 0 | 0 | 0 | 0 | 0
Industrial Fuel Use for Energy Purposes before CCS and Methane Capture[petroleum diesel if,appliances and electrical equipment 27] | NoSettings | 0 | 0 | 0 | 0 | 0 | 0 | 0 | 0 | 0 | 0 | 0 | 0 | 0 | 0 | 0 | 0 | 0 | 0 | 0 | 0 | 0 | 0 | 0 | 0 | 0 | 0 | 0 | 0 | 0 | 0 | 0
Industrial Fuel Use for Energy Purposes before CCS and Methane Capture[petroleum diesel if,other machinery 28] | NoSettings | 0 | 0 | 0 | 0 | 0 | 0 | 0 | 0 | 0 | 0 | 0 | 0 | 0 | 0 | 0 | 0 | 0 | 0 | 0 | 0 | 0 | 0 | 0 | 0 | 0 | 0 | 0 | 0 | 0 | 0 | 0
Industrial Fuel Use for Energy Purposes before CCS and Methane Capture[petroleum diesel if,road vehicles 29] | NoSettings | 0 | 0 | 0 | 0 | 0 | 0 | 0 | 0 | 0 | 0 | 0 | 0 | 0 | 0 | 0 | 0 | 0 | 0 | 0 | 0 | 0 | 0 | 0 | 0 | 0 | 0 | 0 | 0 | 0 | 0 | 0
Industrial Fuel Use for Energy Purposes before CCS and Methane Capture[petroleum diesel if,nonroad vehicles 30] | NoSettings | 0 | 0 | 0 | 0 | 0 | 0 | 0 | 0 | 0 | 0 | 0 | 0 | 0 | 0 | 0 | 0 | 0 | 0 | 0 | 0 | 0 | 0 | 0 | 0 | 0 | 0 | 0 | 0 | 0 | 0 | 0
Industrial Fuel Use for Energy Purposes before CCS and Methane Capture[petroleum diesel if,other manufacturing 31T33] | NoSettings | 9762100000000 | 9166860000000 | 9482550000000 | 9850650000000 | 10027900000000 | 10280000000000 | 10433400000000 | 10528400000000 | 10608200000000 | 10702300000000 | 10844900000000 | 10972500000000 | 11081900000000 | 11245400000000 | 11371100000000 | 11438400000000 | 11480500000000 | 11571500000000 | 11672400000000 | 11786100000000 | 11864700000000 | 11993300000000 | 12184000000000 | 12439600000000 | 12648600000000 | 12785100000000 | 13024600000000 | 13229400000000 | 13434200000000 | 13639000000000 | 13843800000000
Industrial Fuel Use for Energy Purposes before CCS and Methane Capture[petroleum diesel if,energy pipelines and gas processing 352T353] | NoSettings | 0 | 0 | 0 | 0 | 0 | 0 | 0 | 0 | 0 | 0 | 0 | 0 | 0 | 0 | 0 | 0 | 0 | 0 | 0 | 0 | 0 | 0 | 0 | 0 | 0 | 0 | 0 | 0 | 0 | 0 | 0
Industrial Fuel Use for Energy Purposes before CCS and Methane Capture[petroleum diesel if,water and waste 36T39] | NoSettings | 0 | 0 | 0 | 0 | 0 | 0 | 0 | 0 | 0 | 0 | 0 | 0 | 0 | 0 | 0 | 0 | 0 | 0 | 0 | 0 | 0 | 0 | 0 | 0 | 0 | 0 | 0 | 0 | 0 | 0 | 0
Industrial Fuel Use for Energy Purposes before CCS and Methane Capture[petroleum diesel if,construction 41T43] | NoSettings | 29707700000000 | 27896300000000 | 28857000000000 | 29977200000000 | 30516500000000 | 31283700000000 | 31750500000000 | 32039800000000 | 32282600000000 | 32568900000000 | 33002700000000 | 33391000000000 | 33724000000000 | 34221700000000 | 34604200000000 | 34809100000000 | 34937000000000 | 35214000000000 | 35520900000000 | 35867000000000 | 36106400000000 | 36497600000000 | 37077900000000 | 37855700000000 | 38491800000000 | 38907100000000 | 39635900000000 | 40259200000000 | 40882500000000 | 41505800000000 | 42129100000000
Industrial Fuel Use for Energy Purposes before CCS and Methane Capture[heat if,agriculture and forestry 01T03] | NoSettings | 0 | 0 | 0 | 0 | 0 | 0 | 0 | 0 | 0 | 0 | 0 | 0 | 0 | 0 | 0 | 0 | 0 | 0 | 0 | 0 | 0 | 0 | 0 | 0 | 0 | 0 | 0 | 0 | 0 | 0 | 0
Industrial Fuel Use for Energy Purposes before CCS and Methane Capture[heat if,coal mining 05] | NoSettings | 0 | 0 | 0 | 0 | 0 | 0 | 0 | 0 | 0 | 0 | 0 | 0 | 0 | 0 | 0 | 0 | 0 | 0 | 0 | 0 | 0 | 0 | 0 | 0 | 0 | 0 | 0 | 0 | 0 | 0 | 0
Industrial Fuel Use for Energy Purposes before CCS and Methane Capture[heat if,oil and gas extraction 06] | NoSettings | 0 | 0 | 0 | 0 | 0 | 0 | 0 | 0 | 0 | 0 | 0 | 0 | 0 | 0 | 0 | 0 | 0 | 0 | 0 | 0 | 0 | 0 | 0 | 0 | 0 | 0 | 0 | 0 | 0 | 0 | 0
Industrial Fuel Use for Energy Purposes before CCS and Methane Capture[heat if,other mining and quarrying 07T08] | NoSettings | 0 | 0 | 0 | 0 | 0 | 0 | 0 | 0 | 0 | 0 | 0 | 0 | 0 | 0 | 0 | 0 | 0 | 0 | 0 | 0 | 0 | 0 | 0 | 0 | 0 | 0 | 0 | 0 | 0 | 0 | 0
Industrial Fuel Use for Energy Purposes before CCS and Methane Capture[heat if,food beverage and tobacco 10T12] | NoSettings | 0 | 0 | 0 | 0 | 0 | 0 | 0 | 0 | 0 | 0 | 0 | 0 | 0 | 0 | 0 | 0 | 0 | 0 | 0 | 0 | 0 | 0 | 0 | 0 | 0 | 0 | 0 | 0 | 0 | 0 | 0
Industrial Fuel Use for Energy Purposes before CCS and Methane Capture[heat if,textiles apparel and leather 13T15] | NoSettings | 0 | 0 | 0 | 0 | 0 | 0 | 0 | 0 | 0 | 0 | 0 | 0 | 0 | 0 | 0 | 0 | 0 | 0 | 0 | 0 | 0 | 0 | 0 | 0 | 0 | 0 | 0 | 0 | 0 | 0 | 0
Industrial Fuel Use for Energy Purposes before CCS and Methane Capture[heat if,wood products 16] | NoSettings | 0 | 0 | 0 | 0 | 0 | 0 | 0 | 0 | 0 | 0 | 0 | 0 | 0 | 0 | 0 | 0 | 0 | 0 | 0 | 0 | 0 | 0 | 0 | 0 | 0 | 0 | 0 | 0 | 0 | 0 | 0
Industrial Fuel Use for Energy Purposes before CCS and Methane Capture[heat if,pulp paper and printing 17T18] | NoSettings | 0 | 0 | 0 | 0 | 0 | 0 | 0 | 0 | 0 | 0 | 0 | 0 | 0 | 0 | 0 | 0 | 0 | 0 | 0 | 0 | 0 | 0 | 0 | 0 | 0 | 0 | 0 | 0 | 0 | 0 | 0
Industrial Fuel Use for Energy Purposes before CCS and Methane Capture[heat if,refined petroleum and coke 19] | NoSettings | 0 | 0 | 0 | 0 | 0 | 0 | 0 | 0 | 0 | 0 | 0 | 0 | 0 | 0 | 0 | 0 | 0 | 0 | 0 | 0 | 0 | 0 | 0 | 0 | 0 | 0 | 0 | 0 | 0 | 0 | 0
Industrial Fuel Use for Energy Purposes before CCS and Methane Capture[heat if,chemicals 20] | NoSettings | 0 | 0 | 0 | 0 | 0 | 0 | 0 | 0 | 0 | 0 | 0 | 0 | 0 | 0 | 0 | 0 | 0 | 0 | 0 | 0 | 0 | 0 | 0 | 0 | 0 | 0 | 0 | 0 | 0 | 0 | 0
Industrial Fuel Use for Energy Purposes before CCS and Methane Capture[heat if,rubber and plastic products 22] | NoSettings | 0 | 0 | 0 | 0 | 0 | 0 | 0 | 0 | 0 | 0 | 0 | 0 | 0 | 0 | 0 | 0 | 0 | 0 | 0 | 0 | 0 | 0 | 0 | 0 | 0 | 0 | 0 | 0 | 0 | 0 | 0
Industrial Fuel Use for Energy Purposes before CCS and Methane Capture[heat if,glass and glass products 231] | NoSettings | 0 | 0 | 0 | 0 | 0 | 0 | 0 | 0 | 0 | 0 | 0 | 0 | 0 | 0 | 0 | 0 | 0 | 0 | 0 | 0 | 0 | 0 | 0 | 0 | 0 | 0 | 0 | 0 | 0 | 0 | 0
Industrial Fuel Use for Energy Purposes before CCS and Methane Capture[heat if,cement and other nonmetallic minerals 239] | NoSettings | 0 | 0 | 0 | 0 | 0 | 0 | 0 | 0 | 0 | 0 | 0 | 0 | 0 | 0 | 0 | 0 | 0 | 0 | 0 | 0 | 0 | 0 | 0 | 0 | 0 | 0 | 0 | 0 | 0 | 0 | 0
Industrial Fuel Use for Energy Purposes before CCS and Methane Capture[heat if,iron and steel 241] | NoSettings | 0 | 0 | 0 | 0 | 0 | 0 | 0 | 0 | 0 | 0 | 0 | 0 | 0 | 0 | 0 | 0 | 0 | 0 | 0 | 0 | 0 | 0 | 0 | 0 | 0 | 0 | 0 | 0 | 0 | 0 | 0
Industrial Fuel Use for Energy Purposes before CCS and Methane Capture[heat if,other metals 242] | NoSettings | 0 | 0 | 0 | 0 | 0 | 0 | 0 | 0 | 0 | 0 | 0 | 0 | 0 | 0 | 0 | 0 | 0 | 0 | 0 | 0 | 0 | 0 | 0 | 0 | 0 | 0 | 0 | 0 | 0 | 0 | 0
Industrial Fuel Use for Energy Purposes before CCS and Methane Capture[heat if,metal products except machinery and vehicles 25] | NoSettings | 0 | 0 | 0 | 0 | 0 | 0 | 0 | 0 | 0 | 0 | 0 | 0 | 0 | 0 | 0 | 0 | 0 | 0 | 0 | 0 | 0 | 0 | 0 | 0 | 0 | 0 | 0 | 0 | 0 | 0 | 0
Industrial Fuel Use for Energy Purposes before CCS and Methane Capture[heat if,computers and electronics 26] | NoSettings | 0 | 0 | 0 | 0 | 0 | 0 | 0 | 0 | 0 | 0 | 0 | 0 | 0 | 0 | 0 | 0 | 0 | 0 | 0 | 0 | 0 | 0 | 0 | 0 | 0 | 0 | 0 | 0 | 0 | 0 | 0
Industrial Fuel Use for Energy Purposes before CCS and Methane Capture[heat if,appliances and electrical equipment 27] | NoSettings | 0 | 0 | 0 | 0 | 0 | 0 | 0 | 0 | 0 | 0 | 0 | 0 | 0 | 0 | 0 | 0 | 0 | 0 | 0 | 0 | 0 | 0 | 0 | 0 | 0 | 0 | 0 | 0 | 0 | 0 | 0
Industrial Fuel Use for Energy Purposes before CCS and Methane Capture[heat if,other machinery 28] | NoSettings | 0 | 0 | 0 | 0 | 0 | 0 | 0 | 0 | 0 | 0 | 0 | 0 | 0 | 0 | 0 | 0 | 0 | 0 | 0 | 0 | 0 | 0 | 0 | 0 | 0 | 0 | 0 | 0 | 0 | 0 | 0
Industrial Fuel Use for Energy Purposes before CCS and Methane Capture[heat if,road vehicles 29] | NoSettings | 0 | 0 | 0 | 0 | 0 | 0 | 0 | 0 | 0 | 0 | 0 | 0 | 0 | 0 | 0 | 0 | 0 | 0 | 0 | 0 | 0 | 0 | 0 | 0 | 0 | 0 | 0 | 0 | 0 | 0 | 0
Industrial Fuel Use for Energy Purposes before CCS and Methane Capture[heat if,nonroad vehicles 30] | NoSettings | 0 | 0 | 0 | 0 | 0 | 0 | 0 | 0 | 0 | 0 | 0 | 0 | 0 | 0 | 0 | 0 | 0 | 0 | 0 | 0 | 0 | 0 | 0 | 0 | 0 | 0 | 0 | 0 | 0 | 0 | 0
Industrial Fuel Use for Energy Purposes before CCS and Methane Capture[heat if,other manufacturing 31T33] | NoSettings | 0 | 0 | 0 | 0 | 0 | 0 | 0 | 0 | 0 | 0 | 0 | 0 | 0 | 0 | 0 | 0 | 0 | 0 | 0 | 0 | 0 | 0 | 0 | 0 | 0 | 0 | 0 | 0 | 0 | 0 | 0
Industrial Fuel Use for Energy Purposes before CCS and Methane Capture[heat if,energy pipelines and gas processing 352T353] | NoSettings | 0 | 0 | 0 | 0 | 0 | 0 | 0 | 0 | 0 | 0 | 0 | 0 | 0 | 0 | 0 | 0 | 0 | 0 | 0 | 0 | 0 | 0 | 0 | 0 | 0 | 0 | 0 | 0 | 0 | 0 | 0
Industrial Fuel Use for Energy Purposes before CCS and Methane Capture[heat if,water and waste 36T39] | NoSettings | 0 | 0 | 0 | 0 | 0 | 0 | 0 | 0 | 0 | 0 | 0 | 0 | 0 | 0 | 0 | 0 | 0 | 0 | 0 | 0 | 0 | 0 | 0 | 0 | 0 | 0 | 0 | 0 | 0 | 0 | 0
Industrial Fuel Use for Energy Purposes before CCS and Methane Capture[heat if,construction 41T43] | NoSettings | 0 | 0 | 0 | 0 | 0 | 0 | 0 | 0 | 0 | 0 | 0 | 0 | 0 | 0 | 0 | 0 | 0 | 0 | 0 | 0 | 0 | 0 | 0 | 0 | 0 | 0 | 0 | 0 | 0 | 0 | 0
Industrial Fuel Use for Energy Purposes before CCS and Methane Capture[crude oil if,agriculture and forestry 01T03] | NoSettings | 0 | 0 | 0 | 0 | 0 | 0 | 0 | 0 | 0 | 0 | 0 | 0 | 0 | 0 | 0 | 0 | 0 | 0 | 0 | 0 | 0 | 0 | 0 | 0 | 0 | 0 | 0 | 0 | 0 | 0 | 0
Industrial Fuel Use for Energy Purposes before CCS and Methane Capture[crude oil if,coal mining 05] | NoSettings | 0 | 0 | 0 | 0 | 0 | 0 | 0 | 0 | 0 | 0 | 0 | 0 | 0 | 0 | 0 | 0 | 0 | 0 | 0 | 0 | 0 | 0 | 0 | 0 | 0 | 0 | 0 | 0 | 0 | 0 | 0
Industrial Fuel Use for Energy Purposes before CCS and Methane Capture[crude oil if,oil and gas extraction 06] | NoSettings | 0 | 0 | 0 | 0 | 0 | 0 | 0 | 0 | 0 | 0 | 0 | 0 | 0 | 0 | 0 | 0 | 0 | 0 | 0 | 0 | 0 | 0 | 0 | 0 | 0 | 0 | 0 | 0 | 0 | 0 | 0
Industrial Fuel Use for Energy Purposes before CCS and Methane Capture[crude oil if,other mining and quarrying 07T08] | NoSettings | 0 | 0 | 0 | 0 | 0 | 0 | 0 | 0 | 0 | 0 | 0 | 0 | 0 | 0 | 0 | 0 | 0 | 0 | 0 | 0 | 0 | 0 | 0 | 0 | 0 | 0 | 0 | 0 | 0 | 0 | 0
Industrial Fuel Use for Energy Purposes before CCS and Methane Capture[crude oil if,food beverage and tobacco 10T12] | NoSettings | 0 | 0 | 0 | 0 | 0 | 0 | 0 | 0 | 0 | 0 | 0 | 0 | 0 | 0 | 0 | 0 | 0 | 0 | 0 | 0 | 0 | 0 | 0 | 0 | 0 | 0 | 0 | 0 | 0 | 0 | 0
Industrial Fuel Use for Energy Purposes before CCS and Methane Capture[crude oil if,textiles apparel and leather 13T15] | NoSettings | 0 | 0 | 0 | 0 | 0 | 0 | 0 | 0 | 0 | 0 | 0 | 0 | 0 | 0 | 0 | 0 | 0 | 0 | 0 | 0 | 0 | 0 | 0 | 0 | 0 | 0 | 0 | 0 | 0 | 0 | 0
Industrial Fuel Use for Energy Purposes before CCS and Methane Capture[crude oil if,wood products 16] | NoSettings | 0 | 0 | 0 | 0 | 0 | 0 | 0 | 0 | 0 | 0 | 0 | 0 | 0 | 0 | 0 | 0 | 0 | 0 | 0 | 0 | 0 | 0 | 0 | 0 | 0 | 0 | 0 | 0 | 0 | 0 | 0
Industrial Fuel Use for Energy Purposes before CCS and Methane Capture[crude oil if,pulp paper and printing 17T18] | NoSettings | 0 | 0 | 0 | 0 | 0 | 0 | 0 | 0 | 0 | 0 | 0 | 0 | 0 | 0 | 0 | 0 | 0 | 0 | 0 | 0 | 0 | 0 | 0 | 0 | 0 | 0 | 0 | 0 | 0 | 0 | 0
Industrial Fuel Use for Energy Purposes before CCS and Methane Capture[crude oil if,refined petroleum and coke 19] | NoSettings | 329908000000000 | 419771000000000 | 419771000000000 | 419771000000000 | 419771000000000 | 419771000000000 | 419771000000000 | 419771000000000 | 419771000000000 | 419771000000000 | 419771000000000 | 419771000000000 | 419771000000000 | 419771000000000 | 419771000000000 | 419771000000000 | 419771000000000 | 419771000000000 | 419771000000000 | 419771000000000 | 419771000000000 | 419771000000000 | 419771000000000 | 419771000000000 | 419771000000000 | 419771000000000 | 419771000000000 | 419771000000000 | 419771000000000 | 419771000000000 | 419771000000000
Industrial Fuel Use for Energy Purposes before CCS and Methane Capture[crude oil if,chemicals 20] | NoSettings | 0 | 0 | 0 | 0 | 0 | 0 | 0 | 0 | 0 | 0 | 0 | 0 | 0 | 0 | 0 | 0 | 0 | 0 | 0 | 0 | 0 | 0 | 0 | 0 | 0 | 0 | 0 | 0 | 0 | 0 | 0
Industrial Fuel Use for Energy Purposes before CCS and Methane Capture[crude oil if,rubber and plastic products 22] | NoSettings | 0 | 0 | 0 | 0 | 0 | 0 | 0 | 0 | 0 | 0 | 0 | 0 | 0 | 0 | 0 | 0 | 0 | 0 | 0 | 0 | 0 | 0 | 0 | 0 | 0 | 0 | 0 | 0 | 0 | 0 | 0
Industrial Fuel Use for Energy Purposes before CCS and Methane Capture[crude oil if,glass and glass products 231] | NoSettings | 0 | 0 | 0 | 0 | 0 | 0 | 0 | 0 | 0 | 0 | 0 | 0 | 0 | 0 | 0 | 0 | 0 | 0 | 0 | 0 | 0 | 0 | 0 | 0 | 0 | 0 | 0 | 0 | 0 | 0 | 0
Industrial Fuel Use for Energy Purposes before CCS and Methane Capture[crude oil if,cement and other nonmetallic minerals 239] | NoSettings | 0 | 0 | 0 | 0 | 0 | 0 | 0 | 0 | 0 | 0 | 0 | 0 | 0 | 0 | 0 | 0 | 0 | 0 | 0 | 0 | 0 | 0 | 0 | 0 | 0 | 0 | 0 | 0 | 0 | 0 | 0
Industrial Fuel Use for Energy Purposes before CCS and Methane Capture[crude oil if,iron and steel 241] | NoSettings | 0 | 0 | 0 | 0 | 0 | 0 | 0 | 0 | 0 | 0 | 0 | 0 | 0 | 0 | 0 | 0 | 0 | 0 | 0 | 0 | 0 | 0 | 0 | 0 | 0 | 0 | 0 | 0 | 0 | 0 | 0
Industrial Fuel Use for Energy Purposes before CCS and Methane Capture[crude oil if,other metals 242] | NoSettings | 0 | 0 | 0 | 0 | 0 | 0 | 0 | 0 | 0 | 0 | 0 | 0 | 0 | 0 | 0 | 0 | 0 | 0 | 0 | 0 | 0 | 0 | 0 | 0 | 0 | 0 | 0 | 0 | 0 | 0 | 0
Industrial Fuel Use for Energy Purposes before CCS and Methane Capture[crude oil if,metal products except machinery and vehicles 25] | NoSettings | 0 | 0 | 0 | 0 | 0 | 0 | 0 | 0 | 0 | 0 | 0 | 0 | 0 | 0 | 0 | 0 | 0 | 0 | 0 | 0 | 0 | 0 | 0 | 0 | 0 | 0 | 0 | 0 | 0 | 0 | 0
Industrial Fuel Use for Energy Purposes before CCS and Methane Capture[crude oil if,computers and electronics 26] | NoSettings | 0 | 0 | 0 | 0 | 0 | 0 | 0 | 0 | 0 | 0 | 0 | 0 | 0 | 0 | 0 | 0 | 0 | 0 | 0 | 0 | 0 | 0 | 0 | 0 | 0 | 0 | 0 | 0 | 0 | 0 | 0
Industrial Fuel Use for Energy Purposes before CCS and Methane Capture[crude oil if,appliances and electrical equipment 27] | NoSettings | 0 | 0 | 0 | 0 | 0 | 0 | 0 | 0 | 0 | 0 | 0 | 0 | 0 | 0 | 0 | 0 | 0 | 0 | 0 | 0 | 0 | 0 | 0 | 0 | 0 | 0 | 0 | 0 | 0 | 0 | 0
Industrial Fuel Use for Energy Purposes before CCS and Methane Capture[crude oil if,other machinery 28] | NoSettings | 0 | 0 | 0 | 0 | 0 | 0 | 0 | 0 | 0 | 0 | 0 | 0 | 0 | 0 | 0 | 0 | 0 | 0 | 0 | 0 | 0 | 0 | 0 | 0 | 0 | 0 | 0 | 0 | 0 | 0 | 0
Industrial Fuel Use for Energy Purposes before CCS and Methane Capture[crude oil if,road vehicles 29] | NoSettings | 0 | 0 | 0 | 0 | 0 | 0 | 0 | 0 | 0 | 0 | 0 | 0 | 0 | 0 | 0 | 0 | 0 | 0 | 0 | 0 | 0 | 0 | 0 | 0 | 0 | 0 | 0 | 0 | 0 | 0 | 0
Industrial Fuel Use for Energy Purposes before CCS and Methane Capture[crude oil if,nonroad vehicles 30] | NoSettings | 0 | 0 | 0 | 0 | 0 | 0 | 0 | 0 | 0 | 0 | 0 | 0 | 0 | 0 | 0 | 0 | 0 | 0 | 0 | 0 | 0 | 0 | 0 | 0 | 0 | 0 | 0 | 0 | 0 | 0 | 0
Industrial Fuel Use for Energy Purposes before CCS and Methane Capture[crude oil if,other manufacturing 31T33] | NoSettings | 0 | 0 | 0 | 0 | 0 | 0 | 0 | 0 | 0 | 0 | 0 | 0 | 0 | 0 | 0 | 0 | 0 | 0 | 0 | 0 | 0 | 0 | 0 | 0 | 0 | 0 | 0 | 0 | 0 | 0 | 0
Industrial Fuel Use for Energy Purposes before CCS and Methane Capture[crude oil if,energy pipelines and gas processing 352T353] | NoSettings | 0 | 0 | 0 | 0 | 0 | 0 | 0 | 0 | 0 | 0 | 0 | 0 | 0 | 0 | 0 | 0 | 0 | 0 | 0 | 0 | 0 | 0 | 0 | 0 | 0 | 0 | 0 | 0 | 0 | 0 | 0
Industrial Fuel Use for Energy Purposes before CCS and Methane Capture[crude oil if,water and waste 36T39] | NoSettings | 0 | 0 | 0 | 0 | 0 | 0 | 0 | 0 | 0 | 0 | 0 | 0 | 0 | 0 | 0 | 0 | 0 | 0 | 0 | 0 | 0 | 0 | 0 | 0 | 0 | 0 | 0 | 0 | 0 | 0 | 0
Industrial Fuel Use for Energy Purposes before CCS and Methane Capture[crude oil if,construction 41T43] | NoSettings | 0 | 0 | 0 | 0 | 0 | 0 | 0 | 0 | 0 | 0 | 0 | 0 | 0 | 0 | 0 | 0 | 0 | 0 | 0 | 0 | 0 | 0 | 0 | 0 | 0 | 0 | 0 | 0 | 0 | 0 | 0
Industrial Fuel Use for Energy Purposes before CCS and Methane Capture[heavy or residual fuel oil if,agriculture and forestry 01T03] | NoSettings | 0 | 0 | 0 | 0 | 0 | 0 | 0 | 0 | 0 | 0 | 0 | 0 | 0 | 0 | 0 | 0 | 0 | 0 | 0 | 0 | 0 | 0 | 0 | 0 | 0 | 0 | 0 | 0 | 0 | 0 | 0
Industrial Fuel Use for Energy Purposes before CCS and Methane Capture[heavy or residual fuel oil if,coal mining 05] | NoSettings | 0 | 0 | 0 | 0 | 0 | 0 | 0 | 0 | 0 | 0 | 0 | 0 | 0 | 0 | 0 | 0 | 0 | 0 | 0 | 0 | 0 | 0 | 0 | 0 | 0 | 0 | 0 | 0 | 0 | 0 | 0
Industrial Fuel Use for Energy Purposes before CCS and Methane Capture[heavy or residual fuel oil if,oil and gas extraction 06] | NoSettings | 0 | 0 | 0 | 0 | 0 | 0 | 0 | 0 | 0 | 0 | 0 | 0 | 0 | 0 | 0 | 0 | 0 | 0 | 0 | 0 | 0 | 0 | 0 | 0 | 0 | 0 | 0 | 0 | 0 | 0 | 0
Industrial Fuel Use for Energy Purposes before CCS and Methane Capture[heavy or residual fuel oil if,other mining and quarrying 07T08] | NoSettings | 0 | 0 | 0 | 0 | 0 | 0 | 0 | 0 | 0 | 0 | 0 | 0 | 0 | 0 | 0 | 0 | 0 | 0 | 0 | 0 | 0 | 0 | 0 | 0 | 0 | 0 | 0 | 0 | 0 | 0 | 0
Industrial Fuel Use for Energy Purposes before CCS and Methane Capture[heavy or residual fuel oil if,food beverage and tobacco 10T12] | NoSettings | 0 | 0 | 0 | 0 | 0 | 0 | 0 | 0 | 0 | 0 | 0 | 0 | 0 | 0 | 0 | 0 | 0 | 0 | 0 | 0 | 0 | 0 | 0 | 0 | 0 | 0 | 0 | 0 | 0 | 0 | 0
Industrial Fuel Use for Energy Purposes before CCS and Methane Capture[heavy or residual fuel oil if,textiles apparel and leather 13T15] | NoSettings | 0 | 0 | 0 | 0 | 0 | 0 | 0 | 0 | 0 | 0 | 0 | 0 | 0 | 0 | 0 | 0 | 0 | 0 | 0 | 0 | 0 | 0 | 0 | 0 | 0 | 0 | 0 | 0 | 0 | 0 | 0
Industrial Fuel Use for Energy Purposes before CCS and Methane Capture[heavy or residual fuel oil if,wood products 16] | NoSettings | 0 | 0 | 0 | 0 | 0 | 0 | 0 | 0 | 0 | 0 | 0 | 0 | 0 | 0 | 0 | 0 | 0 | 0 | 0 | 0 | 0 | 0 | 0 | 0 | 0 | 0 | 0 | 0 | 0 | 0 | 0
Industrial Fuel Use for Energy Purposes before CCS and Methane Capture[heavy or residual fuel oil if,pulp paper and printing 17T18] | NoSettings | 0 | 0 | 0 | 0 | 0 | 0 | 0 | 0 | 0 | 0 | 0 | 0 | 0 | 0 | 0 | 0 | 0 | 0 | 0 | 0 | 0 | 0 | 0 | 0 | 0 | 0 | 0 | 0 | 0 | 0 | 0
Industrial Fuel Use for Energy Purposes before CCS and Methane Capture[heavy or residual fuel oil if,refined petroleum and coke 19] | NoSettings | 2858100000000 | 3064150000000 | 2874550000000 | 2936870000000 | 2918270000000 | 2895610000000 | 2838420000000 | 2827390000000 | 2720330000000 | 2665970000000 | 2612460000000 | 2574160000000 | 2511910000000 | 2502790000000 | 2428480000000 | 2386680000000 | 2400770000000 | 2341140000000 | 2315890000000 | 2314940000000 | 2312690000000 | 2285210000000 | 2275180000000 | 2269980000000 | 2267940000000 | 2256460000000 | 2251540000000 | 2245060000000 | 2238590000000 | 2232110000000 | 2225640000000
Industrial Fuel Use for Energy Purposes before CCS and Methane Capture[heavy or residual fuel oil if,chemicals 20] | NoSettings | 0 | 0 | 0 | 0 | 0 | 0 | 0 | 0 | 0 | 0 | 0 | 0 | 0 | 0 | 0 | 0 | 0 | 0 | 0 | 0 | 0 | 0 | 0 | 0 | 0 | 0 | 0 | 0 | 0 | 0 | 0
Industrial Fuel Use for Energy Purposes before CCS and Methane Capture[heavy or residual fuel oil if,rubber and plastic products 22] | NoSettings | 0 | 0 | 0 | 0 | 0 | 0 | 0 | 0 | 0 | 0 | 0 | 0 | 0 | 0 | 0 | 0 | 0 | 0 | 0 | 0 | 0 | 0 | 0 | 0 | 0 | 0 | 0 | 0 | 0 | 0 | 0
Industrial Fuel Use for Energy Purposes before CCS and Methane Capture[heavy or residual fuel oil if,glass and glass products 231] | NoSettings | 0 | 0 | 0 | 0 | 0 | 0 | 0 | 0 | 0 | 0 | 0 | 0 | 0 | 0 | 0 | 0 | 0 | 0 | 0 | 0 | 0 | 0 | 0 | 0 | 0 | 0 | 0 | 0 | 0 | 0 | 0
Industrial Fuel Use for Energy Purposes before CCS and Methane Capture[heavy or residual fuel oil if,cement and other nonmetallic minerals 239] | NoSettings | 0 | 0 | 0 | 0 | 0 | 0 | 0 | 0 | 0 | 0 | 0 | 0 | 0 | 0 | 0 | 0 | 0 | 0 | 0 | 0 | 0 | 0 | 0 | 0 | 0 | 0 | 0 | 0 | 0 | 0 | 0
Industrial Fuel Use for Energy Purposes before CCS and Methane Capture[heavy or residual fuel oil if,iron and steel 241] | NoSettings | 0 | 0 | 0 | 0 | 0 | 0 | 0 | 0 | 0 | 0 | 0 | 0 | 0 | 0 | 0 | 0 | 0 | 0 | 0 | 0 | 0 | 0 | 0 | 0 | 0 | 0 | 0 | 0 | 0 | 0 | 0
Industrial Fuel Use for Energy Purposes before CCS and Methane Capture[heavy or residual fuel oil if,other metals 242] | NoSettings | 0 | 0 | 0 | 0 | 0 | 0 | 0 | 0 | 0 | 0 | 0 | 0 | 0 | 0 | 0 | 0 | 0 | 0 | 0 | 0 | 0 | 0 | 0 | 0 | 0 | 0 | 0 | 0 | 0 | 0 | 0
Industrial Fuel Use for Energy Purposes before CCS and Methane Capture[heavy or residual fuel oil if,metal products except machinery and vehicles 25] | NoSettings | 0 | 0 | 0 | 0 | 0 | 0 | 0 | 0 | 0 | 0 | 0 | 0 | 0 | 0 | 0 | 0 | 0 | 0 | 0 | 0 | 0 | 0 | 0 | 0 | 0 | 0 | 0 | 0 | 0 | 0 | 0
Industrial Fuel Use for Energy Purposes before CCS and Methane Capture[heavy or residual fuel oil if,computers and electronics 26] | NoSettings | 0 | 0 | 0 | 0 | 0 | 0 | 0 | 0 | 0 | 0 | 0 | 0 | 0 | 0 | 0 | 0 | 0 | 0 | 0 | 0 | 0 | 0 | 0 | 0 | 0 | 0 | 0 | 0 | 0 | 0 | 0
Industrial Fuel Use for Energy Purposes before CCS and Methane Capture[heavy or residual fuel oil if,appliances and electrical equipment 27] | NoSettings | 0 | 0 | 0 | 0 | 0 | 0 | 0 | 0 | 0 | 0 | 0 | 0 | 0 | 0 | 0 | 0 | 0 | 0 | 0 | 0 | 0 | 0 | 0 | 0 | 0 | 0 | 0 | 0 | 0 | 0 | 0
Industrial Fuel Use for Energy Purposes before CCS and Methane Capture[heavy or residual fuel oil if,other machinery 28] | NoSettings | 0 | 0 | 0 | 0 | 0 | 0 | 0 | 0 | 0 | 0 | 0 | 0 | 0 | 0 | 0 | 0 | 0 | 0 | 0 | 0 | 0 | 0 | 0 | 0 | 0 | 0 | 0 | 0 | 0 | 0 | 0
Industrial Fuel Use for Energy Purposes before CCS and Methane Capture[heavy or residual fuel oil if,road vehicles 29] | NoSettings | 0 | 0 | 0 | 0 | 0 | 0 | 0 | 0 | 0 | 0 | 0 | 0 | 0 | 0 | 0 | 0 | 0 | 0 | 0 | 0 | 0 | 0 | 0 | 0 | 0 | 0 | 0 | 0 | 0 | 0 | 0
Industrial Fuel Use for Energy Purposes before CCS and Methane Capture[heavy or residual fuel oil if,nonroad vehicles 30] | NoSettings | 0 | 0 | 0 | 0 | 0 | 0 | 0 | 0 | 0 | 0 | 0 | 0 | 0 | 0 | 0 | 0 | 0 | 0 | 0 | 0 | 0 | 0 | 0 | 0 | 0 | 0 | 0 | 0 | 0 | 0 | 0
Industrial Fuel Use for Energy Purposes before CCS and Methane Capture[heavy or residual fuel oil if,other manufacturing 31T33] | NoSettings | 57944000000 | 54410800000 | 56284700000 | 58469600000 | 59521600000 | 61018000000 | 61928400000 | 62492700000 | 62966200000 | 63524700000 | 64370800000 | 65128200000 | 65777600000 | 66748400000 | 67494500000 | 67894000000 | 68143500000 | 68683900000 | 69282500000 | 69957600000 | 70424500000 | 71187400000 | 72319400000 | 73836400000 | 75077100000 | 75887200000 | 77308700000 | 78524400000 | 79740100000 | 80955900000 | 82171600000
Industrial Fuel Use for Energy Purposes before CCS and Methane Capture[heavy or residual fuel oil if,energy pipelines and gas processing 352T353] | NoSettings | 0 | 0 | 0 | 0 | 0 | 0 | 0 | 0 | 0 | 0 | 0 | 0 | 0 | 0 | 0 | 0 | 0 | 0 | 0 | 0 | 0 | 0 | 0 | 0 | 0 | 0 | 0 | 0 | 0 | 0 | 0
Industrial Fuel Use for Energy Purposes before CCS and Methane Capture[heavy or residual fuel oil if,water and waste 36T39] | NoSettings | 0 | 0 | 0 | 0 | 0 | 0 | 0 | 0 | 0 | 0 | 0 | 0 | 0 | 0 | 0 | 0 | 0 | 0 | 0 | 0 | 0 | 0 | 0 | 0 | 0 | 0 | 0 | 0 | 0 | 0 | 0
Industrial Fuel Use for Energy Purposes before CCS and Methane Capture[heavy or residual fuel oil if,construction 41T43] | NoSettings | 0 | 0 | 0 | 0 | 0 | 0 | 0 | 0 | 0 | 0 | 0 | 0 | 0 | 0 | 0 | 0 | 0 | 0 | 0 | 0 | 0 | 0 | 0 | 0 | 0 | 0 | 0 | 0 | 0 | 0 | 0
Industrial Fuel Use for Energy Purposes before CCS and Methane Capture[LPG propane or butane if,agriculture and forestry 01T03] | NoSettings | 0 | 0 | 0 | 0 | 0 | 0 | 0 | 0 | 0 | 0 | 0 | 0 | 0 | 0 | 0 | 0 | 0 | 0 | 0 | 0 | 0 | 0 | 0 | 0 | 0 | 0 | 0 | 0 | 0 | 0 | 0
Industrial Fuel Use for Energy Purposes before CCS and Methane Capture[LPG propane or butane if,coal mining 05] | NoSettings | 0 | 0 | 0 | 0 | 0 | 0 | 0 | 0 | 0 | 0 | 0 | 0 | 0 | 0 | 0 | 0 | 0 | 0 | 0 | 0 | 0 | 0 | 0 | 0 | 0 | 0 | 0 | 0 | 0 | 0 | 0
Industrial Fuel Use for Energy Purposes before CCS and Methane Capture[LPG propane or butane if,oil and gas extraction 06] | NoSettings | 0 | 0 | 0 | 0 | 0 | 0 | 0 | 0 | 0 | 0 | 0 | 0 | 0 | 0 | 0 | 0 | 0 | 0 | 0 | 0 | 0 | 0 | 0 | 0 | 0 | 0 | 0 | 0 | 0 | 0 | 0
Industrial Fuel Use for Energy Purposes before CCS and Methane Capture[LPG propane or butane if,other mining and quarrying 07T08] | NoSettings | 0 | 0 | 0 | 0 | 0 | 0 | 0 | 0 | 0 | 0 | 0 | 0 | 0 | 0 | 0 | 0 | 0 | 0 | 0 | 0 | 0 | 0 | 0 | 0 | 0 | 0 | 0 | 0 | 0 | 0 | 0
Industrial Fuel Use for Energy Purposes before CCS and Methane Capture[LPG propane or butane if,food beverage and tobacco 10T12] | NoSettings | 0 | 0 | 0 | 0 | 0 | 0 | 0 | 0 | 0 | 0 | 0 | 0 | 0 | 0 | 0 | 0 | 0 | 0 | 0 | 0 | 0 | 0 | 0 | 0 | 0 | 0 | 0 | 0 | 0 | 0 | 0
Industrial Fuel Use for Energy Purposes before CCS and Methane Capture[LPG propane or butane if,textiles apparel and leather 13T15] | NoSettings | 0 | 0 | 0 | 0 | 0 | 0 | 0 | 0 | 0 | 0 | 0 | 0 | 0 | 0 | 0 | 0 | 0 | 0 | 0 | 0 | 0 | 0 | 0 | 0 | 0 | 0 | 0 | 0 | 0 | 0 | 0
Industrial Fuel Use for Energy Purposes before CCS and Methane Capture[LPG propane or butane if,wood products 16] | NoSettings | 0 | 0 | 0 | 0 | 0 | 0 | 0 | 0 | 0 | 0 | 0 | 0 | 0 | 0 | 0 | 0 | 0 | 0 | 0 | 0 | 0 | 0 | 0 | 0 | 0 | 0 | 0 | 0 | 0 | 0 | 0
Industrial Fuel Use for Energy Purposes before CCS and Methane Capture[LPG propane or butane if,pulp paper and printing 17T18] | NoSettings | 0 | 0 | 0 | 0 | 0 | 0 | 0 | 0 | 0 | 0 | 0 | 0 | 0 | 0 | 0 | 0 | 0 | 0 | 0 | 0 | 0 | 0 | 0 | 0 | 0 | 0 | 0 | 0 | 0 | 0 | 0
Industrial Fuel Use for Energy Purposes before CCS and Methane Capture[LPG propane or butane if,refined petroleum and coke 19] | NoSettings | 35652500000 | 38222800000 | 35857700000 | 36635100000 | 36403100000 | 36120400000 | 35407000000 | 35269400000 | 33934000000 | 33255800000 | 32588400000 | 32110600000 | 31334100000 | 31220300000 | 30293300000 | 29772000000 | 29947700000 | 29203900000 | 28888900000 | 28877000000 | 28848900000 | 28506100000 | 28381100000 | 28316200000 | 28290700000 | 28147600000 | 28086100000 | 28005300000 | 27924600000 | 27843800000 | 27763100000
Industrial Fuel Use for Energy Purposes before CCS and Methane Capture[LPG propane or butane if,chemicals 20] | NoSettings | 0 | 0 | 0 | 0 | 0 | 0 | 0 | 0 | 0 | 0 | 0 | 0 | 0 | 0 | 0 | 0 | 0 | 0 | 0 | 0 | 0 | 0 | 0 | 0 | 0 | 0 | 0 | 0 | 0 | 0 | 0
Industrial Fuel Use for Energy Purposes before CCS and Methane Capture[LPG propane or butane if,rubber and plastic products 22] | NoSettings | 0 | 0 | 0 | 0 | 0 | 0 | 0 | 0 | 0 | 0 | 0 | 0 | 0 | 0 | 0 | 0 | 0 | 0 | 0 | 0 | 0 | 0 | 0 | 0 | 0 | 0 | 0 | 0 | 0 | 0 | 0
Industrial Fuel Use for Energy Purposes before CCS and Methane Capture[LPG propane or butane if,glass and glass products 231] | NoSettings | 0 | 0 | 0 | 0 | 0 | 0 | 0 | 0 | 0 | 0 | 0 | 0 | 0 | 0 | 0 | 0 | 0 | 0 | 0 | 0 | 0 | 0 | 0 | 0 | 0 | 0 | 0 | 0 | 0 | 0 | 0
Industrial Fuel Use for Energy Purposes before CCS and Methane Capture[LPG propane or butane if,cement and other nonmetallic minerals 239] | NoSettings | 491459000 | 481214000 | 470970000 | 460726000 | 450481000 | 440237000 | 429992000 | 419748000 | 409504000 | 399259000 | 389015000 | 378770000 | 368526000 | 358282000 | 348037000 | 337793000 | 337793000 | 337793000 | 337793000 | 337793000 | 337793000 | 337793000 | 337793000 | 337793000 | 337793000 | 337793000 | 337793000 | 337793000 | 337793000 | 337793000 | 337793000
Industrial Fuel Use for Energy Purposes before CCS and Methane Capture[LPG propane or butane if,iron and steel 241] | NoSettings | 0 | 0 | 0 | 0 | 0 | 0 | 0 | 0 | 0 | 0 | 0 | 0 | 0 | 0 | 0 | 0 | 0 | 0 | 0 | 0 | 0 | 0 | 0 | 0 | 0 | 0 | 0 | 0 | 0 | 0 | 0
Industrial Fuel Use for Energy Purposes before CCS and Methane Capture[LPG propane or butane if,other metals 242] | NoSettings | 0 | 0 | 0 | 0 | 0 | 0 | 0 | 0 | 0 | 0 | 0 | 0 | 0 | 0 | 0 | 0 | 0 | 0 | 0 | 0 | 0 | 0 | 0 | 0 | 0 | 0 | 0 | 0 | 0 | 0 | 0
Industrial Fuel Use for Energy Purposes before CCS and Methane Capture[LPG propane or butane if,metal products except machinery and vehicles 25] | NoSettings | 0 | 0 | 0 | 0 | 0 | 0 | 0 | 0 | 0 | 0 | 0 | 0 | 0 | 0 | 0 | 0 | 0 | 0 | 0 | 0 | 0 | 0 | 0 | 0 | 0 | 0 | 0 | 0 | 0 | 0 | 0
Industrial Fuel Use for Energy Purposes before CCS and Methane Capture[LPG propane or butane if,computers and electronics 26] | NoSettings | 0 | 0 | 0 | 0 | 0 | 0 | 0 | 0 | 0 | 0 | 0 | 0 | 0 | 0 | 0 | 0 | 0 | 0 | 0 | 0 | 0 | 0 | 0 | 0 | 0 | 0 | 0 | 0 | 0 | 0 | 0
Industrial Fuel Use for Energy Purposes before CCS and Methane Capture[LPG propane or butane if,appliances and electrical equipment 27] | NoSettings | 0 | 0 | 0 | 0 | 0 | 0 | 0 | 0 | 0 | 0 | 0 | 0 | 0 | 0 | 0 | 0 | 0 | 0 | 0 | 0 | 0 | 0 | 0 | 0 | 0 | 0 | 0 | 0 | 0 | 0 | 0
Industrial Fuel Use for Energy Purposes before CCS and Methane Capture[LPG propane or butane if,other machinery 28] | NoSettings | 0 | 0 | 0 | 0 | 0 | 0 | 0 | 0 | 0 | 0 | 0 | 0 | 0 | 0 | 0 | 0 | 0 | 0 | 0 | 0 | 0 | 0 | 0 | 0 | 0 | 0 | 0 | 0 | 0 | 0 | 0
Industrial Fuel Use for Energy Purposes before CCS and Methane Capture[LPG propane or butane if,road vehicles 29] | NoSettings | 0 | 0 | 0 | 0 | 0 | 0 | 0 | 0 | 0 | 0 | 0 | 0 | 0 | 0 | 0 | 0 | 0 | 0 | 0 | 0 | 0 | 0 | 0 | 0 | 0 | 0 | 0 | 0 | 0 | 0 | 0
Industrial Fuel Use for Energy Purposes before CCS and Methane Capture[LPG propane or butane if,nonroad vehicles 30] | NoSettings | 0 | 0 | 0 | 0 | 0 | 0 | 0 | 0 | 0 | 0 | 0 | 0 | 0 | 0 | 0 | 0 | 0 | 0 | 0 | 0 | 0 | 0 | 0 | 0 | 0 | 0 | 0 | 0 | 0 | 0 | 0
Industrial Fuel Use for Energy Purposes before CCS and Methane Capture[LPG propane or butane if,other manufacturing 31T33] | NoSettings | 19249400000000 | 19063400000000 | 18185100000000 | 18891000000000 | 19230900000000 | 19714400000000 | 20008600000000 | 20190900000000 | 20343900000000 | 20524300000000 | 20797700000000 | 21042400000000 | 21252200000000 | 21565900000000 | 21806900000000 | 21936000000000 | 22016600000000 | 22191200000000 | 22384600000000 | 22602700000000 | 22753600000000 | 23000100000000 | 23365800000000 | 23855900000000 | 24256800000000 | 24518500000000 | 24977800000000 | 25370600000000 | 25763400000000 | 26156200000000 | 26549000000000
Industrial Fuel Use for Energy Purposes before CCS and Methane Capture[LPG propane or butane if,energy pipelines and gas processing 352T353] | NoSettings | 0 | 0 | 0 | 0 | 0 | 0 | 0 | 0 | 0 | 0 | 0 | 0 | 0 | 0 | 0 | 0 | 0 | 0 | 0 | 0 | 0 | 0 | 0 | 0 | 0 | 0 | 0 | 0 | 0 | 0 | 0
Industrial Fuel Use for Energy Purposes before CCS and Methane Capture[LPG propane or butane if,water and waste 36T39] | NoSettings | 0 | 0 | 0 | 0 | 0 | 0 | 0 | 0 | 0 | 0 | 0 | 0 | 0 | 0 | 0 | 0 | 0 | 0 | 0 | 0 | 0 | 0 | 0 | 0 | 0 | 0 | 0 | 0 | 0 | 0 | 0
Industrial Fuel Use for Energy Purposes before CCS and Methane Capture[LPG propane or butane if,construction 41T43] | NoSettings | 0 | 0 | 0 | 0 | 0 | 0 | 0 | 0 | 0 | 0 | 0 | 0 | 0 | 0 | 0 | 0 | 0 | 0 | 0 | 0 | 0 | 0 | 0 | 0 | 0 | 0 | 0 | 0 | 0 | 0 | 0
Industrial Fuel Use for Energy Purposes before CCS and Methane Capture[hydrogen if,agriculture and forestry 01T03] | NoSettings | 0 | 0 | 0 | 0 | 0 | 0 | 0 | 0 | 0 | 0 | 0 | 0 | 0 | 0 | 0 | 0 | 0 | 0 | 0 | 0 | 0 | 0 | 0 | 0 | 0 | 0 | 0 | 0 | 0 | 0 | 0
Industrial Fuel Use for Energy Purposes before CCS and Methane Capture[hydrogen if,coal mining 05] | NoSettings | 0 | 0 | 0 | 0 | 0 | 0 | 0 | 0 | 0 | 0 | 0 | 0 | 0 | 0 | 0 | 0 | 0 | 0 | 0 | 0 | 0 | 0 | 0 | 0 | 0 | 0 | 0 | 0 | 0 | 0 | 0
Industrial Fuel Use for Energy Purposes before CCS and Methane Capture[hydrogen if,oil and gas extraction 06] | NoSettings | 0 | 0 | 0 | 0 | 0 | 0 | 0 | 0 | 0 | 0 | 0 | 0 | 0 | 0 | 0 | 0 | 0 | 0 | 0 | 0 | 0 | 0 | 0 | 0 | 0 | 0 | 0 | 0 | 0 | 0 | 0
Industrial Fuel Use for Energy Purposes before CCS and Methane Capture[hydrogen if,other mining and quarrying 07T08] | NoSettings | 0 | 0 | 0 | 0 | 0 | 0 | 0 | 0 | 0 | 0 | 0 | 0 | 0 | 0 | 0 | 0 | 0 | 0 | 0 | 0 | 0 | 0 | 0 | 0 | 0 | 0 | 0 | 0 | 0 | 0 | 0
Industrial Fuel Use for Energy Purposes before CCS and Methane Capture[hydrogen if,food beverage and tobacco 10T12] | NoSettings | 0 | 0 | 0 | 0 | 0 | 0 | 0 | 0 | 0 | 0 | 0 | 0 | 0 | 0 | 0 | 0 | 0 | 0 | 0 | 0 | 0 | 0 | 0 | 0 | 0 | 0 | 0 | 0 | 0 | 0 | 0
Industrial Fuel Use for Energy Purposes before CCS and Methane Capture[hydrogen if,textiles apparel and leather 13T15] | NoSettings | 0 | 0 | 0 | 0 | 0 | 0 | 0 | 0 | 0 | 0 | 0 | 0 | 0 | 0 | 0 | 0 | 0 | 0 | 0 | 0 | 0 | 0 | 0 | 0 | 0 | 0 | 0 | 0 | 0 | 0 | 0
Industrial Fuel Use for Energy Purposes before CCS and Methane Capture[hydrogen if,wood products 16] | NoSettings | 0 | 0 | 0 | 0 | 0 | 0 | 0 | 0 | 0 | 0 | 0 | 0 | 0 | 0 | 0 | 0 | 0 | 0 | 0 | 0 | 0 | 0 | 0 | 0 | 0 | 0 | 0 | 0 | 0 | 0 | 0
Industrial Fuel Use for Energy Purposes before CCS and Methane Capture[hydrogen if,pulp paper and printing 17T18] | NoSettings | 0 | 0 | 0 | 0 | 0 | 0 | 0 | 0 | 0 | 0 | 0 | 0 | 0 | 0 | 0 | 0 | 0 | 0 | 0 | 0 | 0 | 0 | 0 | 0 | 0 | 0 | 0 | 0 | 0 | 0 | 0
Industrial Fuel Use for Energy Purposes before CCS and Methane Capture[hydrogen if,refined petroleum and coke 19] | NoSettings | 0 | 0 | 0 | 0 | 0 | 0 | 0 | 0 | 0 | 0 | 0 | 0 | 0 | 0 | 0 | 0 | 0 | 0 | 0 | 0 | 0 | 0 | 0 | 0 | 0 | 0 | 0 | 0 | 0 | 0 | 0
Industrial Fuel Use for Energy Purposes before CCS and Methane Capture[hydrogen if,chemicals 20] | NoSettings | 0 | 0 | 0 | 0 | 0 | 0 | 0 | 0 | 0 | 0 | 0 | 0 | 0 | 0 | 0 | 0 | 0 | 0 | 0 | 0 | 0 | 0 | 0 | 0 | 0 | 0 | 0 | 0 | 0 | 0 | 0
Industrial Fuel Use for Energy Purposes before CCS and Methane Capture[hydrogen if,rubber and plastic products 22] | NoSettings | 0 | 0 | 0 | 0 | 0 | 0 | 0 | 0 | 0 | 0 | 0 | 0 | 0 | 0 | 0 | 0 | 0 | 0 | 0 | 0 | 0 | 0 | 0 | 0 | 0 | 0 | 0 | 0 | 0 | 0 | 0
Industrial Fuel Use for Energy Purposes before CCS and Methane Capture[hydrogen if,glass and glass products 231] | NoSettings | 0 | 0 | 0 | 0 | 0 | 0 | 0 | 0 | 0 | 0 | 0 | 0 | 0 | 0 | 0 | 0 | 0 | 0 | 0 | 0 | 0 | 0 | 0 | 0 | 0 | 0 | 0 | 0 | 0 | 0 | 0
Industrial Fuel Use for Energy Purposes before CCS and Methane Capture[hydrogen if,cement and other nonmetallic minerals 239] | NoSettings | 0 | 0 | 0 | 0 | 0 | 0 | 0 | 0 | 0 | 0 | 0 | 0 | 0 | 0 | 0 | 0 | 0 | 0 | 0 | 0 | 0 | 0 | 0 | 0 | 0 | 0 | 0 | 0 | 0 | 0 | 0
Industrial Fuel Use for Energy Purposes before CCS and Methane Capture[hydrogen if,iron and steel 241] | NoSettings | 0 | 0 | 0 | 0 | 0 | 0 | 0 | 0 | 0 | 0 | 0 | 0 | 0 | 0 | 0 | 0 | 0 | 0 | 0 | 0 | 0 | 0 | 0 | 0 | 0 | 0 | 0 | 0 | 0 | 0 | 0
Industrial Fuel Use for Energy Purposes before CCS and Methane Capture[hydrogen if,other metals 242] | NoSettings | 0 | 0 | 0 | 0 | 0 | 0 | 0 | 0 | 0 | 0 | 0 | 0 | 0 | 0 | 0 | 0 | 0 | 0 | 0 | 0 | 0 | 0 | 0 | 0 | 0 | 0 | 0 | 0 | 0 | 0 | 0
Industrial Fuel Use for Energy Purposes before CCS and Methane Capture[hydrogen if,metal products except machinery and vehicles 25] | NoSettings | 0 | 0 | 0 | 0 | 0 | 0 | 0 | 0 | 0 | 0 | 0 | 0 | 0 | 0 | 0 | 0 | 0 | 0 | 0 | 0 | 0 | 0 | 0 | 0 | 0 | 0 | 0 | 0 | 0 | 0 | 0
Industrial Fuel Use for Energy Purposes before CCS and Methane Capture[hydrogen if,computers and electronics 26] | NoSettings | 0 | 0 | 0 | 0 | 0 | 0 | 0 | 0 | 0 | 0 | 0 | 0 | 0 | 0 | 0 | 0 | 0 | 0 | 0 | 0 | 0 | 0 | 0 | 0 | 0 | 0 | 0 | 0 | 0 | 0 | 0
Industrial Fuel Use for Energy Purposes before CCS and Methane Capture[hydrogen if,appliances and electrical equipment 27] | NoSettings | 0 | 0 | 0 | 0 | 0 | 0 | 0 | 0 | 0 | 0 | 0 | 0 | 0 | 0 | 0 | 0 | 0 | 0 | 0 | 0 | 0 | 0 | 0 | 0 | 0 | 0 | 0 | 0 | 0 | 0 | 0
Industrial Fuel Use for Energy Purposes before CCS and Methane Capture[hydrogen if,other machinery 28] | NoSettings | 0 | 0 | 0 | 0 | 0 | 0 | 0 | 0 | 0 | 0 | 0 | 0 | 0 | 0 | 0 | 0 | 0 | 0 | 0 | 0 | 0 | 0 | 0 | 0 | 0 | 0 | 0 | 0 | 0 | 0 | 0
Industrial Fuel Use for Energy Purposes before CCS and Methane Capture[hydrogen if,road vehicles 29] | NoSettings | 0 | 0 | 0 | 0 | 0 | 0 | 0 | 0 | 0 | 0 | 0 | 0 | 0 | 0 | 0 | 0 | 0 | 0 | 0 | 0 | 0 | 0 | 0 | 0 | 0 | 0 | 0 | 0 | 0 | 0 | 0
Industrial Fuel Use for Energy Purposes before CCS and Methane Capture[hydrogen if,nonroad vehicles 30] | NoSettings | 0 | 0 | 0 | 0 | 0 | 0 | 0 | 0 | 0 | 0 | 0 | 0 | 0 | 0 | 0 | 0 | 0 | 0 | 0 | 0 | 0 | 0 | 0 | 0 | 0 | 0 | 0 | 0 | 0 | 0 | 0
Industrial Fuel Use for Energy Purposes before CCS and Methane Capture[hydrogen if,other manufacturing 31T33] | NoSettings | 0 | 0 | 0 | 0 | 0 | 0 | 0 | 0 | 0 | 0 | 0 | 0 | 0 | 0 | 0 | 0 | 0 | 0 | 0 | 0 | 0 | 0 | 0 | 0 | 0 | 0 | 0 | 0 | 0 | 0 | 0
Industrial Fuel Use for Energy Purposes before CCS and Methane Capture[hydrogen if,energy pipelines and gas processing 352T353] | NoSettings | 0 | 0 | 0 | 0 | 0 | 0 | 0 | 0 | 0 | 0 | 0 | 0 | 0 | 0 | 0 | 0 | 0 | 0 | 0 | 0 | 0 | 0 | 0 | 0 | 0 | 0 | 0 | 0 | 0 | 0 | 0
Industrial Fuel Use for Energy Purposes before CCS and Methane Capture[hydrogen if,water and waste 36T39] | NoSettings | 0 | 0 | 0 | 0 | 0 | 0 | 0 | 0 | 0 | 0 | 0 | 0 | 0 | 0 | 0 | 0 | 0 | 0 | 0 | 0 | 0 | 0 | 0 | 0 | 0 | 0 | 0 | 0 | 0 | 0 | 0
Industrial Fuel Use for Energy Purposes before CCS and Methane Capture[hydrogen if,construction 41T43] | NoSettings | 0 | 0 | 0 | 0 | 0 | 0 | 0 | 0 | 0 | 0 | 0 | 0 | 0 | 0 | 0 | 0 | 0 | 0 | 0 | 0 | 0 | 0 | 0 | 0 | 0 | 0 | 0 | 0 | 0 | 0 | 0
Transportation Sector Fuel Used[LDVs,passenger,battery electric vehicle,electricity tf] | NoSettings | 6392580000000 | 10528000000000 | 15496100000000 | 21063100000000 | 26400800000000 | 31374500000000 | 36707200000000 | 42866700000000 | 49963000000000 | 58859100000000 | 69553700000000 | 80937900000000 | 94142400000000 | 106300000000000 | 119387000000000 | 132560000000000 | 146817000000000 | 162749000000000 | 180197000000000 | 198356000000000 | 216789000000000 | 235200000000000 | 252719000000000 | 269158000000000 | 285129000000000 | 299572000000000 | 312489000000000 | 323938000000000 | 334023000000000 | 342847000000000 | 350497000000000
Transportation Sector Fuel Used[LDVs,passenger,battery electric vehicle,natural gas tf] | NoSettings | 0 | 0 | 0 | 0 | 0 | 0 | 0 | 0 | 0 | 0 | 0 | 0 | 0 | 0 | 0 | 0 | 0 | 0 | 0 | 0 | 0 | 0 | 0 | 0 | 0 | 0 | 0 | 0 | 0 | 0 | 0
Transportation Sector Fuel Used[LDVs,passenger,battery electric vehicle,petroleum gasoline tf] | NoSettings | 0 | 0 | 0 | 0 | 0 | 0 | 0 | 0 | 0 | 0 | 0 | 0 | 0 | 0 | 0 | 0 | 0 | 0 | 0 | 0 | 0 | 0 | 0 | 0 | 0 | 0 | 0 | 0 | 0 | 0 | 0
Transportation Sector Fuel Used[LDVs,passenger,battery electric vehicle,petroleum diesel tf] | NoSettings | 0 | 0 | 0 | 0 | 0 | 0 | 0 | 0 | 0 | 0 | 0 | 0 | 0 | 0 | 0 | 0 | 0 | 0 | 0 | 0 | 0 | 0 | 0 | 0 | 0 | 0 | 0 | 0 | 0 | 0 | 0
Transportation Sector Fuel Used[LDVs,passenger,battery electric vehicle,biofuel gasoline tf] | NoSettings | 0 | 0 | 0 | 0 | 0 | 0 | 0 | 0 | 0 | 0 | 0 | 0 | 0 | 0 | 0 | 0 | 0 | 0 | 0 | 0 | 0 | 0 | 0 | 0 | 0 | 0 | 0 | 0 | 0 | 0 | 0
Transportation Sector Fuel Used[LDVs,passenger,battery electric vehicle,biofuel diesel tf] | NoSettings | 0 | 0 | 0 | 0 | 0 | 0 | 0 | 0 | 0 | 0 | 0 | 0 | 0 | 0 | 0 | 0 | 0 | 0 | 0 | 0 | 0 | 0 | 0 | 0 | 0 | 0 | 0 | 0 | 0 | 0 | 0
Transportation Sector Fuel Used[LDVs,passenger,battery electric vehicle,jet fuel tf] | NoSettings | 0 | 0 | 0 | 0 | 0 | 0 | 0 | 0 | 0 | 0 | 0 | 0 | 0 | 0 | 0 | 0 | 0 | 0 | 0 | 0 | 0 | 0 | 0 | 0 | 0 | 0 | 0 | 0 | 0 | 0 | 0
Transportation Sector Fuel Used[LDVs,passenger,battery electric vehicle,heavy or residual fuel oil tf] | NoSettings | 0 | 0 | 0 | 0 | 0 | 0 | 0 | 0 | 0 | 0 | 0 | 0 | 0 | 0 | 0 | 0 | 0 | 0 | 0 | 0 | 0 | 0 | 0 | 0 | 0 | 0 | 0 | 0 | 0 | 0 | 0
Transportation Sector Fuel Used[LDVs,passenger,battery electric vehicle,LPG propane or butane tf] | NoSettings | 0 | 0 | 0 | 0 | 0 | 0 | 0 | 0 | 0 | 0 | 0 | 0 | 0 | 0 | 0 | 0 | 0 | 0 | 0 | 0 | 0 | 0 | 0 | 0 | 0 | 0 | 0 | 0 | 0 | 0 | 0
Transportation Sector Fuel Used[LDVs,passenger,battery electric vehicle,hydrogen tf] | NoSettings | 0 | 0 | 0 | 0 | 0 | 0 | 0 | 0 | 0 | 0 | 0 | 0 | 0 | 0 | 0 | 0 | 0 | 0 | 0 | 0 | 0 | 0 | 0 | 0 | 0 | 0 | 0 | 0 | 0 | 0 | 0
Transportation Sector Fuel Used[LDVs,passenger,natural gas vehicle,electricity tf] | NoSettings | 0 | 0 | 0 | 0 | 0 | 0 | 0 | 0 | 0 | 0 | 0 | 0 | 0 | 0 | 0 | 0 | 0 | 0 | 0 | 0 | 0 | 0 | 0 | 0 | 0 | 0 | 0 | 0 | 0 | 0 | 0
Transportation Sector Fuel Used[LDVs,passenger,natural gas vehicle,natural gas tf] | NoSettings | 465849000000 | 456164000000 | 384739000000 | 316503000000 | 252563000000 | 194279000000 | 142990000000 | 99610800000 | 63906600000 | 36010800000 | 16023000000 | 4007750000 | 0 | 0 | 0 | 0 | 0 | 0 | 0 | 0 | 0 | 0 | 0 | 0 | 0 | 0 | 0 | 0 | 0 | 0 | 0
Transportation Sector Fuel Used[LDVs,passenger,natural gas vehicle,petroleum gasoline tf] | NoSettings | 0 | 0 | 0 | 0 | 0 | 0 | 0 | 0 | 0 | 0 | 0 | 0 | 0 | 0 | 0 | 0 | 0 | 0 | 0 | 0 | 0 | 0 | 0 | 0 | 0 | 0 | 0 | 0 | 0 | 0 | 0
Transportation Sector Fuel Used[LDVs,passenger,natural gas vehicle,petroleum diesel tf] | NoSettings | 0 | 0 | 0 | 0 | 0 | 0 | 0 | 0 | 0 | 0 | 0 | 0 | 0 | 0 | 0 | 0 | 0 | 0 | 0 | 0 | 0 | 0 | 0 | 0 | 0 | 0 | 0 | 0 | 0 | 0 | 0
Transportation Sector Fuel Used[LDVs,passenger,natural gas vehicle,biofuel gasoline tf] | NoSettings | 0 | 0 | 0 | 0 | 0 | 0 | 0 | 0 | 0 | 0 | 0 | 0 | 0 | 0 | 0 | 0 | 0 | 0 | 0 | 0 | 0 | 0 | 0 | 0 | 0 | 0 | 0 | 0 | 0 | 0 | 0
Transportation Sector Fuel Used[LDVs,passenger,natural gas vehicle,biofuel diesel tf] | NoSettings | 0 | 0 | 0 | 0 | 0 | 0 | 0 | 0 | 0 | 0 | 0 | 0 | 0 | 0 | 0 | 0 | 0 | 0 | 0 | 0 | 0 | 0 | 0 | 0 | 0 | 0 | 0 | 0 | 0 | 0 | 0
Transportation Sector Fuel Used[LDVs,passenger,natural gas vehicle,jet fuel tf] | NoSettings | 0 | 0 | 0 | 0 | 0 | 0 | 0 | 0 | 0 | 0 | 0 | 0 | 0 | 0 | 0 | 0 | 0 | 0 | 0 | 0 | 0 | 0 | 0 | 0 | 0 | 0 | 0 | 0 | 0 | 0 | 0
Transportation Sector Fuel Used[LDVs,passenger,natural gas vehicle,heavy or residual fuel oil tf] | NoSettings | 0 | 0 | 0 | 0 | 0 | 0 | 0 | 0 | 0 | 0 | 0 | 0 | 0 | 0 | 0 | 0 | 0 | 0 | 0 | 0 | 0 | 0 | 0 | 0 | 0 | 0 | 0 | 0 | 0 | 0 | 0
Transportation Sector Fuel Used[LDVs,passenger,natural gas vehicle,LPG propane or butane tf] | NoSettings | 0 | 0 | 0 | 0 | 0 | 0 | 0 | 0 | 0 | 0 | 0 | 0 | 0 | 0 | 0 | 0 | 0 | 0 | 0 | 0 | 0 | 0 | 0 | 0 | 0 | 0 | 0 | 0 | 0 | 0 | 0
Transportation Sector Fuel Used[LDVs,passenger,natural gas vehicle,hydrogen tf] | NoSettings | 0 | 0 | 0 | 0 | 0 | 0 | 0 | 0 | 0 | 0 | 0 | 0 | 0 | 0 | 0 | 0 | 0 | 0 | 0 | 0 | 0 | 0 | 0 | 0 | 0 | 0 | 0 | 0 | 0 | 0 | 0
Transportation Sector Fuel Used[LDVs,passenger,gasoline vehicle,electricity tf] | NoSettings | 0 | 0 | 0 | 0 | 0 | 0 | 0 | 0 | 0 | 0 | 0 | 0 | 0 | 0 | 0 | 0 | 0 | 0 | 0 | 0 | 0 | 0 | 0 | 0 | 0 | 0 | 0 | 0 | 0 | 0 | 0
Transportation Sector Fuel Used[LDVs,passenger,gasoline vehicle,natural gas tf] | NoSettings | 0 | 0 | 0 | 0 | 0 | 0 | 0 | 0 | 0 | 0 | 0 | 0 | 0 | 0 | 0 | 0 | 0 | 0 | 0 | 0 | 0 | 0 | 0 | 0 | 0 | 0 | 0 | 0 | 0 | 0 | 0
Transportation Sector Fuel Used[LDVs,passenger,gasoline vehicle,petroleum gasoline tf] | NoSettings | 1369600000000000 | 1546770000000000 | 1533520000000000 | 1517790000000000 | 1489030000000000 | 1458110000000000 | 1423640000000000 | 1388300000000000 | 1352780000000000 | 1314080000000000 | 1269100000000000 | 1221340000000000 | 1171710000000000 | 1129020000000000 | 1086330000000000 | 1046180000000000 | 1004670000000000 | 959615000000000 | 910246000000000 | 858427000000000 | 806601000000000 | 755295000000000 | 706986000000000 | 662079000000000 | 618446000000000 | 579108000000000 | 544015000000000 | 512968000000000 | 485723000000000 | 461942000000000 | 441379000000000
Transportation Sector Fuel Used[LDVs,passenger,gasoline vehicle,petroleum diesel tf] | NoSettings | 0 | 0 | 0 | 0 | 0 | 0 | 0 | 0 | 0 | 0 | 0 | 0 | 0 | 0 | 0 | 0 | 0 | 0 | 0 | 0 | 0 | 0 | 0 | 0 | 0 | 0 | 0 | 0 | 0 | 0 | 0
Transportation Sector Fuel Used[LDVs,passenger,gasoline vehicle,biofuel gasoline tf] | NoSettings | 105626000000000 | 119649000000000 | 118980000000000 | 118112000000000 | 116220000000000 | 114146000000000 | 111778000000000 | 109327000000000 | 106845000000000 | 103941000000000 | 100679000000000 | 96890000000000 | 92952400000000 | 89566100000000 | 86179300000000 | 82994200000000 | 79701400000000 | 76127100000000 | 72210500000000 | 68099700000000 | 63988300000000 | 59918200000000 | 56085800000000 | 52523300000000 | 49061800000000 | 45941100000000 | 43157100000000 | 40694100000000 | 38532800000000 | 36646200000000 | 35014900000000
Transportation Sector Fuel Used[LDVs,passenger,gasoline vehicle,biofuel diesel tf] | NoSettings | 0 | 0 | 0 | 0 | 0 | 0 | 0 | 0 | 0 | 0 | 0 | 0 | 0 | 0 | 0 | 0 | 0 | 0 | 0 | 0 | 0 | 0 | 0 | 0 | 0 | 0 | 0 | 0 | 0 | 0 | 0
Transportation Sector Fuel Used[LDVs,passenger,gasoline vehicle,jet fuel tf] | NoSettings | 0 | 0 | 0 | 0 | 0 | 0 | 0 | 0 | 0 | 0 | 0 | 0 | 0 | 0 | 0 | 0 | 0 | 0 | 0 | 0 | 0 | 0 | 0 | 0 | 0 | 0 | 0 | 0 | 0 | 0 | 0
Transportation Sector Fuel Used[LDVs,passenger,gasoline vehicle,heavy or residual fuel oil tf] | NoSettings | 0 | 0 | 0 | 0 | 0 | 0 | 0 | 0 | 0 | 0 | 0 | 0 | 0 | 0 | 0 | 0 | 0 | 0 | 0 | 0 | 0 | 0 | 0 | 0 | 0 | 0 | 0 | 0 | 0 | 0 | 0
Transportation Sector Fuel Used[LDVs,passenger,gasoline vehicle,LPG propane or butane tf] | NoSettings | 0 | 0 | 0 | 0 | 0 | 0 | 0 | 0 | 0 | 0 | 0 | 0 | 0 | 0 | 0 | 0 | 0 | 0 | 0 | 0 | 0 | 0 | 0 | 0 | 0 | 0 | 0 | 0 | 0 | 0 | 0
Transportation Sector Fuel Used[LDVs,passenger,gasoline vehicle,hydrogen tf] | NoSettings | 0 | 0 | 0 | 0 | 0 | 0 | 0 | 0 | 0 | 0 | 0 | 0 | 0 | 0 | 0 | 0 | 0 | 0 | 0 | 0 | 0 | 0 | 0 | 0 | 0 | 0 | 0 | 0 | 0 | 0 | 0
Transportation Sector Fuel Used[LDVs,passenger,diesel vehicle,electricity tf] | NoSettings | 0 | 0 | 0 | 0 | 0 | 0 | 0 | 0 | 0 | 0 | 0 | 0 | 0 | 0 | 0 | 0 | 0 | 0 | 0 | 0 | 0 | 0 | 0 | 0 | 0 | 0 | 0 | 0 | 0 | 0 | 0
Transportation Sector Fuel Used[LDVs,passenger,diesel vehicle,natural gas tf] | NoSettings | 0 | 0 | 0 | 0 | 0 | 0 | 0 | 0 | 0 | 0 | 0 | 0 | 0 | 0 | 0 | 0 | 0 | 0 | 0 | 0 | 0 | 0 | 0 | 0 | 0 | 0 | 0 | 0 | 0 | 0 | 0
Transportation Sector Fuel Used[LDVs,passenger,diesel vehicle,petroleum gasoline tf] | NoSettings | 0 | 0 | 0 | 0 | 0 | 0 | 0 | 0 | 0 | 0 | 0 | 0 | 0 | 0 | 0 | 0 | 0 | 0 | 0 | 0 | 0 | 0 | 0 | 0 | 0 | 0 | 0 | 0 | 0 | 0 | 0
Transportation Sector Fuel Used[LDVs,passenger,diesel vehicle,petroleum diesel tf] | NoSettings | 5428540000000 | 5549260000000 | 4943800000000 | 4350790000000 | 3735830000000 | 3147040000000 | 2586300000000 | 2052110000000 | 1552730000000 | 1086910000000 | 650035000000 | 263616000000 | 0 | 0 | 0 | 0 | 0 | 0 | 0 | 0 | 0 | 0 | 0 | 0 | 0 | 0 | 0 | 0 | 0 | 0 | 0
Transportation Sector Fuel Used[LDVs,passenger,diesel vehicle,biofuel gasoline tf] | NoSettings | 0 | 0 | 0 | 0 | 0 | 0 | 0 | 0 | 0 | 0 | 0 | 0 | 0 | 0 | 0 | 0 | 0 | 0 | 0 | 0 | 0 | 0 | 0 | 0 | 0 | 0 | 0 | 0 | 0 | 0 | 0
Transportation Sector Fuel Used[LDVs,passenger,diesel vehicle,biofuel diesel tf] | NoSettings | 1337180000000 | 1536310000000 | 1527190000000 | 1490670000000 | 1412570000000 | 1307700000000 | 1176880000000 | 1019540000000 | 840142000000 | 639121000000 | 414665000000 | 168164000000 | 0 | 0 | 0 | 0 | 0 | 0 | 0 | 0 | 0 | 0 | 0 | 0 | 0 | 0 | 0 | 0 | 0 | 0 | 0
Transportation Sector Fuel Used[LDVs,passenger,diesel vehicle,jet fuel tf] | NoSettings | 0 | 0 | 0 | 0 | 0 | 0 | 0 | 0 | 0 | 0 | 0 | 0 | 0 | 0 | 0 | 0 | 0 | 0 | 0 | 0 | 0 | 0 | 0 | 0 | 0 | 0 | 0 | 0 | 0 | 0 | 0
Transportation Sector Fuel Used[LDVs,passenger,diesel vehicle,heavy or residual fuel oil tf] | NoSettings | 0 | 0 | 0 | 0 | 0 | 0 | 0 | 0 | 0 | 0 | 0 | 0 | 0 | 0 | 0 | 0 | 0 | 0 | 0 | 0 | 0 | 0 | 0 | 0 | 0 | 0 | 0 | 0 | 0 | 0 | 0
Transportation Sector Fuel Used[LDVs,passenger,diesel vehicle,LPG propane or butane tf] | NoSettings | 0 | 0 | 0 | 0 | 0 | 0 | 0 | 0 | 0 | 0 | 0 | 0 | 0 | 0 | 0 | 0 | 0 | 0 | 0 | 0 | 0 | 0 | 0 | 0 | 0 | 0 | 0 | 0 | 0 | 0 | 0
Transportation Sector Fuel Used[LDVs,passenger,diesel vehicle,hydrogen tf] | NoSettings | 0 | 0 | 0 | 0 | 0 | 0 | 0 | 0 | 0 | 0 | 0 | 0 | 0 | 0 | 0 | 0 | 0 | 0 | 0 | 0 | 0 | 0 | 0 | 0 | 0 | 0 | 0 | 0 | 0 | 0 | 0
Transportation Sector Fuel Used[LDVs,passenger,plugin hybrid vehicle,electricity tf] | NoSettings | 3073600000000 | 3862260000000 | 4316320000000 | 4747670000000 | 5127140000000 | 5478120000000 | 5686660000000 | 6064500000000 | 6537190000000 | 7071540000000 | 7653110000000 | 8222120000000 | 8745290000000 | 8942360000000 | 9011410000000 | 8955750000000 | 8893770000000 | 8821650000000 | 8730230000000 | 8742620000000 | 8567930000000 | 8278830000000 | 7908650000000 | 7469490000000 | 7032790000000 | 6635380000000 | 6277880000000 | 5959490000000 | 5678070000000 | 5430870000000 | 5214030000000
Transportation Sector Fuel Used[LDVs,passenger,plugin hybrid vehicle,natural gas tf] | NoSettings | 0 | 0 | 0 | 0 | 0 | 0 | 0 | 0 | 0 | 0 | 0 | 0 | 0 | 0 | 0 | 0 | 0 | 0 | 0 | 0 | 0 | 0 | 0 | 0 | 0 | 0 | 0 | 0 | 0 | 0 | 0
Transportation Sector Fuel Used[LDVs,passenger,plugin hybrid vehicle,petroleum gasoline tf] | NoSettings | 2334820000000 | 2933210000000 | 3277270000000 | 3603910000000 | 3891030000000 | 4156400000000 | 4313590000000 | 4600200000000 | 4957570000000 | 5361510000000 | 5801060000000 | 6232370000000 | 6628930000000 | 6778310000000 | 6830650000000 | 6788460000000 | 6741480000000 | 6686810000000 | 6617510000000 | 6626910000000 | 6494490000000 | 6275350000000 | 5994760000000 | 5661880000000 | 5330850000000 | 5029620000000 | 4758640000000 | 4517290000000 | 4303980000000 | 4116600000000 | 3952240000000
Transportation Sector Fuel Used[LDVs,passenger,plugin hybrid vehicle,petroleum diesel tf] | NoSettings | 0 | 0 | 0 | 0 | 0 | 0 | 0 | 0 | 0 | 0 | 0 | 0 | 0 | 0 | 0 | 0 | 0 | 0 | 0 | 0 | 0 | 0 | 0 | 0 | 0 | 0 | 0 | 0 | 0 | 0 | 0
Transportation Sector Fuel Used[LDVs,passenger,plugin hybrid vehicle,biofuel gasoline tf] | NoSettings | 179945000000 | 226820000000 | 254271000000 | 280544000000 | 303900000000 | 325699000000 | 339132000000 | 361665000000 | 391043000000 | 424292000000 | 460578000000 | 494822000000 | 526308000000 | 538168000000 | 542323000000 | 538974000000 | 535243000000 | 530903000000 | 525401000000 | 526147000000 | 515634000000 | 498235000000 | 475957000000 | 449528000000 | 423246000000 | 399329000000 | 377814000000 | 358653000000 | 341717000000 | 326839000000 | 313790000000
Transportation Sector Fuel Used[LDVs,passenger,plugin hybrid vehicle,biofuel diesel tf] | NoSettings | 0 | 0 | 0 | 0 | 0 | 0 | 0 | 0 | 0 | 0 | 0 | 0 | 0 | 0 | 0 | 0 | 0 | 0 | 0 | 0 | 0 | 0 | 0 | 0 | 0 | 0 | 0 | 0 | 0 | 0 | 0
Transportation Sector Fuel Used[LDVs,passenger,plugin hybrid vehicle,jet fuel tf] | NoSettings | 0 | 0 | 0 | 0 | 0 | 0 | 0 | 0 | 0 | 0 | 0 | 0 | 0 | 0 | 0 | 0 | 0 | 0 | 0 | 0 | 0 | 0 | 0 | 0 | 0 | 0 | 0 | 0 | 0 | 0 | 0
Transportation Sector Fuel Used[LDVs,passenger,plugin hybrid vehicle,heavy or residual fuel oil tf] | NoSettings | 0 | 0 | 0 | 0 | 0 | 0 | 0 | 0 | 0 | 0 | 0 | 0 | 0 | 0 | 0 | 0 | 0 | 0 | 0 | 0 | 0 | 0 | 0 | 0 | 0 | 0 | 0 | 0 | 0 | 0 | 0
Transportation Sector Fuel Used[LDVs,passenger,plugin hybrid vehicle,LPG propane or butane tf] | NoSettings | 0 | 0 | 0 | 0 | 0 | 0 | 0 | 0 | 0 | 0 | 0 | 0 | 0 | 0 | 0 | 0 | 0 | 0 | 0 | 0 | 0 | 0 | 0 | 0 | 0 | 0 | 0 | 0 | 0 | 0 | 0
Transportation Sector Fuel Used[LDVs,passenger,plugin hybrid vehicle,hydrogen tf] | NoSettings | 0 | 0 | 0 | 0 | 0 | 0 | 0 | 0 | 0 | 0 | 0 | 0 | 0 | 0 | 0 | 0 | 0 | 0 | 0 | 0 | 0 | 0 | 0 | 0 | 0 | 0 | 0 | 0 | 0 | 0 | 0
Transportation Sector Fuel Used[LDVs,passenger,LPG vehicle,electricity tf] | NoSettings | 0 | 0 | 0 | 0 | 0 | 0 | 0 | 0 | 0 | 0 | 0 | 0 | 0 | 0 | 0 | 0 | 0 | 0 | 0 | 0 | 0 | 0 | 0 | 0 | 0 | 0 | 0 | 0 | 0 | 0 | 0
Transportation Sector Fuel Used[LDVs,passenger,LPG vehicle,natural gas tf] | NoSettings | 0 | 0 | 0 | 0 | 0 | 0 | 0 | 0 | 0 | 0 | 0 | 0 | 0 | 0 | 0 | 0 | 0 | 0 | 0 | 0 | 0 | 0 | 0 | 0 | 0 | 0 | 0 | 0 | 0 | 0 | 0
Transportation Sector Fuel Used[LDVs,passenger,LPG vehicle,petroleum gasoline tf] | NoSettings | 0 | 0 | 0 | 0 | 0 | 0 | 0 | 0 | 0 | 0 | 0 | 0 | 0 | 0 | 0 | 0 | 0 | 0 | 0 | 0 | 0 | 0 | 0 | 0 | 0 | 0 | 0 | 0 | 0 | 0 | 0
Transportation Sector Fuel Used[LDVs,passenger,LPG vehicle,petroleum diesel tf] | NoSettings | 0 | 0 | 0 | 0 | 0 | 0 | 0 | 0 | 0 | 0 | 0 | 0 | 0 | 0 | 0 | 0 | 0 | 0 | 0 | 0 | 0 | 0 | 0 | 0 | 0 | 0 | 0 | 0 | 0 | 0 | 0
Transportation Sector Fuel Used[LDVs,passenger,LPG vehicle,biofuel gasoline tf] | NoSettings | 0 | 0 | 0 | 0 | 0 | 0 | 0 | 0 | 0 | 0 | 0 | 0 | 0 | 0 | 0 | 0 | 0 | 0 | 0 | 0 | 0 | 0 | 0 | 0 | 0 | 0 | 0 | 0 | 0 | 0 | 0
Transportation Sector Fuel Used[LDVs,passenger,LPG vehicle,biofuel diesel tf] | NoSettings | 0 | 0 | 0 | 0 | 0 | 0 | 0 | 0 | 0 | 0 | 0 | 0 | 0 | 0 | 0 | 0 | 0 | 0 | 0 | 0 | 0 | 0 | 0 | 0 | 0 | 0 | 0 | 0 | 0 | 0 | 0
Transportation Sector Fuel Used[LDVs,passenger,LPG vehicle,jet fuel tf] | NoSettings | 0 | 0 | 0 | 0 | 0 | 0 | 0 | 0 | 0 | 0 | 0 | 0 | 0 | 0 | 0 | 0 | 0 | 0 | 0 | 0 | 0 | 0 | 0 | 0 | 0 | 0 | 0 | 0 | 0 | 0 | 0
Transportation Sector Fuel Used[LDVs,passenger,LPG vehicle,heavy or residual fuel oil tf] | NoSettings | 0 | 0 | 0 | 0 | 0 | 0 | 0 | 0 | 0 | 0 | 0 | 0 | 0 | 0 | 0 | 0 | 0 | 0 | 0 | 0 | 0 | 0 | 0 | 0 | 0 | 0 | 0 | 0 | 0 | 0 | 0
Transportation Sector Fuel Used[LDVs,passenger,LPG vehicle,LPG propane or butane tf] | NoSettings | 0 | 0 | 0 | 0 | 0 | 0 | 0 | 0 | 0 | 0 | 0 | 0 | 0 | 0 | 0 | 0 | 0 | 0 | 0 | 0 | 0 | 0 | 0 | 0 | 0 | 0 | 0 | 0 | 0 | 0 | 0
Transportation Sector Fuel Used[LDVs,passenger,LPG vehicle,hydrogen tf] | NoSettings | 0 | 0 | 0 | 0 | 0 | 0 | 0 | 0 | 0 | 0 | 0 | 0 | 0 | 0 | 0 | 0 | 0 | 0 | 0 | 0 | 0 | 0 | 0 | 0 | 0 | 0 | 0 | 0 | 0 | 0 | 0
Transportation Sector Fuel Used[LDVs,passenger,hydrogen vehicle,electricity tf] | NoSettings | 0 | 0 | 0 | 0 | 0 | 0 | 0 | 0 | 0 | 0 | 0 | 0 | 0 | 0 | 0 | 0 | 0 | 0 | 0 | 0 | 0 | 0 | 0 | 0 | 0 | 0 | 0 | 0 | 0 | 0 | 0
Transportation Sector Fuel Used[LDVs,passenger,hydrogen vehicle,natural gas tf] | NoSettings | 0 | 0 | 0 | 0 | 0 | 0 | 0 | 0 | 0 | 0 | 0 | 0 | 0 | 0 | 0 | 0 | 0 | 0 | 0 | 0 | 0 | 0 | 0 | 0 | 0 | 0 | 0 | 0 | 0 | 0 | 0
Transportation Sector Fuel Used[LDVs,passenger,hydrogen vehicle,petroleum gasoline tf] | NoSettings | 0 | 0 | 0 | 0 | 0 | 0 | 0 | 0 | 0 | 0 | 0 | 0 | 0 | 0 | 0 | 0 | 0 | 0 | 0 | 0 | 0 | 0 | 0 | 0 | 0 | 0 | 0 | 0 | 0 | 0 | 0
Transportation Sector Fuel Used[LDVs,passenger,hydrogen vehicle,petroleum diesel tf] | NoSettings | 0 | 0 | 0 | 0 | 0 | 0 | 0 | 0 | 0 | 0 | 0 | 0 | 0 | 0 | 0 | 0 | 0 | 0 | 0 | 0 | 0 | 0 | 0 | 0 | 0 | 0 | 0 | 0 | 0 | 0 | 0
Transportation Sector Fuel Used[LDVs,passenger,hydrogen vehicle,biofuel gasoline tf] | NoSettings | 0 | 0 | 0 | 0 | 0 | 0 | 0 | 0 | 0 | 0 | 0 | 0 | 0 | 0 | 0 | 0 | 0 | 0 | 0 | 0 | 0 | 0 | 0 | 0 | 0 | 0 | 0 | 0 | 0 | 0 | 0
Transportation Sector Fuel Used[LDVs,passenger,hydrogen vehicle,biofuel diesel tf] | NoSettings | 0 | 0 | 0 | 0 | 0 | 0 | 0 | 0 | 0 | 0 | 0 | 0 | 0 | 0 | 0 | 0 | 0 | 0 | 0 | 0 | 0 | 0 | 0 | 0 | 0 | 0 | 0 | 0 | 0 | 0 | 0
Transportation Sector Fuel Used[LDVs,passenger,hydrogen vehicle,jet fuel tf] | NoSettings | 0 | 0 | 0 | 0 | 0 | 0 | 0 | 0 | 0 | 0 | 0 | 0 | 0 | 0 | 0 | 0 | 0 | 0 | 0 | 0 | 0 | 0 | 0 | 0 | 0 | 0 | 0 | 0 | 0 | 0 | 0
Transportation Sector Fuel Used[LDVs,passenger,hydrogen vehicle,heavy or residual fuel oil tf] | NoSettings | 0 | 0 | 0 | 0 | 0 | 0 | 0 | 0 | 0 | 0 | 0 | 0 | 0 | 0 | 0 | 0 | 0 | 0 | 0 | 0 | 0 | 0 | 0 | 0 | 0 | 0 | 0 | 0 | 0 | 0 | 0
Transportation Sector Fuel Used[LDVs,passenger,hydrogen vehicle,LPG propane or butane tf] | NoSettings | 0 | 0 | 0 | 0 | 0 | 0 | 0 | 0 | 0 | 0 | 0 | 0 | 0 | 0 | 0 | 0 | 0 | 0 | 0 | 0 | 0 | 0 | 0 | 0 | 0 | 0 | 0 | 0 | 0 | 0 | 0
Transportation Sector Fuel Used[LDVs,passenger,hydrogen vehicle,hydrogen tf] | NoSettings | 144140000000 | 153697000000 | 142336000000 | 129864000000 | 116367000000 | 102109000000 | 87510600000 | 73011500000 | 58431700000 | 43802900000 | 29156900000 | 14559500000 | 0 | 0 | 0 | 0 | 0 | 0 | 0 | 0 | 0 | 0 | 0 | 0 | 0 | 0 | 0 | 0 | 0 | 0 | 0
Transportation Sector Fuel Used[LDVs,freight,battery electric vehicle,electricity tf] | NoSettings | 0 | 0 | 0 | 0 | 0 | 0 | 0 | 0 | 0 | 0 | 0 | 0 | 0 | 0 | 0 | 0 | 0 | 0 | 0 | 0 | 0 | 0 | 0 | 0 | 0 | 0 | 0 | 0 | 0 | 0 | 0
Transportation Sector Fuel Used[LDVs,freight,battery electric vehicle,natural gas tf] | NoSettings | 0 | 0 | 0 | 0 | 0 | 0 | 0 | 0 | 0 | 0 | 0 | 0 | 0 | 0 | 0 | 0 | 0 | 0 | 0 | 0 | 0 | 0 | 0 | 0 | 0 | 0 | 0 | 0 | 0 | 0 | 0
Transportation Sector Fuel Used[LDVs,freight,battery electric vehicle,petroleum gasoline tf] | NoSettings | 0 | 0 | 0 | 0 | 0 | 0 | 0 | 0 | 0 | 0 | 0 | 0 | 0 | 0 | 0 | 0 | 0 | 0 | 0 | 0 | 0 | 0 | 0 | 0 | 0 | 0 | 0 | 0 | 0 | 0 | 0
Transportation Sector Fuel Used[LDVs,freight,battery electric vehicle,petroleum diesel tf] | NoSettings | 0 | 0 | 0 | 0 | 0 | 0 | 0 | 0 | 0 | 0 | 0 | 0 | 0 | 0 | 0 | 0 | 0 | 0 | 0 | 0 | 0 | 0 | 0 | 0 | 0 | 0 | 0 | 0 | 0 | 0 | 0
Transportation Sector Fuel Used[LDVs,freight,battery electric vehicle,biofuel gasoline tf] | NoSettings | 0 | 0 | 0 | 0 | 0 | 0 | 0 | 0 | 0 | 0 | 0 | 0 | 0 | 0 | 0 | 0 | 0 | 0 | 0 | 0 | 0 | 0 | 0 | 0 | 0 | 0 | 0 | 0 | 0 | 0 | 0
Transportation Sector Fuel Used[LDVs,freight,battery electric vehicle,biofuel diesel tf] | NoSettings | 0 | 0 | 0 | 0 | 0 | 0 | 0 | 0 | 0 | 0 | 0 | 0 | 0 | 0 | 0 | 0 | 0 | 0 | 0 | 0 | 0 | 0 | 0 | 0 | 0 | 0 | 0 | 0 | 0 | 0 | 0
Transportation Sector Fuel Used[LDVs,freight,battery electric vehicle,jet fuel tf] | NoSettings | 0 | 0 | 0 | 0 | 0 | 0 | 0 | 0 | 0 | 0 | 0 | 0 | 0 | 0 | 0 | 0 | 0 | 0 | 0 | 0 | 0 | 0 | 0 | 0 | 0 | 0 | 0 | 0 | 0 | 0 | 0
Transportation Sector Fuel Used[LDVs,freight,battery electric vehicle,heavy or residual fuel oil tf] | NoSettings | 0 | 0 | 0 | 0 | 0 | 0 | 0 | 0 | 0 | 0 | 0 | 0 | 0 | 0 | 0 | 0 | 0 | 0 | 0 | 0 | 0 | 0 | 0 | 0 | 0 | 0 | 0 | 0 | 0 | 0 | 0
Transportation Sector Fuel Used[LDVs,freight,battery electric vehicle,LPG propane or butane tf] | NoSettings | 0 | 0 | 0 | 0 | 0 | 0 | 0 | 0 | 0 | 0 | 0 | 0 | 0 | 0 | 0 | 0 | 0 | 0 | 0 | 0 | 0 | 0 | 0 | 0 | 0 | 0 | 0 | 0 | 0 | 0 | 0
Transportation Sector Fuel Used[LDVs,freight,battery electric vehicle,hydrogen tf] | NoSettings | 0 | 0 | 0 | 0 | 0 | 0 | 0 | 0 | 0 | 0 | 0 | 0 | 0 | 0 | 0 | 0 | 0 | 0 | 0 | 0 | 0 | 0 | 0 | 0 | 0 | 0 | 0 | 0 | 0 | 0 | 0
Transportation Sector Fuel Used[LDVs,freight,natural gas vehicle,electricity tf] | NoSettings | 0 | 0 | 0 | 0 | 0 | 0 | 0 | 0 | 0 | 0 | 0 | 0 | 0 | 0 | 0 | 0 | 0 | 0 | 0 | 0 | 0 | 0 | 0 | 0 | 0 | 0 | 0 | 0 | 0 | 0 | 0
Transportation Sector Fuel Used[LDVs,freight,natural gas vehicle,natural gas tf] | NoSettings | 331677000000 | 326772000000 | 294322000000 | 261145000000 | 227260000000 | 193950000000 | 162617000000 | 133699000000 | 106915000000 | 82425900000 | 60442300000 | 41745800000 | 25938600000 | 13606200000 | 12165300000 | 10202700000 | 7752550000 | 5981050000 | 4779300000 | 3919150000 | 3238080000 | 2612600000 | 2045340000 | 1620080000 | 1311420000 | 1032500000 | 843469000 | 619080000 | 472160000 | 344135000 | 269579000
Transportation Sector Fuel Used[LDVs,freight,natural gas vehicle,petroleum gasoline tf] | NoSettings | 0 | 0 | 0 | 0 | 0 | 0 | 0 | 0 | 0 | 0 | 0 | 0 | 0 | 0 | 0 | 0 | 0 | 0 | 0 | 0 | 0 | 0 | 0 | 0 | 0 | 0 | 0 | 0 | 0 | 0 | 0
Transportation Sector Fuel Used[LDVs,freight,natural gas vehicle,petroleum diesel tf] | NoSettings | 0 | 0 | 0 | 0 | 0 | 0 | 0 | 0 | 0 | 0 | 0 | 0 | 0 | 0 | 0 | 0 | 0 | 0 | 0 | 0 | 0 | 0 | 0 | 0 | 0 | 0 | 0 | 0 | 0 | 0 | 0
Transportation Sector Fuel Used[LDVs,freight,natural gas vehicle,biofuel gasoline tf] | NoSettings | 0 | 0 | 0 | 0 | 0 | 0 | 0 | 0 | 0 | 0 | 0 | 0 | 0 | 0 | 0 | 0 | 0 | 0 | 0 | 0 | 0 | 0 | 0 | 0 | 0 | 0 | 0 | 0 | 0 | 0 | 0
Transportation Sector Fuel Used[LDVs,freight,natural gas vehicle,biofuel diesel tf] | NoSettings | 0 | 0 | 0 | 0 | 0 | 0 | 0 | 0 | 0 | 0 | 0 | 0 | 0 | 0 | 0 | 0 | 0 | 0 | 0 | 0 | 0 | 0 | 0 | 0 | 0 | 0 | 0 | 0 | 0 | 0 | 0
Transportation Sector Fuel Used[LDVs,freight,natural gas vehicle,jet fuel tf] | NoSettings | 0 | 0 | 0 | 0 | 0 | 0 | 0 | 0 | 0 | 0 | 0 | 0 | 0 | 0 | 0 | 0 | 0 | 0 | 0 | 0 | 0 | 0 | 0 | 0 | 0 | 0 | 0 | 0 | 0 | 0 | 0
Transportation Sector Fuel Used[LDVs,freight,natural gas vehicle,heavy or residual fuel oil tf] | NoSettings | 0 | 0 | 0 | 0 | 0 | 0 | 0 | 0 | 0 | 0 | 0 | 0 | 0 | 0 | 0 | 0 | 0 | 0 | 0 | 0 | 0 | 0 | 0 | 0 | 0 | 0 | 0 | 0 | 0 | 0 | 0
Transportation Sector Fuel Used[LDVs,freight,natural gas vehicle,LPG propane or butane tf] | NoSettings | 0 | 0 | 0 | 0 | 0 | 0 | 0 | 0 | 0 | 0 | 0 | 0 | 0 | 0 | 0 | 0 | 0 | 0 | 0 | 0 | 0 | 0 | 0 | 0 | 0 | 0 | 0 | 0 | 0 | 0 | 0
Transportation Sector Fuel Used[LDVs,freight,natural gas vehicle,hydrogen tf] | NoSettings | 0 | 0 | 0 | 0 | 0 | 0 | 0 | 0 | 0 | 0 | 0 | 0 | 0 | 0 | 0 | 0 | 0 | 0 | 0 | 0 | 0 | 0 | 0 | 0 | 0 | 0 | 0 | 0 | 0 | 0 | 0
Transportation Sector Fuel Used[LDVs,freight,gasoline vehicle,electricity tf] | NoSettings | 0 | 0 | 0 | 0 | 0 | 0 | 0 | 0 | 0 | 0 | 0 | 0 | 0 | 0 | 0 | 0 | 0 | 0 | 0 | 0 | 0 | 0 | 0 | 0 | 0 | 0 | 0 | 0 | 0 | 0 | 0
Transportation Sector Fuel Used[LDVs,freight,gasoline vehicle,natural gas tf] | NoSettings | 0 | 0 | 0 | 0 | 0 | 0 | 0 | 0 | 0 | 0 | 0 | 0 | 0 | 0 | 0 | 0 | 0 | 0 | 0 | 0 | 0 | 0 | 0 | 0 | 0 | 0 | 0 | 0 | 0 | 0 | 0
Transportation Sector Fuel Used[LDVs,freight,gasoline vehicle,petroleum gasoline tf] | NoSettings | 100431000000000 | 109317000000000 | 109017000000000 | 108775000000000 | 108223000000000 | 107475000000000 | 106828000000000 | 105840000000000 | 104650000000000 | 103288000000000 | 101524000000000 | 100018000000000 | 98248100000000 | 96687000000000 | 92119300000000 | 88281800000000 | 84591900000000 | 80687900000000 | 77019800000000 | 73222500000000 | 69750500000000 | 66781200000000 | 64286900000000 | 62368900000000 | 61027400000000 | 60030900000000 | 59470000000000 | 59338300000000 | 59608700000000 | 60316400000000 | 61045100000000
Transportation Sector Fuel Used[LDVs,freight,gasoline vehicle,petroleum diesel tf] | NoSettings | 0 | 0 | 0 | 0 | 0 | 0 | 0 | 0 | 0 | 0 | 0 | 0 | 0 | 0 | 0 | 0 | 0 | 0 | 0 | 0 | 0 | 0 | 0 | 0 | 0 | 0 | 0 | 0 | 0 | 0 | 0
Transportation Sector Fuel Used[LDVs,freight,gasoline vehicle,biofuel gasoline tf] | NoSettings | 7745450000000 | 8456130000000 | 8458250000000 | 8464710000000 | 8446880000000 | 8413510000000 | 8387670000000 | 8334750000000 | 8265410000000 | 8169880000000 | 8054020000000 | 7934480000000 | 7794100000000 | 7670260000000 | 7307900000000 | 7003470000000 | 6710740000000 | 6401030000000 | 6110050000000 | 5808800000000 | 5533360000000 | 5297810000000 | 5099930000000 | 4947770000000 | 4841360000000 | 4762300000000 | 4717800000000 | 4707360000000 | 4728810000000 | 4784950000000 | 4842760000000
Transportation Sector Fuel Used[LDVs,freight,gasoline vehicle,biofuel diesel tf] | NoSettings | 0 | 0 | 0 | 0 | 0 | 0 | 0 | 0 | 0 | 0 | 0 | 0 | 0 | 0 | 0 | 0 | 0 | 0 | 0 | 0 | 0 | 0 | 0 | 0 | 0 | 0 | 0 | 0 | 0 | 0 | 0
Transportation Sector Fuel Used[LDVs,freight,gasoline vehicle,jet fuel tf] | NoSettings | 0 | 0 | 0 | 0 | 0 | 0 | 0 | 0 | 0 | 0 | 0 | 0 | 0 | 0 | 0 | 0 | 0 | 0 | 0 | 0 | 0 | 0 | 0 | 0 | 0 | 0 | 0 | 0 | 0 | 0 | 0
Transportation Sector Fuel Used[LDVs,freight,gasoline vehicle,heavy or residual fuel oil tf] | NoSettings | 0 | 0 | 0 | 0 | 0 | 0 | 0 | 0 | 0 | 0 | 0 | 0 | 0 | 0 | 0 | 0 | 0 | 0 | 0 | 0 | 0 | 0 | 0 | 0 | 0 | 0 | 0 | 0 | 0 | 0 | 0
Transportation Sector Fuel Used[LDVs,freight,gasoline vehicle,LPG propane or butane tf] | NoSettings | 0 | 0 | 0 | 0 | 0 | 0 | 0 | 0 | 0 | 0 | 0 | 0 | 0 | 0 | 0 | 0 | 0 | 0 | 0 | 0 | 0 | 0 | 0 | 0 | 0 | 0 | 0 | 0 | 0 | 0 | 0
Transportation Sector Fuel Used[LDVs,freight,gasoline vehicle,hydrogen tf] | NoSettings | 0 | 0 | 0 | 0 | 0 | 0 | 0 | 0 | 0 | 0 | 0 | 0 | 0 | 0 | 0 | 0 | 0 | 0 | 0 | 0 | 0 | 0 | 0 | 0 | 0 | 0 | 0 | 0 | 0 | 0 | 0
Transportation Sector Fuel Used[LDVs,freight,diesel vehicle,electricity tf] | NoSettings | 0 | 0 | 0 | 0 | 0 | 0 | 0 | 0 | 0 | 0 | 0 | 0 | 0 | 0 | 0 | 0 | 0 | 0 | 0 | 0 | 0 | 0 | 0 | 0 | 0 | 0 | 0 | 0 | 0 | 0 | 0
Transportation Sector Fuel Used[LDVs,freight,diesel vehicle,natural gas tf] | NoSettings | 0 | 0 | 0 | 0 | 0 | 0 | 0 | 0 | 0 | 0 | 0 | 0 | 0 | 0 | 0 | 0 | 0 | 0 | 0 | 0 | 0 | 0 | 0 | 0 | 0 | 0 | 0 | 0 | 0 | 0 | 0
Transportation Sector Fuel Used[LDVs,freight,diesel vehicle,petroleum gasoline tf] | NoSettings | 0 | 0 | 0 | 0 | 0 | 0 | 0 | 0 | 0 | 0 | 0 | 0 | 0 | 0 | 0 | 0 | 0 | 0 | 0 | 0 | 0 | 0 | 0 | 0 | 0 | 0 | 0 | 0 | 0 | 0 | 0
Transportation Sector Fuel Used[LDVs,freight,diesel vehicle,petroleum diesel tf] | NoSettings | 98032000000000 | 102391000000000 | 97651200000000 | 92961700000000 | 87911000000000 | 82473900000000 | 77458400000000 | 72438200000000 | 67548400000000 | 62748000000000 | 58000500000000 | 55188700000000 | 52269400000000 | 49220200000000 | 47161000000000 | 44721500000000 | 42325300000000 | 40107500000000 | 38059400000000 | 36323600000000 | 34602800000000 | 33059200000000 | 31774100000000 | 30700900000000 | 29789600000000 | 29134600000000 | 28660800000000 | 28396200000000 | 28349800000000 | 28555300000000 | 28781400000000
Transportation Sector Fuel Used[LDVs,freight,diesel vehicle,biofuel gasoline tf] | NoSettings | 0 | 0 | 0 | 0 | 0 | 0 | 0 | 0 | 0 | 0 | 0 | 0 | 0 | 0 | 0 | 0 | 0 | 0 | 0 | 0 | 0 | 0 | 0 | 0 | 0 | 0 | 0 | 0 | 0 | 0 | 0
Transportation Sector Fuel Used[LDVs,freight,diesel vehicle,biofuel diesel tf] | NoSettings | 24147600000000 | 28347000000000 | 30165400000000 | 31850600000000 | 33240400000000 | 34270800000000 | 35247100000000 | 35989000000000 | 36548600000000 | 36896900000000 | 36999200000000 | 35205500000000 | 33343300000000 | 31398200000000 | 30084500000000 | 28528300000000 | 26999800000000 | 25585100000000 | 24278500000000 | 23171200000000 | 22073600000000 | 21088900000000 | 20269100000000 | 19584500000000 | 19003200000000 | 18585300000000 | 18283100000000 | 18114300000000 | 18084700000000 | 18215800000000 | 18360000000000
Transportation Sector Fuel Used[LDVs,freight,diesel vehicle,jet fuel tf] | NoSettings | 0 | 0 | 0 | 0 | 0 | 0 | 0 | 0 | 0 | 0 | 0 | 0 | 0 | 0 | 0 | 0 | 0 | 0 | 0 | 0 | 0 | 0 | 0 | 0 | 0 | 0 | 0 | 0 | 0 | 0 | 0
Transportation Sector Fuel Used[LDVs,freight,diesel vehicle,heavy or residual fuel oil tf] | NoSettings | 0 | 0 | 0 | 0 | 0 | 0 | 0 | 0 | 0 | 0 | 0 | 0 | 0 | 0 | 0 | 0 | 0 | 0 | 0 | 0 | 0 | 0 | 0 | 0 | 0 | 0 | 0 | 0 | 0 | 0 | 0
Transportation Sector Fuel Used[LDVs,freight,diesel vehicle,LPG propane or butane tf] | NoSettings | 0 | 0 | 0 | 0 | 0 | 0 | 0 | 0 | 0 | 0 | 0 | 0 | 0 | 0 | 0 | 0 | 0 | 0 | 0 | 0 | 0 | 0 | 0 | 0 | 0 | 0 | 0 | 0 | 0 | 0 | 0
Transportation Sector Fuel Used[LDVs,freight,diesel vehicle,hydrogen tf] | NoSettings | 0 | 0 | 0 | 0 | 0 | 0 | 0 | 0 | 0 | 0 | 0 | 0 | 0 | 0 | 0 | 0 | 0 | 0 | 0 | 0 | 0 | 0 | 0 | 0 | 0 | 0 | 0 | 0 | 0 | 0 | 0
Transportation Sector Fuel Used[LDVs,freight,plugin hybrid vehicle,electricity tf] | NoSettings | 0 | 0 | 0 | 0 | 0 | 0 | 0 | 0 | 0 | 0 | 0 | 0 | 0 | 0 | 0 | 0 | 0 | 0 | 0 | 0 | 0 | 0 | 0 | 0 | 0 | 0 | 0 | 0 | 0 | 0 | 0
Transportation Sector Fuel Used[LDVs,freight,plugin hybrid vehicle,natural gas tf] | NoSettings | 0 | 0 | 0 | 0 | 0 | 0 | 0 | 0 | 0 | 0 | 0 | 0 | 0 | 0 | 0 | 0 | 0 | 0 | 0 | 0 | 0 | 0 | 0 | 0 | 0 | 0 | 0 | 0 | 0 | 0 | 0
Transportation Sector Fuel Used[LDVs,freight,plugin hybrid vehicle,petroleum gasoline tf] | NoSettings | 0 | 0 | 0 | 0 | 0 | 0 | 0 | 0 | 0 | 0 | 0 | 0 | 0 | 0 | 0 | 0 | 0 | 0 | 0 | 0 | 0 | 0 | 0 | 0 | 0 | 0 | 0 | 0 | 0 | 0 | 0
Transportation Sector Fuel Used[LDVs,freight,plugin hybrid vehicle,petroleum diesel tf] | NoSettings | 0 | 0 | 0 | 0 | 0 | 0 | 0 | 0 | 0 | 0 | 0 | 0 | 0 | 0 | 0 | 0 | 0 | 0 | 0 | 0 | 0 | 0 | 0 | 0 | 0 | 0 | 0 | 0 | 0 | 0 | 0
Transportation Sector Fuel Used[LDVs,freight,plugin hybrid vehicle,biofuel gasoline tf] | NoSettings | 0 | 0 | 0 | 0 | 0 | 0 | 0 | 0 | 0 | 0 | 0 | 0 | 0 | 0 | 0 | 0 | 0 | 0 | 0 | 0 | 0 | 0 | 0 | 0 | 0 | 0 | 0 | 0 | 0 | 0 | 0
Transportation Sector Fuel Used[LDVs,freight,plugin hybrid vehicle,biofuel diesel tf] | NoSettings | 0 | 0 | 0 | 0 | 0 | 0 | 0 | 0 | 0 | 0 | 0 | 0 | 0 | 0 | 0 | 0 | 0 | 0 | 0 | 0 | 0 | 0 | 0 | 0 | 0 | 0 | 0 | 0 | 0 | 0 | 0
Transportation Sector Fuel Used[LDVs,freight,plugin hybrid vehicle,jet fuel tf] | NoSettings | 0 | 0 | 0 | 0 | 0 | 0 | 0 | 0 | 0 | 0 | 0 | 0 | 0 | 0 | 0 | 0 | 0 | 0 | 0 | 0 | 0 | 0 | 0 | 0 | 0 | 0 | 0 | 0 | 0 | 0 | 0
Transportation Sector Fuel Used[LDVs,freight,plugin hybrid vehicle,heavy or residual fuel oil tf] | NoSettings | 0 | 0 | 0 | 0 | 0 | 0 | 0 | 0 | 0 | 0 | 0 | 0 | 0 | 0 | 0 | 0 | 0 | 0 | 0 | 0 | 0 | 0 | 0 | 0 | 0 | 0 | 0 | 0 | 0 | 0 | 0
Transportation Sector Fuel Used[LDVs,freight,plugin hybrid vehicle,LPG propane or butane tf] | NoSettings | 0 | 0 | 0 | 0 | 0 | 0 | 0 | 0 | 0 | 0 | 0 | 0 | 0 | 0 | 0 | 0 | 0 | 0 | 0 | 0 | 0 | 0 | 0 | 0 | 0 | 0 | 0 | 0 | 0 | 0 | 0
Transportation Sector Fuel Used[LDVs,freight,plugin hybrid vehicle,hydrogen tf] | NoSettings | 0 | 0 | 0 | 0 | 0 | 0 | 0 | 0 | 0 | 0 | 0 | 0 | 0 | 0 | 0 | 0 | 0 | 0 | 0 | 0 | 0 | 0 | 0 | 0 | 0 | 0 | 0 | 0 | 0 | 0 | 0
Transportation Sector Fuel Used[LDVs,freight,LPG vehicle,electricity tf] | NoSettings | 0 | 0 | 0 | 0 | 0 | 0 | 0 | 0 | 0 | 0 | 0 | 0 | 0 | 0 | 0 | 0 | 0 | 0 | 0 | 0 | 0 | 0 | 0 | 0 | 0 | 0 | 0 | 0 | 0 | 0 | 0
Transportation Sector Fuel Used[LDVs,freight,LPG vehicle,natural gas tf] | NoSettings | 0 | 0 | 0 | 0 | 0 | 0 | 0 | 0 | 0 | 0 | 0 | 0 | 0 | 0 | 0 | 0 | 0 | 0 | 0 | 0 | 0 | 0 | 0 | 0 | 0 | 0 | 0 | 0 | 0 | 0 | 0
Transportation Sector Fuel Used[LDVs,freight,LPG vehicle,petroleum gasoline tf] | NoSettings | 0 | 0 | 0 | 0 | 0 | 0 | 0 | 0 | 0 | 0 | 0 | 0 | 0 | 0 | 0 | 0 | 0 | 0 | 0 | 0 | 0 | 0 | 0 | 0 | 0 | 0 | 0 | 0 | 0 | 0 | 0
Transportation Sector Fuel Used[LDVs,freight,LPG vehicle,petroleum diesel tf] | NoSettings | 0 | 0 | 0 | 0 | 0 | 0 | 0 | 0 | 0 | 0 | 0 | 0 | 0 | 0 | 0 | 0 | 0 | 0 | 0 | 0 | 0 | 0 | 0 | 0 | 0 | 0 | 0 | 0 | 0 | 0 | 0
Transportation Sector Fuel Used[LDVs,freight,LPG vehicle,biofuel gasoline tf] | NoSettings | 0 | 0 | 0 | 0 | 0 | 0 | 0 | 0 | 0 | 0 | 0 | 0 | 0 | 0 | 0 | 0 | 0 | 0 | 0 | 0 | 0 | 0 | 0 | 0 | 0 | 0 | 0 | 0 | 0 | 0 | 0
Transportation Sector Fuel Used[LDVs,freight,LPG vehicle,biofuel diesel tf] | NoSettings | 0 | 0 | 0 | 0 | 0 | 0 | 0 | 0 | 0 | 0 | 0 | 0 | 0 | 0 | 0 | 0 | 0 | 0 | 0 | 0 | 0 | 0 | 0 | 0 | 0 | 0 | 0 | 0 | 0 | 0 | 0
Transportation Sector Fuel Used[LDVs,freight,LPG vehicle,jet fuel tf] | NoSettings | 0 | 0 | 0 | 0 | 0 | 0 | 0 | 0 | 0 | 0 | 0 | 0 | 0 | 0 | 0 | 0 | 0 | 0 | 0 | 0 | 0 | 0 | 0 | 0 | 0 | 0 | 0 | 0 | 0 | 0 | 0
Transportation Sector Fuel Used[LDVs,freight,LPG vehicle,heavy or residual fuel oil tf] | NoSettings | 0 | 0 | 0 | 0 | 0 | 0 | 0 | 0 | 0 | 0 | 0 | 0 | 0 | 0 | 0 | 0 | 0 | 0 | 0 | 0 | 0 | 0 | 0 | 0 | 0 | 0 | 0 | 0 | 0 | 0 | 0
Transportation Sector Fuel Used[LDVs,freight,LPG vehicle,LPG propane or butane tf] | NoSettings | 0 | 0 | 0 | 0 | 0 | 0 | 0 | 0 | 0 | 0 | 0 | 0 | 0 | 0 | 0 | 0 | 0 | 0 | 0 | 0 | 0 | 0 | 0 | 0 | 0 | 0 | 0 | 0 | 0 | 0 | 0
Transportation Sector Fuel Used[LDVs,freight,LPG vehicle,hydrogen tf] | NoSettings | 0 | 0 | 0 | 0 | 0 | 0 | 0 | 0 | 0 | 0 | 0 | 0 | 0 | 0 | 0 | 0 | 0 | 0 | 0 | 0 | 0 | 0 | 0 | 0 | 0 | 0 | 0 | 0 | 0 | 0 | 0
Transportation Sector Fuel Used[LDVs,freight,hydrogen vehicle,electricity tf] | NoSettings | 0 | 0 | 0 | 0 | 0 | 0 | 0 | 0 | 0 | 0 | 0 | 0 | 0 | 0 | 0 | 0 | 0 | 0 | 0 | 0 | 0 | 0 | 0 | 0 | 0 | 0 | 0 | 0 | 0 | 0 | 0
Transportation Sector Fuel Used[LDVs,freight,hydrogen vehicle,natural gas tf] | NoSettings | 0 | 0 | 0 | 0 | 0 | 0 | 0 | 0 | 0 | 0 | 0 | 0 | 0 | 0 | 0 | 0 | 0 | 0 | 0 | 0 | 0 | 0 | 0 | 0 | 0 | 0 | 0 | 0 | 0 | 0 | 0
Transportation Sector Fuel Used[LDVs,freight,hydrogen vehicle,petroleum gasoline tf] | NoSettings | 0 | 0 | 0 | 0 | 0 | 0 | 0 | 0 | 0 | 0 | 0 | 0 | 0 | 0 | 0 | 0 | 0 | 0 | 0 | 0 | 0 | 0 | 0 | 0 | 0 | 0 | 0 | 0 | 0 | 0 | 0
Transportation Sector Fuel Used[LDVs,freight,hydrogen vehicle,petroleum diesel tf] | NoSettings | 0 | 0 | 0 | 0 | 0 | 0 | 0 | 0 | 0 | 0 | 0 | 0 | 0 | 0 | 0 | 0 | 0 | 0 | 0 | 0 | 0 | 0 | 0 | 0 | 0 | 0 | 0 | 0 | 0 | 0 | 0
Transportation Sector Fuel Used[LDVs,freight,hydrogen vehicle,biofuel gasoline tf] | NoSettings | 0 | 0 | 0 | 0 | 0 | 0 | 0 | 0 | 0 | 0 | 0 | 0 | 0 | 0 | 0 | 0 | 0 | 0 | 0 | 0 | 0 | 0 | 0 | 0 | 0 | 0 | 0 | 0 | 0 | 0 | 0
Transportation Sector Fuel Used[LDVs,freight,hydrogen vehicle,biofuel diesel tf] | NoSettings | 0 | 0 | 0 | 0 | 0 | 0 | 0 | 0 | 0 | 0 | 0 | 0 | 0 | 0 | 0 | 0 | 0 | 0 | 0 | 0 | 0 | 0 | 0 | 0 | 0 | 0 | 0 | 0 | 0 | 0 | 0
Transportation Sector Fuel Used[LDVs,freight,hydrogen vehicle,jet fuel tf] | NoSettings | 0 | 0 | 0 | 0 | 0 | 0 | 0 | 0 | 0 | 0 | 0 | 0 | 0 | 0 | 0 | 0 | 0 | 0 | 0 | 0 | 0 | 0 | 0 | 0 | 0 | 0 | 0 | 0 | 0 | 0 | 0
Transportation Sector Fuel Used[LDVs,freight,hydrogen vehicle,heavy or residual fuel oil tf] | NoSettings | 0 | 0 | 0 | 0 | 0 | 0 | 0 | 0 | 0 | 0 | 0 | 0 | 0 | 0 | 0 | 0 | 0 | 0 | 0 | 0 | 0 | 0 | 0 | 0 | 0 | 0 | 0 | 0 | 0 | 0 | 0
Transportation Sector Fuel Used[LDVs,freight,hydrogen vehicle,LPG propane or butane tf] | NoSettings | 0 | 0 | 0 | 0 | 0 | 0 | 0 | 0 | 0 | 0 | 0 | 0 | 0 | 0 | 0 | 0 | 0 | 0 | 0 | 0 | 0 | 0 | 0 | 0 | 0 | 0 | 0 | 0 | 0 | 0 | 0
Transportation Sector Fuel Used[LDVs,freight,hydrogen vehicle,hydrogen tf] | NoSettings | 0 | 0 | 0 | 0 | 0 | 0 | 0 | 0 | 0 | 0 | 0 | 0 | 0 | 0 | 0 | 0 | 0 | 0 | 0 | 0 | 0 | 0 | 0 | 0 | 0 | 0 | 0 | 0 | 0 | 0 | 0
Transportation Sector Fuel Used[HDVs,passenger,battery electric vehicle,electricity tf] | NoSettings | 208992000000 | 226619000000 | 246863000000 | 286748000000 | 365073000000 | 450121000000 | 566031000000 | 739913000000 | 959409000000 | 1321370000000 | 1733920000000 | 2183400000000 | 2590350000000 | 3020510000000 | 3401090000000 | 3917600000000 | 4463300000000 | 5044850000000 | 5616070000000 | 6202060000000 | 6788690000000 | 7353040000000 | 7958940000000 | 8597280000000 | 9257570000000 | 9905830000000 | 10554600000000 | 11093100000000 | 11609300000000 | 12035800000000 | 12518300000000
Transportation Sector Fuel Used[HDVs,passenger,battery electric vehicle,natural gas tf] | NoSettings | 0 | 0 | 0 | 0 | 0 | 0 | 0 | 0 | 0 | 0 | 0 | 0 | 0 | 0 | 0 | 0 | 0 | 0 | 0 | 0 | 0 | 0 | 0 | 0 | 0 | 0 | 0 | 0 | 0 | 0 | 0
Transportation Sector Fuel Used[HDVs,passenger,battery electric vehicle,petroleum gasoline tf] | NoSettings | 0 | 0 | 0 | 0 | 0 | 0 | 0 | 0 | 0 | 0 | 0 | 0 | 0 | 0 | 0 | 0 | 0 | 0 | 0 | 0 | 0 | 0 | 0 | 0 | 0 | 0 | 0 | 0 | 0 | 0 | 0
Transportation Sector Fuel Used[HDVs,passenger,battery electric vehicle,petroleum diesel tf] | NoSettings | 0 | 0 | 0 | 0 | 0 | 0 | 0 | 0 | 0 | 0 | 0 | 0 | 0 | 0 | 0 | 0 | 0 | 0 | 0 | 0 | 0 | 0 | 0 | 0 | 0 | 0 | 0 | 0 | 0 | 0 | 0
Transportation Sector Fuel Used[HDVs,passenger,battery electric vehicle,biofuel gasoline tf] | NoSettings | 0 | 0 | 0 | 0 | 0 | 0 | 0 | 0 | 0 | 0 | 0 | 0 | 0 | 0 | 0 | 0 | 0 | 0 | 0 | 0 | 0 | 0 | 0 | 0 | 0 | 0 | 0 | 0 | 0 | 0 | 0
Transportation Sector Fuel Used[HDVs,passenger,battery electric vehicle,biofuel diesel tf] | NoSettings | 0 | 0 | 0 | 0 | 0 | 0 | 0 | 0 | 0 | 0 | 0 | 0 | 0 | 0 | 0 | 0 | 0 | 0 | 0 | 0 | 0 | 0 | 0 | 0 | 0 | 0 | 0 | 0 | 0 | 0 | 0
Transportation Sector Fuel Used[HDVs,passenger,battery electric vehicle,jet fuel tf] | NoSettings | 0 | 0 | 0 | 0 | 0 | 0 | 0 | 0 | 0 | 0 | 0 | 0 | 0 | 0 | 0 | 0 | 0 | 0 | 0 | 0 | 0 | 0 | 0 | 0 | 0 | 0 | 0 | 0 | 0 | 0 | 0
Transportation Sector Fuel Used[HDVs,passenger,battery electric vehicle,heavy or residual fuel oil tf] | NoSettings | 0 | 0 | 0 | 0 | 0 | 0 | 0 | 0 | 0 | 0 | 0 | 0 | 0 | 0 | 0 | 0 | 0 | 0 | 0 | 0 | 0 | 0 | 0 | 0 | 0 | 0 | 0 | 0 | 0 | 0 | 0
Transportation Sector Fuel Used[HDVs,passenger,battery electric vehicle,LPG propane or butane tf] | NoSettings | 0 | 0 | 0 | 0 | 0 | 0 | 0 | 0 | 0 | 0 | 0 | 0 | 0 | 0 | 0 | 0 | 0 | 0 | 0 | 0 | 0 | 0 | 0 | 0 | 0 | 0 | 0 | 0 | 0 | 0 | 0
Transportation Sector Fuel Used[HDVs,passenger,battery electric vehicle,hydrogen tf] | NoSettings | 0 | 0 | 0 | 0 | 0 | 0 | 0 | 0 | 0 | 0 | 0 | 0 | 0 | 0 | 0 | 0 | 0 | 0 | 0 | 0 | 0 | 0 | 0 | 0 | 0 | 0 | 0 | 0 | 0 | 0 | 0
Transportation Sector Fuel Used[HDVs,passenger,natural gas vehicle,electricity tf] | NoSettings | 0 | 0 | 0 | 0 | 0 | 0 | 0 | 0 | 0 | 0 | 0 | 0 | 0 | 0 | 0 | 0 | 0 | 0 | 0 | 0 | 0 | 0 | 0 | 0 | 0 | 0 | 0 | 0 | 0 | 0 | 0
Transportation Sector Fuel Used[HDVs,passenger,natural gas vehicle,natural gas tf] | NoSettings | 10545800000000 | 10274800000000 | 9700560000000 | 9133140000000 | 8544730000000 | 7971410000000 | 7410650000000 | 6884420000000 | 6383140000000 | 5848600000000 | 5323390000000 | 4820920000000 | 4346340000000 | 3892420000000 | 3462070000000 | 3050650000000 | 2691670000000 | 2352470000000 | 2035070000000 | 1739050000000 | 1466940000000 | 1217900000000 | 992242000000 | 880913000000 | 774124000000 | 660603000000 | 543037000000 | 452638000000 | 373485000000 | 305888000000 | 257863000000
Transportation Sector Fuel Used[HDVs,passenger,natural gas vehicle,petroleum gasoline tf] | NoSettings | 0 | 0 | 0 | 0 | 0 | 0 | 0 | 0 | 0 | 0 | 0 | 0 | 0 | 0 | 0 | 0 | 0 | 0 | 0 | 0 | 0 | 0 | 0 | 0 | 0 | 0 | 0 | 0 | 0 | 0 | 0
Transportation Sector Fuel Used[HDVs,passenger,natural gas vehicle,petroleum diesel tf] | NoSettings | 0 | 0 | 0 | 0 | 0 | 0 | 0 | 0 | 0 | 0 | 0 | 0 | 0 | 0 | 0 | 0 | 0 | 0 | 0 | 0 | 0 | 0 | 0 | 0 | 0 | 0 | 0 | 0 | 0 | 0 | 0
Transportation Sector Fuel Used[HDVs,passenger,natural gas vehicle,biofuel gasoline tf] | NoSettings | 0 | 0 | 0 | 0 | 0 | 0 | 0 | 0 | 0 | 0 | 0 | 0 | 0 | 0 | 0 | 0 | 0 | 0 | 0 | 0 | 0 | 0 | 0 | 0 | 0 | 0 | 0 | 0 | 0 | 0 | 0
Transportation Sector Fuel Used[HDVs,passenger,natural gas vehicle,biofuel diesel tf] | NoSettings | 0 | 0 | 0 | 0 | 0 | 0 | 0 | 0 | 0 | 0 | 0 | 0 | 0 | 0 | 0 | 0 | 0 | 0 | 0 | 0 | 0 | 0 | 0 | 0 | 0 | 0 | 0 | 0 | 0 | 0 | 0
Transportation Sector Fuel Used[HDVs,passenger,natural gas vehicle,jet fuel tf] | NoSettings | 0 | 0 | 0 | 0 | 0 | 0 | 0 | 0 | 0 | 0 | 0 | 0 | 0 | 0 | 0 | 0 | 0 | 0 | 0 | 0 | 0 | 0 | 0 | 0 | 0 | 0 | 0 | 0 | 0 | 0 | 0
Transportation Sector Fuel Used[HDVs,passenger,natural gas vehicle,heavy or residual fuel oil tf] | NoSettings | 0 | 0 | 0 | 0 | 0 | 0 | 0 | 0 | 0 | 0 | 0 | 0 | 0 | 0 | 0 | 0 | 0 | 0 | 0 | 0 | 0 | 0 | 0 | 0 | 0 | 0 | 0 | 0 | 0 | 0 | 0
Transportation Sector Fuel Used[HDVs,passenger,natural gas vehicle,LPG propane or butane tf] | NoSettings | 0 | 0 | 0 | 0 | 0 | 0 | 0 | 0 | 0 | 0 | 0 | 0 | 0 | 0 | 0 | 0 | 0 | 0 | 0 | 0 | 0 | 0 | 0 | 0 | 0 | 0 | 0 | 0 | 0 | 0 | 0
Transportation Sector Fuel Used[HDVs,passenger,natural gas vehicle,hydrogen tf] | NoSettings | 0 | 0 | 0 | 0 | 0 | 0 | 0 | 0 | 0 | 0 | 0 | 0 | 0 | 0 | 0 | 0 | 0 | 0 | 0 | 0 | 0 | 0 | 0 | 0 | 0 | 0 | 0 | 0 | 0 | 0 | 0
Transportation Sector Fuel Used[HDVs,passenger,gasoline vehicle,electricity tf] | NoSettings | 0 | 0 | 0 | 0 | 0 | 0 | 0 | 0 | 0 | 0 | 0 | 0 | 0 | 0 | 0 | 0 | 0 | 0 | 0 | 0 | 0 | 0 | 0 | 0 | 0 | 0 | 0 | 0 | 0 | 0 | 0
Transportation Sector Fuel Used[HDVs,passenger,gasoline vehicle,natural gas tf] | NoSettings | 0 | 0 | 0 | 0 | 0 | 0 | 0 | 0 | 0 | 0 | 0 | 0 | 0 | 0 | 0 | 0 | 0 | 0 | 0 | 0 | 0 | 0 | 0 | 0 | 0 | 0 | 0 | 0 | 0 | 0 | 0
Transportation Sector Fuel Used[HDVs,passenger,gasoline vehicle,petroleum gasoline tf] | NoSettings | 16603500000000 | 16534200000000 | 15817400000000 | 15107700000000 | 14401900000000 | 13714700000000 | 13036400000000 | 12351000000000 | 11698800000000 | 11016100000000 | 10322600000000 | 9626770000000 | 8935700000000 | 8241020000000 | 7544830000000 | 6833560000000 | 6185590000000 | 5524930000000 | 4839730000000 | 4168340000000 | 3488310000000 | 2806610000000 | 2121690000000 | 1981000000000 | 1869180000000 | 1773290000000 | 1655850000000 | 1525480000000 | 1382370000000 | 1257050000000 | 1126640000000
Transportation Sector Fuel Used[HDVs,passenger,gasoline vehicle,petroleum diesel tf] | NoSettings | 0 | 0 | 0 | 0 | 0 | 0 | 0 | 0 | 0 | 0 | 0 | 0 | 0 | 0 | 0 | 0 | 0 | 0 | 0 | 0 | 0 | 0 | 0 | 0 | 0 | 0 | 0 | 0 | 0 | 0 | 0
Transportation Sector Fuel Used[HDVs,passenger,gasoline vehicle,biofuel gasoline tf] | NoSettings | 1281110000000 | 1279610000000 | 1228050000000 | 1176220000000 | 1124100000000 | 1073480000000 | 1023340000000 | 972347000000 | 923388000000 | 871610000000 | 818523000000 | 763347000000 | 708550000000 | 653465000000 | 598262000000 | 541862000000 | 490481000000 | 438095000000 | 383762000000 | 330525000000 | 276602000000 | 222548000000 | 168237000000 | 157082000000 | 148215000000 | 140612000000 | 131299000000 | 120962000000 | 109614000000 | 99676700000 | 89335700000
Transportation Sector Fuel Used[HDVs,passenger,gasoline vehicle,biofuel diesel tf] | NoSettings | 0 | 0 | 0 | 0 | 0 | 0 | 0 | 0 | 0 | 0 | 0 | 0 | 0 | 0 | 0 | 0 | 0 | 0 | 0 | 0 | 0 | 0 | 0 | 0 | 0 | 0 | 0 | 0 | 0 | 0 | 0
Transportation Sector Fuel Used[HDVs,passenger,gasoline vehicle,jet fuel tf] | NoSettings | 0 | 0 | 0 | 0 | 0 | 0 | 0 | 0 | 0 | 0 | 0 | 0 | 0 | 0 | 0 | 0 | 0 | 0 | 0 | 0 | 0 | 0 | 0 | 0 | 0 | 0 | 0 | 0 | 0 | 0 | 0
Transportation Sector Fuel Used[HDVs,passenger,gasoline vehicle,heavy or residual fuel oil tf] | NoSettings | 0 | 0 | 0 | 0 | 0 | 0 | 0 | 0 | 0 | 0 | 0 | 0 | 0 | 0 | 0 | 0 | 0 | 0 | 0 | 0 | 0 | 0 | 0 | 0 | 0 | 0 | 0 | 0 | 0 | 0 | 0
Transportation Sector Fuel Used[HDVs,passenger,gasoline vehicle,LPG propane or butane tf] | NoSettings | 0 | 0 | 0 | 0 | 0 | 0 | 0 | 0 | 0 | 0 | 0 | 0 | 0 | 0 | 0 | 0 | 0 | 0 | 0 | 0 | 0 | 0 | 0 | 0 | 0 | 0 | 0 | 0 | 0 | 0 | 0
Transportation Sector Fuel Used[HDVs,passenger,gasoline vehicle,hydrogen tf] | NoSettings | 0 | 0 | 0 | 0 | 0 | 0 | 0 | 0 | 0 | 0 | 0 | 0 | 0 | 0 | 0 | 0 | 0 | 0 | 0 | 0 | 0 | 0 | 0 | 0 | 0 | 0 | 0 | 0 | 0 | 0 | 0
Transportation Sector Fuel Used[HDVs,passenger,diesel vehicle,electricity tf] | NoSettings | 0 | 0 | 0 | 0 | 0 | 0 | 0 | 0 | 0 | 0 | 0 | 0 | 0 | 0 | 0 | 0 | 0 | 0 | 0 | 0 | 0 | 0 | 0 | 0 | 0 | 0 | 0 | 0 | 0 | 0 | 0
Transportation Sector Fuel Used[HDVs,passenger,diesel vehicle,natural gas tf] | NoSettings | 0 | 0 | 0 | 0 | 0 | 0 | 0 | 0 | 0 | 0 | 0 | 0 | 0 | 0 | 0 | 0 | 0 | 0 | 0 | 0 | 0 | 0 | 0 | 0 | 0 | 0 | 0 | 0 | 0 | 0 | 0
Transportation Sector Fuel Used[HDVs,passenger,diesel vehicle,petroleum gasoline tf] | NoSettings | 0 | 0 | 0 | 0 | 0 | 0 | 0 | 0 | 0 | 0 | 0 | 0 | 0 | 0 | 0 | 0 | 0 | 0 | 0 | 0 | 0 | 0 | 0 | 0 | 0 | 0 | 0 | 0 | 0 | 0 | 0
Transportation Sector Fuel Used[HDVs,passenger,diesel vehicle,petroleum diesel tf] | NoSettings | 17204100000000 | 17554000000000 | 17253100000000 | 16942300000000 | 16511100000000 | 16075400000000 | 15584800000000 | 15054600000000 | 14495700000000 | 13777500000000 | 12993000000000 | 12580400000000 | 12185400000000 | 11740500000000 | 11333100000000 | 10908000000000 | 10551400000000 | 10184300000000 | 9779860000000 | 9434250000000 | 9109220000000 | 8749280000000 | 8407640000000 | 7749160000000 | 7151410000000 | 6531840000000 | 5922800000000 | 5385940000000 | 4842540000000 | 4377900000000 | 3969880000000
Transportation Sector Fuel Used[HDVs,passenger,diesel vehicle,biofuel gasoline tf] | NoSettings | 0 | 0 | 0 | 0 | 0 | 0 | 0 | 0 | 0 | 0 | 0 | 0 | 0 | 0 | 0 | 0 | 0 | 0 | 0 | 0 | 0 | 0 | 0 | 0 | 0 | 0 | 0 | 0 | 0 | 0 | 0
Transportation Sector Fuel Used[HDVs,passenger,diesel vehicle,biofuel diesel tf] | NoSettings | 4237760000000 | 4859820000000 | 5329640000000 | 5804790000000 | 6243070000000 | 6679890000000 | 7091800000000 | 7479490000000 | 7843210000000 | 8101420000000 | 8288370000000 | 8025180000000 | 7773190000000 | 7489410000000 | 7229550000000 | 6958320000000 | 6730870000000 | 6496690000000 | 6238690000000 | 6018220000000 | 5810880000000 | 5581270000000 | 5363330000000 | 4943280000000 | 4561970000000 | 4166740000000 | 3778220000000 | 3435760000000 | 3089110000000 | 2792710000000 | 2532430000000
Transportation Sector Fuel Used[HDVs,passenger,diesel vehicle,jet fuel tf] | NoSettings | 0 | 0 | 0 | 0 | 0 | 0 | 0 | 0 | 0 | 0 | 0 | 0 | 0 | 0 | 0 | 0 | 0 | 0 | 0 | 0 | 0 | 0 | 0 | 0 | 0 | 0 | 0 | 0 | 0 | 0 | 0
Transportation Sector Fuel Used[HDVs,passenger,diesel vehicle,heavy or residual fuel oil tf] | NoSettings | 0 | 0 | 0 | 0 | 0 | 0 | 0 | 0 | 0 | 0 | 0 | 0 | 0 | 0 | 0 | 0 | 0 | 0 | 0 | 0 | 0 | 0 | 0 | 0 | 0 | 0 | 0 | 0 | 0 | 0 | 0
Transportation Sector Fuel Used[HDVs,passenger,diesel vehicle,LPG propane or butane tf] | NoSettings | 0 | 0 | 0 | 0 | 0 | 0 | 0 | 0 | 0 | 0 | 0 | 0 | 0 | 0 | 0 | 0 | 0 | 0 | 0 | 0 | 0 | 0 | 0 | 0 | 0 | 0 | 0 | 0 | 0 | 0 | 0
Transportation Sector Fuel Used[HDVs,passenger,diesel vehicle,hydrogen tf] | NoSettings | 0 | 0 | 0 | 0 | 0 | 0 | 0 | 0 | 0 | 0 | 0 | 0 | 0 | 0 | 0 | 0 | 0 | 0 | 0 | 0 | 0 | 0 | 0 | 0 | 0 | 0 | 0 | 0 | 0 | 0 | 0
Transportation Sector Fuel Used[HDVs,passenger,plugin hybrid vehicle,electricity tf] | NoSettings | 0 | 0 | 0 | 0 | 0 | 0 | 0 | 0 | 0 | 0 | 0 | 0 | 0 | 0 | 0 | 0 | 0 | 0 | 0 | 0 | 0 | 0 | 0 | 0 | 0 | 0 | 0 | 0 | 0 | 0 | 0
Transportation Sector Fuel Used[HDVs,passenger,plugin hybrid vehicle,natural gas tf] | NoSettings | 0 | 0 | 0 | 0 | 0 | 0 | 0 | 0 | 0 | 0 | 0 | 0 | 0 | 0 | 0 | 0 | 0 | 0 | 0 | 0 | 0 | 0 | 0 | 0 | 0 | 0 | 0 | 0 | 0 | 0 | 0
Transportation Sector Fuel Used[HDVs,passenger,plugin hybrid vehicle,petroleum gasoline tf] | NoSettings | 0 | 0 | 0 | 0 | 0 | 0 | 0 | 0 | 0 | 0 | 0 | 0 | 0 | 0 | 0 | 0 | 0 | 0 | 0 | 0 | 0 | 0 | 0 | 0 | 0 | 0 | 0 | 0 | 0 | 0 | 0
Transportation Sector Fuel Used[HDVs,passenger,plugin hybrid vehicle,petroleum diesel tf] | NoSettings | 0 | 0 | 0 | 0 | 0 | 0 | 0 | 0 | 0 | 0 | 0 | 0 | 0 | 0 | 0 | 0 | 0 | 0 | 0 | 0 | 0 | 0 | 0 | 0 | 0 | 0 | 0 | 0 | 0 | 0 | 0
Transportation Sector Fuel Used[HDVs,passenger,plugin hybrid vehicle,biofuel gasoline tf] | NoSettings | 0 | 0 | 0 | 0 | 0 | 0 | 0 | 0 | 0 | 0 | 0 | 0 | 0 | 0 | 0 | 0 | 0 | 0 | 0 | 0 | 0 | 0 | 0 | 0 | 0 | 0 | 0 | 0 | 0 | 0 | 0
Transportation Sector Fuel Used[HDVs,passenger,plugin hybrid vehicle,biofuel diesel tf] | NoSettings | 0 | 0 | 0 | 0 | 0 | 0 | 0 | 0 | 0 | 0 | 0 | 0 | 0 | 0 | 0 | 0 | 0 | 0 | 0 | 0 | 0 | 0 | 0 | 0 | 0 | 0 | 0 | 0 | 0 | 0 | 0
Transportation Sector Fuel Used[HDVs,passenger,plugin hybrid vehicle,jet fuel tf] | NoSettings | 0 | 0 | 0 | 0 | 0 | 0 | 0 | 0 | 0 | 0 | 0 | 0 | 0 | 0 | 0 | 0 | 0 | 0 | 0 | 0 | 0 | 0 | 0 | 0 | 0 | 0 | 0 | 0 | 0 | 0 | 0
Transportation Sector Fuel Used[HDVs,passenger,plugin hybrid vehicle,heavy or residual fuel oil tf] | NoSettings | 0 | 0 | 0 | 0 | 0 | 0 | 0 | 0 | 0 | 0 | 0 | 0 | 0 | 0 | 0 | 0 | 0 | 0 | 0 | 0 | 0 | 0 | 0 | 0 | 0 | 0 | 0 | 0 | 0 | 0 | 0
Transportation Sector Fuel Used[HDVs,passenger,plugin hybrid vehicle,LPG propane or butane tf] | NoSettings | 0 | 0 | 0 | 0 | 0 | 0 | 0 | 0 | 0 | 0 | 0 | 0 | 0 | 0 | 0 | 0 | 0 | 0 | 0 | 0 | 0 | 0 | 0 | 0 | 0 | 0 | 0 | 0 | 0 | 0 | 0
Transportation Sector Fuel Used[HDVs,passenger,plugin hybrid vehicle,hydrogen tf] | NoSettings | 0 | 0 | 0 | 0 | 0 | 0 | 0 | 0 | 0 | 0 | 0 | 0 | 0 | 0 | 0 | 0 | 0 | 0 | 0 | 0 | 0 | 0 | 0 | 0 | 0 | 0 | 0 | 0 | 0 | 0 | 0
Transportation Sector Fuel Used[HDVs,passenger,LPG vehicle,electricity tf] | NoSettings | 0 | 0 | 0 | 0 | 0 | 0 | 0 | 0 | 0 | 0 | 0 | 0 | 0 | 0 | 0 | 0 | 0 | 0 | 0 | 0 | 0 | 0 | 0 | 0 | 0 | 0 | 0 | 0 | 0 | 0 | 0
Transportation Sector Fuel Used[HDVs,passenger,LPG vehicle,natural gas tf] | NoSettings | 0 | 0 | 0 | 0 | 0 | 0 | 0 | 0 | 0 | 0 | 0 | 0 | 0 | 0 | 0 | 0 | 0 | 0 | 0 | 0 | 0 | 0 | 0 | 0 | 0 | 0 | 0 | 0 | 0 | 0 | 0
Transportation Sector Fuel Used[HDVs,passenger,LPG vehicle,petroleum gasoline tf] | NoSettings | 0 | 0 | 0 | 0 | 0 | 0 | 0 | 0 | 0 | 0 | 0 | 0 | 0 | 0 | 0 | 0 | 0 | 0 | 0 | 0 | 0 | 0 | 0 | 0 | 0 | 0 | 0 | 0 | 0 | 0 | 0
Transportation Sector Fuel Used[HDVs,passenger,LPG vehicle,petroleum diesel tf] | NoSettings | 0 | 0 | 0 | 0 | 0 | 0 | 0 | 0 | 0 | 0 | 0 | 0 | 0 | 0 | 0 | 0 | 0 | 0 | 0 | 0 | 0 | 0 | 0 | 0 | 0 | 0 | 0 | 0 | 0 | 0 | 0
Transportation Sector Fuel Used[HDVs,passenger,LPG vehicle,biofuel gasoline tf] | NoSettings | 0 | 0 | 0 | 0 | 0 | 0 | 0 | 0 | 0 | 0 | 0 | 0 | 0 | 0 | 0 | 0 | 0 | 0 | 0 | 0 | 0 | 0 | 0 | 0 | 0 | 0 | 0 | 0 | 0 | 0 | 0
Transportation Sector Fuel Used[HDVs,passenger,LPG vehicle,biofuel diesel tf] | NoSettings | 0 | 0 | 0 | 0 | 0 | 0 | 0 | 0 | 0 | 0 | 0 | 0 | 0 | 0 | 0 | 0 | 0 | 0 | 0 | 0 | 0 | 0 | 0 | 0 | 0 | 0 | 0 | 0 | 0 | 0 | 0
Transportation Sector Fuel Used[HDVs,passenger,LPG vehicle,jet fuel tf] | NoSettings | 0 | 0 | 0 | 0 | 0 | 0 | 0 | 0 | 0 | 0 | 0 | 0 | 0 | 0 | 0 | 0 | 0 | 0 | 0 | 0 | 0 | 0 | 0 | 0 | 0 | 0 | 0 | 0 | 0 | 0 | 0
Transportation Sector Fuel Used[HDVs,passenger,LPG vehicle,heavy or residual fuel oil tf] | NoSettings | 0 | 0 | 0 | 0 | 0 | 0 | 0 | 0 | 0 | 0 | 0 | 0 | 0 | 0 | 0 | 0 | 0 | 0 | 0 | 0 | 0 | 0 | 0 | 0 | 0 | 0 | 0 | 0 | 0 | 0 | 0
Transportation Sector Fuel Used[HDVs,passenger,LPG vehicle,LPG propane or butane tf] | NoSettings | 0 | 0 | 0 | 0 | 0 | 0 | 0 | 0 | 0 | 0 | 0 | 0 | 0 | 0 | 0 | 0 | 0 | 0 | 0 | 0 | 0 | 0 | 0 | 0 | 0 | 0 | 0 | 0 | 0 | 0 | 0
Transportation Sector Fuel Used[HDVs,passenger,LPG vehicle,hydrogen tf] | NoSettings | 0 | 0 | 0 | 0 | 0 | 0 | 0 | 0 | 0 | 0 | 0 | 0 | 0 | 0 | 0 | 0 | 0 | 0 | 0 | 0 | 0 | 0 | 0 | 0 | 0 | 0 | 0 | 0 | 0 | 0 | 0
Transportation Sector Fuel Used[HDVs,passenger,hydrogen vehicle,electricity tf] | NoSettings | 0 | 0 | 0 | 0 | 0 | 0 | 0 | 0 | 0 | 0 | 0 | 0 | 0 | 0 | 0 | 0 | 0 | 0 | 0 | 0 | 0 | 0 | 0 | 0 | 0 | 0 | 0 | 0 | 0 | 0 | 0
Transportation Sector Fuel Used[HDVs,passenger,hydrogen vehicle,natural gas tf] | NoSettings | 0 | 0 | 0 | 0 | 0 | 0 | 0 | 0 | 0 | 0 | 0 | 0 | 0 | 0 | 0 | 0 | 0 | 0 | 0 | 0 | 0 | 0 | 0 | 0 | 0 | 0 | 0 | 0 | 0 | 0 | 0
Transportation Sector Fuel Used[HDVs,passenger,hydrogen vehicle,petroleum gasoline tf] | NoSettings | 0 | 0 | 0 | 0 | 0 | 0 | 0 | 0 | 0 | 0 | 0 | 0 | 0 | 0 | 0 | 0 | 0 | 0 | 0 | 0 | 0 | 0 | 0 | 0 | 0 | 0 | 0 | 0 | 0 | 0 | 0
Transportation Sector Fuel Used[HDVs,passenger,hydrogen vehicle,petroleum diesel tf] | NoSettings | 0 | 0 | 0 | 0 | 0 | 0 | 0 | 0 | 0 | 0 | 0 | 0 | 0 | 0 | 0 | 0 | 0 | 0 | 0 | 0 | 0 | 0 | 0 | 0 | 0 | 0 | 0 | 0 | 0 | 0 | 0
Transportation Sector Fuel Used[HDVs,passenger,hydrogen vehicle,biofuel gasoline tf] | NoSettings | 0 | 0 | 0 | 0 | 0 | 0 | 0 | 0 | 0 | 0 | 0 | 0 | 0 | 0 | 0 | 0 | 0 | 0 | 0 | 0 | 0 | 0 | 0 | 0 | 0 | 0 | 0 | 0 | 0 | 0 | 0
Transportation Sector Fuel Used[HDVs,passenger,hydrogen vehicle,biofuel diesel tf] | NoSettings | 0 | 0 | 0 | 0 | 0 | 0 | 0 | 0 | 0 | 0 | 0 | 0 | 0 | 0 | 0 | 0 | 0 | 0 | 0 | 0 | 0 | 0 | 0 | 0 | 0 | 0 | 0 | 0 | 0 | 0 | 0
Transportation Sector Fuel Used[HDVs,passenger,hydrogen vehicle,jet fuel tf] | NoSettings | 0 | 0 | 0 | 0 | 0 | 0 | 0 | 0 | 0 | 0 | 0 | 0 | 0 | 0 | 0 | 0 | 0 | 0 | 0 | 0 | 0 | 0 | 0 | 0 | 0 | 0 | 0 | 0 | 0 | 0 | 0
Transportation Sector Fuel Used[HDVs,passenger,hydrogen vehicle,heavy or residual fuel oil tf] | NoSettings | 0 | 0 | 0 | 0 | 0 | 0 | 0 | 0 | 0 | 0 | 0 | 0 | 0 | 0 | 0 | 0 | 0 | 0 | 0 | 0 | 0 | 0 | 0 | 0 | 0 | 0 | 0 | 0 | 0 | 0 | 0
Transportation Sector Fuel Used[HDVs,passenger,hydrogen vehicle,LPG propane or butane tf] | NoSettings | 0 | 0 | 0 | 0 | 0 | 0 | 0 | 0 | 0 | 0 | 0 | 0 | 0 | 0 | 0 | 0 | 0 | 0 | 0 | 0 | 0 | 0 | 0 | 0 | 0 | 0 | 0 | 0 | 0 | 0 | 0
Transportation Sector Fuel Used[HDVs,passenger,hydrogen vehicle,hydrogen tf] | NoSettings | 0 | 0 | 0 | 0 | 0 | 0 | 0 | 0 | 0 | 0 | 0 | 0 | 0 | 0 | 0 | 0 | 0 | 0 | 0 | 0 | 0 | 0 | 0 | 0 | 0 | 0 | 0 | 0 | 0 | 0 | 0
Transportation Sector Fuel Used[HDVs,freight,battery electric vehicle,electricity tf] | NoSettings | 23412900000 | 23539100000 | 25900300000 | 29922400000 | 77894800000 | 149151000000 | 256413000000 | 424324000000 | 658467000000 | 964692000000 | 1348190000000 | 1834660000000 | 2424130000000 | 3053980000000 | 3723770000000 | 4432830000000 | 5182000000000 | 5969270000000 | 6795340000000 | 7658340000000 | 8557900000000 | 9492110000000 | 10460000000000 | 11460800000000 | 12493000000000 | 13506500000000 | 14551300000000 | 15624800000000 | 16728200000000 | 17801800000000 | 18877900000000
Transportation Sector Fuel Used[HDVs,freight,battery electric vehicle,natural gas tf] | NoSettings | 0 | 0 | 0 | 0 | 0 | 0 | 0 | 0 | 0 | 0 | 0 | 0 | 0 | 0 | 0 | 0 | 0 | 0 | 0 | 0 | 0 | 0 | 0 | 0 | 0 | 0 | 0 | 0 | 0 | 0 | 0
Transportation Sector Fuel Used[HDVs,freight,battery electric vehicle,petroleum gasoline tf] | NoSettings | 0 | 0 | 0 | 0 | 0 | 0 | 0 | 0 | 0 | 0 | 0 | 0 | 0 | 0 | 0 | 0 | 0 | 0 | 0 | 0 | 0 | 0 | 0 | 0 | 0 | 0 | 0 | 0 | 0 | 0 | 0
Transportation Sector Fuel Used[HDVs,freight,battery electric vehicle,petroleum diesel tf] | NoSettings | 0 | 0 | 0 | 0 | 0 | 0 | 0 | 0 | 0 | 0 | 0 | 0 | 0 | 0 | 0 | 0 | 0 | 0 | 0 | 0 | 0 | 0 | 0 | 0 | 0 | 0 | 0 | 0 | 0 | 0 | 0
Transportation Sector Fuel Used[HDVs,freight,battery electric vehicle,biofuel gasoline tf] | NoSettings | 0 | 0 | 0 | 0 | 0 | 0 | 0 | 0 | 0 | 0 | 0 | 0 | 0 | 0 | 0 | 0 | 0 | 0 | 0 | 0 | 0 | 0 | 0 | 0 | 0 | 0 | 0 | 0 | 0 | 0 | 0
Transportation Sector Fuel Used[HDVs,freight,battery electric vehicle,biofuel diesel tf] | NoSettings | 0 | 0 | 0 | 0 | 0 | 0 | 0 | 0 | 0 | 0 | 0 | 0 | 0 | 0 | 0 | 0 | 0 | 0 | 0 | 0 | 0 | 0 | 0 | 0 | 0 | 0 | 0 | 0 | 0 | 0 | 0
Transportation Sector Fuel Used[HDVs,freight,battery electric vehicle,jet fuel tf] | NoSettings | 0 | 0 | 0 | 0 | 0 | 0 | 0 | 0 | 0 | 0 | 0 | 0 | 0 | 0 | 0 | 0 | 0 | 0 | 0 | 0 | 0 | 0 | 0 | 0 | 0 | 0 | 0 | 0 | 0 | 0 | 0
Transportation Sector Fuel Used[HDVs,freight,battery electric vehicle,heavy or residual fuel oil tf] | NoSettings | 0 | 0 | 0 | 0 | 0 | 0 | 0 | 0 | 0 | 0 | 0 | 0 | 0 | 0 | 0 | 0 | 0 | 0 | 0 | 0 | 0 | 0 | 0 | 0 | 0 | 0 | 0 | 0 | 0 | 0 | 0
Transportation Sector Fuel Used[HDVs,freight,battery electric vehicle,LPG propane or butane tf] | NoSettings | 0 | 0 | 0 | 0 | 0 | 0 | 0 | 0 | 0 | 0 | 0 | 0 | 0 | 0 | 0 | 0 | 0 | 0 | 0 | 0 | 0 | 0 | 0 | 0 | 0 | 0 | 0 | 0 | 0 | 0 | 0
Transportation Sector Fuel Used[HDVs,freight,battery electric vehicle,hydrogen tf] | NoSettings | 0 | 0 | 0 | 0 | 0 | 0 | 0 | 0 | 0 | 0 | 0 | 0 | 0 | 0 | 0 | 0 | 0 | 0 | 0 | 0 | 0 | 0 | 0 | 0 | 0 | 0 | 0 | 0 | 0 | 0 | 0
Transportation Sector Fuel Used[HDVs,freight,natural gas vehicle,electricity tf] | NoSettings | 0 | 0 | 0 | 0 | 0 | 0 | 0 | 0 | 0 | 0 | 0 | 0 | 0 | 0 | 0 | 0 | 0 | 0 | 0 | 0 | 0 | 0 | 0 | 0 | 0 | 0 | 0 | 0 | 0 | 0 | 0
Transportation Sector Fuel Used[HDVs,freight,natural gas vehicle,natural gas tf] | NoSettings | 1870990000000 | 1775170000000 | 1690440000000 | 1600950000000 | 1506130000000 | 1409350000000 | 1313600000000 | 1219180000000 | 1126430000000 | 1038400000000 | 952554000000 | 879908000000 | 812214000000 | 748312000000 | 691080000000 | 640507000000 | 599019000000 | 563765000000 | 534506000000 | 513405000000 | 497647000000 | 487011000000 | 481280000000 | 480281000000 | 483875000000 | 557150000000 | 636328000000 | 710465000000 | 797634000000 | 895920000000 | 1002660000000
Transportation Sector Fuel Used[HDVs,freight,natural gas vehicle,petroleum gasoline tf] | NoSettings | 0 | 0 | 0 | 0 | 0 | 0 | 0 | 0 | 0 | 0 | 0 | 0 | 0 | 0 | 0 | 0 | 0 | 0 | 0 | 0 | 0 | 0 | 0 | 0 | 0 | 0 | 0 | 0 | 0 | 0 | 0
Transportation Sector Fuel Used[HDVs,freight,natural gas vehicle,petroleum diesel tf] | NoSettings | 0 | 0 | 0 | 0 | 0 | 0 | 0 | 0 | 0 | 0 | 0 | 0 | 0 | 0 | 0 | 0 | 0 | 0 | 0 | 0 | 0 | 0 | 0 | 0 | 0 | 0 | 0 | 0 | 0 | 0 | 0
Transportation Sector Fuel Used[HDVs,freight,natural gas vehicle,biofuel gasoline tf] | NoSettings | 0 | 0 | 0 | 0 | 0 | 0 | 0 | 0 | 0 | 0 | 0 | 0 | 0 | 0 | 0 | 0 | 0 | 0 | 0 | 0 | 0 | 0 | 0 | 0 | 0 | 0 | 0 | 0 | 0 | 0 | 0
Transportation Sector Fuel Used[HDVs,freight,natural gas vehicle,biofuel diesel tf] | NoSettings | 0 | 0 | 0 | 0 | 0 | 0 | 0 | 0 | 0 | 0 | 0 | 0 | 0 | 0 | 0 | 0 | 0 | 0 | 0 | 0 | 0 | 0 | 0 | 0 | 0 | 0 | 0 | 0 | 0 | 0 | 0
Transportation Sector Fuel Used[HDVs,freight,natural gas vehicle,jet fuel tf] | NoSettings | 0 | 0 | 0 | 0 | 0 | 0 | 0 | 0 | 0 | 0 | 0 | 0 | 0 | 0 | 0 | 0 | 0 | 0 | 0 | 0 | 0 | 0 | 0 | 0 | 0 | 0 | 0 | 0 | 0 | 0 | 0
Transportation Sector Fuel Used[HDVs,freight,natural gas vehicle,heavy or residual fuel oil tf] | NoSettings | 0 | 0 | 0 | 0 | 0 | 0 | 0 | 0 | 0 | 0 | 0 | 0 | 0 | 0 | 0 | 0 | 0 | 0 | 0 | 0 | 0 | 0 | 0 | 0 | 0 | 0 | 0 | 0 | 0 | 0 | 0
Transportation Sector Fuel Used[HDVs,freight,natural gas vehicle,LPG propane or butane tf] | NoSettings | 0 | 0 | 0 | 0 | 0 | 0 | 0 | 0 | 0 | 0 | 0 | 0 | 0 | 0 | 0 | 0 | 0 | 0 | 0 | 0 | 0 | 0 | 0 | 0 | 0 | 0 | 0 | 0 | 0 | 0 | 0
Transportation Sector Fuel Used[HDVs,freight,natural gas vehicle,hydrogen tf] | NoSettings | 0 | 0 | 0 | 0 | 0 | 0 | 0 | 0 | 0 | 0 | 0 | 0 | 0 | 0 | 0 | 0 | 0 | 0 | 0 | 0 | 0 | 0 | 0 | 0 | 0 | 0 | 0 | 0 | 0 | 0 | 0
Transportation Sector Fuel Used[HDVs,freight,gasoline vehicle,electricity tf] | NoSettings | 0 | 0 | 0 | 0 | 0 | 0 | 0 | 0 | 0 | 0 | 0 | 0 | 0 | 0 | 0 | 0 | 0 | 0 | 0 | 0 | 0 | 0 | 0 | 0 | 0 | 0 | 0 | 0 | 0 | 0 | 0
Transportation Sector Fuel Used[HDVs,freight,gasoline vehicle,natural gas tf] | NoSettings | 0 | 0 | 0 | 0 | 0 | 0 | 0 | 0 | 0 | 0 | 0 | 0 | 0 | 0 | 0 | 0 | 0 | 0 | 0 | 0 | 0 | 0 | 0 | 0 | 0 | 0 | 0 | 0 | 0 | 0 | 0
Transportation Sector Fuel Used[HDVs,freight,gasoline vehicle,petroleum gasoline tf] | NoSettings | 0 | 0 | 0 | 0 | 0 | 0 | 0 | 0 | 0 | 0 | 0 | 0 | 0 | 0 | 0 | 0 | 0 | 0 | 0 | 0 | 0 | 0 | 0 | 0 | 0 | 0 | 0 | 0 | 0 | 0 | 0
Transportation Sector Fuel Used[HDVs,freight,gasoline vehicle,petroleum diesel tf] | NoSettings | 0 | 0 | 0 | 0 | 0 | 0 | 0 | 0 | 0 | 0 | 0 | 0 | 0 | 0 | 0 | 0 | 0 | 0 | 0 | 0 | 0 | 0 | 0 | 0 | 0 | 0 | 0 | 0 | 0 | 0 | 0
Transportation Sector Fuel Used[HDVs,freight,gasoline vehicle,biofuel gasoline tf] | NoSettings | 0 | 0 | 0 | 0 | 0 | 0 | 0 | 0 | 0 | 0 | 0 | 0 | 0 | 0 | 0 | 0 | 0 | 0 | 0 | 0 | 0 | 0 | 0 | 0 | 0 | 0 | 0 | 0 | 0 | 0 | 0
Transportation Sector Fuel Used[HDVs,freight,gasoline vehicle,biofuel diesel tf] | NoSettings | 0 | 0 | 0 | 0 | 0 | 0 | 0 | 0 | 0 | 0 | 0 | 0 | 0 | 0 | 0 | 0 | 0 | 0 | 0 | 0 | 0 | 0 | 0 | 0 | 0 | 0 | 0 | 0 | 0 | 0 | 0
Transportation Sector Fuel Used[HDVs,freight,gasoline vehicle,jet fuel tf] | NoSettings | 0 | 0 | 0 | 0 | 0 | 0 | 0 | 0 | 0 | 0 | 0 | 0 | 0 | 0 | 0 | 0 | 0 | 0 | 0 | 0 | 0 | 0 | 0 | 0 | 0 | 0 | 0 | 0 | 0 | 0 | 0
Transportation Sector Fuel Used[HDVs,freight,gasoline vehicle,heavy or residual fuel oil tf] | NoSettings | 0 | 0 | 0 | 0 | 0 | 0 | 0 | 0 | 0 | 0 | 0 | 0 | 0 | 0 | 0 | 0 | 0 | 0 | 0 | 0 | 0 | 0 | 0 | 0 | 0 | 0 | 0 | 0 | 0 | 0 | 0
Transportation Sector Fuel Used[HDVs,freight,gasoline vehicle,LPG propane or butane tf] | NoSettings | 0 | 0 | 0 | 0 | 0 | 0 | 0 | 0 | 0 | 0 | 0 | 0 | 0 | 0 | 0 | 0 | 0 | 0 | 0 | 0 | 0 | 0 | 0 | 0 | 0 | 0 | 0 | 0 | 0 | 0 | 0
Transportation Sector Fuel Used[HDVs,freight,gasoline vehicle,hydrogen tf] | NoSettings | 0 | 0 | 0 | 0 | 0 | 0 | 0 | 0 | 0 | 0 | 0 | 0 | 0 | 0 | 0 | 0 | 0 | 0 | 0 | 0 | 0 | 0 | 0 | 0 | 0 | 0 | 0 | 0 | 0 | 0 | 0
Transportation Sector Fuel Used[HDVs,freight,diesel vehicle,electricity tf] | NoSettings | 0 | 0 | 0 | 0 | 0 | 0 | 0 | 0 | 0 | 0 | 0 | 0 | 0 | 0 | 0 | 0 | 0 | 0 | 0 | 0 | 0 | 0 | 0 | 0 | 0 | 0 | 0 | 0 | 0 | 0 | 0
Transportation Sector Fuel Used[HDVs,freight,diesel vehicle,natural gas tf] | NoSettings | 0 | 0 | 0 | 0 | 0 | 0 | 0 | 0 | 0 | 0 | 0 | 0 | 0 | 0 | 0 | 0 | 0 | 0 | 0 | 0 | 0 | 0 | 0 | 0 | 0 | 0 | 0 | 0 | 0 | 0 | 0
Transportation Sector Fuel Used[HDVs,freight,diesel vehicle,petroleum gasoline tf] | NoSettings | 0 | 0 | 0 | 0 | 0 | 0 | 0 | 0 | 0 | 0 | 0 | 0 | 0 | 0 | 0 | 0 | 0 | 0 | 0 | 0 | 0 | 0 | 0 | 0 | 0 | 0 | 0 | 0 | 0 | 0 | 0
Transportation Sector Fuel Used[HDVs,freight,diesel vehicle,petroleum diesel tf] | NoSettings | 68876600000000 | 68238700000000 | 67563700000000 | 66864200000000 | 65824600000000 | 64728200000000 | 63548800000000 | 62121400000000 | 60575300000000 | 58889700000000 | 57066900000000 | 57430100000000 | 57653900000000 | 57825500000000 | 57952600000000 | 58035700000000 | 58033900000000 | 57819500000000 | 57574500000000 | 57317300000000 | 57151400000000 | 56963700000000 | 56910400000000 | 56654900000000 | 56414600000000 | 56262000000000 | 56428200000000 | 56625800000000 | 56836600000000 | 57353500000000 | 57944300000000
Transportation Sector Fuel Used[HDVs,freight,diesel vehicle,biofuel gasoline tf] | NoSettings | 0 | 0 | 0 | 0 | 0 | 0 | 0 | 0 | 0 | 0 | 0 | 0 | 0 | 0 | 0 | 0 | 0 | 0 | 0 | 0 | 0 | 0 | 0 | 0 | 0 | 0 | 0 | 0 | 0 | 0 | 0
Transportation Sector Fuel Used[HDVs,freight,diesel vehicle,biofuel diesel tf] | NoSettings | 16965900000000 | 18891900000000 | 20871100000000 | 22909100000000 | 24889200000000 | 26896800000000 | 28917600000000 | 30863400000000 | 32775600000000 | 34628100000000 | 36403600000000 | 36635300000000 | 36778100000000 | 36887600000000 | 36968600000000 | 37021600000000 | 37020500000000 | 36883800000000 | 36727500000000 | 36563400000000 | 36457600000000 | 36337800000000 | 36303800000000 | 36140800000000 | 35987500000000 | 35890200000000 | 35996200000000 | 36122300000000 | 36256800000000 | 36586500000000 | 36963300000000
Transportation Sector Fuel Used[HDVs,freight,diesel vehicle,jet fuel tf] | NoSettings | 0 | 0 | 0 | 0 | 0 | 0 | 0 | 0 | 0 | 0 | 0 | 0 | 0 | 0 | 0 | 0 | 0 | 0 | 0 | 0 | 0 | 0 | 0 | 0 | 0 | 0 | 0 | 0 | 0 | 0 | 0
Transportation Sector Fuel Used[HDVs,freight,diesel vehicle,heavy or residual fuel oil tf] | NoSettings | 0 | 0 | 0 | 0 | 0 | 0 | 0 | 0 | 0 | 0 | 0 | 0 | 0 | 0 | 0 | 0 | 0 | 0 | 0 | 0 | 0 | 0 | 0 | 0 | 0 | 0 | 0 | 0 | 0 | 0 | 0
Transportation Sector Fuel Used[HDVs,freight,diesel vehicle,LPG propane or butane tf] | NoSettings | 0 | 0 | 0 | 0 | 0 | 0 | 0 | 0 | 0 | 0 | 0 | 0 | 0 | 0 | 0 | 0 | 0 | 0 | 0 | 0 | 0 | 0 | 0 | 0 | 0 | 0 | 0 | 0 | 0 | 0 | 0
Transportation Sector Fuel Used[HDVs,freight,diesel vehicle,hydrogen tf] | NoSettings | 0 | 0 | 0 | 0 | 0 | 0 | 0 | 0 | 0 | 0 | 0 | 0 | 0 | 0 | 0 | 0 | 0 | 0 | 0 | 0 | 0 | 0 | 0 | 0 | 0 | 0 | 0 | 0 | 0 | 0 | 0
Transportation Sector Fuel Used[HDVs,freight,plugin hybrid vehicle,electricity tf] | NoSettings | 0 | 0 | 0 | 0 | 0 | 0 | 0 | 0 | 0 | 0 | 0 | 0 | 0 | 0 | 0 | 0 | 0 | 0 | 0 | 0 | 0 | 0 | 0 | 0 | 0 | 0 | 0 | 0 | 0 | 0 | 0
Transportation Sector Fuel Used[HDVs,freight,plugin hybrid vehicle,natural gas tf] | NoSettings | 0 | 0 | 0 | 0 | 0 | 0 | 0 | 0 | 0 | 0 | 0 | 0 | 0 | 0 | 0 | 0 | 0 | 0 | 0 | 0 | 0 | 0 | 0 | 0 | 0 | 0 | 0 | 0 | 0 | 0 | 0
Transportation Sector Fuel Used[HDVs,freight,plugin hybrid vehicle,petroleum gasoline tf] | NoSettings | 0 | 0 | 0 | 0 | 0 | 0 | 0 | 0 | 0 | 0 | 0 | 0 | 0 | 0 | 0 | 0 | 0 | 0 | 0 | 0 | 0 | 0 | 0 | 0 | 0 | 0 | 0 | 0 | 0 | 0 | 0
Transportation Sector Fuel Used[HDVs,freight,plugin hybrid vehicle,petroleum diesel tf] | NoSettings | 0 | 0 | 0 | 0 | 0 | 0 | 0 | 0 | 0 | 0 | 0 | 0 | 0 | 0 | 0 | 0 | 0 | 0 | 0 | 0 | 0 | 0 | 0 | 0 | 0 | 0 | 0 | 0 | 0 | 0 | 0
Transportation Sector Fuel Used[HDVs,freight,plugin hybrid vehicle,biofuel gasoline tf] | NoSettings | 0 | 0 | 0 | 0 | 0 | 0 | 0 | 0 | 0 | 0 | 0 | 0 | 0 | 0 | 0 | 0 | 0 | 0 | 0 | 0 | 0 | 0 | 0 | 0 | 0 | 0 | 0 | 0 | 0 | 0 | 0
Transportation Sector Fuel Used[HDVs,freight,plugin hybrid vehicle,biofuel diesel tf] | NoSettings | 0 | 0 | 0 | 0 | 0 | 0 | 0 | 0 | 0 | 0 | 0 | 0 | 0 | 0 | 0 | 0 | 0 | 0 | 0 | 0 | 0 | 0 | 0 | 0 | 0 | 0 | 0 | 0 | 0 | 0 | 0
Transportation Sector Fuel Used[HDVs,freight,plugin hybrid vehicle,jet fuel tf] | NoSettings | 0 | 0 | 0 | 0 | 0 | 0 | 0 | 0 | 0 | 0 | 0 | 0 | 0 | 0 | 0 | 0 | 0 | 0 | 0 | 0 | 0 | 0 | 0 | 0 | 0 | 0 | 0 | 0 | 0 | 0 | 0
Transportation Sector Fuel Used[HDVs,freight,plugin hybrid vehicle,heavy or residual fuel oil tf] | NoSettings | 0 | 0 | 0 | 0 | 0 | 0 | 0 | 0 | 0 | 0 | 0 | 0 | 0 | 0 | 0 | 0 | 0 | 0 | 0 | 0 | 0 | 0 | 0 | 0 | 0 | 0 | 0 | 0 | 0 | 0 | 0
Transportation Sector Fuel Used[HDVs,freight,plugin hybrid vehicle,LPG propane or butane tf] | NoSettings | 0 | 0 | 0 | 0 | 0 | 0 | 0 | 0 | 0 | 0 | 0 | 0 | 0 | 0 | 0 | 0 | 0 | 0 | 0 | 0 | 0 | 0 | 0 | 0 | 0 | 0 | 0 | 0 | 0 | 0 | 0
Transportation Sector Fuel Used[HDVs,freight,plugin hybrid vehicle,hydrogen tf] | NoSettings | 0 | 0 | 0 | 0 | 0 | 0 | 0 | 0 | 0 | 0 | 0 | 0 | 0 | 0 | 0 | 0 | 0 | 0 | 0 | 0 | 0 | 0 | 0 | 0 | 0 | 0 | 0 | 0 | 0 | 0 | 0
Transportation Sector Fuel Used[HDVs,freight,LPG vehicle,electricity tf] | NoSettings | 0 | 0 | 0 | 0 | 0 | 0 | 0 | 0 | 0 | 0 | 0 | 0 | 0 | 0 | 0 | 0 | 0 | 0 | 0 | 0 | 0 | 0 | 0 | 0 | 0 | 0 | 0 | 0 | 0 | 0 | 0
Transportation Sector Fuel Used[HDVs,freight,LPG vehicle,natural gas tf] | NoSettings | 0 | 0 | 0 | 0 | 0 | 0 | 0 | 0 | 0 | 0 | 0 | 0 | 0 | 0 | 0 | 0 | 0 | 0 | 0 | 0 | 0 | 0 | 0 | 0 | 0 | 0 | 0 | 0 | 0 | 0 | 0
Transportation Sector Fuel Used[HDVs,freight,LPG vehicle,petroleum gasoline tf] | NoSettings | 0 | 0 | 0 | 0 | 0 | 0 | 0 | 0 | 0 | 0 | 0 | 0 | 0 | 0 | 0 | 0 | 0 | 0 | 0 | 0 | 0 | 0 | 0 | 0 | 0 | 0 | 0 | 0 | 0 | 0 | 0
Transportation Sector Fuel Used[HDVs,freight,LPG vehicle,petroleum diesel tf] | NoSettings | 0 | 0 | 0 | 0 | 0 | 0 | 0 | 0 | 0 | 0 | 0 | 0 | 0 | 0 | 0 | 0 | 0 | 0 | 0 | 0 | 0 | 0 | 0 | 0 | 0 | 0 | 0 | 0 | 0 | 0 | 0
Transportation Sector Fuel Used[HDVs,freight,LPG vehicle,biofuel gasoline tf] | NoSettings | 0 | 0 | 0 | 0 | 0 | 0 | 0 | 0 | 0 | 0 | 0 | 0 | 0 | 0 | 0 | 0 | 0 | 0 | 0 | 0 | 0 | 0 | 0 | 0 | 0 | 0 | 0 | 0 | 0 | 0 | 0
Transportation Sector Fuel Used[HDVs,freight,LPG vehicle,biofuel diesel tf] | NoSettings | 0 | 0 | 0 | 0 | 0 | 0 | 0 | 0 | 0 | 0 | 0 | 0 | 0 | 0 | 0 | 0 | 0 | 0 | 0 | 0 | 0 | 0 | 0 | 0 | 0 | 0 | 0 | 0 | 0 | 0 | 0
Transportation Sector Fuel Used[HDVs,freight,LPG vehicle,jet fuel tf] | NoSettings | 0 | 0 | 0 | 0 | 0 | 0 | 0 | 0 | 0 | 0 | 0 | 0 | 0 | 0 | 0 | 0 | 0 | 0 | 0 | 0 | 0 | 0 | 0 | 0 | 0 | 0 | 0 | 0 | 0 | 0 | 0
Transportation Sector Fuel Used[HDVs,freight,LPG vehicle,heavy or residual fuel oil tf] | NoSettings | 0 | 0 | 0 | 0 | 0 | 0 | 0 | 0 | 0 | 0 | 0 | 0 | 0 | 0 | 0 | 0 | 0 | 0 | 0 | 0 | 0 | 0 | 0 | 0 | 0 | 0 | 0 | 0 | 0 | 0 | 0
Transportation Sector Fuel Used[HDVs,freight,LPG vehicle,LPG propane or butane tf] | NoSettings | 0 | 0 | 0 | 0 | 0 | 0 | 0 | 0 | 0 | 0 | 0 | 0 | 0 | 0 | 0 | 0 | 0 | 0 | 0 | 0 | 0 | 0 | 0 | 0 | 0 | 0 | 0 | 0 | 0 | 0 | 0
Transportation Sector Fuel Used[HDVs,freight,LPG vehicle,hydrogen tf] | NoSettings | 0 | 0 | 0 | 0 | 0 | 0 | 0 | 0 | 0 | 0 | 0 | 0 | 0 | 0 | 0 | 0 | 0 | 0 | 0 | 0 | 0 | 0 | 0 | 0 | 0 | 0 | 0 | 0 | 0 | 0 | 0
Transportation Sector Fuel Used[HDVs,freight,hydrogen vehicle,electricity tf] | NoSettings | 0 | 0 | 0 | 0 | 0 | 0 | 0 | 0 | 0 | 0 | 0 | 0 | 0 | 0 | 0 | 0 | 0 | 0 | 0 | 0 | 0 | 0 | 0 | 0 | 0 | 0 | 0 | 0 | 0 | 0 | 0
Transportation Sector Fuel Used[HDVs,freight,hydrogen vehicle,natural gas tf] | NoSettings | 0 | 0 | 0 | 0 | 0 | 0 | 0 | 0 | 0 | 0 | 0 | 0 | 0 | 0 | 0 | 0 | 0 | 0 | 0 | 0 | 0 | 0 | 0 | 0 | 0 | 0 | 0 | 0 | 0 | 0 | 0
Transportation Sector Fuel Used[HDVs,freight,hydrogen vehicle,petroleum gasoline tf] | NoSettings | 0 | 0 | 0 | 0 | 0 | 0 | 0 | 0 | 0 | 0 | 0 | 0 | 0 | 0 | 0 | 0 | 0 | 0 | 0 | 0 | 0 | 0 | 0 | 0 | 0 | 0 | 0 | 0 | 0 | 0 | 0
Transportation Sector Fuel Used[HDVs,freight,hydrogen vehicle,petroleum diesel tf] | NoSettings | 0 | 0 | 0 | 0 | 0 | 0 | 0 | 0 | 0 | 0 | 0 | 0 | 0 | 0 | 0 | 0 | 0 | 0 | 0 | 0 | 0 | 0 | 0 | 0 | 0 | 0 | 0 | 0 | 0 | 0 | 0
Transportation Sector Fuel Used[HDVs,freight,hydrogen vehicle,biofuel gasoline tf] | NoSettings | 0 | 0 | 0 | 0 | 0 | 0 | 0 | 0 | 0 | 0 | 0 | 0 | 0 | 0 | 0 | 0 | 0 | 0 | 0 | 0 | 0 | 0 | 0 | 0 | 0 | 0 | 0 | 0 | 0 | 0 | 0
Transportation Sector Fuel Used[HDVs,freight,hydrogen vehicle,biofuel diesel tf] | NoSettings | 0 | 0 | 0 | 0 | 0 | 0 | 0 | 0 | 0 | 0 | 0 | 0 | 0 | 0 | 0 | 0 | 0 | 0 | 0 | 0 | 0 | 0 | 0 | 0 | 0 | 0 | 0 | 0 | 0 | 0 | 0
Transportation Sector Fuel Used[HDVs,freight,hydrogen vehicle,jet fuel tf] | NoSettings | 0 | 0 | 0 | 0 | 0 | 0 | 0 | 0 | 0 | 0 | 0 | 0 | 0 | 0 | 0 | 0 | 0 | 0 | 0 | 0 | 0 | 0 | 0 | 0 | 0 | 0 | 0 | 0 | 0 | 0 | 0
Transportation Sector Fuel Used[HDVs,freight,hydrogen vehicle,heavy or residual fuel oil tf] | NoSettings | 0 | 0 | 0 | 0 | 0 | 0 | 0 | 0 | 0 | 0 | 0 | 0 | 0 | 0 | 0 | 0 | 0 | 0 | 0 | 0 | 0 | 0 | 0 | 0 | 0 | 0 | 0 | 0 | 0 | 0 | 0
Transportation Sector Fuel Used[HDVs,freight,hydrogen vehicle,LPG propane or butane tf] | NoSettings | 0 | 0 | 0 | 0 | 0 | 0 | 0 | 0 | 0 | 0 | 0 | 0 | 0 | 0 | 0 | 0 | 0 | 0 | 0 | 0 | 0 | 0 | 0 | 0 | 0 | 0 | 0 | 0 | 0 | 0 | 0
Transportation Sector Fuel Used[HDVs,freight,hydrogen vehicle,hydrogen tf] | NoSettings | 0 | 0 | 0 | 0 | 0 | 0 | 0 | 0 | 0 | 0 | 0 | 0 | 0 | 0 | 0 | 0 | 0 | 0 | 0 | 0 | 0 | 0 | 0 | 0 | 0 | 0 | 0 | 0 | 0 | 0 | 24432600000
Transportation Sector Fuel Used[aircraft,passenger,battery electric vehicle,electricity tf] | NoSettings | 0 | 0 | 0 | 0 | 0 | 0 | 0 | 0 | 0 | 0 | 0 | 0 | 0 | 0 | 0 | 0 | 0 | 0 | 0 | 0 | 0 | 0 | 0 | 0 | 0 | 0 | 0 | 0 | 0 | 0 | 0
Transportation Sector Fuel Used[aircraft,passenger,battery electric vehicle,natural gas tf] | NoSettings | 0 | 0 | 0 | 0 | 0 | 0 | 0 | 0 | 0 | 0 | 0 | 0 | 0 | 0 | 0 | 0 | 0 | 0 | 0 | 0 | 0 | 0 | 0 | 0 | 0 | 0 | 0 | 0 | 0 | 0 | 0
Transportation Sector Fuel Used[aircraft,passenger,battery electric vehicle,petroleum gasoline tf] | NoSettings | 0 | 0 | 0 | 0 | 0 | 0 | 0 | 0 | 0 | 0 | 0 | 0 | 0 | 0 | 0 | 0 | 0 | 0 | 0 | 0 | 0 | 0 | 0 | 0 | 0 | 0 | 0 | 0 | 0 | 0 | 0
Transportation Sector Fuel Used[aircraft,passenger,battery electric vehicle,petroleum diesel tf] | NoSettings | 0 | 0 | 0 | 0 | 0 | 0 | 0 | 0 | 0 | 0 | 0 | 0 | 0 | 0 | 0 | 0 | 0 | 0 | 0 | 0 | 0 | 0 | 0 | 0 | 0 | 0 | 0 | 0 | 0 | 0 | 0
Transportation Sector Fuel Used[aircraft,passenger,battery electric vehicle,biofuel gasoline tf] | NoSettings | 0 | 0 | 0 | 0 | 0 | 0 | 0 | 0 | 0 | 0 | 0 | 0 | 0 | 0 | 0 | 0 | 0 | 0 | 0 | 0 | 0 | 0 | 0 | 0 | 0 | 0 | 0 | 0 | 0 | 0 | 0
Transportation Sector Fuel Used[aircraft,passenger,battery electric vehicle,biofuel diesel tf] | NoSettings | 0 | 0 | 0 | 0 | 0 | 0 | 0 | 0 | 0 | 0 | 0 | 0 | 0 | 0 | 0 | 0 | 0 | 0 | 0 | 0 | 0 | 0 | 0 | 0 | 0 | 0 | 0 | 0 | 0 | 0 | 0
Transportation Sector Fuel Used[aircraft,passenger,battery electric vehicle,jet fuel tf] | NoSettings | 0 | 0 | 0 | 0 | 0 | 0 | 0 | 0 | 0 | 0 | 0 | 0 | 0 | 0 | 0 | 0 | 0 | 0 | 0 | 0 | 0 | 0 | 0 | 0 | 0 | 0 | 0 | 0 | 0 | 0 | 0
Transportation Sector Fuel Used[aircraft,passenger,battery electric vehicle,heavy or residual fuel oil tf] | NoSettings | 0 | 0 | 0 | 0 | 0 | 0 | 0 | 0 | 0 | 0 | 0 | 0 | 0 | 0 | 0 | 0 | 0 | 0 | 0 | 0 | 0 | 0 | 0 | 0 | 0 | 0 | 0 | 0 | 0 | 0 | 0
Transportation Sector Fuel Used[aircraft,passenger,battery electric vehicle,LPG propane or butane tf] | NoSettings | 0 | 0 | 0 | 0 | 0 | 0 | 0 | 0 | 0 | 0 | 0 | 0 | 0 | 0 | 0 | 0 | 0 | 0 | 0 | 0 | 0 | 0 | 0 | 0 | 0 | 0 | 0 | 0 | 0 | 0 | 0
Transportation Sector Fuel Used[aircraft,passenger,battery electric vehicle,hydrogen tf] | NoSettings | 0 | 0 | 0 | 0 | 0 | 0 | 0 | 0 | 0 | 0 | 0 | 0 | 0 | 0 | 0 | 0 | 0 | 0 | 0 | 0 | 0 | 0 | 0 | 0 | 0 | 0 | 0 | 0 | 0 | 0 | 0
Transportation Sector Fuel Used[aircraft,passenger,natural gas vehicle,electricity tf] | NoSettings | 0 | 0 | 0 | 0 | 0 | 0 | 0 | 0 | 0 | 0 | 0 | 0 | 0 | 0 | 0 | 0 | 0 | 0 | 0 | 0 | 0 | 0 | 0 | 0 | 0 | 0 | 0 | 0 | 0 | 0 | 0
Transportation Sector Fuel Used[aircraft,passenger,natural gas vehicle,natural gas tf] | NoSettings | 0 | 0 | 0 | 0 | 0 | 0 | 0 | 0 | 0 | 0 | 0 | 0 | 0 | 0 | 0 | 0 | 0 | 0 | 0 | 0 | 0 | 0 | 0 | 0 | 0 | 0 | 0 | 0 | 0 | 0 | 0
Transportation Sector Fuel Used[aircraft,passenger,natural gas vehicle,petroleum gasoline tf] | NoSettings | 0 | 0 | 0 | 0 | 0 | 0 | 0 | 0 | 0 | 0 | 0 | 0 | 0 | 0 | 0 | 0 | 0 | 0 | 0 | 0 | 0 | 0 | 0 | 0 | 0 | 0 | 0 | 0 | 0 | 0 | 0
Transportation Sector Fuel Used[aircraft,passenger,natural gas vehicle,petroleum diesel tf] | NoSettings | 0 | 0 | 0 | 0 | 0 | 0 | 0 | 0 | 0 | 0 | 0 | 0 | 0 | 0 | 0 | 0 | 0 | 0 | 0 | 0 | 0 | 0 | 0 | 0 | 0 | 0 | 0 | 0 | 0 | 0 | 0
Transportation Sector Fuel Used[aircraft,passenger,natural gas vehicle,biofuel gasoline tf] | NoSettings | 0 | 0 | 0 | 0 | 0 | 0 | 0 | 0 | 0 | 0 | 0 | 0 | 0 | 0 | 0 | 0 | 0 | 0 | 0 | 0 | 0 | 0 | 0 | 0 | 0 | 0 | 0 | 0 | 0 | 0 | 0
Transportation Sector Fuel Used[aircraft,passenger,natural gas vehicle,biofuel diesel tf] | NoSettings | 0 | 0 | 0 | 0 | 0 | 0 | 0 | 0 | 0 | 0 | 0 | 0 | 0 | 0 | 0 | 0 | 0 | 0 | 0 | 0 | 0 | 0 | 0 | 0 | 0 | 0 | 0 | 0 | 0 | 0 | 0
Transportation Sector Fuel Used[aircraft,passenger,natural gas vehicle,jet fuel tf] | NoSettings | 0 | 0 | 0 | 0 | 0 | 0 | 0 | 0 | 0 | 0 | 0 | 0 | 0 | 0 | 0 | 0 | 0 | 0 | 0 | 0 | 0 | 0 | 0 | 0 | 0 | 0 | 0 | 0 | 0 | 0 | 0
Transportation Sector Fuel Used[aircraft,passenger,natural gas vehicle,heavy or residual fuel oil tf] | NoSettings | 0 | 0 | 0 | 0 | 0 | 0 | 0 | 0 | 0 | 0 | 0 | 0 | 0 | 0 | 0 | 0 | 0 | 0 | 0 | 0 | 0 | 0 | 0 | 0 | 0 | 0 | 0 | 0 | 0 | 0 | 0
Transportation Sector Fuel Used[aircraft,passenger,natural gas vehicle,LPG propane or butane tf] | NoSettings | 0 | 0 | 0 | 0 | 0 | 0 | 0 | 0 | 0 | 0 | 0 | 0 | 0 | 0 | 0 | 0 | 0 | 0 | 0 | 0 | 0 | 0 | 0 | 0 | 0 | 0 | 0 | 0 | 0 | 0 | 0
Transportation Sector Fuel Used[aircraft,passenger,natural gas vehicle,hydrogen tf] | NoSettings | 0 | 0 | 0 | 0 | 0 | 0 | 0 | 0 | 0 | 0 | 0 | 0 | 0 | 0 | 0 | 0 | 0 | 0 | 0 | 0 | 0 | 0 | 0 | 0 | 0 | 0 | 0 | 0 | 0 | 0 | 0
Transportation Sector Fuel Used[aircraft,passenger,gasoline vehicle,electricity tf] | NoSettings | 0 | 0 | 0 | 0 | 0 | 0 | 0 | 0 | 0 | 0 | 0 | 0 | 0 | 0 | 0 | 0 | 0 | 0 | 0 | 0 | 0 | 0 | 0 | 0 | 0 | 0 | 0 | 0 | 0 | 0 | 0
Transportation Sector Fuel Used[aircraft,passenger,gasoline vehicle,natural gas tf] | NoSettings | 0 | 0 | 0 | 0 | 0 | 0 | 0 | 0 | 0 | 0 | 0 | 0 | 0 | 0 | 0 | 0 | 0 | 0 | 0 | 0 | 0 | 0 | 0 | 0 | 0 | 0 | 0 | 0 | 0 | 0 | 0
Transportation Sector Fuel Used[aircraft,passenger,gasoline vehicle,petroleum gasoline tf] | NoSettings | 0 | 0 | 0 | 0 | 0 | 0 | 0 | 0 | 0 | 0 | 0 | 0 | 0 | 0 | 0 | 0 | 0 | 0 | 0 | 0 | 0 | 0 | 0 | 0 | 0 | 0 | 0 | 0 | 0 | 0 | 0
Transportation Sector Fuel Used[aircraft,passenger,gasoline vehicle,petroleum diesel tf] | NoSettings | 0 | 0 | 0 | 0 | 0 | 0 | 0 | 0 | 0 | 0 | 0 | 0 | 0 | 0 | 0 | 0 | 0 | 0 | 0 | 0 | 0 | 0 | 0 | 0 | 0 | 0 | 0 | 0 | 0 | 0 | 0
Transportation Sector Fuel Used[aircraft,passenger,gasoline vehicle,biofuel gasoline tf] | NoSettings | 0 | 0 | 0 | 0 | 0 | 0 | 0 | 0 | 0 | 0 | 0 | 0 | 0 | 0 | 0 | 0 | 0 | 0 | 0 | 0 | 0 | 0 | 0 | 0 | 0 | 0 | 0 | 0 | 0 | 0 | 0
Transportation Sector Fuel Used[aircraft,passenger,gasoline vehicle,biofuel diesel tf] | NoSettings | 0 | 0 | 0 | 0 | 0 | 0 | 0 | 0 | 0 | 0 | 0 | 0 | 0 | 0 | 0 | 0 | 0 | 0 | 0 | 0 | 0 | 0 | 0 | 0 | 0 | 0 | 0 | 0 | 0 | 0 | 0
Transportation Sector Fuel Used[aircraft,passenger,gasoline vehicle,jet fuel tf] | NoSettings | 0 | 0 | 0 | 0 | 0 | 0 | 0 | 0 | 0 | 0 | 0 | 0 | 0 | 0 | 0 | 0 | 0 | 0 | 0 | 0 | 0 | 0 | 0 | 0 | 0 | 0 | 0 | 0 | 0 | 0 | 0
Transportation Sector Fuel Used[aircraft,passenger,gasoline vehicle,heavy or residual fuel oil tf] | NoSettings | 0 | 0 | 0 | 0 | 0 | 0 | 0 | 0 | 0 | 0 | 0 | 0 | 0 | 0 | 0 | 0 | 0 | 0 | 0 | 0 | 0 | 0 | 0 | 0 | 0 | 0 | 0 | 0 | 0 | 0 | 0
Transportation Sector Fuel Used[aircraft,passenger,gasoline vehicle,LPG propane or butane tf] | NoSettings | 0 | 0 | 0 | 0 | 0 | 0 | 0 | 0 | 0 | 0 | 0 | 0 | 0 | 0 | 0 | 0 | 0 | 0 | 0 | 0 | 0 | 0 | 0 | 0 | 0 | 0 | 0 | 0 | 0 | 0 | 0
Transportation Sector Fuel Used[aircraft,passenger,gasoline vehicle,hydrogen tf] | NoSettings | 0 | 0 | 0 | 0 | 0 | 0 | 0 | 0 | 0 | 0 | 0 | 0 | 0 | 0 | 0 | 0 | 0 | 0 | 0 | 0 | 0 | 0 | 0 | 0 | 0 | 0 | 0 | 0 | 0 | 0 | 0
Transportation Sector Fuel Used[aircraft,passenger,diesel vehicle,electricity tf] | NoSettings | 0 | 0 | 0 | 0 | 0 | 0 | 0 | 0 | 0 | 0 | 0 | 0 | 0 | 0 | 0 | 0 | 0 | 0 | 0 | 0 | 0 | 0 | 0 | 0 | 0 | 0 | 0 | 0 | 0 | 0 | 0
Transportation Sector Fuel Used[aircraft,passenger,diesel vehicle,natural gas tf] | NoSettings | 0 | 0 | 0 | 0 | 0 | 0 | 0 | 0 | 0 | 0 | 0 | 0 | 0 | 0 | 0 | 0 | 0 | 0 | 0 | 0 | 0 | 0 | 0 | 0 | 0 | 0 | 0 | 0 | 0 | 0 | 0
Transportation Sector Fuel Used[aircraft,passenger,diesel vehicle,petroleum gasoline tf] | NoSettings | 0 | 0 | 0 | 0 | 0 | 0 | 0 | 0 | 0 | 0 | 0 | 0 | 0 | 0 | 0 | 0 | 0 | 0 | 0 | 0 | 0 | 0 | 0 | 0 | 0 | 0 | 0 | 0 | 0 | 0 | 0
Transportation Sector Fuel Used[aircraft,passenger,diesel vehicle,petroleum diesel tf] | NoSettings | 0 | 0 | 0 | 0 | 0 | 0 | 0 | 0 | 0 | 0 | 0 | 0 | 0 | 0 | 0 | 0 | 0 | 0 | 0 | 0 | 0 | 0 | 0 | 0 | 0 | 0 | 0 | 0 | 0 | 0 | 0
Transportation Sector Fuel Used[aircraft,passenger,diesel vehicle,biofuel gasoline tf] | NoSettings | 0 | 0 | 0 | 0 | 0 | 0 | 0 | 0 | 0 | 0 | 0 | 0 | 0 | 0 | 0 | 0 | 0 | 0 | 0 | 0 | 0 | 0 | 0 | 0 | 0 | 0 | 0 | 0 | 0 | 0 | 0
Transportation Sector Fuel Used[aircraft,passenger,diesel vehicle,biofuel diesel tf] | NoSettings | 0 | 0 | 0 | 0 | 0 | 0 | 0 | 0 | 0 | 0 | 0 | 0 | 0 | 0 | 0 | 0 | 0 | 0 | 0 | 0 | 0 | 0 | 0 | 0 | 0 | 0 | 0 | 0 | 0 | 0 | 0
Transportation Sector Fuel Used[aircraft,passenger,diesel vehicle,jet fuel tf] | NoSettings | 36423900000000 | 49111800000000 | 54323200000000 | 56373200000000 | 57172000000000 | 57798500000000 | 57665000000000 | 57474000000000 | 57478400000000 | 57361800000000 | 57445800000000 | 57677700000000 | 58069700000000 | 58493600000000 | 58932200000000 | 59384300000000 | 59650600000000 | 59835300000000 | 60097200000000 | 60386600000000 | 60795900000000 | 61196300000000 | 61711300000000 | 62270500000000 | 62867400000000 | 63380300000000 | 63845300000000 | 64224600000000 | 64551700000000 | 64822400000000 | 65126500000000
Transportation Sector Fuel Used[aircraft,passenger,diesel vehicle,heavy or residual fuel oil tf] | NoSettings | 0 | 0 | 0 | 0 | 0 | 0 | 0 | 0 | 0 | 0 | 0 | 0 | 0 | 0 | 0 | 0 | 0 | 0 | 0 | 0 | 0 | 0 | 0 | 0 | 0 | 0 | 0 | 0 | 0 | 0 | 0
Transportation Sector Fuel Used[aircraft,passenger,diesel vehicle,LPG propane or butane tf] | NoSettings | 0 | 0 | 0 | 0 | 0 | 0 | 0 | 0 | 0 | 0 | 0 | 0 | 0 | 0 | 0 | 0 | 0 | 0 | 0 | 0 | 0 | 0 | 0 | 0 | 0 | 0 | 0 | 0 | 0 | 0 | 0
Transportation Sector Fuel Used[aircraft,passenger,diesel vehicle,hydrogen tf] | NoSettings | 0 | 0 | 0 | 0 | 0 | 0 | 0 | 0 | 0 | 0 | 0 | 0 | 0 | 0 | 0 | 0 | 0 | 0 | 0 | 0 | 0 | 0 | 0 | 0 | 0 | 0 | 0 | 0 | 0 | 0 | 0
Transportation Sector Fuel Used[aircraft,passenger,plugin hybrid vehicle,electricity tf] | NoSettings | 0 | 0 | 0 | 0 | 0 | 0 | 0 | 0 | 0 | 0 | 0 | 0 | 0 | 0 | 0 | 0 | 0 | 0 | 0 | 0 | 0 | 0 | 0 | 0 | 0 | 0 | 0 | 0 | 0 | 0 | 0
Transportation Sector Fuel Used[aircraft,passenger,plugin hybrid vehicle,natural gas tf] | NoSettings | 0 | 0 | 0 | 0 | 0 | 0 | 0 | 0 | 0 | 0 | 0 | 0 | 0 | 0 | 0 | 0 | 0 | 0 | 0 | 0 | 0 | 0 | 0 | 0 | 0 | 0 | 0 | 0 | 0 | 0 | 0
Transportation Sector Fuel Used[aircraft,passenger,plugin hybrid vehicle,petroleum gasoline tf] | NoSettings | 0 | 0 | 0 | 0 | 0 | 0 | 0 | 0 | 0 | 0 | 0 | 0 | 0 | 0 | 0 | 0 | 0 | 0 | 0 | 0 | 0 | 0 | 0 | 0 | 0 | 0 | 0 | 0 | 0 | 0 | 0
Transportation Sector Fuel Used[aircraft,passenger,plugin hybrid vehicle,petroleum diesel tf] | NoSettings | 0 | 0 | 0 | 0 | 0 | 0 | 0 | 0 | 0 | 0 | 0 | 0 | 0 | 0 | 0 | 0 | 0 | 0 | 0 | 0 | 0 | 0 | 0 | 0 | 0 | 0 | 0 | 0 | 0 | 0 | 0
Transportation Sector Fuel Used[aircraft,passenger,plugin hybrid vehicle,biofuel gasoline tf] | NoSettings | 0 | 0 | 0 | 0 | 0 | 0 | 0 | 0 | 0 | 0 | 0 | 0 | 0 | 0 | 0 | 0 | 0 | 0 | 0 | 0 | 0 | 0 | 0 | 0 | 0 | 0 | 0 | 0 | 0 | 0 | 0
Transportation Sector Fuel Used[aircraft,passenger,plugin hybrid vehicle,biofuel diesel tf] | NoSettings | 0 | 0 | 0 | 0 | 0 | 0 | 0 | 0 | 0 | 0 | 0 | 0 | 0 | 0 | 0 | 0 | 0 | 0 | 0 | 0 | 0 | 0 | 0 | 0 | 0 | 0 | 0 | 0 | 0 | 0 | 0
Transportation Sector Fuel Used[aircraft,passenger,plugin hybrid vehicle,jet fuel tf] | NoSettings | 0 | 0 | 0 | 0 | 0 | 0 | 0 | 0 | 0 | 0 | 0 | 0 | 0 | 0 | 0 | 0 | 0 | 0 | 0 | 0 | 0 | 0 | 0 | 0 | 0 | 0 | 0 | 0 | 0 | 0 | 0
Transportation Sector Fuel Used[aircraft,passenger,plugin hybrid vehicle,heavy or residual fuel oil tf] | NoSettings | 0 | 0 | 0 | 0 | 0 | 0 | 0 | 0 | 0 | 0 | 0 | 0 | 0 | 0 | 0 | 0 | 0 | 0 | 0 | 0 | 0 | 0 | 0 | 0 | 0 | 0 | 0 | 0 | 0 | 0 | 0
Transportation Sector Fuel Used[aircraft,passenger,plugin hybrid vehicle,LPG propane or butane tf] | NoSettings | 0 | 0 | 0 | 0 | 0 | 0 | 0 | 0 | 0 | 0 | 0 | 0 | 0 | 0 | 0 | 0 | 0 | 0 | 0 | 0 | 0 | 0 | 0 | 0 | 0 | 0 | 0 | 0 | 0 | 0 | 0
Transportation Sector Fuel Used[aircraft,passenger,plugin hybrid vehicle,hydrogen tf] | NoSettings | 0 | 0 | 0 | 0 | 0 | 0 | 0 | 0 | 0 | 0 | 0 | 0 | 0 | 0 | 0 | 0 | 0 | 0 | 0 | 0 | 0 | 0 | 0 | 0 | 0 | 0 | 0 | 0 | 0 | 0 | 0
Transportation Sector Fuel Used[aircraft,passenger,LPG vehicle,electricity tf] | NoSettings | 0 | 0 | 0 | 0 | 0 | 0 | 0 | 0 | 0 | 0 | 0 | 0 | 0 | 0 | 0 | 0 | 0 | 0 | 0 | 0 | 0 | 0 | 0 | 0 | 0 | 0 | 0 | 0 | 0 | 0 | 0
Transportation Sector Fuel Used[aircraft,passenger,LPG vehicle,natural gas tf] | NoSettings | 0 | 0 | 0 | 0 | 0 | 0 | 0 | 0 | 0 | 0 | 0 | 0 | 0 | 0 | 0 | 0 | 0 | 0 | 0 | 0 | 0 | 0 | 0 | 0 | 0 | 0 | 0 | 0 | 0 | 0 | 0
Transportation Sector Fuel Used[aircraft,passenger,LPG vehicle,petroleum gasoline tf] | NoSettings | 0 | 0 | 0 | 0 | 0 | 0 | 0 | 0 | 0 | 0 | 0 | 0 | 0 | 0 | 0 | 0 | 0 | 0 | 0 | 0 | 0 | 0 | 0 | 0 | 0 | 0 | 0 | 0 | 0 | 0 | 0
Transportation Sector Fuel Used[aircraft,passenger,LPG vehicle,petroleum diesel tf] | NoSettings | 0 | 0 | 0 | 0 | 0 | 0 | 0 | 0 | 0 | 0 | 0 | 0 | 0 | 0 | 0 | 0 | 0 | 0 | 0 | 0 | 0 | 0 | 0 | 0 | 0 | 0 | 0 | 0 | 0 | 0 | 0
Transportation Sector Fuel Used[aircraft,passenger,LPG vehicle,biofuel gasoline tf] | NoSettings | 0 | 0 | 0 | 0 | 0 | 0 | 0 | 0 | 0 | 0 | 0 | 0 | 0 | 0 | 0 | 0 | 0 | 0 | 0 | 0 | 0 | 0 | 0 | 0 | 0 | 0 | 0 | 0 | 0 | 0 | 0
Transportation Sector Fuel Used[aircraft,passenger,LPG vehicle,biofuel diesel tf] | NoSettings | 0 | 0 | 0 | 0 | 0 | 0 | 0 | 0 | 0 | 0 | 0 | 0 | 0 | 0 | 0 | 0 | 0 | 0 | 0 | 0 | 0 | 0 | 0 | 0 | 0 | 0 | 0 | 0 | 0 | 0 | 0
Transportation Sector Fuel Used[aircraft,passenger,LPG vehicle,jet fuel tf] | NoSettings | 0 | 0 | 0 | 0 | 0 | 0 | 0 | 0 | 0 | 0 | 0 | 0 | 0 | 0 | 0 | 0 | 0 | 0 | 0 | 0 | 0 | 0 | 0 | 0 | 0 | 0 | 0 | 0 | 0 | 0 | 0
Transportation Sector Fuel Used[aircraft,passenger,LPG vehicle,heavy or residual fuel oil tf] | NoSettings | 0 | 0 | 0 | 0 | 0 | 0 | 0 | 0 | 0 | 0 | 0 | 0 | 0 | 0 | 0 | 0 | 0 | 0 | 0 | 0 | 0 | 0 | 0 | 0 | 0 | 0 | 0 | 0 | 0 | 0 | 0
Transportation Sector Fuel Used[aircraft,passenger,LPG vehicle,LPG propane or butane tf] | NoSettings | 0 | 0 | 0 | 0 | 0 | 0 | 0 | 0 | 0 | 0 | 0 | 0 | 0 | 0 | 0 | 0 | 0 | 0 | 0 | 0 | 0 | 0 | 0 | 0 | 0 | 0 | 0 | 0 | 0 | 0 | 0
Transportation Sector Fuel Used[aircraft,passenger,LPG vehicle,hydrogen tf] | NoSettings | 0 | 0 | 0 | 0 | 0 | 0 | 0 | 0 | 0 | 0 | 0 | 0 | 0 | 0 | 0 | 0 | 0 | 0 | 0 | 0 | 0 | 0 | 0 | 0 | 0 | 0 | 0 | 0 | 0 | 0 | 0
Transportation Sector Fuel Used[aircraft,passenger,hydrogen vehicle,electricity tf] | NoSettings | 0 | 0 | 0 | 0 | 0 | 0 | 0 | 0 | 0 | 0 | 0 | 0 | 0 | 0 | 0 | 0 | 0 | 0 | 0 | 0 | 0 | 0 | 0 | 0 | 0 | 0 | 0 | 0 | 0 | 0 | 0
Transportation Sector Fuel Used[aircraft,passenger,hydrogen vehicle,natural gas tf] | NoSettings | 0 | 0 | 0 | 0 | 0 | 0 | 0 | 0 | 0 | 0 | 0 | 0 | 0 | 0 | 0 | 0 | 0 | 0 | 0 | 0 | 0 | 0 | 0 | 0 | 0 | 0 | 0 | 0 | 0 | 0 | 0
Transportation Sector Fuel Used[aircraft,passenger,hydrogen vehicle,petroleum gasoline tf] | NoSettings | 0 | 0 | 0 | 0 | 0 | 0 | 0 | 0 | 0 | 0 | 0 | 0 | 0 | 0 | 0 | 0 | 0 | 0 | 0 | 0 | 0 | 0 | 0 | 0 | 0 | 0 | 0 | 0 | 0 | 0 | 0
Transportation Sector Fuel Used[aircraft,passenger,hydrogen vehicle,petroleum diesel tf] | NoSettings | 0 | 0 | 0 | 0 | 0 | 0 | 0 | 0 | 0 | 0 | 0 | 0 | 0 | 0 | 0 | 0 | 0 | 0 | 0 | 0 | 0 | 0 | 0 | 0 | 0 | 0 | 0 | 0 | 0 | 0 | 0
Transportation Sector Fuel Used[aircraft,passenger,hydrogen vehicle,biofuel gasoline tf] | NoSettings | 0 | 0 | 0 | 0 | 0 | 0 | 0 | 0 | 0 | 0 | 0 | 0 | 0 | 0 | 0 | 0 | 0 | 0 | 0 | 0 | 0 | 0 | 0 | 0 | 0 | 0 | 0 | 0 | 0 | 0 | 0
Transportation Sector Fuel Used[aircraft,passenger,hydrogen vehicle,biofuel diesel tf] | NoSettings | 0 | 0 | 0 | 0 | 0 | 0 | 0 | 0 | 0 | 0 | 0 | 0 | 0 | 0 | 0 | 0 | 0 | 0 | 0 | 0 | 0 | 0 | 0 | 0 | 0 | 0 | 0 | 0 | 0 | 0 | 0
Transportation Sector Fuel Used[aircraft,passenger,hydrogen vehicle,jet fuel tf] | NoSettings | 0 | 0 | 0 | 0 | 0 | 0 | 0 | 0 | 0 | 0 | 0 | 0 | 0 | 0 | 0 | 0 | 0 | 0 | 0 | 0 | 0 | 0 | 0 | 0 | 0 | 0 | 0 | 0 | 0 | 0 | 0
Transportation Sector Fuel Used[aircraft,passenger,hydrogen vehicle,heavy or residual fuel oil tf] | NoSettings | 0 | 0 | 0 | 0 | 0 | 0 | 0 | 0 | 0 | 0 | 0 | 0 | 0 | 0 | 0 | 0 | 0 | 0 | 0 | 0 | 0 | 0 | 0 | 0 | 0 | 0 | 0 | 0 | 0 | 0 | 0
Transportation Sector Fuel Used[aircraft,passenger,hydrogen vehicle,LPG propane or butane tf] | NoSettings | 0 | 0 | 0 | 0 | 0 | 0 | 0 | 0 | 0 | 0 | 0 | 0 | 0 | 0 | 0 | 0 | 0 | 0 | 0 | 0 | 0 | 0 | 0 | 0 | 0 | 0 | 0 | 0 | 0 | 0 | 0
Transportation Sector Fuel Used[aircraft,passenger,hydrogen vehicle,hydrogen tf] | NoSettings | 0 | 0 | 0 | 0 | 0 | 0 | 0 | 0 | 0 | 0 | 0 | 0 | 0 | 0 | 0 | 0 | 0 | 0 | 0 | 0 | 0 | 0 | 0 | 0 | 0 | 0 | 0 | 0 | 0 | 0 | 0
Transportation Sector Fuel Used[aircraft,freight,battery electric vehicle,electricity tf] | NoSettings | 0 | 0 | 0 | 0 | 0 | 0 | 0 | 0 | 0 | 0 | 0 | 0 | 0 | 0 | 0 | 0 | 0 | 0 | 0 | 0 | 0 | 0 | 0 | 0 | 0 | 0 | 0 | 0 | 0 | 0 | 0
Transportation Sector Fuel Used[aircraft,freight,battery electric vehicle,natural gas tf] | NoSettings | 0 | 0 | 0 | 0 | 0 | 0 | 0 | 0 | 0 | 0 | 0 | 0 | 0 | 0 | 0 | 0 | 0 | 0 | 0 | 0 | 0 | 0 | 0 | 0 | 0 | 0 | 0 | 0 | 0 | 0 | 0
Transportation Sector Fuel Used[aircraft,freight,battery electric vehicle,petroleum gasoline tf] | NoSettings | 0 | 0 | 0 | 0 | 0 | 0 | 0 | 0 | 0 | 0 | 0 | 0 | 0 | 0 | 0 | 0 | 0 | 0 | 0 | 0 | 0 | 0 | 0 | 0 | 0 | 0 | 0 | 0 | 0 | 0 | 0
Transportation Sector Fuel Used[aircraft,freight,battery electric vehicle,petroleum diesel tf] | NoSettings | 0 | 0 | 0 | 0 | 0 | 0 | 0 | 0 | 0 | 0 | 0 | 0 | 0 | 0 | 0 | 0 | 0 | 0 | 0 | 0 | 0 | 0 | 0 | 0 | 0 | 0 | 0 | 0 | 0 | 0 | 0
Transportation Sector Fuel Used[aircraft,freight,battery electric vehicle,biofuel gasoline tf] | NoSettings | 0 | 0 | 0 | 0 | 0 | 0 | 0 | 0 | 0 | 0 | 0 | 0 | 0 | 0 | 0 | 0 | 0 | 0 | 0 | 0 | 0 | 0 | 0 | 0 | 0 | 0 | 0 | 0 | 0 | 0 | 0
Transportation Sector Fuel Used[aircraft,freight,battery electric vehicle,biofuel diesel tf] | NoSettings | 0 | 0 | 0 | 0 | 0 | 0 | 0 | 0 | 0 | 0 | 0 | 0 | 0 | 0 | 0 | 0 | 0 | 0 | 0 | 0 | 0 | 0 | 0 | 0 | 0 | 0 | 0 | 0 | 0 | 0 | 0
Transportation Sector Fuel Used[aircraft,freight,battery electric vehicle,jet fuel tf] | NoSettings | 0 | 0 | 0 | 0 | 0 | 0 | 0 | 0 | 0 | 0 | 0 | 0 | 0 | 0 | 0 | 0 | 0 | 0 | 0 | 0 | 0 | 0 | 0 | 0 | 0 | 0 | 0 | 0 | 0 | 0 | 0
Transportation Sector Fuel Used[aircraft,freight,battery electric vehicle,heavy or residual fuel oil tf] | NoSettings | 0 | 0 | 0 | 0 | 0 | 0 | 0 | 0 | 0 | 0 | 0 | 0 | 0 | 0 | 0 | 0 | 0 | 0 | 0 | 0 | 0 | 0 | 0 | 0 | 0 | 0 | 0 | 0 | 0 | 0 | 0
Transportation Sector Fuel Used[aircraft,freight,battery electric vehicle,LPG propane or butane tf] | NoSettings | 0 | 0 | 0 | 0 | 0 | 0 | 0 | 0 | 0 | 0 | 0 | 0 | 0 | 0 | 0 | 0 | 0 | 0 | 0 | 0 | 0 | 0 | 0 | 0 | 0 | 0 | 0 | 0 | 0 | 0 | 0
Transportation Sector Fuel Used[aircraft,freight,battery electric vehicle,hydrogen tf] | NoSettings | 0 | 0 | 0 | 0 | 0 | 0 | 0 | 0 | 0 | 0 | 0 | 0 | 0 | 0 | 0 | 0 | 0 | 0 | 0 | 0 | 0 | 0 | 0 | 0 | 0 | 0 | 0 | 0 | 0 | 0 | 0
Transportation Sector Fuel Used[aircraft,freight,natural gas vehicle,electricity tf] | NoSettings | 0 | 0 | 0 | 0 | 0 | 0 | 0 | 0 | 0 | 0 | 0 | 0 | 0 | 0 | 0 | 0 | 0 | 0 | 0 | 0 | 0 | 0 | 0 | 0 | 0 | 0 | 0 | 0 | 0 | 0 | 0
Transportation Sector Fuel Used[aircraft,freight,natural gas vehicle,natural gas tf] | NoSettings | 0 | 0 | 0 | 0 | 0 | 0 | 0 | 0 | 0 | 0 | 0 | 0 | 0 | 0 | 0 | 0 | 0 | 0 | 0 | 0 | 0 | 0 | 0 | 0 | 0 | 0 | 0 | 0 | 0 | 0 | 0
Transportation Sector Fuel Used[aircraft,freight,natural gas vehicle,petroleum gasoline tf] | NoSettings | 0 | 0 | 0 | 0 | 0 | 0 | 0 | 0 | 0 | 0 | 0 | 0 | 0 | 0 | 0 | 0 | 0 | 0 | 0 | 0 | 0 | 0 | 0 | 0 | 0 | 0 | 0 | 0 | 0 | 0 | 0
Transportation Sector Fuel Used[aircraft,freight,natural gas vehicle,petroleum diesel tf] | NoSettings | 0 | 0 | 0 | 0 | 0 | 0 | 0 | 0 | 0 | 0 | 0 | 0 | 0 | 0 | 0 | 0 | 0 | 0 | 0 | 0 | 0 | 0 | 0 | 0 | 0 | 0 | 0 | 0 | 0 | 0 | 0
Transportation Sector Fuel Used[aircraft,freight,natural gas vehicle,biofuel gasoline tf] | NoSettings | 0 | 0 | 0 | 0 | 0 | 0 | 0 | 0 | 0 | 0 | 0 | 0 | 0 | 0 | 0 | 0 | 0 | 0 | 0 | 0 | 0 | 0 | 0 | 0 | 0 | 0 | 0 | 0 | 0 | 0 | 0
Transportation Sector Fuel Used[aircraft,freight,natural gas vehicle,biofuel diesel tf] | NoSettings | 0 | 0 | 0 | 0 | 0 | 0 | 0 | 0 | 0 | 0 | 0 | 0 | 0 | 0 | 0 | 0 | 0 | 0 | 0 | 0 | 0 | 0 | 0 | 0 | 0 | 0 | 0 | 0 | 0 | 0 | 0
Transportation Sector Fuel Used[aircraft,freight,natural gas vehicle,jet fuel tf] | NoSettings | 0 | 0 | 0 | 0 | 0 | 0 | 0 | 0 | 0 | 0 | 0 | 0 | 0 | 0 | 0 | 0 | 0 | 0 | 0 | 0 | 0 | 0 | 0 | 0 | 0 | 0 | 0 | 0 | 0 | 0 | 0
Transportation Sector Fuel Used[aircraft,freight,natural gas vehicle,heavy or residual fuel oil tf] | NoSettings | 0 | 0 | 0 | 0 | 0 | 0 | 0 | 0 | 0 | 0 | 0 | 0 | 0 | 0 | 0 | 0 | 0 | 0 | 0 | 0 | 0 | 0 | 0 | 0 | 0 | 0 | 0 | 0 | 0 | 0 | 0
Transportation Sector Fuel Used[aircraft,freight,natural gas vehicle,LPG propane or butane tf] | NoSettings | 0 | 0 | 0 | 0 | 0 | 0 | 0 | 0 | 0 | 0 | 0 | 0 | 0 | 0 | 0 | 0 | 0 | 0 | 0 | 0 | 0 | 0 | 0 | 0 | 0 | 0 | 0 | 0 | 0 | 0 | 0
Transportation Sector Fuel Used[aircraft,freight,natural gas vehicle,hydrogen tf] | NoSettings | 0 | 0 | 0 | 0 | 0 | 0 | 0 | 0 | 0 | 0 | 0 | 0 | 0 | 0 | 0 | 0 | 0 | 0 | 0 | 0 | 0 | 0 | 0 | 0 | 0 | 0 | 0 | 0 | 0 | 0 | 0
Transportation Sector Fuel Used[aircraft,freight,gasoline vehicle,electricity tf] | NoSettings | 0 | 0 | 0 | 0 | 0 | 0 | 0 | 0 | 0 | 0 | 0 | 0 | 0 | 0 | 0 | 0 | 0 | 0 | 0 | 0 | 0 | 0 | 0 | 0 | 0 | 0 | 0 | 0 | 0 | 0 | 0
Transportation Sector Fuel Used[aircraft,freight,gasoline vehicle,natural gas tf] | NoSettings | 0 | 0 | 0 | 0 | 0 | 0 | 0 | 0 | 0 | 0 | 0 | 0 | 0 | 0 | 0 | 0 | 0 | 0 | 0 | 0 | 0 | 0 | 0 | 0 | 0 | 0 | 0 | 0 | 0 | 0 | 0
Transportation Sector Fuel Used[aircraft,freight,gasoline vehicle,petroleum gasoline tf] | NoSettings | 0 | 0 | 0 | 0 | 0 | 0 | 0 | 0 | 0 | 0 | 0 | 0 | 0 | 0 | 0 | 0 | 0 | 0 | 0 | 0 | 0 | 0 | 0 | 0 | 0 | 0 | 0 | 0 | 0 | 0 | 0
Transportation Sector Fuel Used[aircraft,freight,gasoline vehicle,petroleum diesel tf] | NoSettings | 0 | 0 | 0 | 0 | 0 | 0 | 0 | 0 | 0 | 0 | 0 | 0 | 0 | 0 | 0 | 0 | 0 | 0 | 0 | 0 | 0 | 0 | 0 | 0 | 0 | 0 | 0 | 0 | 0 | 0 | 0
Transportation Sector Fuel Used[aircraft,freight,gasoline vehicle,biofuel gasoline tf] | NoSettings | 0 | 0 | 0 | 0 | 0 | 0 | 0 | 0 | 0 | 0 | 0 | 0 | 0 | 0 | 0 | 0 | 0 | 0 | 0 | 0 | 0 | 0 | 0 | 0 | 0 | 0 | 0 | 0 | 0 | 0 | 0
Transportation Sector Fuel Used[aircraft,freight,gasoline vehicle,biofuel diesel tf] | NoSettings | 0 | 0 | 0 | 0 | 0 | 0 | 0 | 0 | 0 | 0 | 0 | 0 | 0 | 0 | 0 | 0 | 0 | 0 | 0 | 0 | 0 | 0 | 0 | 0 | 0 | 0 | 0 | 0 | 0 | 0 | 0
Transportation Sector Fuel Used[aircraft,freight,gasoline vehicle,jet fuel tf] | NoSettings | 0 | 0 | 0 | 0 | 0 | 0 | 0 | 0 | 0 | 0 | 0 | 0 | 0 | 0 | 0 | 0 | 0 | 0 | 0 | 0 | 0 | 0 | 0 | 0 | 0 | 0 | 0 | 0 | 0 | 0 | 0
Transportation Sector Fuel Used[aircraft,freight,gasoline vehicle,heavy or residual fuel oil tf] | NoSettings | 0 | 0 | 0 | 0 | 0 | 0 | 0 | 0 | 0 | 0 | 0 | 0 | 0 | 0 | 0 | 0 | 0 | 0 | 0 | 0 | 0 | 0 | 0 | 0 | 0 | 0 | 0 | 0 | 0 | 0 | 0
Transportation Sector Fuel Used[aircraft,freight,gasoline vehicle,LPG propane or butane tf] | NoSettings | 0 | 0 | 0 | 0 | 0 | 0 | 0 | 0 | 0 | 0 | 0 | 0 | 0 | 0 | 0 | 0 | 0 | 0 | 0 | 0 | 0 | 0 | 0 | 0 | 0 | 0 | 0 | 0 | 0 | 0 | 0
Transportation Sector Fuel Used[aircraft,freight,gasoline vehicle,hydrogen tf] | NoSettings | 0 | 0 | 0 | 0 | 0 | 0 | 0 | 0 | 0 | 0 | 0 | 0 | 0 | 0 | 0 | 0 | 0 | 0 | 0 | 0 | 0 | 0 | 0 | 0 | 0 | 0 | 0 | 0 | 0 | 0 | 0
Transportation Sector Fuel Used[aircraft,freight,diesel vehicle,electricity tf] | NoSettings | 0 | 0 | 0 | 0 | 0 | 0 | 0 | 0 | 0 | 0 | 0 | 0 | 0 | 0 | 0 | 0 | 0 | 0 | 0 | 0 | 0 | 0 | 0 | 0 | 0 | 0 | 0 | 0 | 0 | 0 | 0
Transportation Sector Fuel Used[aircraft,freight,diesel vehicle,natural gas tf] | NoSettings | 0 | 0 | 0 | 0 | 0 | 0 | 0 | 0 | 0 | 0 | 0 | 0 | 0 | 0 | 0 | 0 | 0 | 0 | 0 | 0 | 0 | 0 | 0 | 0 | 0 | 0 | 0 | 0 | 0 | 0 | 0
Transportation Sector Fuel Used[aircraft,freight,diesel vehicle,petroleum gasoline tf] | NoSettings | 0 | 0 | 0 | 0 | 0 | 0 | 0 | 0 | 0 | 0 | 0 | 0 | 0 | 0 | 0 | 0 | 0 | 0 | 0 | 0 | 0 | 0 | 0 | 0 | 0 | 0 | 0 | 0 | 0 | 0 | 0
Transportation Sector Fuel Used[aircraft,freight,diesel vehicle,petroleum diesel tf] | NoSettings | 0 | 0 | 0 | 0 | 0 | 0 | 0 | 0 | 0 | 0 | 0 | 0 | 0 | 0 | 0 | 0 | 0 | 0 | 0 | 0 | 0 | 0 | 0 | 0 | 0 | 0 | 0 | 0 | 0 | 0 | 0
Transportation Sector Fuel Used[aircraft,freight,diesel vehicle,biofuel gasoline tf] | NoSettings | 0 | 0 | 0 | 0 | 0 | 0 | 0 | 0 | 0 | 0 | 0 | 0 | 0 | 0 | 0 | 0 | 0 | 0 | 0 | 0 | 0 | 0 | 0 | 0 | 0 | 0 | 0 | 0 | 0 | 0 | 0
Transportation Sector Fuel Used[aircraft,freight,diesel vehicle,biofuel diesel tf] | NoSettings | 0 | 0 | 0 | 0 | 0 | 0 | 0 | 0 | 0 | 0 | 0 | 0 | 0 | 0 | 0 | 0 | 0 | 0 | 0 | 0 | 0 | 0 | 0 | 0 | 0 | 0 | 0 | 0 | 0 | 0 | 0
Transportation Sector Fuel Used[aircraft,freight,diesel vehicle,jet fuel tf] | NoSettings | 5422620000000 | 7289250000000 | 8043000000000 | 8333570000000 | 8436530000000 | 8509870000000 | 8476260000000 | 8441820000000 | 8438860000000 | 8424740000000 | 8435840000000 | 8466990000000 | 8527970000000 | 8595040000000 | 8662680000000 | 8728860000000 | 8768330000000 | 8797070000000 | 8837500000000 | 8881430000000 | 8943480000000 | 9003610000000 | 9078390000000 | 9157670000000 | 9244870000000 | 9314440000000 | 9374710000000 | 9417720000000 | 9455140000000 | 9483580000000 | 9516210000000
Transportation Sector Fuel Used[aircraft,freight,diesel vehicle,heavy or residual fuel oil tf] | NoSettings | 0 | 0 | 0 | 0 | 0 | 0 | 0 | 0 | 0 | 0 | 0 | 0 | 0 | 0 | 0 | 0 | 0 | 0 | 0 | 0 | 0 | 0 | 0 | 0 | 0 | 0 | 0 | 0 | 0 | 0 | 0
Transportation Sector Fuel Used[aircraft,freight,diesel vehicle,LPG propane or butane tf] | NoSettings | 0 | 0 | 0 | 0 | 0 | 0 | 0 | 0 | 0 | 0 | 0 | 0 | 0 | 0 | 0 | 0 | 0 | 0 | 0 | 0 | 0 | 0 | 0 | 0 | 0 | 0 | 0 | 0 | 0 | 0 | 0
Transportation Sector Fuel Used[aircraft,freight,diesel vehicle,hydrogen tf] | NoSettings | 0 | 0 | 0 | 0 | 0 | 0 | 0 | 0 | 0 | 0 | 0 | 0 | 0 | 0 | 0 | 0 | 0 | 0 | 0 | 0 | 0 | 0 | 0 | 0 | 0 | 0 | 0 | 0 | 0 | 0 | 0
Transportation Sector Fuel Used[aircraft,freight,plugin hybrid vehicle,electricity tf] | NoSettings | 0 | 0 | 0 | 0 | 0 | 0 | 0 | 0 | 0 | 0 | 0 | 0 | 0 | 0 | 0 | 0 | 0 | 0 | 0 | 0 | 0 | 0 | 0 | 0 | 0 | 0 | 0 | 0 | 0 | 0 | 0
Transportation Sector Fuel Used[aircraft,freight,plugin hybrid vehicle,natural gas tf] | NoSettings | 0 | 0 | 0 | 0 | 0 | 0 | 0 | 0 | 0 | 0 | 0 | 0 | 0 | 0 | 0 | 0 | 0 | 0 | 0 | 0 | 0 | 0 | 0 | 0 | 0 | 0 | 0 | 0 | 0 | 0 | 0
Transportation Sector Fuel Used[aircraft,freight,plugin hybrid vehicle,petroleum gasoline tf] | NoSettings | 0 | 0 | 0 | 0 | 0 | 0 | 0 | 0 | 0 | 0 | 0 | 0 | 0 | 0 | 0 | 0 | 0 | 0 | 0 | 0 | 0 | 0 | 0 | 0 | 0 | 0 | 0 | 0 | 0 | 0 | 0
Transportation Sector Fuel Used[aircraft,freight,plugin hybrid vehicle,petroleum diesel tf] | NoSettings | 0 | 0 | 0 | 0 | 0 | 0 | 0 | 0 | 0 | 0 | 0 | 0 | 0 | 0 | 0 | 0 | 0 | 0 | 0 | 0 | 0 | 0 | 0 | 0 | 0 | 0 | 0 | 0 | 0 | 0 | 0
Transportation Sector Fuel Used[aircraft,freight,plugin hybrid vehicle,biofuel gasoline tf] | NoSettings | 0 | 0 | 0 | 0 | 0 | 0 | 0 | 0 | 0 | 0 | 0 | 0 | 0 | 0 | 0 | 0 | 0 | 0 | 0 | 0 | 0 | 0 | 0 | 0 | 0 | 0 | 0 | 0 | 0 | 0 | 0
Transportation Sector Fuel Used[aircraft,freight,plugin hybrid vehicle,biofuel diesel tf] | NoSettings | 0 | 0 | 0 | 0 | 0 | 0 | 0 | 0 | 0 | 0 | 0 | 0 | 0 | 0 | 0 | 0 | 0 | 0 | 0 | 0 | 0 | 0 | 0 | 0 | 0 | 0 | 0 | 0 | 0 | 0 | 0
Transportation Sector Fuel Used[aircraft,freight,plugin hybrid vehicle,jet fuel tf] | NoSettings | 0 | 0 | 0 | 0 | 0 | 0 | 0 | 0 | 0 | 0 | 0 | 0 | 0 | 0 | 0 | 0 | 0 | 0 | 0 | 0 | 0 | 0 | 0 | 0 | 0 | 0 | 0 | 0 | 0 | 0 | 0
Transportation Sector Fuel Used[aircraft,freight,plugin hybrid vehicle,heavy or residual fuel oil tf] | NoSettings | 0 | 0 | 0 | 0 | 0 | 0 | 0 | 0 | 0 | 0 | 0 | 0 | 0 | 0 | 0 | 0 | 0 | 0 | 0 | 0 | 0 | 0 | 0 | 0 | 0 | 0 | 0 | 0 | 0 | 0 | 0
Transportation Sector Fuel Used[aircraft,freight,plugin hybrid vehicle,LPG propane or butane tf] | NoSettings | 0 | 0 | 0 | 0 | 0 | 0 | 0 | 0 | 0 | 0 | 0 | 0 | 0 | 0 | 0 | 0 | 0 | 0 | 0 | 0 | 0 | 0 | 0 | 0 | 0 | 0 | 0 | 0 | 0 | 0 | 0
Transportation Sector Fuel Used[aircraft,freight,plugin hybrid vehicle,hydrogen tf] | NoSettings | 0 | 0 | 0 | 0 | 0 | 0 | 0 | 0 | 0 | 0 | 0 | 0 | 0 | 0 | 0 | 0 | 0 | 0 | 0 | 0 | 0 | 0 | 0 | 0 | 0 | 0 | 0 | 0 | 0 | 0 | 0
Transportation Sector Fuel Used[aircraft,freight,LPG vehicle,electricity tf] | NoSettings | 0 | 0 | 0 | 0 | 0 | 0 | 0 | 0 | 0 | 0 | 0 | 0 | 0 | 0 | 0 | 0 | 0 | 0 | 0 | 0 | 0 | 0 | 0 | 0 | 0 | 0 | 0 | 0 | 0 | 0 | 0
Transportation Sector Fuel Used[aircraft,freight,LPG vehicle,natural gas tf] | NoSettings | 0 | 0 | 0 | 0 | 0 | 0 | 0 | 0 | 0 | 0 | 0 | 0 | 0 | 0 | 0 | 0 | 0 | 0 | 0 | 0 | 0 | 0 | 0 | 0 | 0 | 0 | 0 | 0 | 0 | 0 | 0
Transportation Sector Fuel Used[aircraft,freight,LPG vehicle,petroleum gasoline tf] | NoSettings | 0 | 0 | 0 | 0 | 0 | 0 | 0 | 0 | 0 | 0 | 0 | 0 | 0 | 0 | 0 | 0 | 0 | 0 | 0 | 0 | 0 | 0 | 0 | 0 | 0 | 0 | 0 | 0 | 0 | 0 | 0
Transportation Sector Fuel Used[aircraft,freight,LPG vehicle,petroleum diesel tf] | NoSettings | 0 | 0 | 0 | 0 | 0 | 0 | 0 | 0 | 0 | 0 | 0 | 0 | 0 | 0 | 0 | 0 | 0 | 0 | 0 | 0 | 0 | 0 | 0 | 0 | 0 | 0 | 0 | 0 | 0 | 0 | 0
Transportation Sector Fuel Used[aircraft,freight,LPG vehicle,biofuel gasoline tf] | NoSettings | 0 | 0 | 0 | 0 | 0 | 0 | 0 | 0 | 0 | 0 | 0 | 0 | 0 | 0 | 0 | 0 | 0 | 0 | 0 | 0 | 0 | 0 | 0 | 0 | 0 | 0 | 0 | 0 | 0 | 0 | 0
Transportation Sector Fuel Used[aircraft,freight,LPG vehicle,biofuel diesel tf] | NoSettings | 0 | 0 | 0 | 0 | 0 | 0 | 0 | 0 | 0 | 0 | 0 | 0 | 0 | 0 | 0 | 0 | 0 | 0 | 0 | 0 | 0 | 0 | 0 | 0 | 0 | 0 | 0 | 0 | 0 | 0 | 0
Transportation Sector Fuel Used[aircraft,freight,LPG vehicle,jet fuel tf] | NoSettings | 0 | 0 | 0 | 0 | 0 | 0 | 0 | 0 | 0 | 0 | 0 | 0 | 0 | 0 | 0 | 0 | 0 | 0 | 0 | 0 | 0 | 0 | 0 | 0 | 0 | 0 | 0 | 0 | 0 | 0 | 0
Transportation Sector Fuel Used[aircraft,freight,LPG vehicle,heavy or residual fuel oil tf] | NoSettings | 0 | 0 | 0 | 0 | 0 | 0 | 0 | 0 | 0 | 0 | 0 | 0 | 0 | 0 | 0 | 0 | 0 | 0 | 0 | 0 | 0 | 0 | 0 | 0 | 0 | 0 | 0 | 0 | 0 | 0 | 0
Transportation Sector Fuel Used[aircraft,freight,LPG vehicle,LPG propane or butane tf] | NoSettings | 0 | 0 | 0 | 0 | 0 | 0 | 0 | 0 | 0 | 0 | 0 | 0 | 0 | 0 | 0 | 0 | 0 | 0 | 0 | 0 | 0 | 0 | 0 | 0 | 0 | 0 | 0 | 0 | 0 | 0 | 0
Transportation Sector Fuel Used[aircraft,freight,LPG vehicle,hydrogen tf] | NoSettings | 0 | 0 | 0 | 0 | 0 | 0 | 0 | 0 | 0 | 0 | 0 | 0 | 0 | 0 | 0 | 0 | 0 | 0 | 0 | 0 | 0 | 0 | 0 | 0 | 0 | 0 | 0 | 0 | 0 | 0 | 0
Transportation Sector Fuel Used[aircraft,freight,hydrogen vehicle,electricity tf] | NoSettings | 0 | 0 | 0 | 0 | 0 | 0 | 0 | 0 | 0 | 0 | 0 | 0 | 0 | 0 | 0 | 0 | 0 | 0 | 0 | 0 | 0 | 0 | 0 | 0 | 0 | 0 | 0 | 0 | 0 | 0 | 0
Transportation Sector Fuel Used[aircraft,freight,hydrogen vehicle,natural gas tf] | NoSettings | 0 | 0 | 0 | 0 | 0 | 0 | 0 | 0 | 0 | 0 | 0 | 0 | 0 | 0 | 0 | 0 | 0 | 0 | 0 | 0 | 0 | 0 | 0 | 0 | 0 | 0 | 0 | 0 | 0 | 0 | 0
Transportation Sector Fuel Used[aircraft,freight,hydrogen vehicle,petroleum gasoline tf] | NoSettings | 0 | 0 | 0 | 0 | 0 | 0 | 0 | 0 | 0 | 0 | 0 | 0 | 0 | 0 | 0 | 0 | 0 | 0 | 0 | 0 | 0 | 0 | 0 | 0 | 0 | 0 | 0 | 0 | 0 | 0 | 0
Transportation Sector Fuel Used[aircraft,freight,hydrogen vehicle,petroleum diesel tf] | NoSettings | 0 | 0 | 0 | 0 | 0 | 0 | 0 | 0 | 0 | 0 | 0 | 0 | 0 | 0 | 0 | 0 | 0 | 0 | 0 | 0 | 0 | 0 | 0 | 0 | 0 | 0 | 0 | 0 | 0 | 0 | 0
Transportation Sector Fuel Used[aircraft,freight,hydrogen vehicle,biofuel gasoline tf] | NoSettings | 0 | 0 | 0 | 0 | 0 | 0 | 0 | 0 | 0 | 0 | 0 | 0 | 0 | 0 | 0 | 0 | 0 | 0 | 0 | 0 | 0 | 0 | 0 | 0 | 0 | 0 | 0 | 0 | 0 | 0 | 0
Transportation Sector Fuel Used[aircraft,freight,hydrogen vehicle,biofuel diesel tf] | NoSettings | 0 | 0 | 0 | 0 | 0 | 0 | 0 | 0 | 0 | 0 | 0 | 0 | 0 | 0 | 0 | 0 | 0 | 0 | 0 | 0 | 0 | 0 | 0 | 0 | 0 | 0 | 0 | 0 | 0 | 0 | 0
Transportation Sector Fuel Used[aircraft,freight,hydrogen vehicle,jet fuel tf] | NoSettings | 0 | 0 | 0 | 0 | 0 | 0 | 0 | 0 | 0 | 0 | 0 | 0 | 0 | 0 | 0 | 0 | 0 | 0 | 0 | 0 | 0 | 0 | 0 | 0 | 0 | 0 | 0 | 0 | 0 | 0 | 0
Transportation Sector Fuel Used[aircraft,freight,hydrogen vehicle,heavy or residual fuel oil tf] | NoSettings | 0 | 0 | 0 | 0 | 0 | 0 | 0 | 0 | 0 | 0 | 0 | 0 | 0 | 0 | 0 | 0 | 0 | 0 | 0 | 0 | 0 | 0 | 0 | 0 | 0 | 0 | 0 | 0 | 0 | 0 | 0
Transportation Sector Fuel Used[aircraft,freight,hydrogen vehicle,LPG propane or butane tf] | NoSettings | 0 | 0 | 0 | 0 | 0 | 0 | 0 | 0 | 0 | 0 | 0 | 0 | 0 | 0 | 0 | 0 | 0 | 0 | 0 | 0 | 0 | 0 | 0 | 0 | 0 | 0 | 0 | 0 | 0 | 0 | 0
Transportation Sector Fuel Used[aircraft,freight,hydrogen vehicle,hydrogen tf] | NoSettings | 0 | 0 | 0 | 0 | 0 | 0 | 0 | 0 | 0 | 0 | 0 | 0 | 0 | 0 | 0 | 0 | 0 | 0 | 0 | 0 | 0 | 0 | 0 | 0 | 0 | 0 | 0 | 0 | 0 | 0 | 0
Transportation Sector Fuel Used[rail,passenger,battery electric vehicle,electricity tf] | NoSettings | 686040000000 | 671007000000 | 657808000000 | 644329000000 | 631399000000 | 618832000000 | 607565000000 | 595917000000 | 584813000000 | 574316000000 | 564285000000 | 554782000000 | 545771000000 | 537416000000 | 529658000000 | 521668000000 | 514128000000 | 507014000000 | 500183000000 | 493710000000 | 487566000000 | 481661000000 | 476266000000 | 471277000000 | 466070000000 | 461171000000 | 456628000000 | 452421000000 | 448475000000 | 444838000000 | 441140000000
Transportation Sector Fuel Used[rail,passenger,battery electric vehicle,natural gas tf] | NoSettings | 0 | 0 | 0 | 0 | 0 | 0 | 0 | 0 | 0 | 0 | 0 | 0 | 0 | 0 | 0 | 0 | 0 | 0 | 0 | 0 | 0 | 0 | 0 | 0 | 0 | 0 | 0 | 0 | 0 | 0 | 0
Transportation Sector Fuel Used[rail,passenger,battery electric vehicle,petroleum gasoline tf] | NoSettings | 0 | 0 | 0 | 0 | 0 | 0 | 0 | 0 | 0 | 0 | 0 | 0 | 0 | 0 | 0 | 0 | 0 | 0 | 0 | 0 | 0 | 0 | 0 | 0 | 0 | 0 | 0 | 0 | 0 | 0 | 0
Transportation Sector Fuel Used[rail,passenger,battery electric vehicle,petroleum diesel tf] | NoSettings | 0 | 0 | 0 | 0 | 0 | 0 | 0 | 0 | 0 | 0 | 0 | 0 | 0 | 0 | 0 | 0 | 0 | 0 | 0 | 0 | 0 | 0 | 0 | 0 | 0 | 0 | 0 | 0 | 0 | 0 | 0
Transportation Sector Fuel Used[rail,passenger,battery electric vehicle,biofuel gasoline tf] | NoSettings | 0 | 0 | 0 | 0 | 0 | 0 | 0 | 0 | 0 | 0 | 0 | 0 | 0 | 0 | 0 | 0 | 0 | 0 | 0 | 0 | 0 | 0 | 0 | 0 | 0 | 0 | 0 | 0 | 0 | 0 | 0
Transportation Sector Fuel Used[rail,passenger,battery electric vehicle,biofuel diesel tf] | NoSettings | 0 | 0 | 0 | 0 | 0 | 0 | 0 | 0 | 0 | 0 | 0 | 0 | 0 | 0 | 0 | 0 | 0 | 0 | 0 | 0 | 0 | 0 | 0 | 0 | 0 | 0 | 0 | 0 | 0 | 0 | 0
Transportation Sector Fuel Used[rail,passenger,battery electric vehicle,jet fuel tf] | NoSettings | 0 | 0 | 0 | 0 | 0 | 0 | 0 | 0 | 0 | 0 | 0 | 0 | 0 | 0 | 0 | 0 | 0 | 0 | 0 | 0 | 0 | 0 | 0 | 0 | 0 | 0 | 0 | 0 | 0 | 0 | 0
Transportation Sector Fuel Used[rail,passenger,battery electric vehicle,heavy or residual fuel oil tf] | NoSettings | 0 | 0 | 0 | 0 | 0 | 0 | 0 | 0 | 0 | 0 | 0 | 0 | 0 | 0 | 0 | 0 | 0 | 0 | 0 | 0 | 0 | 0 | 0 | 0 | 0 | 0 | 0 | 0 | 0 | 0 | 0
Transportation Sector Fuel Used[rail,passenger,battery electric vehicle,LPG propane or butane tf] | NoSettings | 0 | 0 | 0 | 0 | 0 | 0 | 0 | 0 | 0 | 0 | 0 | 0 | 0 | 0 | 0 | 0 | 0 | 0 | 0 | 0 | 0 | 0 | 0 | 0 | 0 | 0 | 0 | 0 | 0 | 0 | 0
Transportation Sector Fuel Used[rail,passenger,battery electric vehicle,hydrogen tf] | NoSettings | 0 | 0 | 0 | 0 | 0 | 0 | 0 | 0 | 0 | 0 | 0 | 0 | 0 | 0 | 0 | 0 | 0 | 0 | 0 | 0 | 0 | 0 | 0 | 0 | 0 | 0 | 0 | 0 | 0 | 0 | 0
Transportation Sector Fuel Used[rail,passenger,natural gas vehicle,electricity tf] | NoSettings | 0 | 0 | 0 | 0 | 0 | 0 | 0 | 0 | 0 | 0 | 0 | 0 | 0 | 0 | 0 | 0 | 0 | 0 | 0 | 0 | 0 | 0 | 0 | 0 | 0 | 0 | 0 | 0 | 0 | 0 | 0
Transportation Sector Fuel Used[rail,passenger,natural gas vehicle,natural gas tf] | NoSettings | 0 | 0 | 0 | 0 | 0 | 0 | 0 | 0 | 0 | 0 | 0 | 0 | 0 | 0 | 0 | 0 | 0 | 0 | 0 | 0 | 0 | 0 | 0 | 0 | 0 | 0 | 0 | 0 | 0 | 0 | 0
Transportation Sector Fuel Used[rail,passenger,natural gas vehicle,petroleum gasoline tf] | NoSettings | 0 | 0 | 0 | 0 | 0 | 0 | 0 | 0 | 0 | 0 | 0 | 0 | 0 | 0 | 0 | 0 | 0 | 0 | 0 | 0 | 0 | 0 | 0 | 0 | 0 | 0 | 0 | 0 | 0 | 0 | 0
Transportation Sector Fuel Used[rail,passenger,natural gas vehicle,petroleum diesel tf] | NoSettings | 0 | 0 | 0 | 0 | 0 | 0 | 0 | 0 | 0 | 0 | 0 | 0 | 0 | 0 | 0 | 0 | 0 | 0 | 0 | 0 | 0 | 0 | 0 | 0 | 0 | 0 | 0 | 0 | 0 | 0 | 0
Transportation Sector Fuel Used[rail,passenger,natural gas vehicle,biofuel gasoline tf] | NoSettings | 0 | 0 | 0 | 0 | 0 | 0 | 0 | 0 | 0 | 0 | 0 | 0 | 0 | 0 | 0 | 0 | 0 | 0 | 0 | 0 | 0 | 0 | 0 | 0 | 0 | 0 | 0 | 0 | 0 | 0 | 0
Transportation Sector Fuel Used[rail,passenger,natural gas vehicle,biofuel diesel tf] | NoSettings | 0 | 0 | 0 | 0 | 0 | 0 | 0 | 0 | 0 | 0 | 0 | 0 | 0 | 0 | 0 | 0 | 0 | 0 | 0 | 0 | 0 | 0 | 0 | 0 | 0 | 0 | 0 | 0 | 0 | 0 | 0
Transportation Sector Fuel Used[rail,passenger,natural gas vehicle,jet fuel tf] | NoSettings | 0 | 0 | 0 | 0 | 0 | 0 | 0 | 0 | 0 | 0 | 0 | 0 | 0 | 0 | 0 | 0 | 0 | 0 | 0 | 0 | 0 | 0 | 0 | 0 | 0 | 0 | 0 | 0 | 0 | 0 | 0
Transportation Sector Fuel Used[rail,passenger,natural gas vehicle,heavy or residual fuel oil tf] | NoSettings | 0 | 0 | 0 | 0 | 0 | 0 | 0 | 0 | 0 | 0 | 0 | 0 | 0 | 0 | 0 | 0 | 0 | 0 | 0 | 0 | 0 | 0 | 0 | 0 | 0 | 0 | 0 | 0 | 0 | 0 | 0
Transportation Sector Fuel Used[rail,passenger,natural gas vehicle,LPG propane or butane tf] | NoSettings | 0 | 0 | 0 | 0 | 0 | 0 | 0 | 0 | 0 | 0 | 0 | 0 | 0 | 0 | 0 | 0 | 0 | 0 | 0 | 0 | 0 | 0 | 0 | 0 | 0 | 0 | 0 | 0 | 0 | 0 | 0
Transportation Sector Fuel Used[rail,passenger,natural gas vehicle,hydrogen tf] | NoSettings | 0 | 0 | 0 | 0 | 0 | 0 | 0 | 0 | 0 | 0 | 0 | 0 | 0 | 0 | 0 | 0 | 0 | 0 | 0 | 0 | 0 | 0 | 0 | 0 | 0 | 0 | 0 | 0 | 0 | 0 | 0
Transportation Sector Fuel Used[rail,passenger,gasoline vehicle,electricity tf] | NoSettings | 0 | 0 | 0 | 0 | 0 | 0 | 0 | 0 | 0 | 0 | 0 | 0 | 0 | 0 | 0 | 0 | 0 | 0 | 0 | 0 | 0 | 0 | 0 | 0 | 0 | 0 | 0 | 0 | 0 | 0 | 0
Transportation Sector Fuel Used[rail,passenger,gasoline vehicle,natural gas tf] | NoSettings | 0 | 0 | 0 | 0 | 0 | 0 | 0 | 0 | 0 | 0 | 0 | 0 | 0 | 0 | 0 | 0 | 0 | 0 | 0 | 0 | 0 | 0 | 0 | 0 | 0 | 0 | 0 | 0 | 0 | 0 | 0
Transportation Sector Fuel Used[rail,passenger,gasoline vehicle,petroleum gasoline tf] | NoSettings | 0 | 0 | 0 | 0 | 0 | 0 | 0 | 0 | 0 | 0 | 0 | 0 | 0 | 0 | 0 | 0 | 0 | 0 | 0 | 0 | 0 | 0 | 0 | 0 | 0 | 0 | 0 | 0 | 0 | 0 | 0
Transportation Sector Fuel Used[rail,passenger,gasoline vehicle,petroleum diesel tf] | NoSettings | 0 | 0 | 0 | 0 | 0 | 0 | 0 | 0 | 0 | 0 | 0 | 0 | 0 | 0 | 0 | 0 | 0 | 0 | 0 | 0 | 0 | 0 | 0 | 0 | 0 | 0 | 0 | 0 | 0 | 0 | 0
Transportation Sector Fuel Used[rail,passenger,gasoline vehicle,biofuel gasoline tf] | NoSettings | 0 | 0 | 0 | 0 | 0 | 0 | 0 | 0 | 0 | 0 | 0 | 0 | 0 | 0 | 0 | 0 | 0 | 0 | 0 | 0 | 0 | 0 | 0 | 0 | 0 | 0 | 0 | 0 | 0 | 0 | 0
Transportation Sector Fuel Used[rail,passenger,gasoline vehicle,biofuel diesel tf] | NoSettings | 0 | 0 | 0 | 0 | 0 | 0 | 0 | 0 | 0 | 0 | 0 | 0 | 0 | 0 | 0 | 0 | 0 | 0 | 0 | 0 | 0 | 0 | 0 | 0 | 0 | 0 | 0 | 0 | 0 | 0 | 0
Transportation Sector Fuel Used[rail,passenger,gasoline vehicle,jet fuel tf] | NoSettings | 0 | 0 | 0 | 0 | 0 | 0 | 0 | 0 | 0 | 0 | 0 | 0 | 0 | 0 | 0 | 0 | 0 | 0 | 0 | 0 | 0 | 0 | 0 | 0 | 0 | 0 | 0 | 0 | 0 | 0 | 0
Transportation Sector Fuel Used[rail,passenger,gasoline vehicle,heavy or residual fuel oil tf] | NoSettings | 0 | 0 | 0 | 0 | 0 | 0 | 0 | 0 | 0 | 0 | 0 | 0 | 0 | 0 | 0 | 0 | 0 | 0 | 0 | 0 | 0 | 0 | 0 | 0 | 0 | 0 | 0 | 0 | 0 | 0 | 0
Transportation Sector Fuel Used[rail,passenger,gasoline vehicle,LPG propane or butane tf] | NoSettings | 0 | 0 | 0 | 0 | 0 | 0 | 0 | 0 | 0 | 0 | 0 | 0 | 0 | 0 | 0 | 0 | 0 | 0 | 0 | 0 | 0 | 0 | 0 | 0 | 0 | 0 | 0 | 0 | 0 | 0 | 0
Transportation Sector Fuel Used[rail,passenger,gasoline vehicle,hydrogen tf] | NoSettings | 0 | 0 | 0 | 0 | 0 | 0 | 0 | 0 | 0 | 0 | 0 | 0 | 0 | 0 | 0 | 0 | 0 | 0 | 0 | 0 | 0 | 0 | 0 | 0 | 0 | 0 | 0 | 0 | 0 | 0 | 0
Transportation Sector Fuel Used[rail,passenger,diesel vehicle,electricity tf] | NoSettings | 0 | 0 | 0 | 0 | 0 | 0 | 0 | 0 | 0 | 0 | 0 | 0 | 0 | 0 | 0 | 0 | 0 | 0 | 0 | 0 | 0 | 0 | 0 | 0 | 0 | 0 | 0 | 0 | 0 | 0 | 0
Transportation Sector Fuel Used[rail,passenger,diesel vehicle,natural gas tf] | NoSettings | 0 | 0 | 0 | 0 | 0 | 0 | 0 | 0 | 0 | 0 | 0 | 0 | 0 | 0 | 0 | 0 | 0 | 0 | 0 | 0 | 0 | 0 | 0 | 0 | 0 | 0 | 0 | 0 | 0 | 0 | 0
Transportation Sector Fuel Used[rail,passenger,diesel vehicle,petroleum gasoline tf] | NoSettings | 0 | 0 | 0 | 0 | 0 | 0 | 0 | 0 | 0 | 0 | 0 | 0 | 0 | 0 | 0 | 0 | 0 | 0 | 0 | 0 | 0 | 0 | 0 | 0 | 0 | 0 | 0 | 0 | 0 | 0 | 0
Transportation Sector Fuel Used[rail,passenger,diesel vehicle,petroleum diesel tf] | NoSettings | 640524000000 | 629818000000 | 616862000000 | 605821000000 | 594538000000 | 583726000000 | 571795000000 | 561288000000 | 550784000000 | 540198000000 | 529607000000 | 518989000000 | 508474000000 | 498129000000 | 487958000000 | 480624000000 | 473405000000 | 466271000000 | 459866000000 | 453526000000 | 447276000000 | 441063000000 | 435114000000 | 429419000000 | 425866000000 | 422461000000 | 419170000000 | 416164000000 | 413345000000 | 410791000000 | 407932000000
Transportation Sector Fuel Used[rail,passenger,diesel vehicle,biofuel gasoline tf] | NoSettings | 0 | 0 | 0 | 0 | 0 | 0 | 0 | 0 | 0 | 0 | 0 | 0 | 0 | 0 | 0 | 0 | 0 | 0 | 0 | 0 | 0 | 0 | 0 | 0 | 0 | 0 | 0 | 0 | 0 | 0 | 0
Transportation Sector Fuel Used[rail,passenger,diesel vehicle,biofuel diesel tf] | NoSettings | 0 | 0 | 0 | 0 | 0 | 0 | 0 | 0 | 0 | 0 | 0 | 0 | 0 | 0 | 0 | 0 | 0 | 0 | 0 | 0 | 0 | 0 | 0 | 0 | 0 | 0 | 0 | 0 | 0 | 0 | 0
Transportation Sector Fuel Used[rail,passenger,diesel vehicle,jet fuel tf] | NoSettings | 0 | 0 | 0 | 0 | 0 | 0 | 0 | 0 | 0 | 0 | 0 | 0 | 0 | 0 | 0 | 0 | 0 | 0 | 0 | 0 | 0 | 0 | 0 | 0 | 0 | 0 | 0 | 0 | 0 | 0 | 0
Transportation Sector Fuel Used[rail,passenger,diesel vehicle,heavy or residual fuel oil tf] | NoSettings | 0 | 0 | 0 | 0 | 0 | 0 | 0 | 0 | 0 | 0 | 0 | 0 | 0 | 0 | 0 | 0 | 0 | 0 | 0 | 0 | 0 | 0 | 0 | 0 | 0 | 0 | 0 | 0 | 0 | 0 | 0
Transportation Sector Fuel Used[rail,passenger,diesel vehicle,LPG propane or butane tf] | NoSettings | 0 | 0 | 0 | 0 | 0 | 0 | 0 | 0 | 0 | 0 | 0 | 0 | 0 | 0 | 0 | 0 | 0 | 0 | 0 | 0 | 0 | 0 | 0 | 0 | 0 | 0 | 0 | 0 | 0 | 0 | 0
Transportation Sector Fuel Used[rail,passenger,diesel vehicle,hydrogen tf] | NoSettings | 0 | 0 | 0 | 0 | 0 | 0 | 0 | 0 | 0 | 0 | 0 | 0 | 0 | 0 | 0 | 0 | 0 | 0 | 0 | 0 | 0 | 0 | 0 | 0 | 0 | 0 | 0 | 0 | 0 | 0 | 0
Transportation Sector Fuel Used[rail,passenger,plugin hybrid vehicle,electricity tf] | NoSettings | 0 | 0 | 0 | 0 | 0 | 0 | 0 | 0 | 0 | 0 | 0 | 0 | 0 | 0 | 0 | 0 | 0 | 0 | 0 | 0 | 0 | 0 | 0 | 0 | 0 | 0 | 0 | 0 | 0 | 0 | 0
Transportation Sector Fuel Used[rail,passenger,plugin hybrid vehicle,natural gas tf] | NoSettings | 0 | 0 | 0 | 0 | 0 | 0 | 0 | 0 | 0 | 0 | 0 | 0 | 0 | 0 | 0 | 0 | 0 | 0 | 0 | 0 | 0 | 0 | 0 | 0 | 0 | 0 | 0 | 0 | 0 | 0 | 0
Transportation Sector Fuel Used[rail,passenger,plugin hybrid vehicle,petroleum gasoline tf] | NoSettings | 0 | 0 | 0 | 0 | 0 | 0 | 0 | 0 | 0 | 0 | 0 | 0 | 0 | 0 | 0 | 0 | 0 | 0 | 0 | 0 | 0 | 0 | 0 | 0 | 0 | 0 | 0 | 0 | 0 | 0 | 0
Transportation Sector Fuel Used[rail,passenger,plugin hybrid vehicle,petroleum diesel tf] | NoSettings | 0 | 0 | 0 | 0 | 0 | 0 | 0 | 0 | 0 | 0 | 0 | 0 | 0 | 0 | 0 | 0 | 0 | 0 | 0 | 0 | 0 | 0 | 0 | 0 | 0 | 0 | 0 | 0 | 0 | 0 | 0
Transportation Sector Fuel Used[rail,passenger,plugin hybrid vehicle,biofuel gasoline tf] | NoSettings | 0 | 0 | 0 | 0 | 0 | 0 | 0 | 0 | 0 | 0 | 0 | 0 | 0 | 0 | 0 | 0 | 0 | 0 | 0 | 0 | 0 | 0 | 0 | 0 | 0 | 0 | 0 | 0 | 0 | 0 | 0
Transportation Sector Fuel Used[rail,passenger,plugin hybrid vehicle,biofuel diesel tf] | NoSettings | 0 | 0 | 0 | 0 | 0 | 0 | 0 | 0 | 0 | 0 | 0 | 0 | 0 | 0 | 0 | 0 | 0 | 0 | 0 | 0 | 0 | 0 | 0 | 0 | 0 | 0 | 0 | 0 | 0 | 0 | 0
Transportation Sector Fuel Used[rail,passenger,plugin hybrid vehicle,jet fuel tf] | NoSettings | 0 | 0 | 0 | 0 | 0 | 0 | 0 | 0 | 0 | 0 | 0 | 0 | 0 | 0 | 0 | 0 | 0 | 0 | 0 | 0 | 0 | 0 | 0 | 0 | 0 | 0 | 0 | 0 | 0 | 0 | 0
Transportation Sector Fuel Used[rail,passenger,plugin hybrid vehicle,heavy or residual fuel oil tf] | NoSettings | 0 | 0 | 0 | 0 | 0 | 0 | 0 | 0 | 0 | 0 | 0 | 0 | 0 | 0 | 0 | 0 | 0 | 0 | 0 | 0 | 0 | 0 | 0 | 0 | 0 | 0 | 0 | 0 | 0 | 0 | 0
Transportation Sector Fuel Used[rail,passenger,plugin hybrid vehicle,LPG propane or butane tf] | NoSettings | 0 | 0 | 0 | 0 | 0 | 0 | 0 | 0 | 0 | 0 | 0 | 0 | 0 | 0 | 0 | 0 | 0 | 0 | 0 | 0 | 0 | 0 | 0 | 0 | 0 | 0 | 0 | 0 | 0 | 0 | 0
Transportation Sector Fuel Used[rail,passenger,plugin hybrid vehicle,hydrogen tf] | NoSettings | 0 | 0 | 0 | 0 | 0 | 0 | 0 | 0 | 0 | 0 | 0 | 0 | 0 | 0 | 0 | 0 | 0 | 0 | 0 | 0 | 0 | 0 | 0 | 0 | 0 | 0 | 0 | 0 | 0 | 0 | 0
Transportation Sector Fuel Used[rail,passenger,LPG vehicle,electricity tf] | NoSettings | 0 | 0 | 0 | 0 | 0 | 0 | 0 | 0 | 0 | 0 | 0 | 0 | 0 | 0 | 0 | 0 | 0 | 0 | 0 | 0 | 0 | 0 | 0 | 0 | 0 | 0 | 0 | 0 | 0 | 0 | 0
Transportation Sector Fuel Used[rail,passenger,LPG vehicle,natural gas tf] | NoSettings | 0 | 0 | 0 | 0 | 0 | 0 | 0 | 0 | 0 | 0 | 0 | 0 | 0 | 0 | 0 | 0 | 0 | 0 | 0 | 0 | 0 | 0 | 0 | 0 | 0 | 0 | 0 | 0 | 0 | 0 | 0
Transportation Sector Fuel Used[rail,passenger,LPG vehicle,petroleum gasoline tf] | NoSettings | 0 | 0 | 0 | 0 | 0 | 0 | 0 | 0 | 0 | 0 | 0 | 0 | 0 | 0 | 0 | 0 | 0 | 0 | 0 | 0 | 0 | 0 | 0 | 0 | 0 | 0 | 0 | 0 | 0 | 0 | 0
Transportation Sector Fuel Used[rail,passenger,LPG vehicle,petroleum diesel tf] | NoSettings | 0 | 0 | 0 | 0 | 0 | 0 | 0 | 0 | 0 | 0 | 0 | 0 | 0 | 0 | 0 | 0 | 0 | 0 | 0 | 0 | 0 | 0 | 0 | 0 | 0 | 0 | 0 | 0 | 0 | 0 | 0
Transportation Sector Fuel Used[rail,passenger,LPG vehicle,biofuel gasoline tf] | NoSettings | 0 | 0 | 0 | 0 | 0 | 0 | 0 | 0 | 0 | 0 | 0 | 0 | 0 | 0 | 0 | 0 | 0 | 0 | 0 | 0 | 0 | 0 | 0 | 0 | 0 | 0 | 0 | 0 | 0 | 0 | 0
Transportation Sector Fuel Used[rail,passenger,LPG vehicle,biofuel diesel tf] | NoSettings | 0 | 0 | 0 | 0 | 0 | 0 | 0 | 0 | 0 | 0 | 0 | 0 | 0 | 0 | 0 | 0 | 0 | 0 | 0 | 0 | 0 | 0 | 0 | 0 | 0 | 0 | 0 | 0 | 0 | 0 | 0
Transportation Sector Fuel Used[rail,passenger,LPG vehicle,jet fuel tf] | NoSettings | 0 | 0 | 0 | 0 | 0 | 0 | 0 | 0 | 0 | 0 | 0 | 0 | 0 | 0 | 0 | 0 | 0 | 0 | 0 | 0 | 0 | 0 | 0 | 0 | 0 | 0 | 0 | 0 | 0 | 0 | 0
Transportation Sector Fuel Used[rail,passenger,LPG vehicle,heavy or residual fuel oil tf] | NoSettings | 0 | 0 | 0 | 0 | 0 | 0 | 0 | 0 | 0 | 0 | 0 | 0 | 0 | 0 | 0 | 0 | 0 | 0 | 0 | 0 | 0 | 0 | 0 | 0 | 0 | 0 | 0 | 0 | 0 | 0 | 0
Transportation Sector Fuel Used[rail,passenger,LPG vehicle,LPG propane or butane tf] | NoSettings | 0 | 0 | 0 | 0 | 0 | 0 | 0 | 0 | 0 | 0 | 0 | 0 | 0 | 0 | 0 | 0 | 0 | 0 | 0 | 0 | 0 | 0 | 0 | 0 | 0 | 0 | 0 | 0 | 0 | 0 | 0
Transportation Sector Fuel Used[rail,passenger,LPG vehicle,hydrogen tf] | NoSettings | 0 | 0 | 0 | 0 | 0 | 0 | 0 | 0 | 0 | 0 | 0 | 0 | 0 | 0 | 0 | 0 | 0 | 0 | 0 | 0 | 0 | 0 | 0 | 0 | 0 | 0 | 0 | 0 | 0 | 0 | 0
Transportation Sector Fuel Used[rail,passenger,hydrogen vehicle,electricity tf] | NoSettings | 0 | 0 | 0 | 0 | 0 | 0 | 0 | 0 | 0 | 0 | 0 | 0 | 0 | 0 | 0 | 0 | 0 | 0 | 0 | 0 | 0 | 0 | 0 | 0 | 0 | 0 | 0 | 0 | 0 | 0 | 0
Transportation Sector Fuel Used[rail,passenger,hydrogen vehicle,natural gas tf] | NoSettings | 0 | 0 | 0 | 0 | 0 | 0 | 0 | 0 | 0 | 0 | 0 | 0 | 0 | 0 | 0 | 0 | 0 | 0 | 0 | 0 | 0 | 0 | 0 | 0 | 0 | 0 | 0 | 0 | 0 | 0 | 0
Transportation Sector Fuel Used[rail,passenger,hydrogen vehicle,petroleum gasoline tf] | NoSettings | 0 | 0 | 0 | 0 | 0 | 0 | 0 | 0 | 0 | 0 | 0 | 0 | 0 | 0 | 0 | 0 | 0 | 0 | 0 | 0 | 0 | 0 | 0 | 0 | 0 | 0 | 0 | 0 | 0 | 0 | 0
Transportation Sector Fuel Used[rail,passenger,hydrogen vehicle,petroleum diesel tf] | NoSettings | 0 | 0 | 0 | 0 | 0 | 0 | 0 | 0 | 0 | 0 | 0 | 0 | 0 | 0 | 0 | 0 | 0 | 0 | 0 | 0 | 0 | 0 | 0 | 0 | 0 | 0 | 0 | 0 | 0 | 0 | 0
Transportation Sector Fuel Used[rail,passenger,hydrogen vehicle,biofuel gasoline tf] | NoSettings | 0 | 0 | 0 | 0 | 0 | 0 | 0 | 0 | 0 | 0 | 0 | 0 | 0 | 0 | 0 | 0 | 0 | 0 | 0 | 0 | 0 | 0 | 0 | 0 | 0 | 0 | 0 | 0 | 0 | 0 | 0
Transportation Sector Fuel Used[rail,passenger,hydrogen vehicle,biofuel diesel tf] | NoSettings | 0 | 0 | 0 | 0 | 0 | 0 | 0 | 0 | 0 | 0 | 0 | 0 | 0 | 0 | 0 | 0 | 0 | 0 | 0 | 0 | 0 | 0 | 0 | 0 | 0 | 0 | 0 | 0 | 0 | 0 | 0
Transportation Sector Fuel Used[rail,passenger,hydrogen vehicle,jet fuel tf] | NoSettings | 0 | 0 | 0 | 0 | 0 | 0 | 0 | 0 | 0 | 0 | 0 | 0 | 0 | 0 | 0 | 0 | 0 | 0 | 0 | 0 | 0 | 0 | 0 | 0 | 0 | 0 | 0 | 0 | 0 | 0 | 0
Transportation Sector Fuel Used[rail,passenger,hydrogen vehicle,heavy or residual fuel oil tf] | NoSettings | 0 | 0 | 0 | 0 | 0 | 0 | 0 | 0 | 0 | 0 | 0 | 0 | 0 | 0 | 0 | 0 | 0 | 0 | 0 | 0 | 0 | 0 | 0 | 0 | 0 | 0 | 0 | 0 | 0 | 0 | 0
Transportation Sector Fuel Used[rail,passenger,hydrogen vehicle,LPG propane or butane tf] | NoSettings | 0 | 0 | 0 | 0 | 0 | 0 | 0 | 0 | 0 | 0 | 0 | 0 | 0 | 0 | 0 | 0 | 0 | 0 | 0 | 0 | 0 | 0 | 0 | 0 | 0 | 0 | 0 | 0 | 0 | 0 | 0
Transportation Sector Fuel Used[rail,passenger,hydrogen vehicle,hydrogen tf] | NoSettings | 0 | 0 | 0 | 0 | 0 | 0 | 0 | 0 | 0 | 0 | 0 | 0 | 0 | 0 | 0 | 0 | 0 | 0 | 0 | 0 | 0 | 0 | 0 | 0 | 0 | 0 | 0 | 0 | 0 | 0 | 0
Transportation Sector Fuel Used[rail,freight,battery electric vehicle,electricity tf] | NoSettings | 0 | 0 | 0 | 0 | 0 | 0 | 0 | 0 | 0 | 0 | 0 | 0 | 0 | 0 | 0 | 0 | 0 | 0 | 0 | 0 | 0 | 0 | 0 | 0 | 0 | 0 | 0 | 0 | 0 | 0 | 0
Transportation Sector Fuel Used[rail,freight,battery electric vehicle,natural gas tf] | NoSettings | 0 | 0 | 0 | 0 | 0 | 0 | 0 | 0 | 0 | 0 | 0 | 0 | 0 | 0 | 0 | 0 | 0 | 0 | 0 | 0 | 0 | 0 | 0 | 0 | 0 | 0 | 0 | 0 | 0 | 0 | 0
Transportation Sector Fuel Used[rail,freight,battery electric vehicle,petroleum gasoline tf] | NoSettings | 0 | 0 | 0 | 0 | 0 | 0 | 0 | 0 | 0 | 0 | 0 | 0 | 0 | 0 | 0 | 0 | 0 | 0 | 0 | 0 | 0 | 0 | 0 | 0 | 0 | 0 | 0 | 0 | 0 | 0 | 0
Transportation Sector Fuel Used[rail,freight,battery electric vehicle,petroleum diesel tf] | NoSettings | 0 | 0 | 0 | 0 | 0 | 0 | 0 | 0 | 0 | 0 | 0 | 0 | 0 | 0 | 0 | 0 | 0 | 0 | 0 | 0 | 0 | 0 | 0 | 0 | 0 | 0 | 0 | 0 | 0 | 0 | 0
Transportation Sector Fuel Used[rail,freight,battery electric vehicle,biofuel gasoline tf] | NoSettings | 0 | 0 | 0 | 0 | 0 | 0 | 0 | 0 | 0 | 0 | 0 | 0 | 0 | 0 | 0 | 0 | 0 | 0 | 0 | 0 | 0 | 0 | 0 | 0 | 0 | 0 | 0 | 0 | 0 | 0 | 0
Transportation Sector Fuel Used[rail,freight,battery electric vehicle,biofuel diesel tf] | NoSettings | 0 | 0 | 0 | 0 | 0 | 0 | 0 | 0 | 0 | 0 | 0 | 0 | 0 | 0 | 0 | 0 | 0 | 0 | 0 | 0 | 0 | 0 | 0 | 0 | 0 | 0 | 0 | 0 | 0 | 0 | 0
Transportation Sector Fuel Used[rail,freight,battery electric vehicle,jet fuel tf] | NoSettings | 0 | 0 | 0 | 0 | 0 | 0 | 0 | 0 | 0 | 0 | 0 | 0 | 0 | 0 | 0 | 0 | 0 | 0 | 0 | 0 | 0 | 0 | 0 | 0 | 0 | 0 | 0 | 0 | 0 | 0 | 0
Transportation Sector Fuel Used[rail,freight,battery electric vehicle,heavy or residual fuel oil tf] | NoSettings | 0 | 0 | 0 | 0 | 0 | 0 | 0 | 0 | 0 | 0 | 0 | 0 | 0 | 0 | 0 | 0 | 0 | 0 | 0 | 0 | 0 | 0 | 0 | 0 | 0 | 0 | 0 | 0 | 0 | 0 | 0
Transportation Sector Fuel Used[rail,freight,battery electric vehicle,LPG propane or butane tf] | NoSettings | 0 | 0 | 0 | 0 | 0 | 0 | 0 | 0 | 0 | 0 | 0 | 0 | 0 | 0 | 0 | 0 | 0 | 0 | 0 | 0 | 0 | 0 | 0 | 0 | 0 | 0 | 0 | 0 | 0 | 0 | 0
Transportation Sector Fuel Used[rail,freight,battery electric vehicle,hydrogen tf] | NoSettings | 0 | 0 | 0 | 0 | 0 | 0 | 0 | 0 | 0 | 0 | 0 | 0 | 0 | 0 | 0 | 0 | 0 | 0 | 0 | 0 | 0 | 0 | 0 | 0 | 0 | 0 | 0 | 0 | 0 | 0 | 0
Transportation Sector Fuel Used[rail,freight,natural gas vehicle,electricity tf] | NoSettings | 0 | 0 | 0 | 0 | 0 | 0 | 0 | 0 | 0 | 0 | 0 | 0 | 0 | 0 | 0 | 0 | 0 | 0 | 0 | 0 | 0 | 0 | 0 | 0 | 0 | 0 | 0 | 0 | 0 | 0 | 0
Transportation Sector Fuel Used[rail,freight,natural gas vehicle,natural gas tf] | NoSettings | 0 | 0 | 0 | 0 | 0 | 0 | 0 | 0 | 0 | 0 | 0 | 0 | 0 | 0 | 0 | 0 | 0 | 0 | 0 | 0 | 0 | 0 | 0 | 0 | 0 | 0 | 0 | 0 | 0 | 0 | 0
Transportation Sector Fuel Used[rail,freight,natural gas vehicle,petroleum gasoline tf] | NoSettings | 0 | 0 | 0 | 0 | 0 | 0 | 0 | 0 | 0 | 0 | 0 | 0 | 0 | 0 | 0 | 0 | 0 | 0 | 0 | 0 | 0 | 0 | 0 | 0 | 0 | 0 | 0 | 0 | 0 | 0 | 0
Transportation Sector Fuel Used[rail,freight,natural gas vehicle,petroleum diesel tf] | NoSettings | 0 | 0 | 0 | 0 | 0 | 0 | 0 | 0 | 0 | 0 | 0 | 0 | 0 | 0 | 0 | 0 | 0 | 0 | 0 | 0 | 0 | 0 | 0 | 0 | 0 | 0 | 0 | 0 | 0 | 0 | 0
Transportation Sector Fuel Used[rail,freight,natural gas vehicle,biofuel gasoline tf] | NoSettings | 0 | 0 | 0 | 0 | 0 | 0 | 0 | 0 | 0 | 0 | 0 | 0 | 0 | 0 | 0 | 0 | 0 | 0 | 0 | 0 | 0 | 0 | 0 | 0 | 0 | 0 | 0 | 0 | 0 | 0 | 0
Transportation Sector Fuel Used[rail,freight,natural gas vehicle,biofuel diesel tf] | NoSettings | 0 | 0 | 0 | 0 | 0 | 0 | 0 | 0 | 0 | 0 | 0 | 0 | 0 | 0 | 0 | 0 | 0 | 0 | 0 | 0 | 0 | 0 | 0 | 0 | 0 | 0 | 0 | 0 | 0 | 0 | 0
Transportation Sector Fuel Used[rail,freight,natural gas vehicle,jet fuel tf] | NoSettings | 0 | 0 | 0 | 0 | 0 | 0 | 0 | 0 | 0 | 0 | 0 | 0 | 0 | 0 | 0 | 0 | 0 | 0 | 0 | 0 | 0 | 0 | 0 | 0 | 0 | 0 | 0 | 0 | 0 | 0 | 0
Transportation Sector Fuel Used[rail,freight,natural gas vehicle,heavy or residual fuel oil tf] | NoSettings | 0 | 0 | 0 | 0 | 0 | 0 | 0 | 0 | 0 | 0 | 0 | 0 | 0 | 0 | 0 | 0 | 0 | 0 | 0 | 0 | 0 | 0 | 0 | 0 | 0 | 0 | 0 | 0 | 0 | 0 | 0
Transportation Sector Fuel Used[rail,freight,natural gas vehicle,LPG propane or butane tf] | NoSettings | 0 | 0 | 0 | 0 | 0 | 0 | 0 | 0 | 0 | 0 | 0 | 0 | 0 | 0 | 0 | 0 | 0 | 0 | 0 | 0 | 0 | 0 | 0 | 0 | 0 | 0 | 0 | 0 | 0 | 0 | 0
Transportation Sector Fuel Used[rail,freight,natural gas vehicle,hydrogen tf] | NoSettings | 0 | 0 | 0 | 0 | 0 | 0 | 0 | 0 | 0 | 0 | 0 | 0 | 0 | 0 | 0 | 0 | 0 | 0 | 0 | 0 | 0 | 0 | 0 | 0 | 0 | 0 | 0 | 0 | 0 | 0 | 0
Transportation Sector Fuel Used[rail,freight,gasoline vehicle,electricity tf] | NoSettings | 0 | 0 | 0 | 0 | 0 | 0 | 0 | 0 | 0 | 0 | 0 | 0 | 0 | 0 | 0 | 0 | 0 | 0 | 0 | 0 | 0 | 0 | 0 | 0 | 0 | 0 | 0 | 0 | 0 | 0 | 0
Transportation Sector Fuel Used[rail,freight,gasoline vehicle,natural gas tf] | NoSettings | 0 | 0 | 0 | 0 | 0 | 0 | 0 | 0 | 0 | 0 | 0 | 0 | 0 | 0 | 0 | 0 | 0 | 0 | 0 | 0 | 0 | 0 | 0 | 0 | 0 | 0 | 0 | 0 | 0 | 0 | 0
Transportation Sector Fuel Used[rail,freight,gasoline vehicle,petroleum gasoline tf] | NoSettings | 0 | 0 | 0 | 0 | 0 | 0 | 0 | 0 | 0 | 0 | 0 | 0 | 0 | 0 | 0 | 0 | 0 | 0 | 0 | 0 | 0 | 0 | 0 | 0 | 0 | 0 | 0 | 0 | 0 | 0 | 0
Transportation Sector Fuel Used[rail,freight,gasoline vehicle,petroleum diesel tf] | NoSettings | 0 | 0 | 0 | 0 | 0 | 0 | 0 | 0 | 0 | 0 | 0 | 0 | 0 | 0 | 0 | 0 | 0 | 0 | 0 | 0 | 0 | 0 | 0 | 0 | 0 | 0 | 0 | 0 | 0 | 0 | 0
Transportation Sector Fuel Used[rail,freight,gasoline vehicle,biofuel gasoline tf] | NoSettings | 0 | 0 | 0 | 0 | 0 | 0 | 0 | 0 | 0 | 0 | 0 | 0 | 0 | 0 | 0 | 0 | 0 | 0 | 0 | 0 | 0 | 0 | 0 | 0 | 0 | 0 | 0 | 0 | 0 | 0 | 0
Transportation Sector Fuel Used[rail,freight,gasoline vehicle,biofuel diesel tf] | NoSettings | 0 | 0 | 0 | 0 | 0 | 0 | 0 | 0 | 0 | 0 | 0 | 0 | 0 | 0 | 0 | 0 | 0 | 0 | 0 | 0 | 0 | 0 | 0 | 0 | 0 | 0 | 0 | 0 | 0 | 0 | 0
Transportation Sector Fuel Used[rail,freight,gasoline vehicle,jet fuel tf] | NoSettings | 0 | 0 | 0 | 0 | 0 | 0 | 0 | 0 | 0 | 0 | 0 | 0 | 0 | 0 | 0 | 0 | 0 | 0 | 0 | 0 | 0 | 0 | 0 | 0 | 0 | 0 | 0 | 0 | 0 | 0 | 0
Transportation Sector Fuel Used[rail,freight,gasoline vehicle,heavy or residual fuel oil tf] | NoSettings | 0 | 0 | 0 | 0 | 0 | 0 | 0 | 0 | 0 | 0 | 0 | 0 | 0 | 0 | 0 | 0 | 0 | 0 | 0 | 0 | 0 | 0 | 0 | 0 | 0 | 0 | 0 | 0 | 0 | 0 | 0
Transportation Sector Fuel Used[rail,freight,gasoline vehicle,LPG propane or butane tf] | NoSettings | 0 | 0 | 0 | 0 | 0 | 0 | 0 | 0 | 0 | 0 | 0 | 0 | 0 | 0 | 0 | 0 | 0 | 0 | 0 | 0 | 0 | 0 | 0 | 0 | 0 | 0 | 0 | 0 | 0 | 0 | 0
Transportation Sector Fuel Used[rail,freight,gasoline vehicle,hydrogen tf] | NoSettings | 0 | 0 | 0 | 0 | 0 | 0 | 0 | 0 | 0 | 0 | 0 | 0 | 0 | 0 | 0 | 0 | 0 | 0 | 0 | 0 | 0 | 0 | 0 | 0 | 0 | 0 | 0 | 0 | 0 | 0 | 0
Transportation Sector Fuel Used[rail,freight,diesel vehicle,electricity tf] | NoSettings | 0 | 0 | 0 | 0 | 0 | 0 | 0 | 0 | 0 | 0 | 0 | 0 | 0 | 0 | 0 | 0 | 0 | 0 | 0 | 0 | 0 | 0 | 0 | 0 | 0 | 0 | 0 | 0 | 0 | 0 | 0
Transportation Sector Fuel Used[rail,freight,diesel vehicle,natural gas tf] | NoSettings | 0 | 0 | 0 | 0 | 0 | 0 | 0 | 0 | 0 | 0 | 0 | 0 | 0 | 0 | 0 | 0 | 0 | 0 | 0 | 0 | 0 | 0 | 0 | 0 | 0 | 0 | 0 | 0 | 0 | 0 | 0
Transportation Sector Fuel Used[rail,freight,diesel vehicle,petroleum gasoline tf] | NoSettings | 0 | 0 | 0 | 0 | 0 | 0 | 0 | 0 | 0 | 0 | 0 | 0 | 0 | 0 | 0 | 0 | 0 | 0 | 0 | 0 | 0 | 0 | 0 | 0 | 0 | 0 | 0 | 0 | 0 | 0 | 0
Transportation Sector Fuel Used[rail,freight,diesel vehicle,petroleum diesel tf] | NoSettings | 21269400000000 | 21566100000000 | 22079200000000 | 22393800000000 | 22703700000000 | 23214100000000 | 23513200000000 | 24005800000000 | 24499300000000 | 24788900000000 | 25273100000000 | 25757900000000 | 26246000000000 | 26538400000000 | 27033000000000 | 27534300000000 | 28240200000000 | 28755300000000 | 29290500000000 | 29833300000000 | 30583800000000 | 31145200000000 | 31907700000000 | 32484600000000 | 33262400000000 | 34047900000000 | 34645200000000 | 35443400000000 | 36244900000000 | 37247400000000 | 37876400000000
Transportation Sector Fuel Used[rail,freight,diesel vehicle,biofuel gasoline tf] | NoSettings | 0 | 0 | 0 | 0 | 0 | 0 | 0 | 0 | 0 | 0 | 0 | 0 | 0 | 0 | 0 | 0 | 0 | 0 | 0 | 0 | 0 | 0 | 0 | 0 | 0 | 0 | 0 | 0 | 0 | 0 | 0
Transportation Sector Fuel Used[rail,freight,diesel vehicle,biofuel diesel tf] | NoSettings | 0 | 0 | 0 | 0 | 0 | 0 | 0 | 0 | 0 | 0 | 0 | 0 | 0 | 0 | 0 | 0 | 0 | 0 | 0 | 0 | 0 | 0 | 0 | 0 | 0 | 0 | 0 | 0 | 0 | 0 | 0
Transportation Sector Fuel Used[rail,freight,diesel vehicle,jet fuel tf] | NoSettings | 0 | 0 | 0 | 0 | 0 | 0 | 0 | 0 | 0 | 0 | 0 | 0 | 0 | 0 | 0 | 0 | 0 | 0 | 0 | 0 | 0 | 0 | 0 | 0 | 0 | 0 | 0 | 0 | 0 | 0 | 0
Transportation Sector Fuel Used[rail,freight,diesel vehicle,heavy or residual fuel oil tf] | NoSettings | 0 | 0 | 0 | 0 | 0 | 0 | 0 | 0 | 0 | 0 | 0 | 0 | 0 | 0 | 0 | 0 | 0 | 0 | 0 | 0 | 0 | 0 | 0 | 0 | 0 | 0 | 0 | 0 | 0 | 0 | 0
Transportation Sector Fuel Used[rail,freight,diesel vehicle,LPG propane or butane tf] | NoSettings | 0 | 0 | 0 | 0 | 0 | 0 | 0 | 0 | 0 | 0 | 0 | 0 | 0 | 0 | 0 | 0 | 0 | 0 | 0 | 0 | 0 | 0 | 0 | 0 | 0 | 0 | 0 | 0 | 0 | 0 | 0
Transportation Sector Fuel Used[rail,freight,diesel vehicle,hydrogen tf] | NoSettings | 0 | 0 | 0 | 0 | 0 | 0 | 0 | 0 | 0 | 0 | 0 | 0 | 0 | 0 | 0 | 0 | 0 | 0 | 0 | 0 | 0 | 0 | 0 | 0 | 0 | 0 | 0 | 0 | 0 | 0 | 0
Transportation Sector Fuel Used[rail,freight,plugin hybrid vehicle,electricity tf] | NoSettings | 0 | 0 | 0 | 0 | 0 | 0 | 0 | 0 | 0 | 0 | 0 | 0 | 0 | 0 | 0 | 0 | 0 | 0 | 0 | 0 | 0 | 0 | 0 | 0 | 0 | 0 | 0 | 0 | 0 | 0 | 0
Transportation Sector Fuel Used[rail,freight,plugin hybrid vehicle,natural gas tf] | NoSettings | 0 | 0 | 0 | 0 | 0 | 0 | 0 | 0 | 0 | 0 | 0 | 0 | 0 | 0 | 0 | 0 | 0 | 0 | 0 | 0 | 0 | 0 | 0 | 0 | 0 | 0 | 0 | 0 | 0 | 0 | 0
Transportation Sector Fuel Used[rail,freight,plugin hybrid vehicle,petroleum gasoline tf] | NoSettings | 0 | 0 | 0 | 0 | 0 | 0 | 0 | 0 | 0 | 0 | 0 | 0 | 0 | 0 | 0 | 0 | 0 | 0 | 0 | 0 | 0 | 0 | 0 | 0 | 0 | 0 | 0 | 0 | 0 | 0 | 0
Transportation Sector Fuel Used[rail,freight,plugin hybrid vehicle,petroleum diesel tf] | NoSettings | 0 | 0 | 0 | 0 | 0 | 0 | 0 | 0 | 0 | 0 | 0 | 0 | 0 | 0 | 0 | 0 | 0 | 0 | 0 | 0 | 0 | 0 | 0 | 0 | 0 | 0 | 0 | 0 | 0 | 0 | 0
Transportation Sector Fuel Used[rail,freight,plugin hybrid vehicle,biofuel gasoline tf] | NoSettings | 0 | 0 | 0 | 0 | 0 | 0 | 0 | 0 | 0 | 0 | 0 | 0 | 0 | 0 | 0 | 0 | 0 | 0 | 0 | 0 | 0 | 0 | 0 | 0 | 0 | 0 | 0 | 0 | 0 | 0 | 0
Transportation Sector Fuel Used[rail,freight,plugin hybrid vehicle,biofuel diesel tf] | NoSettings | 0 | 0 | 0 | 0 | 0 | 0 | 0 | 0 | 0 | 0 | 0 | 0 | 0 | 0 | 0 | 0 | 0 | 0 | 0 | 0 | 0 | 0 | 0 | 0 | 0 | 0 | 0 | 0 | 0 | 0 | 0
Transportation Sector Fuel Used[rail,freight,plugin hybrid vehicle,jet fuel tf] | NoSettings | 0 | 0 | 0 | 0 | 0 | 0 | 0 | 0 | 0 | 0 | 0 | 0 | 0 | 0 | 0 | 0 | 0 | 0 | 0 | 0 | 0 | 0 | 0 | 0 | 0 | 0 | 0 | 0 | 0 | 0 | 0
Transportation Sector Fuel Used[rail,freight,plugin hybrid vehicle,heavy or residual fuel oil tf] | NoSettings | 0 | 0 | 0 | 0 | 0 | 0 | 0 | 0 | 0 | 0 | 0 | 0 | 0 | 0 | 0 | 0 | 0 | 0 | 0 | 0 | 0 | 0 | 0 | 0 | 0 | 0 | 0 | 0 | 0 | 0 | 0
Transportation Sector Fuel Used[rail,freight,plugin hybrid vehicle,LPG propane or butane tf] | NoSettings | 0 | 0 | 0 | 0 | 0 | 0 | 0 | 0 | 0 | 0 | 0 | 0 | 0 | 0 | 0 | 0 | 0 | 0 | 0 | 0 | 0 | 0 | 0 | 0 | 0 | 0 | 0 | 0 | 0 | 0 | 0
Transportation Sector Fuel Used[rail,freight,plugin hybrid vehicle,hydrogen tf] | NoSettings | 0 | 0 | 0 | 0 | 0 | 0 | 0 | 0 | 0 | 0 | 0 | 0 | 0 | 0 | 0 | 0 | 0 | 0 | 0 | 0 | 0 | 0 | 0 | 0 | 0 | 0 | 0 | 0 | 0 | 0 | 0
Transportation Sector Fuel Used[rail,freight,LPG vehicle,electricity tf] | NoSettings | 0 | 0 | 0 | 0 | 0 | 0 | 0 | 0 | 0 | 0 | 0 | 0 | 0 | 0 | 0 | 0 | 0 | 0 | 0 | 0 | 0 | 0 | 0 | 0 | 0 | 0 | 0 | 0 | 0 | 0 | 0
Transportation Sector Fuel Used[rail,freight,LPG vehicle,natural gas tf] | NoSettings | 0 | 0 | 0 | 0 | 0 | 0 | 0 | 0 | 0 | 0 | 0 | 0 | 0 | 0 | 0 | 0 | 0 | 0 | 0 | 0 | 0 | 0 | 0 | 0 | 0 | 0 | 0 | 0 | 0 | 0 | 0
Transportation Sector Fuel Used[rail,freight,LPG vehicle,petroleum gasoline tf] | NoSettings | 0 | 0 | 0 | 0 | 0 | 0 | 0 | 0 | 0 | 0 | 0 | 0 | 0 | 0 | 0 | 0 | 0 | 0 | 0 | 0 | 0 | 0 | 0 | 0 | 0 | 0 | 0 | 0 | 0 | 0 | 0
Transportation Sector Fuel Used[rail,freight,LPG vehicle,petroleum diesel tf] | NoSettings | 0 | 0 | 0 | 0 | 0 | 0 | 0 | 0 | 0 | 0 | 0 | 0 | 0 | 0 | 0 | 0 | 0 | 0 | 0 | 0 | 0 | 0 | 0 | 0 | 0 | 0 | 0 | 0 | 0 | 0 | 0
Transportation Sector Fuel Used[rail,freight,LPG vehicle,biofuel gasoline tf] | NoSettings | 0 | 0 | 0 | 0 | 0 | 0 | 0 | 0 | 0 | 0 | 0 | 0 | 0 | 0 | 0 | 0 | 0 | 0 | 0 | 0 | 0 | 0 | 0 | 0 | 0 | 0 | 0 | 0 | 0 | 0 | 0
Transportation Sector Fuel Used[rail,freight,LPG vehicle,biofuel diesel tf] | NoSettings | 0 | 0 | 0 | 0 | 0 | 0 | 0 | 0 | 0 | 0 | 0 | 0 | 0 | 0 | 0 | 0 | 0 | 0 | 0 | 0 | 0 | 0 | 0 | 0 | 0 | 0 | 0 | 0 | 0 | 0 | 0
Transportation Sector Fuel Used[rail,freight,LPG vehicle,jet fuel tf] | NoSettings | 0 | 0 | 0 | 0 | 0 | 0 | 0 | 0 | 0 | 0 | 0 | 0 | 0 | 0 | 0 | 0 | 0 | 0 | 0 | 0 | 0 | 0 | 0 | 0 | 0 | 0 | 0 | 0 | 0 | 0 | 0
Transportation Sector Fuel Used[rail,freight,LPG vehicle,heavy or residual fuel oil tf] | NoSettings | 0 | 0 | 0 | 0 | 0 | 0 | 0 | 0 | 0 | 0 | 0 | 0 | 0 | 0 | 0 | 0 | 0 | 0 | 0 | 0 | 0 | 0 | 0 | 0 | 0 | 0 | 0 | 0 | 0 | 0 | 0
Transportation Sector Fuel Used[rail,freight,LPG vehicle,LPG propane or butane tf] | NoSettings | 0 | 0 | 0 | 0 | 0 | 0 | 0 | 0 | 0 | 0 | 0 | 0 | 0 | 0 | 0 | 0 | 0 | 0 | 0 | 0 | 0 | 0 | 0 | 0 | 0 | 0 | 0 | 0 | 0 | 0 | 0
Transportation Sector Fuel Used[rail,freight,LPG vehicle,hydrogen tf] | NoSettings | 0 | 0 | 0 | 0 | 0 | 0 | 0 | 0 | 0 | 0 | 0 | 0 | 0 | 0 | 0 | 0 | 0 | 0 | 0 | 0 | 0 | 0 | 0 | 0 | 0 | 0 | 0 | 0 | 0 | 0 | 0
Transportation Sector Fuel Used[rail,freight,hydrogen vehicle,electricity tf] | NoSettings | 0 | 0 | 0 | 0 | 0 | 0 | 0 | 0 | 0 | 0 | 0 | 0 | 0 | 0 | 0 | 0 | 0 | 0 | 0 | 0 | 0 | 0 | 0 | 0 | 0 | 0 | 0 | 0 | 0 | 0 | 0
Transportation Sector Fuel Used[rail,freight,hydrogen vehicle,natural gas tf] | NoSettings | 0 | 0 | 0 | 0 | 0 | 0 | 0 | 0 | 0 | 0 | 0 | 0 | 0 | 0 | 0 | 0 | 0 | 0 | 0 | 0 | 0 | 0 | 0 | 0 | 0 | 0 | 0 | 0 | 0 | 0 | 0
Transportation Sector Fuel Used[rail,freight,hydrogen vehicle,petroleum gasoline tf] | NoSettings | 0 | 0 | 0 | 0 | 0 | 0 | 0 | 0 | 0 | 0 | 0 | 0 | 0 | 0 | 0 | 0 | 0 | 0 | 0 | 0 | 0 | 0 | 0 | 0 | 0 | 0 | 0 | 0 | 0 | 0 | 0
Transportation Sector Fuel Used[rail,freight,hydrogen vehicle,petroleum diesel tf] | NoSettings | 0 | 0 | 0 | 0 | 0 | 0 | 0 | 0 | 0 | 0 | 0 | 0 | 0 | 0 | 0 | 0 | 0 | 0 | 0 | 0 | 0 | 0 | 0 | 0 | 0 | 0 | 0 | 0 | 0 | 0 | 0
Transportation Sector Fuel Used[rail,freight,hydrogen vehicle,biofuel gasoline tf] | NoSettings | 0 | 0 | 0 | 0 | 0 | 0 | 0 | 0 | 0 | 0 | 0 | 0 | 0 | 0 | 0 | 0 | 0 | 0 | 0 | 0 | 0 | 0 | 0 | 0 | 0 | 0 | 0 | 0 | 0 | 0 | 0
Transportation Sector Fuel Used[rail,freight,hydrogen vehicle,biofuel diesel tf] | NoSettings | 0 | 0 | 0 | 0 | 0 | 0 | 0 | 0 | 0 | 0 | 0 | 0 | 0 | 0 | 0 | 0 | 0 | 0 | 0 | 0 | 0 | 0 | 0 | 0 | 0 | 0 | 0 | 0 | 0 | 0 | 0
Transportation Sector Fuel Used[rail,freight,hydrogen vehicle,jet fuel tf] | NoSettings | 0 | 0 | 0 | 0 | 0 | 0 | 0 | 0 | 0 | 0 | 0 | 0 | 0 | 0 | 0 | 0 | 0 | 0 | 0 | 0 | 0 | 0 | 0 | 0 | 0 | 0 | 0 | 0 | 0 | 0 | 0
Transportation Sector Fuel Used[rail,freight,hydrogen vehicle,heavy or residual fuel oil tf] | NoSettings | 0 | 0 | 0 | 0 | 0 | 0 | 0 | 0 | 0 | 0 | 0 | 0 | 0 | 0 | 0 | 0 | 0 | 0 | 0 | 0 | 0 | 0 | 0 | 0 | 0 | 0 | 0 | 0 | 0 | 0 | 0
Transportation Sector Fuel Used[rail,freight,hydrogen vehicle,LPG propane or butane tf] | NoSettings | 0 | 0 | 0 | 0 | 0 | 0 | 0 | 0 | 0 | 0 | 0 | 0 | 0 | 0 | 0 | 0 | 0 | 0 | 0 | 0 | 0 | 0 | 0 | 0 | 0 | 0 | 0 | 0 | 0 | 0 | 0
Transportation Sector Fuel Used[rail,freight,hydrogen vehicle,hydrogen tf] | NoSettings | 0 | 0 | 0 | 0 | 0 | 0 | 0 | 0 | 0 | 0 | 0 | 0 | 0 | 0 | 0 | 0 | 0 | 0 | 0 | 0 | 0 | 0 | 0 | 0 | 0 | 0 | 0 | 0 | 0 | 0 | 0
Transportation Sector Fuel Used[ships,passenger,battery electric vehicle,electricity tf] | NoSettings | 0 | 0 | 0 | 0 | 0 | 0 | 0 | 0 | 0 | 0 | 0 | 0 | 0 | 0 | 0 | 0 | 0 | 0 | 0 | 0 | 0 | 0 | 0 | 0 | 0 | 0 | 0 | 0 | 0 | 0 | 0
Transportation Sector Fuel Used[ships,passenger,battery electric vehicle,natural gas tf] | NoSettings | 0 | 0 | 0 | 0 | 0 | 0 | 0 | 0 | 0 | 0 | 0 | 0 | 0 | 0 | 0 | 0 | 0 | 0 | 0 | 0 | 0 | 0 | 0 | 0 | 0 | 0 | 0 | 0 | 0 | 0 | 0
Transportation Sector Fuel Used[ships,passenger,battery electric vehicle,petroleum gasoline tf] | NoSettings | 0 | 0 | 0 | 0 | 0 | 0 | 0 | 0 | 0 | 0 | 0 | 0 | 0 | 0 | 0 | 0 | 0 | 0 | 0 | 0 | 0 | 0 | 0 | 0 | 0 | 0 | 0 | 0 | 0 | 0 | 0
Transportation Sector Fuel Used[ships,passenger,battery electric vehicle,petroleum diesel tf] | NoSettings | 0 | 0 | 0 | 0 | 0 | 0 | 0 | 0 | 0 | 0 | 0 | 0 | 0 | 0 | 0 | 0 | 0 | 0 | 0 | 0 | 0 | 0 | 0 | 0 | 0 | 0 | 0 | 0 | 0 | 0 | 0
Transportation Sector Fuel Used[ships,passenger,battery electric vehicle,biofuel gasoline tf] | NoSettings | 0 | 0 | 0 | 0 | 0 | 0 | 0 | 0 | 0 | 0 | 0 | 0 | 0 | 0 | 0 | 0 | 0 | 0 | 0 | 0 | 0 | 0 | 0 | 0 | 0 | 0 | 0 | 0 | 0 | 0 | 0
Transportation Sector Fuel Used[ships,passenger,battery electric vehicle,biofuel diesel tf] | NoSettings | 0 | 0 | 0 | 0 | 0 | 0 | 0 | 0 | 0 | 0 | 0 | 0 | 0 | 0 | 0 | 0 | 0 | 0 | 0 | 0 | 0 | 0 | 0 | 0 | 0 | 0 | 0 | 0 | 0 | 0 | 0
Transportation Sector Fuel Used[ships,passenger,battery electric vehicle,jet fuel tf] | NoSettings | 0 | 0 | 0 | 0 | 0 | 0 | 0 | 0 | 0 | 0 | 0 | 0 | 0 | 0 | 0 | 0 | 0 | 0 | 0 | 0 | 0 | 0 | 0 | 0 | 0 | 0 | 0 | 0 | 0 | 0 | 0
Transportation Sector Fuel Used[ships,passenger,battery electric vehicle,heavy or residual fuel oil tf] | NoSettings | 0 | 0 | 0 | 0 | 0 | 0 | 0 | 0 | 0 | 0 | 0 | 0 | 0 | 0 | 0 | 0 | 0 | 0 | 0 | 0 | 0 | 0 | 0 | 0 | 0 | 0 | 0 | 0 | 0 | 0 | 0
Transportation Sector Fuel Used[ships,passenger,battery electric vehicle,LPG propane or butane tf] | NoSettings | 0 | 0 | 0 | 0 | 0 | 0 | 0 | 0 | 0 | 0 | 0 | 0 | 0 | 0 | 0 | 0 | 0 | 0 | 0 | 0 | 0 | 0 | 0 | 0 | 0 | 0 | 0 | 0 | 0 | 0 | 0
Transportation Sector Fuel Used[ships,passenger,battery electric vehicle,hydrogen tf] | NoSettings | 0 | 0 | 0 | 0 | 0 | 0 | 0 | 0 | 0 | 0 | 0 | 0 | 0 | 0 | 0 | 0 | 0 | 0 | 0 | 0 | 0 | 0 | 0 | 0 | 0 | 0 | 0 | 0 | 0 | 0 | 0
Transportation Sector Fuel Used[ships,passenger,natural gas vehicle,electricity tf] | NoSettings | 0 | 0 | 0 | 0 | 0 | 0 | 0 | 0 | 0 | 0 | 0 | 0 | 0 | 0 | 0 | 0 | 0 | 0 | 0 | 0 | 0 | 0 | 0 | 0 | 0 | 0 | 0 | 0 | 0 | 0 | 0
Transportation Sector Fuel Used[ships,passenger,natural gas vehicle,natural gas tf] | NoSettings | 0 | 0 | 0 | 0 | 0 | 0 | 0 | 0 | 0 | 0 | 0 | 0 | 0 | 0 | 0 | 0 | 0 | 0 | 0 | 0 | 0 | 0 | 0 | 0 | 0 | 0 | 0 | 0 | 0 | 0 | 0
Transportation Sector Fuel Used[ships,passenger,natural gas vehicle,petroleum gasoline tf] | NoSettings | 0 | 0 | 0 | 0 | 0 | 0 | 0 | 0 | 0 | 0 | 0 | 0 | 0 | 0 | 0 | 0 | 0 | 0 | 0 | 0 | 0 | 0 | 0 | 0 | 0 | 0 | 0 | 0 | 0 | 0 | 0
Transportation Sector Fuel Used[ships,passenger,natural gas vehicle,petroleum diesel tf] | NoSettings | 0 | 0 | 0 | 0 | 0 | 0 | 0 | 0 | 0 | 0 | 0 | 0 | 0 | 0 | 0 | 0 | 0 | 0 | 0 | 0 | 0 | 0 | 0 | 0 | 0 | 0 | 0 | 0 | 0 | 0 | 0
Transportation Sector Fuel Used[ships,passenger,natural gas vehicle,biofuel gasoline tf] | NoSettings | 0 | 0 | 0 | 0 | 0 | 0 | 0 | 0 | 0 | 0 | 0 | 0 | 0 | 0 | 0 | 0 | 0 | 0 | 0 | 0 | 0 | 0 | 0 | 0 | 0 | 0 | 0 | 0 | 0 | 0 | 0
Transportation Sector Fuel Used[ships,passenger,natural gas vehicle,biofuel diesel tf] | NoSettings | 0 | 0 | 0 | 0 | 0 | 0 | 0 | 0 | 0 | 0 | 0 | 0 | 0 | 0 | 0 | 0 | 0 | 0 | 0 | 0 | 0 | 0 | 0 | 0 | 0 | 0 | 0 | 0 | 0 | 0 | 0
Transportation Sector Fuel Used[ships,passenger,natural gas vehicle,jet fuel tf] | NoSettings | 0 | 0 | 0 | 0 | 0 | 0 | 0 | 0 | 0 | 0 | 0 | 0 | 0 | 0 | 0 | 0 | 0 | 0 | 0 | 0 | 0 | 0 | 0 | 0 | 0 | 0 | 0 | 0 | 0 | 0 | 0
Transportation Sector Fuel Used[ships,passenger,natural gas vehicle,heavy or residual fuel oil tf] | NoSettings | 0 | 0 | 0 | 0 | 0 | 0 | 0 | 0 | 0 | 0 | 0 | 0 | 0 | 0 | 0 | 0 | 0 | 0 | 0 | 0 | 0 | 0 | 0 | 0 | 0 | 0 | 0 | 0 | 0 | 0 | 0
Transportation Sector Fuel Used[ships,passenger,natural gas vehicle,LPG propane or butane tf] | NoSettings | 0 | 0 | 0 | 0 | 0 | 0 | 0 | 0 | 0 | 0 | 0 | 0 | 0 | 0 | 0 | 0 | 0 | 0 | 0 | 0 | 0 | 0 | 0 | 0 | 0 | 0 | 0 | 0 | 0 | 0 | 0
Transportation Sector Fuel Used[ships,passenger,natural gas vehicle,hydrogen tf] | NoSettings | 0 | 0 | 0 | 0 | 0 | 0 | 0 | 0 | 0 | 0 | 0 | 0 | 0 | 0 | 0 | 0 | 0 | 0 | 0 | 0 | 0 | 0 | 0 | 0 | 0 | 0 | 0 | 0 | 0 | 0 | 0
Transportation Sector Fuel Used[ships,passenger,gasoline vehicle,electricity tf] | NoSettings | 0 | 0 | 0 | 0 | 0 | 0 | 0 | 0 | 0 | 0 | 0 | 0 | 0 | 0 | 0 | 0 | 0 | 0 | 0 | 0 | 0 | 0 | 0 | 0 | 0 | 0 | 0 | 0 | 0 | 0 | 0
Transportation Sector Fuel Used[ships,passenger,gasoline vehicle,natural gas tf] | NoSettings | 0 | 0 | 0 | 0 | 0 | 0 | 0 | 0 | 0 | 0 | 0 | 0 | 0 | 0 | 0 | 0 | 0 | 0 | 0 | 0 | 0 | 0 | 0 | 0 | 0 | 0 | 0 | 0 | 0 | 0 | 0
Transportation Sector Fuel Used[ships,passenger,gasoline vehicle,petroleum gasoline tf] | NoSettings | 0 | 0 | 0 | 0 | 0 | 0 | 0 | 0 | 0 | 0 | 0 | 0 | 0 | 0 | 0 | 0 | 0 | 0 | 0 | 0 | 0 | 0 | 0 | 0 | 0 | 0 | 0 | 0 | 0 | 0 | 0
Transportation Sector Fuel Used[ships,passenger,gasoline vehicle,petroleum diesel tf] | NoSettings | 0 | 0 | 0 | 0 | 0 | 0 | 0 | 0 | 0 | 0 | 0 | 0 | 0 | 0 | 0 | 0 | 0 | 0 | 0 | 0 | 0 | 0 | 0 | 0 | 0 | 0 | 0 | 0 | 0 | 0 | 0
Transportation Sector Fuel Used[ships,passenger,gasoline vehicle,biofuel gasoline tf] | NoSettings | 0 | 0 | 0 | 0 | 0 | 0 | 0 | 0 | 0 | 0 | 0 | 0 | 0 | 0 | 0 | 0 | 0 | 0 | 0 | 0 | 0 | 0 | 0 | 0 | 0 | 0 | 0 | 0 | 0 | 0 | 0
Transportation Sector Fuel Used[ships,passenger,gasoline vehicle,biofuel diesel tf] | NoSettings | 0 | 0 | 0 | 0 | 0 | 0 | 0 | 0 | 0 | 0 | 0 | 0 | 0 | 0 | 0 | 0 | 0 | 0 | 0 | 0 | 0 | 0 | 0 | 0 | 0 | 0 | 0 | 0 | 0 | 0 | 0
Transportation Sector Fuel Used[ships,passenger,gasoline vehicle,jet fuel tf] | NoSettings | 0 | 0 | 0 | 0 | 0 | 0 | 0 | 0 | 0 | 0 | 0 | 0 | 0 | 0 | 0 | 0 | 0 | 0 | 0 | 0 | 0 | 0 | 0 | 0 | 0 | 0 | 0 | 0 | 0 | 0 | 0
Transportation Sector Fuel Used[ships,passenger,gasoline vehicle,heavy or residual fuel oil tf] | NoSettings | 0 | 0 | 0 | 0 | 0 | 0 | 0 | 0 | 0 | 0 | 0 | 0 | 0 | 0 | 0 | 0 | 0 | 0 | 0 | 0 | 0 | 0 | 0 | 0 | 0 | 0 | 0 | 0 | 0 | 0 | 0
Transportation Sector Fuel Used[ships,passenger,gasoline vehicle,LPG propane or butane tf] | NoSettings | 0 | 0 | 0 | 0 | 0 | 0 | 0 | 0 | 0 | 0 | 0 | 0 | 0 | 0 | 0 | 0 | 0 | 0 | 0 | 0 | 0 | 0 | 0 | 0 | 0 | 0 | 0 | 0 | 0 | 0 | 0
Transportation Sector Fuel Used[ships,passenger,gasoline vehicle,hydrogen tf] | NoSettings | 0 | 0 | 0 | 0 | 0 | 0 | 0 | 0 | 0 | 0 | 0 | 0 | 0 | 0 | 0 | 0 | 0 | 0 | 0 | 0 | 0 | 0 | 0 | 0 | 0 | 0 | 0 | 0 | 0 | 0 | 0
Transportation Sector Fuel Used[ships,passenger,diesel vehicle,electricity tf] | NoSettings | 0 | 0 | 0 | 0 | 0 | 0 | 0 | 0 | 0 | 0 | 0 | 0 | 0 | 0 | 0 | 0 | 0 | 0 | 0 | 0 | 0 | 0 | 0 | 0 | 0 | 0 | 0 | 0 | 0 | 0 | 0
Transportation Sector Fuel Used[ships,passenger,diesel vehicle,natural gas tf] | NoSettings | 0 | 0 | 0 | 0 | 0 | 0 | 0 | 0 | 0 | 0 | 0 | 0 | 0 | 0 | 0 | 0 | 0 | 0 | 0 | 0 | 0 | 0 | 0 | 0 | 0 | 0 | 0 | 0 | 0 | 0 | 0
Transportation Sector Fuel Used[ships,passenger,diesel vehicle,petroleum gasoline tf] | NoSettings | 0 | 0 | 0 | 0 | 0 | 0 | 0 | 0 | 0 | 0 | 0 | 0 | 0 | 0 | 0 | 0 | 0 | 0 | 0 | 0 | 0 | 0 | 0 | 0 | 0 | 0 | 0 | 0 | 0 | 0 | 0
Transportation Sector Fuel Used[ships,passenger,diesel vehicle,petroleum diesel tf] | NoSettings | 16714800000000 | 16772300000000 | 16830700000000 | 16890500000000 | 17121400000000 | 17186100000000 | 17423300000000 | 17493000000000 | 17563200000000 | 17633900000000 | 17705100000000 | 17776300000000 | 17847900000000 | 17920000000000 | 18170400000000 | 18247400000000 | 18324900000000 | 18402400000000 | 18479800000000 | 18376100000000 | 18450700000000 | 18525800000000 | 18600800000000 | 18676300000000 | 18752300000000 | 18828300000000 | 18904200000000 | 18980600000000 | 19057600000000 | 19134400000000 | 19113700000000
Transportation Sector Fuel Used[ships,passenger,diesel vehicle,biofuel gasoline tf] | NoSettings | 0 | 0 | 0 | 0 | 0 | 0 | 0 | 0 | 0 | 0 | 0 | 0 | 0 | 0 | 0 | 0 | 0 | 0 | 0 | 0 | 0 | 0 | 0 | 0 | 0 | 0 | 0 | 0 | 0 | 0 | 0
Transportation Sector Fuel Used[ships,passenger,diesel vehicle,biofuel diesel tf] | NoSettings | 0 | 0 | 0 | 0 | 0 | 0 | 0 | 0 | 0 | 0 | 0 | 0 | 0 | 0 | 0 | 0 | 0 | 0 | 0 | 0 | 0 | 0 | 0 | 0 | 0 | 0 | 0 | 0 | 0 | 0 | 0
Transportation Sector Fuel Used[ships,passenger,diesel vehicle,jet fuel tf] | NoSettings | 0 | 0 | 0 | 0 | 0 | 0 | 0 | 0 | 0 | 0 | 0 | 0 | 0 | 0 | 0 | 0 | 0 | 0 | 0 | 0 | 0 | 0 | 0 | 0 | 0 | 0 | 0 | 0 | 0 | 0 | 0
Transportation Sector Fuel Used[ships,passenger,diesel vehicle,heavy or residual fuel oil tf] | NoSettings | 0 | 0 | 0 | 0 | 0 | 0 | 0 | 0 | 0 | 0 | 0 | 0 | 0 | 0 | 0 | 0 | 0 | 0 | 0 | 0 | 0 | 0 | 0 | 0 | 0 | 0 | 0 | 0 | 0 | 0 | 0
Transportation Sector Fuel Used[ships,passenger,diesel vehicle,LPG propane or butane tf] | NoSettings | 0 | 0 | 0 | 0 | 0 | 0 | 0 | 0 | 0 | 0 | 0 | 0 | 0 | 0 | 0 | 0 | 0 | 0 | 0 | 0 | 0 | 0 | 0 | 0 | 0 | 0 | 0 | 0 | 0 | 0 | 0
Transportation Sector Fuel Used[ships,passenger,diesel vehicle,hydrogen tf] | NoSettings | 0 | 0 | 0 | 0 | 0 | 0 | 0 | 0 | 0 | 0 | 0 | 0 | 0 | 0 | 0 | 0 | 0 | 0 | 0 | 0 | 0 | 0 | 0 | 0 | 0 | 0 | 0 | 0 | 0 | 0 | 0
Transportation Sector Fuel Used[ships,passenger,plugin hybrid vehicle,electricity tf] | NoSettings | 0 | 0 | 0 | 0 | 0 | 0 | 0 | 0 | 0 | 0 | 0 | 0 | 0 | 0 | 0 | 0 | 0 | 0 | 0 | 0 | 0 | 0 | 0 | 0 | 0 | 0 | 0 | 0 | 0 | 0 | 0
Transportation Sector Fuel Used[ships,passenger,plugin hybrid vehicle,natural gas tf] | NoSettings | 0 | 0 | 0 | 0 | 0 | 0 | 0 | 0 | 0 | 0 | 0 | 0 | 0 | 0 | 0 | 0 | 0 | 0 | 0 | 0 | 0 | 0 | 0 | 0 | 0 | 0 | 0 | 0 | 0 | 0 | 0
Transportation Sector Fuel Used[ships,passenger,plugin hybrid vehicle,petroleum gasoline tf] | NoSettings | 0 | 0 | 0 | 0 | 0 | 0 | 0 | 0 | 0 | 0 | 0 | 0 | 0 | 0 | 0 | 0 | 0 | 0 | 0 | 0 | 0 | 0 | 0 | 0 | 0 | 0 | 0 | 0 | 0 | 0 | 0
Transportation Sector Fuel Used[ships,passenger,plugin hybrid vehicle,petroleum diesel tf] | NoSettings | 0 | 0 | 0 | 0 | 0 | 0 | 0 | 0 | 0 | 0 | 0 | 0 | 0 | 0 | 0 | 0 | 0 | 0 | 0 | 0 | 0 | 0 | 0 | 0 | 0 | 0 | 0 | 0 | 0 | 0 | 0
Transportation Sector Fuel Used[ships,passenger,plugin hybrid vehicle,biofuel gasoline tf] | NoSettings | 0 | 0 | 0 | 0 | 0 | 0 | 0 | 0 | 0 | 0 | 0 | 0 | 0 | 0 | 0 | 0 | 0 | 0 | 0 | 0 | 0 | 0 | 0 | 0 | 0 | 0 | 0 | 0 | 0 | 0 | 0
Transportation Sector Fuel Used[ships,passenger,plugin hybrid vehicle,biofuel diesel tf] | NoSettings | 0 | 0 | 0 | 0 | 0 | 0 | 0 | 0 | 0 | 0 | 0 | 0 | 0 | 0 | 0 | 0 | 0 | 0 | 0 | 0 | 0 | 0 | 0 | 0 | 0 | 0 | 0 | 0 | 0 | 0 | 0
Transportation Sector Fuel Used[ships,passenger,plugin hybrid vehicle,jet fuel tf] | NoSettings | 0 | 0 | 0 | 0 | 0 | 0 | 0 | 0 | 0 | 0 | 0 | 0 | 0 | 0 | 0 | 0 | 0 | 0 | 0 | 0 | 0 | 0 | 0 | 0 | 0 | 0 | 0 | 0 | 0 | 0 | 0
Transportation Sector Fuel Used[ships,passenger,plugin hybrid vehicle,heavy or residual fuel oil tf] | NoSettings | 0 | 0 | 0 | 0 | 0 | 0 | 0 | 0 | 0 | 0 | 0 | 0 | 0 | 0 | 0 | 0 | 0 | 0 | 0 | 0 | 0 | 0 | 0 | 0 | 0 | 0 | 0 | 0 | 0 | 0 | 0
Transportation Sector Fuel Used[ships,passenger,plugin hybrid vehicle,LPG propane or butane tf] | NoSettings | 0 | 0 | 0 | 0 | 0 | 0 | 0 | 0 | 0 | 0 | 0 | 0 | 0 | 0 | 0 | 0 | 0 | 0 | 0 | 0 | 0 | 0 | 0 | 0 | 0 | 0 | 0 | 0 | 0 | 0 | 0
Transportation Sector Fuel Used[ships,passenger,plugin hybrid vehicle,hydrogen tf] | NoSettings | 0 | 0 | 0 | 0 | 0 | 0 | 0 | 0 | 0 | 0 | 0 | 0 | 0 | 0 | 0 | 0 | 0 | 0 | 0 | 0 | 0 | 0 | 0 | 0 | 0 | 0 | 0 | 0 | 0 | 0 | 0
Transportation Sector Fuel Used[ships,passenger,LPG vehicle,electricity tf] | NoSettings | 0 | 0 | 0 | 0 | 0 | 0 | 0 | 0 | 0 | 0 | 0 | 0 | 0 | 0 | 0 | 0 | 0 | 0 | 0 | 0 | 0 | 0 | 0 | 0 | 0 | 0 | 0 | 0 | 0 | 0 | 0
Transportation Sector Fuel Used[ships,passenger,LPG vehicle,natural gas tf] | NoSettings | 0 | 0 | 0 | 0 | 0 | 0 | 0 | 0 | 0 | 0 | 0 | 0 | 0 | 0 | 0 | 0 | 0 | 0 | 0 | 0 | 0 | 0 | 0 | 0 | 0 | 0 | 0 | 0 | 0 | 0 | 0
Transportation Sector Fuel Used[ships,passenger,LPG vehicle,petroleum gasoline tf] | NoSettings | 0 | 0 | 0 | 0 | 0 | 0 | 0 | 0 | 0 | 0 | 0 | 0 | 0 | 0 | 0 | 0 | 0 | 0 | 0 | 0 | 0 | 0 | 0 | 0 | 0 | 0 | 0 | 0 | 0 | 0 | 0
Transportation Sector Fuel Used[ships,passenger,LPG vehicle,petroleum diesel tf] | NoSettings | 0 | 0 | 0 | 0 | 0 | 0 | 0 | 0 | 0 | 0 | 0 | 0 | 0 | 0 | 0 | 0 | 0 | 0 | 0 | 0 | 0 | 0 | 0 | 0 | 0 | 0 | 0 | 0 | 0 | 0 | 0
Transportation Sector Fuel Used[ships,passenger,LPG vehicle,biofuel gasoline tf] | NoSettings | 0 | 0 | 0 | 0 | 0 | 0 | 0 | 0 | 0 | 0 | 0 | 0 | 0 | 0 | 0 | 0 | 0 | 0 | 0 | 0 | 0 | 0 | 0 | 0 | 0 | 0 | 0 | 0 | 0 | 0 | 0
Transportation Sector Fuel Used[ships,passenger,LPG vehicle,biofuel diesel tf] | NoSettings | 0 | 0 | 0 | 0 | 0 | 0 | 0 | 0 | 0 | 0 | 0 | 0 | 0 | 0 | 0 | 0 | 0 | 0 | 0 | 0 | 0 | 0 | 0 | 0 | 0 | 0 | 0 | 0 | 0 | 0 | 0
Transportation Sector Fuel Used[ships,passenger,LPG vehicle,jet fuel tf] | NoSettings | 0 | 0 | 0 | 0 | 0 | 0 | 0 | 0 | 0 | 0 | 0 | 0 | 0 | 0 | 0 | 0 | 0 | 0 | 0 | 0 | 0 | 0 | 0 | 0 | 0 | 0 | 0 | 0 | 0 | 0 | 0
Transportation Sector Fuel Used[ships,passenger,LPG vehicle,heavy or residual fuel oil tf] | NoSettings | 0 | 0 | 0 | 0 | 0 | 0 | 0 | 0 | 0 | 0 | 0 | 0 | 0 | 0 | 0 | 0 | 0 | 0 | 0 | 0 | 0 | 0 | 0 | 0 | 0 | 0 | 0 | 0 | 0 | 0 | 0
Transportation Sector Fuel Used[ships,passenger,LPG vehicle,LPG propane or butane tf] | NoSettings | 0 | 0 | 0 | 0 | 0 | 0 | 0 | 0 | 0 | 0 | 0 | 0 | 0 | 0 | 0 | 0 | 0 | 0 | 0 | 0 | 0 | 0 | 0 | 0 | 0 | 0 | 0 | 0 | 0 | 0 | 0
Transportation Sector Fuel Used[ships,passenger,LPG vehicle,hydrogen tf] | NoSettings | 0 | 0 | 0 | 0 | 0 | 0 | 0 | 0 | 0 | 0 | 0 | 0 | 0 | 0 | 0 | 0 | 0 | 0 | 0 | 0 | 0 | 0 | 0 | 0 | 0 | 0 | 0 | 0 | 0 | 0 | 0
Transportation Sector Fuel Used[ships,passenger,hydrogen vehicle,electricity tf] | NoSettings | 0 | 0 | 0 | 0 | 0 | 0 | 0 | 0 | 0 | 0 | 0 | 0 | 0 | 0 | 0 | 0 | 0 | 0 | 0 | 0 | 0 | 0 | 0 | 0 | 0 | 0 | 0 | 0 | 0 | 0 | 0
Transportation Sector Fuel Used[ships,passenger,hydrogen vehicle,natural gas tf] | NoSettings | 0 | 0 | 0 | 0 | 0 | 0 | 0 | 0 | 0 | 0 | 0 | 0 | 0 | 0 | 0 | 0 | 0 | 0 | 0 | 0 | 0 | 0 | 0 | 0 | 0 | 0 | 0 | 0 | 0 | 0 | 0
Transportation Sector Fuel Used[ships,passenger,hydrogen vehicle,petroleum gasoline tf] | NoSettings | 0 | 0 | 0 | 0 | 0 | 0 | 0 | 0 | 0 | 0 | 0 | 0 | 0 | 0 | 0 | 0 | 0 | 0 | 0 | 0 | 0 | 0 | 0 | 0 | 0 | 0 | 0 | 0 | 0 | 0 | 0
Transportation Sector Fuel Used[ships,passenger,hydrogen vehicle,petroleum diesel tf] | NoSettings | 0 | 0 | 0 | 0 | 0 | 0 | 0 | 0 | 0 | 0 | 0 | 0 | 0 | 0 | 0 | 0 | 0 | 0 | 0 | 0 | 0 | 0 | 0 | 0 | 0 | 0 | 0 | 0 | 0 | 0 | 0
Transportation Sector Fuel Used[ships,passenger,hydrogen vehicle,biofuel gasoline tf] | NoSettings | 0 | 0 | 0 | 0 | 0 | 0 | 0 | 0 | 0 | 0 | 0 | 0 | 0 | 0 | 0 | 0 | 0 | 0 | 0 | 0 | 0 | 0 | 0 | 0 | 0 | 0 | 0 | 0 | 0 | 0 | 0
Transportation Sector Fuel Used[ships,passenger,hydrogen vehicle,biofuel diesel tf] | NoSettings | 0 | 0 | 0 | 0 | 0 | 0 | 0 | 0 | 0 | 0 | 0 | 0 | 0 | 0 | 0 | 0 | 0 | 0 | 0 | 0 | 0 | 0 | 0 | 0 | 0 | 0 | 0 | 0 | 0 | 0 | 0
Transportation Sector Fuel Used[ships,passenger,hydrogen vehicle,jet fuel tf] | NoSettings | 0 | 0 | 0 | 0 | 0 | 0 | 0 | 0 | 0 | 0 | 0 | 0 | 0 | 0 | 0 | 0 | 0 | 0 | 0 | 0 | 0 | 0 | 0 | 0 | 0 | 0 | 0 | 0 | 0 | 0 | 0
Transportation Sector Fuel Used[ships,passenger,hydrogen vehicle,heavy or residual fuel oil tf] | NoSettings | 0 | 0 | 0 | 0 | 0 | 0 | 0 | 0 | 0 | 0 | 0 | 0 | 0 | 0 | 0 | 0 | 0 | 0 | 0 | 0 | 0 | 0 | 0 | 0 | 0 | 0 | 0 | 0 | 0 | 0 | 0
Transportation Sector Fuel Used[ships,passenger,hydrogen vehicle,LPG propane or butane tf] | NoSettings | 0 | 0 | 0 | 0 | 0 | 0 | 0 | 0 | 0 | 0 | 0 | 0 | 0 | 0 | 0 | 0 | 0 | 0 | 0 | 0 | 0 | 0 | 0 | 0 | 0 | 0 | 0 | 0 | 0 | 0 | 0
Transportation Sector Fuel Used[ships,passenger,hydrogen vehicle,hydrogen tf] | NoSettings | 0 | 0 | 0 | 0 | 0 | 0 | 0 | 0 | 0 | 0 | 0 | 0 | 0 | 0 | 0 | 0 | 0 | 0 | 0 | 0 | 0 | 0 | 0 | 0 | 0 | 0 | 0 | 0 | 0 | 0 | 0
Transportation Sector Fuel Used[ships,freight,battery electric vehicle,electricity tf] | NoSettings | 0 | 0 | 0 | 0 | 0 | 0 | 0 | 0 | 0 | 0 | 0 | 0 | 0 | 0 | 0 | 0 | 0 | 0 | 0 | 0 | 0 | 0 | 0 | 0 | 0 | 0 | 0 | 0 | 0 | 0 | 0
Transportation Sector Fuel Used[ships,freight,battery electric vehicle,natural gas tf] | NoSettings | 0 | 0 | 0 | 0 | 0 | 0 | 0 | 0 | 0 | 0 | 0 | 0 | 0 | 0 | 0 | 0 | 0 | 0 | 0 | 0 | 0 | 0 | 0 | 0 | 0 | 0 | 0 | 0 | 0 | 0 | 0
Transportation Sector Fuel Used[ships,freight,battery electric vehicle,petroleum gasoline tf] | NoSettings | 0 | 0 | 0 | 0 | 0 | 0 | 0 | 0 | 0 | 0 | 0 | 0 | 0 | 0 | 0 | 0 | 0 | 0 | 0 | 0 | 0 | 0 | 0 | 0 | 0 | 0 | 0 | 0 | 0 | 0 | 0
Transportation Sector Fuel Used[ships,freight,battery electric vehicle,petroleum diesel tf] | NoSettings | 0 | 0 | 0 | 0 | 0 | 0 | 0 | 0 | 0 | 0 | 0 | 0 | 0 | 0 | 0 | 0 | 0 | 0 | 0 | 0 | 0 | 0 | 0 | 0 | 0 | 0 | 0 | 0 | 0 | 0 | 0
Transportation Sector Fuel Used[ships,freight,battery electric vehicle,biofuel gasoline tf] | NoSettings | 0 | 0 | 0 | 0 | 0 | 0 | 0 | 0 | 0 | 0 | 0 | 0 | 0 | 0 | 0 | 0 | 0 | 0 | 0 | 0 | 0 | 0 | 0 | 0 | 0 | 0 | 0 | 0 | 0 | 0 | 0
Transportation Sector Fuel Used[ships,freight,battery electric vehicle,biofuel diesel tf] | NoSettings | 0 | 0 | 0 | 0 | 0 | 0 | 0 | 0 | 0 | 0 | 0 | 0 | 0 | 0 | 0 | 0 | 0 | 0 | 0 | 0 | 0 | 0 | 0 | 0 | 0 | 0 | 0 | 0 | 0 | 0 | 0
Transportation Sector Fuel Used[ships,freight,battery electric vehicle,jet fuel tf] | NoSettings | 0 | 0 | 0 | 0 | 0 | 0 | 0 | 0 | 0 | 0 | 0 | 0 | 0 | 0 | 0 | 0 | 0 | 0 | 0 | 0 | 0 | 0 | 0 | 0 | 0 | 0 | 0 | 0 | 0 | 0 | 0
Transportation Sector Fuel Used[ships,freight,battery electric vehicle,heavy or residual fuel oil tf] | NoSettings | 0 | 0 | 0 | 0 | 0 | 0 | 0 | 0 | 0 | 0 | 0 | 0 | 0 | 0 | 0 | 0 | 0 | 0 | 0 | 0 | 0 | 0 | 0 | 0 | 0 | 0 | 0 | 0 | 0 | 0 | 0
Transportation Sector Fuel Used[ships,freight,battery electric vehicle,LPG propane or butane tf] | NoSettings | 0 | 0 | 0 | 0 | 0 | 0 | 0 | 0 | 0 | 0 | 0 | 0 | 0 | 0 | 0 | 0 | 0 | 0 | 0 | 0 | 0 | 0 | 0 | 0 | 0 | 0 | 0 | 0 | 0 | 0 | 0
Transportation Sector Fuel Used[ships,freight,battery electric vehicle,hydrogen tf] | NoSettings | 0 | 0 | 0 | 0 | 0 | 0 | 0 | 0 | 0 | 0 | 0 | 0 | 0 | 0 | 0 | 0 | 0 | 0 | 0 | 0 | 0 | 0 | 0 | 0 | 0 | 0 | 0 | 0 | 0 | 0 | 0
Transportation Sector Fuel Used[ships,freight,natural gas vehicle,electricity tf] | NoSettings | 0 | 0 | 0 | 0 | 0 | 0 | 0 | 0 | 0 | 0 | 0 | 0 | 0 | 0 | 0 | 0 | 0 | 0 | 0 | 0 | 0 | 0 | 0 | 0 | 0 | 0 | 0 | 0 | 0 | 0 | 0
Transportation Sector Fuel Used[ships,freight,natural gas vehicle,natural gas tf] | NoSettings | 0 | 0 | 0 | 0 | 0 | 0 | 0 | 0 | 0 | 0 | 0 | 0 | 0 | 0 | 0 | 0 | 0 | 0 | 0 | 0 | 0 | 0 | 0 | 0 | 0 | 0 | 0 | 0 | 0 | 0 | 0
Transportation Sector Fuel Used[ships,freight,natural gas vehicle,petroleum gasoline tf] | NoSettings | 0 | 0 | 0 | 0 | 0 | 0 | 0 | 0 | 0 | 0 | 0 | 0 | 0 | 0 | 0 | 0 | 0 | 0 | 0 | 0 | 0 | 0 | 0 | 0 | 0 | 0 | 0 | 0 | 0 | 0 | 0
Transportation Sector Fuel Used[ships,freight,natural gas vehicle,petroleum diesel tf] | NoSettings | 0 | 0 | 0 | 0 | 0 | 0 | 0 | 0 | 0 | 0 | 0 | 0 | 0 | 0 | 0 | 0 | 0 | 0 | 0 | 0 | 0 | 0 | 0 | 0 | 0 | 0 | 0 | 0 | 0 | 0 | 0
Transportation Sector Fuel Used[ships,freight,natural gas vehicle,biofuel gasoline tf] | NoSettings | 0 | 0 | 0 | 0 | 0 | 0 | 0 | 0 | 0 | 0 | 0 | 0 | 0 | 0 | 0 | 0 | 0 | 0 | 0 | 0 | 0 | 0 | 0 | 0 | 0 | 0 | 0 | 0 | 0 | 0 | 0
Transportation Sector Fuel Used[ships,freight,natural gas vehicle,biofuel diesel tf] | NoSettings | 0 | 0 | 0 | 0 | 0 | 0 | 0 | 0 | 0 | 0 | 0 | 0 | 0 | 0 | 0 | 0 | 0 | 0 | 0 | 0 | 0 | 0 | 0 | 0 | 0 | 0 | 0 | 0 | 0 | 0 | 0
Transportation Sector Fuel Used[ships,freight,natural gas vehicle,jet fuel tf] | NoSettings | 0 | 0 | 0 | 0 | 0 | 0 | 0 | 0 | 0 | 0 | 0 | 0 | 0 | 0 | 0 | 0 | 0 | 0 | 0 | 0 | 0 | 0 | 0 | 0 | 0 | 0 | 0 | 0 | 0 | 0 | 0
Transportation Sector Fuel Used[ships,freight,natural gas vehicle,heavy or residual fuel oil tf] | NoSettings | 0 | 0 | 0 | 0 | 0 | 0 | 0 | 0 | 0 | 0 | 0 | 0 | 0 | 0 | 0 | 0 | 0 | 0 | 0 | 0 | 0 | 0 | 0 | 0 | 0 | 0 | 0 | 0 | 0 | 0 | 0
Transportation Sector Fuel Used[ships,freight,natural gas vehicle,LPG propane or butane tf] | NoSettings | 0 | 0 | 0 | 0 | 0 | 0 | 0 | 0 | 0 | 0 | 0 | 0 | 0 | 0 | 0 | 0 | 0 | 0 | 0 | 0 | 0 | 0 | 0 | 0 | 0 | 0 | 0 | 0 | 0 | 0 | 0
Transportation Sector Fuel Used[ships,freight,natural gas vehicle,hydrogen tf] | NoSettings | 0 | 0 | 0 | 0 | 0 | 0 | 0 | 0 | 0 | 0 | 0 | 0 | 0 | 0 | 0 | 0 | 0 | 0 | 0 | 0 | 0 | 0 | 0 | 0 | 0 | 0 | 0 | 0 | 0 | 0 | 0
Transportation Sector Fuel Used[ships,freight,gasoline vehicle,electricity tf] | NoSettings | 0 | 0 | 0 | 0 | 0 | 0 | 0 | 0 | 0 | 0 | 0 | 0 | 0 | 0 | 0 | 0 | 0 | 0 | 0 | 0 | 0 | 0 | 0 | 0 | 0 | 0 | 0 | 0 | 0 | 0 | 0
Transportation Sector Fuel Used[ships,freight,gasoline vehicle,natural gas tf] | NoSettings | 0 | 0 | 0 | 0 | 0 | 0 | 0 | 0 | 0 | 0 | 0 | 0 | 0 | 0 | 0 | 0 | 0 | 0 | 0 | 0 | 0 | 0 | 0 | 0 | 0 | 0 | 0 | 0 | 0 | 0 | 0
Transportation Sector Fuel Used[ships,freight,gasoline vehicle,petroleum gasoline tf] | NoSettings | 0 | 0 | 0 | 0 | 0 | 0 | 0 | 0 | 0 | 0 | 0 | 0 | 0 | 0 | 0 | 0 | 0 | 0 | 0 | 0 | 0 | 0 | 0 | 0 | 0 | 0 | 0 | 0 | 0 | 0 | 0
Transportation Sector Fuel Used[ships,freight,gasoline vehicle,petroleum diesel tf] | NoSettings | 0 | 0 | 0 | 0 | 0 | 0 | 0 | 0 | 0 | 0 | 0 | 0 | 0 | 0 | 0 | 0 | 0 | 0 | 0 | 0 | 0 | 0 | 0 | 0 | 0 | 0 | 0 | 0 | 0 | 0 | 0
Transportation Sector Fuel Used[ships,freight,gasoline vehicle,biofuel gasoline tf] | NoSettings | 0 | 0 | 0 | 0 | 0 | 0 | 0 | 0 | 0 | 0 | 0 | 0 | 0 | 0 | 0 | 0 | 0 | 0 | 0 | 0 | 0 | 0 | 0 | 0 | 0 | 0 | 0 | 0 | 0 | 0 | 0
Transportation Sector Fuel Used[ships,freight,gasoline vehicle,biofuel diesel tf] | NoSettings | 0 | 0 | 0 | 0 | 0 | 0 | 0 | 0 | 0 | 0 | 0 | 0 | 0 | 0 | 0 | 0 | 0 | 0 | 0 | 0 | 0 | 0 | 0 | 0 | 0 | 0 | 0 | 0 | 0 | 0 | 0
Transportation Sector Fuel Used[ships,freight,gasoline vehicle,jet fuel tf] | NoSettings | 0 | 0 | 0 | 0 | 0 | 0 | 0 | 0 | 0 | 0 | 0 | 0 | 0 | 0 | 0 | 0 | 0 | 0 | 0 | 0 | 0 | 0 | 0 | 0 | 0 | 0 | 0 | 0 | 0 | 0 | 0
Transportation Sector Fuel Used[ships,freight,gasoline vehicle,heavy or residual fuel oil tf] | NoSettings | 0 | 0 | 0 | 0 | 0 | 0 | 0 | 0 | 0 | 0 | 0 | 0 | 0 | 0 | 0 | 0 | 0 | 0 | 0 | 0 | 0 | 0 | 0 | 0 | 0 | 0 | 0 | 0 | 0 | 0 | 0
Transportation Sector Fuel Used[ships,freight,gasoline vehicle,LPG propane or butane tf] | NoSettings | 0 | 0 | 0 | 0 | 0 | 0 | 0 | 0 | 0 | 0 | 0 | 0 | 0 | 0 | 0 | 0 | 0 | 0 | 0 | 0 | 0 | 0 | 0 | 0 | 0 | 0 | 0 | 0 | 0 | 0 | 0
Transportation Sector Fuel Used[ships,freight,gasoline vehicle,hydrogen tf] | NoSettings | 0 | 0 | 0 | 0 | 0 | 0 | 0 | 0 | 0 | 0 | 0 | 0 | 0 | 0 | 0 | 0 | 0 | 0 | 0 | 0 | 0 | 0 | 0 | 0 | 0 | 0 | 0 | 0 | 0 | 0 | 0
Transportation Sector Fuel Used[ships,freight,diesel vehicle,electricity tf] | NoSettings | 0 | 0 | 0 | 0 | 0 | 0 | 0 | 0 | 0 | 0 | 0 | 0 | 0 | 0 | 0 | 0 | 0 | 0 | 0 | 0 | 0 | 0 | 0 | 0 | 0 | 0 | 0 | 0 | 0 | 0 | 0
Transportation Sector Fuel Used[ships,freight,diesel vehicle,natural gas tf] | NoSettings | 0 | 0 | 0 | 0 | 0 | 0 | 0 | 0 | 0 | 0 | 0 | 0 | 0 | 0 | 0 | 0 | 0 | 0 | 0 | 0 | 0 | 0 | 0 | 0 | 0 | 0 | 0 | 0 | 0 | 0 | 0
Transportation Sector Fuel Used[ships,freight,diesel vehicle,petroleum gasoline tf] | NoSettings | 0 | 0 | 0 | 0 | 0 | 0 | 0 | 0 | 0 | 0 | 0 | 0 | 0 | 0 | 0 | 0 | 0 | 0 | 0 | 0 | 0 | 0 | 0 | 0 | 0 | 0 | 0 | 0 | 0 | 0 | 0
Transportation Sector Fuel Used[ships,freight,diesel vehicle,petroleum diesel tf] | NoSettings | 19498200000000 | 17938500000000 | 19671400000000 | 15977200000000 | 15983400000000 | 16242800000000 | 18025200000000 | 19180500000000 | 21779900000000 | 22656200000000 | 21538900000000 | 22279500000000 | 23124300000000 | 24140900000000 | 24947700000000 | 26061900000000 | 29272800000000 | 30581500000000 | 32306000000000 | 33801000000000 | 35539800000000 | 35774800000000 | 38564900000000 | 39908300000000 | 42585900000000 | 42512700000000 | 45885900000000 | 47622200000000 | 49189300000000 | 51163500000000 | 52799600000000
Transportation Sector Fuel Used[ships,freight,diesel vehicle,biofuel gasoline tf] | NoSettings | 0 | 0 | 0 | 0 | 0 | 0 | 0 | 0 | 0 | 0 | 0 | 0 | 0 | 0 | 0 | 0 | 0 | 0 | 0 | 0 | 0 | 0 | 0 | 0 | 0 | 0 | 0 | 0 | 0 | 0 | 0
Transportation Sector Fuel Used[ships,freight,diesel vehicle,biofuel diesel tf] | NoSettings | 0 | 0 | 0 | 0 | 0 | 0 | 0 | 0 | 0 | 0 | 0 | 0 | 0 | 0 | 0 | 0 | 0 | 0 | 0 | 0 | 0 | 0 | 0 | 0 | 0 | 0 | 0 | 0 | 0 | 0 | 0
Transportation Sector Fuel Used[ships,freight,diesel vehicle,jet fuel tf] | NoSettings | 0 | 0 | 0 | 0 | 0 | 0 | 0 | 0 | 0 | 0 | 0 | 0 | 0 | 0 | 0 | 0 | 0 | 0 | 0 | 0 | 0 | 0 | 0 | 0 | 0 | 0 | 0 | 0 | 0 | 0 | 0
Transportation Sector Fuel Used[ships,freight,diesel vehicle,heavy or residual fuel oil tf] | NoSettings | 16976000000000 | 20062200000000 | 20242900000000 | 25527500000000 | 27149600000000 | 28542300000000 | 28799500000000 | 29729000000000 | 29254300000000 | 30563000000000 | 33910300000000 | 35033200000000 | 36469600000000 | 37775100000000 | 38962300000000 | 40272200000000 | 39536800000000 | 41184500000000 | 42067600000000 | 43641500000000 | 44615800000000 | 47142700000000 | 47536000000000 | 49043300000000 | 49673000000000 | 52700900000000 | 52740100000000 | 54057300000000 | 55583400000000 | 57182300000000 | 58373100000000
Transportation Sector Fuel Used[ships,freight,diesel vehicle,LPG propane or butane tf] | NoSettings | 0 | 0 | 0 | 0 | 0 | 0 | 0 | 0 | 0 | 0 | 0 | 0 | 0 | 0 | 0 | 0 | 0 | 0 | 0 | 0 | 0 | 0 | 0 | 0 | 0 | 0 | 0 | 0 | 0 | 0 | 0
Transportation Sector Fuel Used[ships,freight,diesel vehicle,hydrogen tf] | NoSettings | 0 | 0 | 0 | 0 | 0 | 0 | 0 | 0 | 0 | 0 | 0 | 0 | 0 | 0 | 0 | 0 | 0 | 0 | 0 | 0 | 0 | 0 | 0 | 0 | 0 | 0 | 0 | 0 | 0 | 0 | 0
Transportation Sector Fuel Used[ships,freight,plugin hybrid vehicle,electricity tf] | NoSettings | 0 | 0 | 0 | 0 | 0 | 0 | 0 | 0 | 0 | 0 | 0 | 0 | 0 | 0 | 0 | 0 | 0 | 0 | 0 | 0 | 0 | 0 | 0 | 0 | 0 | 0 | 0 | 0 | 0 | 0 | 0
Transportation Sector Fuel Used[ships,freight,plugin hybrid vehicle,natural gas tf] | NoSettings | 0 | 0 | 0 | 0 | 0 | 0 | 0 | 0 | 0 | 0 | 0 | 0 | 0 | 0 | 0 | 0 | 0 | 0 | 0 | 0 | 0 | 0 | 0 | 0 | 0 | 0 | 0 | 0 | 0 | 0 | 0
Transportation Sector Fuel Used[ships,freight,plugin hybrid vehicle,petroleum gasoline tf] | NoSettings | 0 | 0 | 0 | 0 | 0 | 0 | 0 | 0 | 0 | 0 | 0 | 0 | 0 | 0 | 0 | 0 | 0 | 0 | 0 | 0 | 0 | 0 | 0 | 0 | 0 | 0 | 0 | 0 | 0 | 0 | 0
Transportation Sector Fuel Used[ships,freight,plugin hybrid vehicle,petroleum diesel tf] | NoSettings | 0 | 0 | 0 | 0 | 0 | 0 | 0 | 0 | 0 | 0 | 0 | 0 | 0 | 0 | 0 | 0 | 0 | 0 | 0 | 0 | 0 | 0 | 0 | 0 | 0 | 0 | 0 | 0 | 0 | 0 | 0
Transportation Sector Fuel Used[ships,freight,plugin hybrid vehicle,biofuel gasoline tf] | NoSettings | 0 | 0 | 0 | 0 | 0 | 0 | 0 | 0 | 0 | 0 | 0 | 0 | 0 | 0 | 0 | 0 | 0 | 0 | 0 | 0 | 0 | 0 | 0 | 0 | 0 | 0 | 0 | 0 | 0 | 0 | 0
Transportation Sector Fuel Used[ships,freight,plugin hybrid vehicle,biofuel diesel tf] | NoSettings | 0 | 0 | 0 | 0 | 0 | 0 | 0 | 0 | 0 | 0 | 0 | 0 | 0 | 0 | 0 | 0 | 0 | 0 | 0 | 0 | 0 | 0 | 0 | 0 | 0 | 0 | 0 | 0 | 0 | 0 | 0
Transportation Sector Fuel Used[ships,freight,plugin hybrid vehicle,jet fuel tf] | NoSettings | 0 | 0 | 0 | 0 | 0 | 0 | 0 | 0 | 0 | 0 | 0 | 0 | 0 | 0 | 0 | 0 | 0 | 0 | 0 | 0 | 0 | 0 | 0 | 0 | 0 | 0 | 0 | 0 | 0 | 0 | 0
Transportation Sector Fuel Used[ships,freight,plugin hybrid vehicle,heavy or residual fuel oil tf] | NoSettings | 0 | 0 | 0 | 0 | 0 | 0 | 0 | 0 | 0 | 0 | 0 | 0 | 0 | 0 | 0 | 0 | 0 | 0 | 0 | 0 | 0 | 0 | 0 | 0 | 0 | 0 | 0 | 0 | 0 | 0 | 0
Transportation Sector Fuel Used[ships,freight,plugin hybrid vehicle,LPG propane or butane tf] | NoSettings | 0 | 0 | 0 | 0 | 0 | 0 | 0 | 0 | 0 | 0 | 0 | 0 | 0 | 0 | 0 | 0 | 0 | 0 | 0 | 0 | 0 | 0 | 0 | 0 | 0 | 0 | 0 | 0 | 0 | 0 | 0
Transportation Sector Fuel Used[ships,freight,plugin hybrid vehicle,hydrogen tf] | NoSettings | 0 | 0 | 0 | 0 | 0 | 0 | 0 | 0 | 0 | 0 | 0 | 0 | 0 | 0 | 0 | 0 | 0 | 0 | 0 | 0 | 0 | 0 | 0 | 0 | 0 | 0 | 0 | 0 | 0 | 0 | 0
Transportation Sector Fuel Used[ships,freight,LPG vehicle,electricity tf] | NoSettings | 0 | 0 | 0 | 0 | 0 | 0 | 0 | 0 | 0 | 0 | 0 | 0 | 0 | 0 | 0 | 0 | 0 | 0 | 0 | 0 | 0 | 0 | 0 | 0 | 0 | 0 | 0 | 0 | 0 | 0 | 0
Transportation Sector Fuel Used[ships,freight,LPG vehicle,natural gas tf] | NoSettings | 0 | 0 | 0 | 0 | 0 | 0 | 0 | 0 | 0 | 0 | 0 | 0 | 0 | 0 | 0 | 0 | 0 | 0 | 0 | 0 | 0 | 0 | 0 | 0 | 0 | 0 | 0 | 0 | 0 | 0 | 0
Transportation Sector Fuel Used[ships,freight,LPG vehicle,petroleum gasoline tf] | NoSettings | 0 | 0 | 0 | 0 | 0 | 0 | 0 | 0 | 0 | 0 | 0 | 0 | 0 | 0 | 0 | 0 | 0 | 0 | 0 | 0 | 0 | 0 | 0 | 0 | 0 | 0 | 0 | 0 | 0 | 0 | 0
Transportation Sector Fuel Used[ships,freight,LPG vehicle,petroleum diesel tf] | NoSettings | 0 | 0 | 0 | 0 | 0 | 0 | 0 | 0 | 0 | 0 | 0 | 0 | 0 | 0 | 0 | 0 | 0 | 0 | 0 | 0 | 0 | 0 | 0 | 0 | 0 | 0 | 0 | 0 | 0 | 0 | 0
Transportation Sector Fuel Used[ships,freight,LPG vehicle,biofuel gasoline tf] | NoSettings | 0 | 0 | 0 | 0 | 0 | 0 | 0 | 0 | 0 | 0 | 0 | 0 | 0 | 0 | 0 | 0 | 0 | 0 | 0 | 0 | 0 | 0 | 0 | 0 | 0 | 0 | 0 | 0 | 0 | 0 | 0
Transportation Sector Fuel Used[ships,freight,LPG vehicle,biofuel diesel tf] | NoSettings | 0 | 0 | 0 | 0 | 0 | 0 | 0 | 0 | 0 | 0 | 0 | 0 | 0 | 0 | 0 | 0 | 0 | 0 | 0 | 0 | 0 | 0 | 0 | 0 | 0 | 0 | 0 | 0 | 0 | 0 | 0
Transportation Sector Fuel Used[ships,freight,LPG vehicle,jet fuel tf] | NoSettings | 0 | 0 | 0 | 0 | 0 | 0 | 0 | 0 | 0 | 0 | 0 | 0 | 0 | 0 | 0 | 0 | 0 | 0 | 0 | 0 | 0 | 0 | 0 | 0 | 0 | 0 | 0 | 0 | 0 | 0 | 0
Transportation Sector Fuel Used[ships,freight,LPG vehicle,heavy or residual fuel oil tf] | NoSettings | 0 | 0 | 0 | 0 | 0 | 0 | 0 | 0 | 0 | 0 | 0 | 0 | 0 | 0 | 0 | 0 | 0 | 0 | 0 | 0 | 0 | 0 | 0 | 0 | 0 | 0 | 0 | 0 | 0 | 0 | 0
Transportation Sector Fuel Used[ships,freight,LPG vehicle,LPG propane or butane tf] | NoSettings | 0 | 0 | 0 | 0 | 0 | 0 | 0 | 0 | 0 | 0 | 0 | 0 | 0 | 0 | 0 | 0 | 0 | 0 | 0 | 0 | 0 | 0 | 0 | 0 | 0 | 0 | 0 | 0 | 0 | 0 | 0
Transportation Sector Fuel Used[ships,freight,LPG vehicle,hydrogen tf] | NoSettings | 0 | 0 | 0 | 0 | 0 | 0 | 0 | 0 | 0 | 0 | 0 | 0 | 0 | 0 | 0 | 0 | 0 | 0 | 0 | 0 | 0 | 0 | 0 | 0 | 0 | 0 | 0 | 0 | 0 | 0 | 0
Transportation Sector Fuel Used[ships,freight,hydrogen vehicle,electricity tf] | NoSettings | 0 | 0 | 0 | 0 | 0 | 0 | 0 | 0 | 0 | 0 | 0 | 0 | 0 | 0 | 0 | 0 | 0 | 0 | 0 | 0 | 0 | 0 | 0 | 0 | 0 | 0 | 0 | 0 | 0 | 0 | 0
Transportation Sector Fuel Used[ships,freight,hydrogen vehicle,natural gas tf] | NoSettings | 0 | 0 | 0 | 0 | 0 | 0 | 0 | 0 | 0 | 0 | 0 | 0 | 0 | 0 | 0 | 0 | 0 | 0 | 0 | 0 | 0 | 0 | 0 | 0 | 0 | 0 | 0 | 0 | 0 | 0 | 0
Transportation Sector Fuel Used[ships,freight,hydrogen vehicle,petroleum gasoline tf] | NoSettings | 0 | 0 | 0 | 0 | 0 | 0 | 0 | 0 | 0 | 0 | 0 | 0 | 0 | 0 | 0 | 0 | 0 | 0 | 0 | 0 | 0 | 0 | 0 | 0 | 0 | 0 | 0 | 0 | 0 | 0 | 0
Transportation Sector Fuel Used[ships,freight,hydrogen vehicle,petroleum diesel tf] | NoSettings | 0 | 0 | 0 | 0 | 0 | 0 | 0 | 0 | 0 | 0 | 0 | 0 | 0 | 0 | 0 | 0 | 0 | 0 | 0 | 0 | 0 | 0 | 0 | 0 | 0 | 0 | 0 | 0 | 0 | 0 | 0
Transportation Sector Fuel Used[ships,freight,hydrogen vehicle,biofuel gasoline tf] | NoSettings | 0 | 0 | 0 | 0 | 0 | 0 | 0 | 0 | 0 | 0 | 0 | 0 | 0 | 0 | 0 | 0 | 0 | 0 | 0 | 0 | 0 | 0 | 0 | 0 | 0 | 0 | 0 | 0 | 0 | 0 | 0
Transportation Sector Fuel Used[ships,freight,hydrogen vehicle,biofuel diesel tf] | NoSettings | 0 | 0 | 0 | 0 | 0 | 0 | 0 | 0 | 0 | 0 | 0 | 0 | 0 | 0 | 0 | 0 | 0 | 0 | 0 | 0 | 0 | 0 | 0 | 0 | 0 | 0 | 0 | 0 | 0 | 0 | 0
Transportation Sector Fuel Used[ships,freight,hydrogen vehicle,jet fuel tf] | NoSettings | 0 | 0 | 0 | 0 | 0 | 0 | 0 | 0 | 0 | 0 | 0 | 0 | 0 | 0 | 0 | 0 | 0 | 0 | 0 | 0 | 0 | 0 | 0 | 0 | 0 | 0 | 0 | 0 | 0 | 0 | 0
Transportation Sector Fuel Used[ships,freight,hydrogen vehicle,heavy or residual fuel oil tf] | NoSettings | 0 | 0 | 0 | 0 | 0 | 0 | 0 | 0 | 0 | 0 | 0 | 0 | 0 | 0 | 0 | 0 | 0 | 0 | 0 | 0 | 0 | 0 | 0 | 0 | 0 | 0 | 0 | 0 | 0 | 0 | 0
Transportation Sector Fuel Used[ships,freight,hydrogen vehicle,LPG propane or butane tf] | NoSettings | 0 | 0 | 0 | 0 | 0 | 0 | 0 | 0 | 0 | 0 | 0 | 0 | 0 | 0 | 0 | 0 | 0 | 0 | 0 | 0 | 0 | 0 | 0 | 0 | 0 | 0 | 0 | 0 | 0 | 0 | 0
Transportation Sector Fuel Used[ships,freight,hydrogen vehicle,hydrogen tf] | NoSettings | 0 | 0 | 0 | 0 | 0 | 0 | 0 | 0 | 0 | 0 | 0 | 0 | 0 | 0 | 0 | 0 | 0 | 0 | 0 | 0 | 0 | 0 | 0 | 0 | 0 | 0 | 0 | 0 | 0 | 0 | 0
Transportation Sector Fuel Used[motorbikes,passenger,battery electric vehicle,electricity tf] | NoSettings | 672158000 | 4811810000 | 14158700000 | 29516200000 | 50688600000 | 75937900000 | 104328000000 | 134398000000 | 165135000000 | 196085000000 | 226938000000 | 257496000000 | 287758000000 | 317747000000 | 347332000000 | 376561000000 | 405347000000 | 434643000000 | 462748000000 | 487208000000 | 507047000000 | 521823000000 | 532604000000 | 540088000000 | 545350000000 | 549176000000 | 552000000000 | 554051000000 | 555626000000 | 557120000000 | 558098000000
Transportation Sector Fuel Used[motorbikes,passenger,battery electric vehicle,natural gas tf] | NoSettings | 0 | 0 | 0 | 0 | 0 | 0 | 0 | 0 | 0 | 0 | 0 | 0 | 0 | 0 | 0 | 0 | 0 | 0 | 0 | 0 | 0 | 0 | 0 | 0 | 0 | 0 | 0 | 0 | 0 | 0 | 0
Transportation Sector Fuel Used[motorbikes,passenger,battery electric vehicle,petroleum gasoline tf] | NoSettings | 0 | 0 | 0 | 0 | 0 | 0 | 0 | 0 | 0 | 0 | 0 | 0 | 0 | 0 | 0 | 0 | 0 | 0 | 0 | 0 | 0 | 0 | 0 | 0 | 0 | 0 | 0 | 0 | 0 | 0 | 0
Transportation Sector Fuel Used[motorbikes,passenger,battery electric vehicle,petroleum diesel tf] | NoSettings | 0 | 0 | 0 | 0 | 0 | 0 | 0 | 0 | 0 | 0 | 0 | 0 | 0 | 0 | 0 | 0 | 0 | 0 | 0 | 0 | 0 | 0 | 0 | 0 | 0 | 0 | 0 | 0 | 0 | 0 | 0
Transportation Sector Fuel Used[motorbikes,passenger,battery electric vehicle,biofuel gasoline tf] | NoSettings | 0 | 0 | 0 | 0 | 0 | 0 | 0 | 0 | 0 | 0 | 0 | 0 | 0 | 0 | 0 | 0 | 0 | 0 | 0 | 0 | 0 | 0 | 0 | 0 | 0 | 0 | 0 | 0 | 0 | 0 | 0
Transportation Sector Fuel Used[motorbikes,passenger,battery electric vehicle,biofuel diesel tf] | NoSettings | 0 | 0 | 0 | 0 | 0 | 0 | 0 | 0 | 0 | 0 | 0 | 0 | 0 | 0 | 0 | 0 | 0 | 0 | 0 | 0 | 0 | 0 | 0 | 0 | 0 | 0 | 0 | 0 | 0 | 0 | 0
Transportation Sector Fuel Used[motorbikes,passenger,battery electric vehicle,jet fuel tf] | NoSettings | 0 | 0 | 0 | 0 | 0 | 0 | 0 | 0 | 0 | 0 | 0 | 0 | 0 | 0 | 0 | 0 | 0 | 0 | 0 | 0 | 0 | 0 | 0 | 0 | 0 | 0 | 0 | 0 | 0 | 0 | 0
Transportation Sector Fuel Used[motorbikes,passenger,battery electric vehicle,heavy or residual fuel oil tf] | NoSettings | 0 | 0 | 0 | 0 | 0 | 0 | 0 | 0 | 0 | 0 | 0 | 0 | 0 | 0 | 0 | 0 | 0 | 0 | 0 | 0 | 0 | 0 | 0 | 0 | 0 | 0 | 0 | 0 | 0 | 0 | 0
Transportation Sector Fuel Used[motorbikes,passenger,battery electric vehicle,LPG propane or butane tf] | NoSettings | 0 | 0 | 0 | 0 | 0 | 0 | 0 | 0 | 0 | 0 | 0 | 0 | 0 | 0 | 0 | 0 | 0 | 0 | 0 | 0 | 0 | 0 | 0 | 0 | 0 | 0 | 0 | 0 | 0 | 0 | 0
Transportation Sector Fuel Used[motorbikes,passenger,battery electric vehicle,hydrogen tf] | NoSettings | 0 | 0 | 0 | 0 | 0 | 0 | 0 | 0 | 0 | 0 | 0 | 0 | 0 | 0 | 0 | 0 | 0 | 0 | 0 | 0 | 0 | 0 | 0 | 0 | 0 | 0 | 0 | 0 | 0 | 0 | 0
Transportation Sector Fuel Used[motorbikes,passenger,natural gas vehicle,electricity tf] | NoSettings | 0 | 0 | 0 | 0 | 0 | 0 | 0 | 0 | 0 | 0 | 0 | 0 | 0 | 0 | 0 | 0 | 0 | 0 | 0 | 0 | 0 | 0 | 0 | 0 | 0 | 0 | 0 | 0 | 0 | 0 | 0
Transportation Sector Fuel Used[motorbikes,passenger,natural gas vehicle,natural gas tf] | NoSettings | 50994200 | 51090200 | 44601100 | 38205700 | 32014100 | 26328700 | 21159100 | 16496300 | 12358200 | 8764600 | 5737200 | 3306560 | 1509160 | 856358 | 384291 | 97105.9 | 0 | 0 | 0 | 0 | 0 | 0 | 0 | 0 | 0 | 0 | 0 | 0 | 0 | 0 | 0
Transportation Sector Fuel Used[motorbikes,passenger,natural gas vehicle,petroleum gasoline tf] | NoSettings | 0 | 0 | 0 | 0 | 0 | 0 | 0 | 0 | 0 | 0 | 0 | 0 | 0 | 0 | 0 | 0 | 0 | 0 | 0 | 0 | 0 | 0 | 0 | 0 | 0 | 0 | 0 | 0 | 0 | 0 | 0
Transportation Sector Fuel Used[motorbikes,passenger,natural gas vehicle,petroleum diesel tf] | NoSettings | 0 | 0 | 0 | 0 | 0 | 0 | 0 | 0 | 0 | 0 | 0 | 0 | 0 | 0 | 0 | 0 | 0 | 0 | 0 | 0 | 0 | 0 | 0 | 0 | 0 | 0 | 0 | 0 | 0 | 0 | 0
Transportation Sector Fuel Used[motorbikes,passenger,natural gas vehicle,biofuel gasoline tf] | NoSettings | 0 | 0 | 0 | 0 | 0 | 0 | 0 | 0 | 0 | 0 | 0 | 0 | 0 | 0 | 0 | 0 | 0 | 0 | 0 | 0 | 0 | 0 | 0 | 0 | 0 | 0 | 0 | 0 | 0 | 0 | 0
Transportation Sector Fuel Used[motorbikes,passenger,natural gas vehicle,biofuel diesel tf] | NoSettings | 0 | 0 | 0 | 0 | 0 | 0 | 0 | 0 | 0 | 0 | 0 | 0 | 0 | 0 | 0 | 0 | 0 | 0 | 0 | 0 | 0 | 0 | 0 | 0 | 0 | 0 | 0 | 0 | 0 | 0 | 0
Transportation Sector Fuel Used[motorbikes,passenger,natural gas vehicle,jet fuel tf] | NoSettings | 0 | 0 | 0 | 0 | 0 | 0 | 0 | 0 | 0 | 0 | 0 | 0 | 0 | 0 | 0 | 0 | 0 | 0 | 0 | 0 | 0 | 0 | 0 | 0 | 0 | 0 | 0 | 0 | 0 | 0 | 0
Transportation Sector Fuel Used[motorbikes,passenger,natural gas vehicle,heavy or residual fuel oil tf] | NoSettings | 0 | 0 | 0 | 0 | 0 | 0 | 0 | 0 | 0 | 0 | 0 | 0 | 0 | 0 | 0 | 0 | 0 | 0 | 0 | 0 | 0 | 0 | 0 | 0 | 0 | 0 | 0 | 0 | 0 | 0 | 0
Transportation Sector Fuel Used[motorbikes,passenger,natural gas vehicle,LPG propane or butane tf] | NoSettings | 0 | 0 | 0 | 0 | 0 | 0 | 0 | 0 | 0 | 0 | 0 | 0 | 0 | 0 | 0 | 0 | 0 | 0 | 0 | 0 | 0 | 0 | 0 | 0 | 0 | 0 | 0 | 0 | 0 | 0 | 0
Transportation Sector Fuel Used[motorbikes,passenger,natural gas vehicle,hydrogen tf] | NoSettings | 0 | 0 | 0 | 0 | 0 | 0 | 0 | 0 | 0 | 0 | 0 | 0 | 0 | 0 | 0 | 0 | 0 | 0 | 0 | 0 | 0 | 0 | 0 | 0 | 0 | 0 | 0 | 0 | 0 | 0 | 0
Transportation Sector Fuel Used[motorbikes,passenger,gasoline vehicle,electricity tf] | NoSettings | 0 | 0 | 0 | 0 | 0 | 0 | 0 | 0 | 0 | 0 | 0 | 0 | 0 | 0 | 0 | 0 | 0 | 0 | 0 | 0 | 0 | 0 | 0 | 0 | 0 | 0 | 0 | 0 | 0 | 0 | 0
Transportation Sector Fuel Used[motorbikes,passenger,gasoline vehicle,natural gas tf] | NoSettings | 0 | 0 | 0 | 0 | 0 | 0 | 0 | 0 | 0 | 0 | 0 | 0 | 0 | 0 | 0 | 0 | 0 | 0 | 0 | 0 | 0 | 0 | 0 | 0 | 0 | 0 | 0 | 0 | 0 | 0 | 0
Transportation Sector Fuel Used[motorbikes,passenger,gasoline vehicle,petroleum gasoline tf] | NoSettings | 3427440000000 | 3846570000000 | 3797610000000 | 3716480000000 | 3599940000000 | 3495210000000 | 3385280000000 | 3272260000000 | 3158600000000 | 3046750000000 | 2936400000000 | 2829610000000 | 2727160000000 | 2628940000000 | 2534960000000 | 2445670000000 | 2358660000000 | 2270710000000 | 2186110000000 | 2112580000000 | 2053000000000 | 2008200000000 | 1975990000000 | 1953320000000 | 1936750000000 | 1923310000000 | 1911900000000 | 1901940000000 | 1892910000000 | 1885440000000 | 1877740000000
Transportation Sector Fuel Used[motorbikes,passenger,gasoline vehicle,petroleum diesel tf] | NoSettings | 0 | 0 | 0 | 0 | 0 | 0 | 0 | 0 | 0 | 0 | 0 | 0 | 0 | 0 | 0 | 0 | 0 | 0 | 0 | 0 | 0 | 0 | 0 | 0 | 0 | 0 | 0 | 0 | 0 | 0 | 0
Transportation Sector Fuel Used[motorbikes,passenger,gasoline vehicle,biofuel gasoline tf] | NoSettings | 264331000000 | 297548000000 | 294642000000 | 289211000000 | 280978000000 | 273617000000 | 265799000000 | 257686000000 | 249471000000 | 240992000000 | 232947000000 | 224475000000 | 216348000000 | 208556000000 | 201101000000 | 194017000000 | 187115000000 | 180137000000 | 173426000000 | 167592000000 | 162866000000 | 159312000000 | 156757000000 | 154958000000 | 153644000000 | 152578000000 | 151673000000 | 150882000000 | 150166000000 | 149573000000 | 148963000000
Transportation Sector Fuel Used[motorbikes,passenger,gasoline vehicle,biofuel diesel tf] | NoSettings | 0 | 0 | 0 | 0 | 0 | 0 | 0 | 0 | 0 | 0 | 0 | 0 | 0 | 0 | 0 | 0 | 0 | 0 | 0 | 0 | 0 | 0 | 0 | 0 | 0 | 0 | 0 | 0 | 0 | 0 | 0
Transportation Sector Fuel Used[motorbikes,passenger,gasoline vehicle,jet fuel tf] | NoSettings | 0 | 0 | 0 | 0 | 0 | 0 | 0 | 0 | 0 | 0 | 0 | 0 | 0 | 0 | 0 | 0 | 0 | 0 | 0 | 0 | 0 | 0 | 0 | 0 | 0 | 0 | 0 | 0 | 0 | 0 | 0
Transportation Sector Fuel Used[motorbikes,passenger,gasoline vehicle,heavy or residual fuel oil tf] | NoSettings | 0 | 0 | 0 | 0 | 0 | 0 | 0 | 0 | 0 | 0 | 0 | 0 | 0 | 0 | 0 | 0 | 0 | 0 | 0 | 0 | 0 | 0 | 0 | 0 | 0 | 0 | 0 | 0 | 0 | 0 | 0
Transportation Sector Fuel Used[motorbikes,passenger,gasoline vehicle,LPG propane or butane tf] | NoSettings | 0 | 0 | 0 | 0 | 0 | 0 | 0 | 0 | 0 | 0 | 0 | 0 | 0 | 0 | 0 | 0 | 0 | 0 | 0 | 0 | 0 | 0 | 0 | 0 | 0 | 0 | 0 | 0 | 0 | 0 | 0
Transportation Sector Fuel Used[motorbikes,passenger,gasoline vehicle,hydrogen tf] | NoSettings | 0 | 0 | 0 | 0 | 0 | 0 | 0 | 0 | 0 | 0 | 0 | 0 | 0 | 0 | 0 | 0 | 0 | 0 | 0 | 0 | 0 | 0 | 0 | 0 | 0 | 0 | 0 | 0 | 0 | 0 | 0
Transportation Sector Fuel Used[motorbikes,passenger,diesel vehicle,electricity tf] | NoSettings | 0 | 0 | 0 | 0 | 0 | 0 | 0 | 0 | 0 | 0 | 0 | 0 | 0 | 0 | 0 | 0 | 0 | 0 | 0 | 0 | 0 | 0 | 0 | 0 | 0 | 0 | 0 | 0 | 0 | 0 | 0
Transportation Sector Fuel Used[motorbikes,passenger,diesel vehicle,natural gas tf] | NoSettings | 0 | 0 | 0 | 0 | 0 | 0 | 0 | 0 | 0 | 0 | 0 | 0 | 0 | 0 | 0 | 0 | 0 | 0 | 0 | 0 | 0 | 0 | 0 | 0 | 0 | 0 | 0 | 0 | 0 | 0 | 0
Transportation Sector Fuel Used[motorbikes,passenger,diesel vehicle,petroleum gasoline tf] | NoSettings | 0 | 0 | 0 | 0 | 0 | 0 | 0 | 0 | 0 | 0 | 0 | 0 | 0 | 0 | 0 | 0 | 0 | 0 | 0 | 0 | 0 | 0 | 0 | 0 | 0 | 0 | 0 | 0 | 0 | 0 | 0
Transportation Sector Fuel Used[motorbikes,passenger,diesel vehicle,petroleum diesel tf] | NoSettings | 324685000 | 322342000 | 279400000 | 238264000 | 199461000 | 164559000 | 133549000 | 106146000 | 82215400 | 61621500 | 44212400 | 30835900 | 19706000 | 10917900 | 4961540 | 1270790 | 0 | 0 | 0 | 0 | 0 | 0 | 0 | 0 | 0 | 0 | 0 | 0 | 0 | 0 | 0
Transportation Sector Fuel Used[motorbikes,passenger,diesel vehicle,biofuel gasoline tf] | NoSettings | 0 | 0 | 0 | 0 | 0 | 0 | 0 | 0 | 0 | 0 | 0 | 0 | 0 | 0 | 0 | 0 | 0 | 0 | 0 | 0 | 0 | 0 | 0 | 0 | 0 | 0 | 0 | 0 | 0 | 0 | 0
Transportation Sector Fuel Used[motorbikes,passenger,diesel vehicle,biofuel diesel tf] | NoSettings | 79977600 | 89240500 | 86309400 | 81634100 | 75419000 | 68380000 | 60770900 | 52735700 | 44484500 | 36234500 | 28203600 | 19670600 | 12570700 | 6964630 | 3165020 | 810651 | 0 | 0 | 0 | 0 | 0 | 0 | 0 | 0 | 0 | 0 | 0 | 0 | 0 | 0 | 0
Transportation Sector Fuel Used[motorbikes,passenger,diesel vehicle,jet fuel tf] | NoSettings | 0 | 0 | 0 | 0 | 0 | 0 | 0 | 0 | 0 | 0 | 0 | 0 | 0 | 0 | 0 | 0 | 0 | 0 | 0 | 0 | 0 | 0 | 0 | 0 | 0 | 0 | 0 | 0 | 0 | 0 | 0
Transportation Sector Fuel Used[motorbikes,passenger,diesel vehicle,heavy or residual fuel oil tf] | NoSettings | 0 | 0 | 0 | 0 | 0 | 0 | 0 | 0 | 0 | 0 | 0 | 0 | 0 | 0 | 0 | 0 | 0 | 0 | 0 | 0 | 0 | 0 | 0 | 0 | 0 | 0 | 0 | 0 | 0 | 0 | 0
Transportation Sector Fuel Used[motorbikes,passenger,diesel vehicle,LPG propane or butane tf] | NoSettings | 0 | 0 | 0 | 0 | 0 | 0 | 0 | 0 | 0 | 0 | 0 | 0 | 0 | 0 | 0 | 0 | 0 | 0 | 0 | 0 | 0 | 0 | 0 | 0 | 0 | 0 | 0 | 0 | 0 | 0 | 0
Transportation Sector Fuel Used[motorbikes,passenger,diesel vehicle,hydrogen tf] | NoSettings | 0 | 0 | 0 | 0 | 0 | 0 | 0 | 0 | 0 | 0 | 0 | 0 | 0 | 0 | 0 | 0 | 0 | 0 | 0 | 0 | 0 | 0 | 0 | 0 | 0 | 0 | 0 | 0 | 0 | 0 | 0
Transportation Sector Fuel Used[motorbikes,passenger,plugin hybrid vehicle,electricity tf] | NoSettings | 0 | 0 | 0 | 0 | 0 | 0 | 0 | 0 | 0 | 0 | 0 | 0 | 0 | 0 | 0 | 0 | 0 | 0 | 0 | 0 | 0 | 0 | 0 | 0 | 0 | 0 | 0 | 0 | 0 | 0 | 0
Transportation Sector Fuel Used[motorbikes,passenger,plugin hybrid vehicle,natural gas tf] | NoSettings | 0 | 0 | 0 | 0 | 0 | 0 | 0 | 0 | 0 | 0 | 0 | 0 | 0 | 0 | 0 | 0 | 0 | 0 | 0 | 0 | 0 | 0 | 0 | 0 | 0 | 0 | 0 | 0 | 0 | 0 | 0
Transportation Sector Fuel Used[motorbikes,passenger,plugin hybrid vehicle,petroleum gasoline tf] | NoSettings | 0 | 0 | 0 | 0 | 0 | 0 | 0 | 0 | 0 | 0 | 0 | 0 | 0 | 0 | 0 | 0 | 0 | 0 | 0 | 0 | 0 | 0 | 0 | 0 | 0 | 0 | 0 | 0 | 0 | 0 | 0
Transportation Sector Fuel Used[motorbikes,passenger,plugin hybrid vehicle,petroleum diesel tf] | NoSettings | 0 | 0 | 0 | 0 | 0 | 0 | 0 | 0 | 0 | 0 | 0 | 0 | 0 | 0 | 0 | 0 | 0 | 0 | 0 | 0 | 0 | 0 | 0 | 0 | 0 | 0 | 0 | 0 | 0 | 0 | 0
Transportation Sector Fuel Used[motorbikes,passenger,plugin hybrid vehicle,biofuel gasoline tf] | NoSettings | 0 | 0 | 0 | 0 | 0 | 0 | 0 | 0 | 0 | 0 | 0 | 0 | 0 | 0 | 0 | 0 | 0 | 0 | 0 | 0 | 0 | 0 | 0 | 0 | 0 | 0 | 0 | 0 | 0 | 0 | 0
Transportation Sector Fuel Used[motorbikes,passenger,plugin hybrid vehicle,biofuel diesel tf] | NoSettings | 0 | 0 | 0 | 0 | 0 | 0 | 0 | 0 | 0 | 0 | 0 | 0 | 0 | 0 | 0 | 0 | 0 | 0 | 0 | 0 | 0 | 0 | 0 | 0 | 0 | 0 | 0 | 0 | 0 | 0 | 0
Transportation Sector Fuel Used[motorbikes,passenger,plugin hybrid vehicle,jet fuel tf] | NoSettings | 0 | 0 | 0 | 0 | 0 | 0 | 0 | 0 | 0 | 0 | 0 | 0 | 0 | 0 | 0 | 0 | 0 | 0 | 0 | 0 | 0 | 0 | 0 | 0 | 0 | 0 | 0 | 0 | 0 | 0 | 0
Transportation Sector Fuel Used[motorbikes,passenger,plugin hybrid vehicle,heavy or residual fuel oil tf] | NoSettings | 0 | 0 | 0 | 0 | 0 | 0 | 0 | 0 | 0 | 0 | 0 | 0 | 0 | 0 | 0 | 0 | 0 | 0 | 0 | 0 | 0 | 0 | 0 | 0 | 0 | 0 | 0 | 0 | 0 | 0 | 0
Transportation Sector Fuel Used[motorbikes,passenger,plugin hybrid vehicle,LPG propane or butane tf] | NoSettings | 0 | 0 | 0 | 0 | 0 | 0 | 0 | 0 | 0 | 0 | 0 | 0 | 0 | 0 | 0 | 0 | 0 | 0 | 0 | 0 | 0 | 0 | 0 | 0 | 0 | 0 | 0 | 0 | 0 | 0 | 0
Transportation Sector Fuel Used[motorbikes,passenger,plugin hybrid vehicle,hydrogen tf] | NoSettings | 0 | 0 | 0 | 0 | 0 | 0 | 0 | 0 | 0 | 0 | 0 | 0 | 0 | 0 | 0 | 0 | 0 | 0 | 0 | 0 | 0 | 0 | 0 | 0 | 0 | 0 | 0 | 0 | 0 | 0 | 0
Transportation Sector Fuel Used[motorbikes,passenger,LPG vehicle,electricity tf] | NoSettings | 0 | 0 | 0 | 0 | 0 | 0 | 0 | 0 | 0 | 0 | 0 | 0 | 0 | 0 | 0 | 0 | 0 | 0 | 0 | 0 | 0 | 0 | 0 | 0 | 0 | 0 | 0 | 0 | 0 | 0 | 0
Transportation Sector Fuel Used[motorbikes,passenger,LPG vehicle,natural gas tf] | NoSettings | 0 | 0 | 0 | 0 | 0 | 0 | 0 | 0 | 0 | 0 | 0 | 0 | 0 | 0 | 0 | 0 | 0 | 0 | 0 | 0 | 0 | 0 | 0 | 0 | 0 | 0 | 0 | 0 | 0 | 0 | 0
Transportation Sector Fuel Used[motorbikes,passenger,LPG vehicle,petroleum gasoline tf] | NoSettings | 0 | 0 | 0 | 0 | 0 | 0 | 0 | 0 | 0 | 0 | 0 | 0 | 0 | 0 | 0 | 0 | 0 | 0 | 0 | 0 | 0 | 0 | 0 | 0 | 0 | 0 | 0 | 0 | 0 | 0 | 0
Transportation Sector Fuel Used[motorbikes,passenger,LPG vehicle,petroleum diesel tf] | NoSettings | 0 | 0 | 0 | 0 | 0 | 0 | 0 | 0 | 0 | 0 | 0 | 0 | 0 | 0 | 0 | 0 | 0 | 0 | 0 | 0 | 0 | 0 | 0 | 0 | 0 | 0 | 0 | 0 | 0 | 0 | 0
Transportation Sector Fuel Used[motorbikes,passenger,LPG vehicle,biofuel gasoline tf] | NoSettings | 0 | 0 | 0 | 0 | 0 | 0 | 0 | 0 | 0 | 0 | 0 | 0 | 0 | 0 | 0 | 0 | 0 | 0 | 0 | 0 | 0 | 0 | 0 | 0 | 0 | 0 | 0 | 0 | 0 | 0 | 0
Transportation Sector Fuel Used[motorbikes,passenger,LPG vehicle,biofuel diesel tf] | NoSettings | 0 | 0 | 0 | 0 | 0 | 0 | 0 | 0 | 0 | 0 | 0 | 0 | 0 | 0 | 0 | 0 | 0 | 0 | 0 | 0 | 0 | 0 | 0 | 0 | 0 | 0 | 0 | 0 | 0 | 0 | 0
Transportation Sector Fuel Used[motorbikes,passenger,LPG vehicle,jet fuel tf] | NoSettings | 0 | 0 | 0 | 0 | 0 | 0 | 0 | 0 | 0 | 0 | 0 | 0 | 0 | 0 | 0 | 0 | 0 | 0 | 0 | 0 | 0 | 0 | 0 | 0 | 0 | 0 | 0 | 0 | 0 | 0 | 0
Transportation Sector Fuel Used[motorbikes,passenger,LPG vehicle,heavy or residual fuel oil tf] | NoSettings | 0 | 0 | 0 | 0 | 0 | 0 | 0 | 0 | 0 | 0 | 0 | 0 | 0 | 0 | 0 | 0 | 0 | 0 | 0 | 0 | 0 | 0 | 0 | 0 | 0 | 0 | 0 | 0 | 0 | 0 | 0
Transportation Sector Fuel Used[motorbikes,passenger,LPG vehicle,LPG propane or butane tf] | NoSettings | 0 | 0 | 0 | 0 | 0 | 0 | 0 | 0 | 0 | 0 | 0 | 0 | 0 | 0 | 0 | 0 | 0 | 0 | 0 | 0 | 0 | 0 | 0 | 0 | 0 | 0 | 0 | 0 | 0 | 0 | 0
Transportation Sector Fuel Used[motorbikes,passenger,LPG vehicle,hydrogen tf] | NoSettings | 0 | 0 | 0 | 0 | 0 | 0 | 0 | 0 | 0 | 0 | 0 | 0 | 0 | 0 | 0 | 0 | 0 | 0 | 0 | 0 | 0 | 0 | 0 | 0 | 0 | 0 | 0 | 0 | 0 | 0 | 0
Transportation Sector Fuel Used[motorbikes,passenger,hydrogen vehicle,electricity tf] | NoSettings | 0 | 0 | 0 | 0 | 0 | 0 | 0 | 0 | 0 | 0 | 0 | 0 | 0 | 0 | 0 | 0 | 0 | 0 | 0 | 0 | 0 | 0 | 0 | 0 | 0 | 0 | 0 | 0 | 0 | 0 | 0
Transportation Sector Fuel Used[motorbikes,passenger,hydrogen vehicle,natural gas tf] | NoSettings | 0 | 0 | 0 | 0 | 0 | 0 | 0 | 0 | 0 | 0 | 0 | 0 | 0 | 0 | 0 | 0 | 0 | 0 | 0 | 0 | 0 | 0 | 0 | 0 | 0 | 0 | 0 | 0 | 0 | 0 | 0
Transportation Sector Fuel Used[motorbikes,passenger,hydrogen vehicle,petroleum gasoline tf] | NoSettings | 0 | 0 | 0 | 0 | 0 | 0 | 0 | 0 | 0 | 0 | 0 | 0 | 0 | 0 | 0 | 0 | 0 | 0 | 0 | 0 | 0 | 0 | 0 | 0 | 0 | 0 | 0 | 0 | 0 | 0 | 0
Transportation Sector Fuel Used[motorbikes,passenger,hydrogen vehicle,petroleum diesel tf] | NoSettings | 0 | 0 | 0 | 0 | 0 | 0 | 0 | 0 | 0 | 0 | 0 | 0 | 0 | 0 | 0 | 0 | 0 | 0 | 0 | 0 | 0 | 0 | 0 | 0 | 0 | 0 | 0 | 0 | 0 | 0 | 0
Transportation Sector Fuel Used[motorbikes,passenger,hydrogen vehicle,biofuel gasoline tf] | NoSettings | 0 | 0 | 0 | 0 | 0 | 0 | 0 | 0 | 0 | 0 | 0 | 0 | 0 | 0 | 0 | 0 | 0 | 0 | 0 | 0 | 0 | 0 | 0 | 0 | 0 | 0 | 0 | 0 | 0 | 0 | 0
Transportation Sector Fuel Used[motorbikes,passenger,hydrogen vehicle,biofuel diesel tf] | NoSettings | 0 | 0 | 0 | 0 | 0 | 0 | 0 | 0 | 0 | 0 | 0 | 0 | 0 | 0 | 0 | 0 | 0 | 0 | 0 | 0 | 0 | 0 | 0 | 0 | 0 | 0 | 0 | 0 | 0 | 0 | 0
Transportation Sector Fuel Used[motorbikes,passenger,hydrogen vehicle,jet fuel tf] | NoSettings | 0 | 0 | 0 | 0 | 0 | 0 | 0 | 0 | 0 | 0 | 0 | 0 | 0 | 0 | 0 | 0 | 0 | 0 | 0 | 0 | 0 | 0 | 0 | 0 | 0 | 0 | 0 | 0 | 0 | 0 | 0
Transportation Sector Fuel Used[motorbikes,passenger,hydrogen vehicle,heavy or residual fuel oil tf] | NoSettings | 0 | 0 | 0 | 0 | 0 | 0 | 0 | 0 | 0 | 0 | 0 | 0 | 0 | 0 | 0 | 0 | 0 | 0 | 0 | 0 | 0 | 0 | 0 | 0 | 0 | 0 | 0 | 0 | 0 | 0 | 0
Transportation Sector Fuel Used[motorbikes,passenger,hydrogen vehicle,LPG propane or butane tf] | NoSettings | 0 | 0 | 0 | 0 | 0 | 0 | 0 | 0 | 0 | 0 | 0 | 0 | 0 | 0 | 0 | 0 | 0 | 0 | 0 | 0 | 0 | 0 | 0 | 0 | 0 | 0 | 0 | 0 | 0 | 0 | 0
Transportation Sector Fuel Used[motorbikes,passenger,hydrogen vehicle,hydrogen tf] | NoSettings | 0 | 0 | 0 | 0 | 0 | 0 | 0 | 0 | 0 | 0 | 0 | 0 | 0 | 0 | 0 | 0 | 0 | 0 | 0 | 0 | 0 | 0 | 0 | 0 | 0 | 0 | 0 | 0 | 0 | 0 | 0
Transportation Sector Fuel Used[motorbikes,freight,battery electric vehicle,electricity tf] | NoSettings | 4321780000 | 10321700000 | 33182000000 | 61668000000 | 170069000000 | 329486000000 | 567174000000 | 938857000000 | 1456180000000 | 2130760000000 | 2973940000000 | 4044370000000 | 5339480000000 | 6723000000000 | 8194100000000 | 9753240000000 | 11398400000000 | 13128900000000 | 14943700000000 | 16839300000000 | 18815900000000 | 20869900000000 | 22996800000000 | 25195800000000 | 27462700000000 | 29681100000000 | 31966100000000 | 34296100000000 | 36690200000000 | 39043700000000 | 41403800000000
Transportation Sector Fuel Used[motorbikes,freight,battery electric vehicle,natural gas tf] | NoSettings | 0 | 0 | 0 | 0 | 0 | 0 | 0 | 0 | 0 | 0 | 0 | 0 | 0 | 0 | 0 | 0 | 0 | 0 | 0 | 0 | 0 | 0 | 0 | 0 | 0 | 0 | 0 | 0 | 0 | 0 | 0
Transportation Sector Fuel Used[motorbikes,freight,battery electric vehicle,petroleum gasoline tf] | NoSettings | 0 | 0 | 0 | 0 | 0 | 0 | 0 | 0 | 0 | 0 | 0 | 0 | 0 | 0 | 0 | 0 | 0 | 0 | 0 | 0 | 0 | 0 | 0 | 0 | 0 | 0 | 0 | 0 | 0 | 0 | 0
Transportation Sector Fuel Used[motorbikes,freight,battery electric vehicle,petroleum diesel tf] | NoSettings | 0 | 0 | 0 | 0 | 0 | 0 | 0 | 0 | 0 | 0 | 0 | 0 | 0 | 0 | 0 | 0 | 0 | 0 | 0 | 0 | 0 | 0 | 0 | 0 | 0 | 0 | 0 | 0 | 0 | 0 | 0
Transportation Sector Fuel Used[motorbikes,freight,battery electric vehicle,biofuel gasoline tf] | NoSettings | 0 | 0 | 0 | 0 | 0 | 0 | 0 | 0 | 0 | 0 | 0 | 0 | 0 | 0 | 0 | 0 | 0 | 0 | 0 | 0 | 0 | 0 | 0 | 0 | 0 | 0 | 0 | 0 | 0 | 0 | 0
Transportation Sector Fuel Used[motorbikes,freight,battery electric vehicle,biofuel diesel tf] | NoSettings | 0 | 0 | 0 | 0 | 0 | 0 | 0 | 0 | 0 | 0 | 0 | 0 | 0 | 0 | 0 | 0 | 0 | 0 | 0 | 0 | 0 | 0 | 0 | 0 | 0 | 0 | 0 | 0 | 0 | 0 | 0
Transportation Sector Fuel Used[motorbikes,freight,battery electric vehicle,jet fuel tf] | NoSettings | 0 | 0 | 0 | 0 | 0 | 0 | 0 | 0 | 0 | 0 | 0 | 0 | 0 | 0 | 0 | 0 | 0 | 0 | 0 | 0 | 0 | 0 | 0 | 0 | 0 | 0 | 0 | 0 | 0 | 0 | 0
Transportation Sector Fuel Used[motorbikes,freight,battery electric vehicle,heavy or residual fuel oil tf] | NoSettings | 0 | 0 | 0 | 0 | 0 | 0 | 0 | 0 | 0 | 0 | 0 | 0 | 0 | 0 | 0 | 0 | 0 | 0 | 0 | 0 | 0 | 0 | 0 | 0 | 0 | 0 | 0 | 0 | 0 | 0 | 0
Transportation Sector Fuel Used[motorbikes,freight,battery electric vehicle,LPG propane or butane tf] | NoSettings | 0 | 0 | 0 | 0 | 0 | 0 | 0 | 0 | 0 | 0 | 0 | 0 | 0 | 0 | 0 | 0 | 0 | 0 | 0 | 0 | 0 | 0 | 0 | 0 | 0 | 0 | 0 | 0 | 0 | 0 | 0
Transportation Sector Fuel Used[motorbikes,freight,battery electric vehicle,hydrogen tf] | NoSettings | 0 | 0 | 0 | 0 | 0 | 0 | 0 | 0 | 0 | 0 | 0 | 0 | 0 | 0 | 0 | 0 | 0 | 0 | 0 | 0 | 0 | 0 | 0 | 0 | 0 | 0 | 0 | 0 | 0 | 0 | 0
Transportation Sector Fuel Used[motorbikes,freight,natural gas vehicle,electricity tf] | NoSettings | 0 | 0 | 0 | 0 | 0 | 0 | 0 | 0 | 0 | 0 | 0 | 0 | 0 | 0 | 0 | 0 | 0 | 0 | 0 | 0 | 0 | 0 | 0 | 0 | 0 | 0 | 0 | 0 | 0 | 0 | 0
Transportation Sector Fuel Used[motorbikes,freight,natural gas vehicle,natural gas tf] | NoSettings | 149615000000 | 204733000000 | 316962000000 | 412158000000 | 475624000000 | 530190000000 | 590211000000 | 646069000000 | 703316000000 | 767868000000 | 839886000000 | 934224000000 | 1037800000000 | 1163770000000 | 1313050000000 | 1486630000000 | 1698780000000 | 1943920000000 | 2223030000000 | 2536270000000 | 2883500000000 | 3265190000000 | 3673700000000 | 4123590000000 | 4607610000000 | 5029180000000 | 5466650000000 | 5848090000000 | 6277140000000 | 6772270000000 | 7305950000000
Transportation Sector Fuel Used[motorbikes,freight,natural gas vehicle,petroleum gasoline tf] | NoSettings | 0 | 0 | 0 | 0 | 0 | 0 | 0 | 0 | 0 | 0 | 0 | 0 | 0 | 0 | 0 | 0 | 0 | 0 | 0 | 0 | 0 | 0 | 0 | 0 | 0 | 0 | 0 | 0 | 0 | 0 | 0
Transportation Sector Fuel Used[motorbikes,freight,natural gas vehicle,petroleum diesel tf] | NoSettings | 0 | 0 | 0 | 0 | 0 | 0 | 0 | 0 | 0 | 0 | 0 | 0 | 0 | 0 | 0 | 0 | 0 | 0 | 0 | 0 | 0 | 0 | 0 | 0 | 0 | 0 | 0 | 0 | 0 | 0 | 0
Transportation Sector Fuel Used[motorbikes,freight,natural gas vehicle,biofuel gasoline tf] | NoSettings | 0 | 0 | 0 | 0 | 0 | 0 | 0 | 0 | 0 | 0 | 0 | 0 | 0 | 0 | 0 | 0 | 0 | 0 | 0 | 0 | 0 | 0 | 0 | 0 | 0 | 0 | 0 | 0 | 0 | 0 | 0
Transportation Sector Fuel Used[motorbikes,freight,natural gas vehicle,biofuel diesel tf] | NoSettings | 0 | 0 | 0 | 0 | 0 | 0 | 0 | 0 | 0 | 0 | 0 | 0 | 0 | 0 | 0 | 0 | 0 | 0 | 0 | 0 | 0 | 0 | 0 | 0 | 0 | 0 | 0 | 0 | 0 | 0 | 0
Transportation Sector Fuel Used[motorbikes,freight,natural gas vehicle,jet fuel tf] | NoSettings | 0 | 0 | 0 | 0 | 0 | 0 | 0 | 0 | 0 | 0 | 0 | 0 | 0 | 0 | 0 | 0 | 0 | 0 | 0 | 0 | 0 | 0 | 0 | 0 | 0 | 0 | 0 | 0 | 0 | 0 | 0
Transportation Sector Fuel Used[motorbikes,freight,natural gas vehicle,heavy or residual fuel oil tf] | NoSettings | 0 | 0 | 0 | 0 | 0 | 0 | 0 | 0 | 0 | 0 | 0 | 0 | 0 | 0 | 0 | 0 | 0 | 0 | 0 | 0 | 0 | 0 | 0 | 0 | 0 | 0 | 0 | 0 | 0 | 0 | 0
Transportation Sector Fuel Used[motorbikes,freight,natural gas vehicle,LPG propane or butane tf] | NoSettings | 0 | 0 | 0 | 0 | 0 | 0 | 0 | 0 | 0 | 0 | 0 | 0 | 0 | 0 | 0 | 0 | 0 | 0 | 0 | 0 | 0 | 0 | 0 | 0 | 0 | 0 | 0 | 0 | 0 | 0 | 0
Transportation Sector Fuel Used[motorbikes,freight,natural gas vehicle,hydrogen tf] | NoSettings | 0 | 0 | 0 | 0 | 0 | 0 | 0 | 0 | 0 | 0 | 0 | 0 | 0 | 0 | 0 | 0 | 0 | 0 | 0 | 0 | 0 | 0 | 0 | 0 | 0 | 0 | 0 | 0 | 0 | 0 | 0
Transportation Sector Fuel Used[motorbikes,freight,gasoline vehicle,electricity tf] | NoSettings | 0 | 0 | 0 | 0 | 0 | 0 | 0 | 0 | 0 | 0 | 0 | 0 | 0 | 0 | 0 | 0 | 0 | 0 | 0 | 0 | 0 | 0 | 0 | 0 | 0 | 0 | 0 | 0 | 0 | 0 | 0
Transportation Sector Fuel Used[motorbikes,freight,gasoline vehicle,natural gas tf] | NoSettings | 0 | 0 | 0 | 0 | 0 | 0 | 0 | 0 | 0 | 0 | 0 | 0 | 0 | 0 | 0 | 0 | 0 | 0 | 0 | 0 | 0 | 0 | 0 | 0 | 0 | 0 | 0 | 0 | 0 | 0 | 0
Transportation Sector Fuel Used[motorbikes,freight,gasoline vehicle,petroleum gasoline tf] | NoSettings | 0 | 0 | 0 | 0 | 0 | 0 | 0 | 0 | 0 | 0 | 0 | 0 | 0 | 0 | 0 | 0 | 0 | 0 | 0 | 0 | 0 | 0 | 0 | 0 | 0 | 0 | 0 | 0 | 0 | 0 | 0
Transportation Sector Fuel Used[motorbikes,freight,gasoline vehicle,petroleum diesel tf] | NoSettings | 0 | 0 | 0 | 0 | 0 | 0 | 0 | 0 | 0 | 0 | 0 | 0 | 0 | 0 | 0 | 0 | 0 | 0 | 0 | 0 | 0 | 0 | 0 | 0 | 0 | 0 | 0 | 0 | 0 | 0 | 0
Transportation Sector Fuel Used[motorbikes,freight,gasoline vehicle,biofuel gasoline tf] | NoSettings | 0 | 0 | 0 | 0 | 0 | 0 | 0 | 0 | 0 | 0 | 0 | 0 | 0 | 0 | 0 | 0 | 0 | 0 | 0 | 0 | 0 | 0 | 0 | 0 | 0 | 0 | 0 | 0 | 0 | 0 | 0
Transportation Sector Fuel Used[motorbikes,freight,gasoline vehicle,biofuel diesel tf] | NoSettings | 0 | 0 | 0 | 0 | 0 | 0 | 0 | 0 | 0 | 0 | 0 | 0 | 0 | 0 | 0 | 0 | 0 | 0 | 0 | 0 | 0 | 0 | 0 | 0 | 0 | 0 | 0 | 0 | 0 | 0 | 0
Transportation Sector Fuel Used[motorbikes,freight,gasoline vehicle,jet fuel tf] | NoSettings | 0 | 0 | 0 | 0 | 0 | 0 | 0 | 0 | 0 | 0 | 0 | 0 | 0 | 0 | 0 | 0 | 0 | 0 | 0 | 0 | 0 | 0 | 0 | 0 | 0 | 0 | 0 | 0 | 0 | 0 | 0
Transportation Sector Fuel Used[motorbikes,freight,gasoline vehicle,heavy or residual fuel oil tf] | NoSettings | 0 | 0 | 0 | 0 | 0 | 0 | 0 | 0 | 0 | 0 | 0 | 0 | 0 | 0 | 0 | 0 | 0 | 0 | 0 | 0 | 0 | 0 | 0 | 0 | 0 | 0 | 0 | 0 | 0 | 0 | 0
Transportation Sector Fuel Used[motorbikes,freight,gasoline vehicle,LPG propane or butane tf] | NoSettings | 0 | 0 | 0 | 0 | 0 | 0 | 0 | 0 | 0 | 0 | 0 | 0 | 0 | 0 | 0 | 0 | 0 | 0 | 0 | 0 | 0 | 0 | 0 | 0 | 0 | 0 | 0 | 0 | 0 | 0 | 0
Transportation Sector Fuel Used[motorbikes,freight,gasoline vehicle,hydrogen tf] | NoSettings | 0 | 0 | 0 | 0 | 0 | 0 | 0 | 0 | 0 | 0 | 0 | 0 | 0 | 0 | 0 | 0 | 0 | 0 | 0 | 0 | 0 | 0 | 0 | 0 | 0 | 0 | 0 | 0 | 0 | 0 | 0
Transportation Sector Fuel Used[motorbikes,freight,diesel vehicle,electricity tf] | NoSettings | 0 | 0 | 0 | 0 | 0 | 0 | 0 | 0 | 0 | 0 | 0 | 0 | 0 | 0 | 0 | 0 | 0 | 0 | 0 | 0 | 0 | 0 | 0 | 0 | 0 | 0 | 0 | 0 | 0 | 0 | 0
Transportation Sector Fuel Used[motorbikes,freight,diesel vehicle,natural gas tf] | NoSettings | 0 | 0 | 0 | 0 | 0 | 0 | 0 | 0 | 0 | 0 | 0 | 0 | 0 | 0 | 0 | 0 | 0 | 0 | 0 | 0 | 0 | 0 | 0 | 0 | 0 | 0 | 0 | 0 | 0 | 0 | 0
Transportation Sector Fuel Used[motorbikes,freight,diesel vehicle,petroleum gasoline tf] | NoSettings | 0 | 0 | 0 | 0 | 0 | 0 | 0 | 0 | 0 | 0 | 0 | 0 | 0 | 0 | 0 | 0 | 0 | 0 | 0 | 0 | 0 | 0 | 0 | 0 | 0 | 0 | 0 | 0 | 0 | 0 | 0
Transportation Sector Fuel Used[motorbikes,freight,diesel vehicle,petroleum diesel tf] | NoSettings | 154282000000000 | 152713000000000 | 151010000000000 | 149254000000000 | 146806000000000 | 144235000000000 | 141481000000000 | 138186000000000 | 134628000000000 | 130774000000000 | 126618000000000 | 127308000000000 | 127691000000000 | 127945000000000 | 128092000000000 | 128130000000000 | 127970000000000 | 127319000000000 | 126589000000000 | 125826000000000 | 125255000000000 | 124621000000000 | 124285000000000 | 123480000000000 | 122702000000000 | 122295000000000 | 122590000000000 | 123008000000000 | 123450000000000 | 124492000000000 | 125687000000000
Transportation Sector Fuel Used[motorbikes,freight,diesel vehicle,biofuel gasoline tf] | NoSettings | 0 | 0 | 0 | 0 | 0 | 0 | 0 | 0 | 0 | 0 | 0 | 0 | 0 | 0 | 0 | 0 | 0 | 0 | 0 | 0 | 0 | 0 | 0 | 0 | 0 | 0 | 0 | 0 | 0 | 0 | 0
Transportation Sector Fuel Used[motorbikes,freight,diesel vehicle,biofuel diesel tf] | NoSettings | 38003200000000 | 42278600000000 | 46648500000000 | 51137400000000 | 55509500000000 | 59934600000000 | 64380300000000 | 68653800000000 | 72843700000000 | 76897400000000 | 80771200000000 | 81211300000000 | 81455500000000 | 81617800000000 | 81711500000000 | 81735400000000 | 81633800000000 | 81218300000000 | 80752600000000 | 80265800000000 | 79901400000000 | 79497500000000 | 79282900000000 | 78769400000000 | 78273000000000 | 78013500000000 | 78201900000000 | 78468500000000 | 78750500000000 | 79415000000000 | 80177400000000
Transportation Sector Fuel Used[motorbikes,freight,diesel vehicle,jet fuel tf] | NoSettings | 0 | 0 | 0 | 0 | 0 | 0 | 0 | 0 | 0 | 0 | 0 | 0 | 0 | 0 | 0 | 0 | 0 | 0 | 0 | 0 | 0 | 0 | 0 | 0 | 0 | 0 | 0 | 0 | 0 | 0 | 0
Transportation Sector Fuel Used[motorbikes,freight,diesel vehicle,heavy or residual fuel oil tf] | NoSettings | 0 | 0 | 0 | 0 | 0 | 0 | 0 | 0 | 0 | 0 | 0 | 0 | 0 | 0 | 0 | 0 | 0 | 0 | 0 | 0 | 0 | 0 | 0 | 0 | 0 | 0 | 0 | 0 | 0 | 0 | 0
Transportation Sector Fuel Used[motorbikes,freight,diesel vehicle,LPG propane or butane tf] | NoSettings | 0 | 0 | 0 | 0 | 0 | 0 | 0 | 0 | 0 | 0 | 0 | 0 | 0 | 0 | 0 | 0 | 0 | 0 | 0 | 0 | 0 | 0 | 0 | 0 | 0 | 0 | 0 | 0 | 0 | 0 | 0
Transportation Sector Fuel Used[motorbikes,freight,diesel vehicle,hydrogen tf] | NoSettings | 0 | 0 | 0 | 0 | 0 | 0 | 0 | 0 | 0 | 0 | 0 | 0 | 0 | 0 | 0 | 0 | 0 | 0 | 0 | 0 | 0 | 0 | 0 | 0 | 0 | 0 | 0 | 0 | 0 | 0 | 0
Transportation Sector Fuel Used[motorbikes,freight,plugin hybrid vehicle,electricity tf] | NoSettings | 0 | 0 | 0 | 0 | 0 | 0 | 0 | 0 | 0 | 0 | 0 | 0 | 0 | 0 | 0 | 0 | 0 | 0 | 0 | 0 | 0 | 0 | 0 | 0 | 0 | 0 | 0 | 0 | 0 | 0 | 0
Transportation Sector Fuel Used[motorbikes,freight,plugin hybrid vehicle,natural gas tf] | NoSettings | 0 | 0 | 0 | 0 | 0 | 0 | 0 | 0 | 0 | 0 | 0 | 0 | 0 | 0 | 0 | 0 | 0 | 0 | 0 | 0 | 0 | 0 | 0 | 0 | 0 | 0 | 0 | 0 | 0 | 0 | 0
Transportation Sector Fuel Used[motorbikes,freight,plugin hybrid vehicle,petroleum gasoline tf] | NoSettings | 0 | 0 | 0 | 0 | 0 | 0 | 0 | 0 | 0 | 0 | 0 | 0 | 0 | 0 | 0 | 0 | 0 | 0 | 0 | 0 | 0 | 0 | 0 | 0 | 0 | 0 | 0 | 0 | 0 | 0 | 0
Transportation Sector Fuel Used[motorbikes,freight,plugin hybrid vehicle,petroleum diesel tf] | NoSettings | 0 | 0 | 0 | 0 | 0 | 0 | 0 | 0 | 0 | 0 | 0 | 0 | 0 | 0 | 0 | 0 | 0 | 0 | 0 | 0 | 0 | 0 | 0 | 0 | 0 | 0 | 0 | 0 | 0 | 0 | 0
Transportation Sector Fuel Used[motorbikes,freight,plugin hybrid vehicle,biofuel gasoline tf] | NoSettings | 0 | 0 | 0 | 0 | 0 | 0 | 0 | 0 | 0 | 0 | 0 | 0 | 0 | 0 | 0 | 0 | 0 | 0 | 0 | 0 | 0 | 0 | 0 | 0 | 0 | 0 | 0 | 0 | 0 | 0 | 0
Transportation Sector Fuel Used[motorbikes,freight,plugin hybrid vehicle,biofuel diesel tf] | NoSettings | 0 | 0 | 0 | 0 | 0 | 0 | 0 | 0 | 0 | 0 | 0 | 0 | 0 | 0 | 0 | 0 | 0 | 0 | 0 | 0 | 0 | 0 | 0 | 0 | 0 | 0 | 0 | 0 | 0 | 0 | 0
Transportation Sector Fuel Used[motorbikes,freight,plugin hybrid vehicle,jet fuel tf] | NoSettings | 0 | 0 | 0 | 0 | 0 | 0 | 0 | 0 | 0 | 0 | 0 | 0 | 0 | 0 | 0 | 0 | 0 | 0 | 0 | 0 | 0 | 0 | 0 | 0 | 0 | 0 | 0 | 0 | 0 | 0 | 0
Transportation Sector Fuel Used[motorbikes,freight,plugin hybrid vehicle,heavy or residual fuel oil tf] | NoSettings | 0 | 0 | 0 | 0 | 0 | 0 | 0 | 0 | 0 | 0 | 0 | 0 | 0 | 0 | 0 | 0 | 0 | 0 | 0 | 0 | 0 | 0 | 0 | 0 | 0 | 0 | 0 | 0 | 0 | 0 | 0
Transportation Sector Fuel Used[motorbikes,freight,plugin hybrid vehicle,LPG propane or butane tf] | NoSettings | 0 | 0 | 0 | 0 | 0 | 0 | 0 | 0 | 0 | 0 | 0 | 0 | 0 | 0 | 0 | 0 | 0 | 0 | 0 | 0 | 0 | 0 | 0 | 0 | 0 | 0 | 0 | 0 | 0 | 0 | 0
Transportation Sector Fuel Used[motorbikes,freight,plugin hybrid vehicle,hydrogen tf] | NoSettings | 0 | 0 | 0 | 0 | 0 | 0 | 0 | 0 | 0 | 0 | 0 | 0 | 0 | 0 | 0 | 0 | 0 | 0 | 0 | 0 | 0 | 0 | 0 | 0 | 0 | 0 | 0 | 0 | 0 | 0 | 0
Transportation Sector Fuel Used[motorbikes,freight,LPG vehicle,electricity tf] | NoSettings | 0 | 0 | 0 | 0 | 0 | 0 | 0 | 0 | 0 | 0 | 0 | 0 | 0 | 0 | 0 | 0 | 0 | 0 | 0 | 0 | 0 | 0 | 0 | 0 | 0 | 0 | 0 | 0 | 0 | 0 | 0
Transportation Sector Fuel Used[motorbikes,freight,LPG vehicle,natural gas tf] | NoSettings | 0 | 0 | 0 | 0 | 0 | 0 | 0 | 0 | 0 | 0 | 0 | 0 | 0 | 0 | 0 | 0 | 0 | 0 | 0 | 0 | 0 | 0 | 0 | 0 | 0 | 0 | 0 | 0 | 0 | 0 | 0
Transportation Sector Fuel Used[motorbikes,freight,LPG vehicle,petroleum gasoline tf] | NoSettings | 0 | 0 | 0 | 0 | 0 | 0 | 0 | 0 | 0 | 0 | 0 | 0 | 0 | 0 | 0 | 0 | 0 | 0 | 0 | 0 | 0 | 0 | 0 | 0 | 0 | 0 | 0 | 0 | 0 | 0 | 0
Transportation Sector Fuel Used[motorbikes,freight,LPG vehicle,petroleum diesel tf] | NoSettings | 0 | 0 | 0 | 0 | 0 | 0 | 0 | 0 | 0 | 0 | 0 | 0 | 0 | 0 | 0 | 0 | 0 | 0 | 0 | 0 | 0 | 0 | 0 | 0 | 0 | 0 | 0 | 0 | 0 | 0 | 0
Transportation Sector Fuel Used[motorbikes,freight,LPG vehicle,biofuel gasoline tf] | NoSettings | 0 | 0 | 0 | 0 | 0 | 0 | 0 | 0 | 0 | 0 | 0 | 0 | 0 | 0 | 0 | 0 | 0 | 0 | 0 | 0 | 0 | 0 | 0 | 0 | 0 | 0 | 0 | 0 | 0 | 0 | 0
Transportation Sector Fuel Used[motorbikes,freight,LPG vehicle,biofuel diesel tf] | NoSettings | 0 | 0 | 0 | 0 | 0 | 0 | 0 | 0 | 0 | 0 | 0 | 0 | 0 | 0 | 0 | 0 | 0 | 0 | 0 | 0 | 0 | 0 | 0 | 0 | 0 | 0 | 0 | 0 | 0 | 0 | 0
Transportation Sector Fuel Used[motorbikes,freight,LPG vehicle,jet fuel tf] | NoSettings | 0 | 0 | 0 | 0 | 0 | 0 | 0 | 0 | 0 | 0 | 0 | 0 | 0 | 0 | 0 | 0 | 0 | 0 | 0 | 0 | 0 | 0 | 0 | 0 | 0 | 0 | 0 | 0 | 0 | 0 | 0
Transportation Sector Fuel Used[motorbikes,freight,LPG vehicle,heavy or residual fuel oil tf] | NoSettings | 0 | 0 | 0 | 0 | 0 | 0 | 0 | 0 | 0 | 0 | 0 | 0 | 0 | 0 | 0 | 0 | 0 | 0 | 0 | 0 | 0 | 0 | 0 | 0 | 0 | 0 | 0 | 0 | 0 | 0 | 0
Transportation Sector Fuel Used[motorbikes,freight,LPG vehicle,LPG propane or butane tf] | NoSettings | 0 | 0 | 0 | 0 | 0 | 0 | 0 | 0 | 0 | 0 | 0 | 0 | 0 | 0 | 0 | 0 | 0 | 0 | 0 | 0 | 0 | 0 | 0 | 0 | 0 | 0 | 0 | 0 | 0 | 0 | 0
Transportation Sector Fuel Used[motorbikes,freight,LPG vehicle,hydrogen tf] | NoSettings | 0 | 0 | 0 | 0 | 0 | 0 | 0 | 0 | 0 | 0 | 0 | 0 | 0 | 0 | 0 | 0 | 0 | 0 | 0 | 0 | 0 | 0 | 0 | 0 | 0 | 0 | 0 | 0 | 0 | 0 | 0
Transportation Sector Fuel Used[motorbikes,freight,hydrogen vehicle,electricity tf] | NoSettings | 0 | 0 | 0 | 0 | 0 | 0 | 0 | 0 | 0 | 0 | 0 | 0 | 0 | 0 | 0 | 0 | 0 | 0 | 0 | 0 | 0 | 0 | 0 | 0 | 0 | 0 | 0 | 0 | 0 | 0 | 0
Transportation Sector Fuel Used[motorbikes,freight,hydrogen vehicle,natural gas tf] | NoSettings | 0 | 0 | 0 | 0 | 0 | 0 | 0 | 0 | 0 | 0 | 0 | 0 | 0 | 0 | 0 | 0 | 0 | 0 | 0 | 0 | 0 | 0 | 0 | 0 | 0 | 0 | 0 | 0 | 0 | 0 | 0
Transportation Sector Fuel Used[motorbikes,freight,hydrogen vehicle,petroleum gasoline tf] | NoSettings | 0 | 0 | 0 | 0 | 0 | 0 | 0 | 0 | 0 | 0 | 0 | 0 | 0 | 0 | 0 | 0 | 0 | 0 | 0 | 0 | 0 | 0 | 0 | 0 | 0 | 0 | 0 | 0 | 0 | 0 | 0
Transportation Sector Fuel Used[motorbikes,freight,hydrogen vehicle,petroleum diesel tf] | NoSettings | 0 | 0 | 0 | 0 | 0 | 0 | 0 | 0 | 0 | 0 | 0 | 0 | 0 | 0 | 0 | 0 | 0 | 0 | 0 | 0 | 0 | 0 | 0 | 0 | 0 | 0 | 0 | 0 | 0 | 0 | 0
Transportation Sector Fuel Used[motorbikes,freight,hydrogen vehicle,biofuel gasoline tf] | NoSettings | 0 | 0 | 0 | 0 | 0 | 0 | 0 | 0 | 0 | 0 | 0 | 0 | 0 | 0 | 0 | 0 | 0 | 0 | 0 | 0 | 0 | 0 | 0 | 0 | 0 | 0 | 0 | 0 | 0 | 0 | 0
Transportation Sector Fuel Used[motorbikes,freight,hydrogen vehicle,biofuel diesel tf] | NoSettings | 0 | 0 | 0 | 0 | 0 | 0 | 0 | 0 | 0 | 0 | 0 | 0 | 0 | 0 | 0 | 0 | 0 | 0 | 0 | 0 | 0 | 0 | 0 | 0 | 0 | 0 | 0 | 0 | 0 | 0 | 0
Transportation Sector Fuel Used[motorbikes,freight,hydrogen vehicle,jet fuel tf] | NoSettings | 0 | 0 | 0 | 0 | 0 | 0 | 0 | 0 | 0 | 0 | 0 | 0 | 0 | 0 | 0 | 0 | 0 | 0 | 0 | 0 | 0 | 0 | 0 | 0 | 0 | 0 | 0 | 0 | 0 | 0 | 0
Transportation Sector Fuel Used[motorbikes,freight,hydrogen vehicle,heavy or residual fuel oil tf] | NoSettings | 0 | 0 | 0 | 0 | 0 | 0 | 0 | 0 | 0 | 0 | 0 | 0 | 0 | 0 | 0 | 0 | 0 | 0 | 0 | 0 | 0 | 0 | 0 | 0 | 0 | 0 | 0 | 0 | 0 | 0 | 0
Transportation Sector Fuel Used[motorbikes,freight,hydrogen vehicle,LPG propane or butane tf] | NoSettings | 0 | 0 | 0 | 0 | 0 | 0 | 0 | 0 | 0 | 0 | 0 | 0 | 0 | 0 | 0 | 0 | 0 | 0 | 0 | 0 | 0 | 0 | 0 | 0 | 0 | 0 | 0 | 0 | 0 | 0 | 0
Transportation Sector Fuel Used[motorbikes,freight,hydrogen vehicle,hydrogen tf] | NoSettings | 0 | 0 | 0 | 0 | 0 | 0 | 0 | 0 | 0 | 0 | 0 | 0 | 0 | 0 | 0 | 0 | 0 | 0 | 0 | 0 | 0 | 0 | 0 | 0 | 0 | 0 | 0 | 0 | 0 | 0 | 0
Total Electricity Demand | NoSettings | 246696000 | 241835000 | 246082000 | 250052000 | 253397000 | 256973000 | 260399000 | 264289000 | 268831000 | 273458000 | 278724000 | 284588000 | 290608000 | 296749000 | 302472000 | 308347000 | 315282000 | 322449000 | 330591000 | 337931000 | 345885000 | 353498000 | 361341000 | 368473000 | 375562000 | 381806000 | 387971000 | 393441000 | 398848000 | 403646000 | 407986000
Electricity Generation Capacity by Type Including Distributed Generation[hard coal es] | NoSettings | 0 | 0 | 0 | 0 | 0 | 0 | 0 | 0 | 0 | 0 | 0 | 0 | 0 | 0 | 0 | 0 | 0 | 0 | 0 | 0 | 0 | 0 | 0 | 0 | 0 | 0 | 0 | 0 | 0 | 0 | 0
Electricity Generation Capacity by Type Including Distributed Generation[natural gas nonpeaker es] | NoSettings | 23428.7 | 23436.9 | 23443.8 | 23474.9 | 20622.4 | 20634 | 20650.4 | 20657.5 | 20676.1 | 20689.7 | 20714.3 | 20727.7 | 20468.4 | 20478.4 | 20501.2 | 19930.4 | 19934.2 | 19948.2 | 19960.8 | 19972.8 | 19116.5 | 19124.1 | 19128.5 | 19151.5 | 19160 | 19171 | 19177.6 | 19183.4 | 19194.2 | 19213.8 | 19232.5
Electricity Generation Capacity by Type Including Distributed Generation[nuclear es] | NoSettings | 2240 | 2240 | 2240 | 2240 | 1120 | 0 | 0 | 0 | 0 | 0 | 0 | 0 | 0 | 0 | 0 | 0 | 0 | 0 | 0 | 0 | 0 | 0 | 0 | 0 | 0 | 0 | 0 | 0 | 0 | 0 | 0
Electricity Generation Capacity by Type Including Distributed Generation[hydro es] | NoSettings | 10216 | 10216 | 10216 | 10216 | 10216 | 10216 | 10216 | 10216 | 10216 | 10216 | 10215 | 10215 | 10215 | 10215 | 10215 | 10215 | 10215 | 10215 | 10215 | 10215 | 10215 | 10215 | 10215 | 10215 | 10215 | 10215 | 10215 | 10215 | 10215 | 10215 | 10215
Electricity Generation Capacity by Type Including Distributed Generation[onshore wind es] | NoSettings | 6356.44 | 6546.68 | 6756.88 | 6908.74 | 7205.47 | 7605.99 | 7746.78 | 7921.94 | 7947.87 | 8193.47 | 8489.8 | 8925.33 | 9081.87 | 9282.18 | 9528.31 | 9863.28 | 10413.2 | 10938.7 | 11324.2 | 11704.6 | 12099.7 | 12504.8 | 13044.7 | 13595.7 | 14195.9 | 14706.1 | 15401.2 | 15706.1 | 16051.4 | 16282.1 | 16502.8
Electricity Generation Capacity by Type Including Distributed Generation[solar PV es] | NoSettings | 21535 | 24666.2 | 27477 | 30048.5 | 33980.4 | 39423.7 | 41940.9 | 44954.5 | 46511 | 50348.5 | 54937.1 | 61034.6 | 63987.1 | 67442.7 | 71383.2 | 76257.8 | 83407.3 | 90185.9 | 95423.4 | 100544 | 105813 | 111146 | 117772 | 124391 | 131427 | 137511 | 145233 | 149266 | 153669 | 156993 | 160244
Electricity Generation Capacity by Type Including Distributed Generation[solar thermal es] | NoSettings | 1322 | 62 | 105 | 135 | 195 | 285 | 311 | 344 | 349 | 394 | 449 | 531 | 561 | 600 | 649 | 716 | 827 | 933 | 1010 | 1085 | 1163 | 1242 | 1346 | 1450 | 1562 | 1656 | 1781 | 1835 | 1895 | 1934 | 1979
Electricity Generation Capacity by Type Including Distributed Generation[biomass es] | NoSettings | 715 | 741 | 767 | 784 | 815 | 862 | 877 | 895 | 897 | 919 | 942 | 978 | 990 | 1006 | 1025 | 1050 | 1091 | 1129 | 1156 | 1182 | 1208 | 1234 | 1269 | 1303 | 1340 | 1371 | 1412 | 1429 | 1448 | 1460 | 1472
Electricity Generation Capacity by Type Including Distributed Generation[geothermal es] | NoSettings | 1856 | 1626 | 1656 | 1766 | 1796 | 1836 | 1916 | 1926 | 2896 | 2916 | 2946 | 2986 | 2996 | 3006 | 3026 | 3056 | 3106 | 3146 | 3176 | 3206 | 3236 | 3266 | 3306 | 3346 | 3386 | 3786 | 3836 | 3856 | 3876 | 3886 | 3896
Electricity Generation Capacity by Type Including Distributed Generation[petroleum es] | NoSettings | 0.1423 | 0.1425 | 0.1434 | 0.152 | 0.1599 | 1.1618 | 1.1654 | 1.1656 | 1.1697 | 1.1724 | 1.1785 | 1.1807 | 1.1879 | 1.1883 | 1.1933 | 1.193 | 1.1925 | 1.1949 | 1.197 | 1.1988 | 1.1994 | 1.1997 | 1.1989 | 1.2035 | 1.2039 | 1.2052 | 1.2053 | 1.2049 | 1.206 | 1.2094 | 1.2125
Electricity Generation Capacity by Type Including Distributed Generation[natural gas peaker es] | NoSettings | 8459 | 8459 | 8459 | 8459 | 8459 | 8209 | 8159 | 8159 | 8159 | 8159 | 8159 | 8159 | 8159 | 8159 | 8159 | 8159 | 8159 | 8159 | 8159 | 8159 | 8159 | 8159 | 8159 | 8159 | 8159 | 8159 | 8159 | 8159 | 8159 | 8159 | 8159
Electricity Generation Capacity by Type Including Distributed Generation[lignite es] | NoSettings | 0 | 0 | 0 | 0 | 0 | 0 | 0 | 0 | 0 | 0 | 0 | 0 | 0 | 0 | 0 | 0 | 0 | 0 | 0 | 0 | 0 | 0 | 0 | 0 | 0 | 0 | 0 | 0 | 0 | 0 | 0
Electricity Generation Capacity by Type Including Distributed Generation[offshore wind es] | NoSettings | 70 | 167 | 276 | 729 | 1260 | 1890 | 2359 | 2853 | 3248 | 3731 | 4237 | 4901 | 5441 | 6004 | 6591 | 7223 | 7968 | 8683 | 9352 | 9976 | 10555 | 11089 | 11578 | 12045 | 12512 | 12979 | 12979 | 12979 | 12979 | 12979 | 12979
Electricity Generation Capacity by Type Including Distributed Generation[crude oil es] | NoSettings | 0 | 0 | 0 | 0 | 0 | 0 | 0 | 0 | 0 | 0 | 0 | 0 | 0 | 0 | 0 | 0 | 0 | 0 | 0 | 0 | 0 | 0 | 0 | 0 | 0 | 0 | 0 | 0 | 0 | 0 | 0
Electricity Generation Capacity by Type Including Distributed Generation[heavy or residual fuel oil es] | NoSettings | 0 | 0 | 0 | 0 | 0 | 0 | 0 | 0 | 0 | 0 | 0 | 0 | 0 | 0 | 0 | 0 | 0 | 0 | 0 | 0 | 0 | 0 | 0 | 0 | 0 | 0 | 0 | 0 | 0 | 0 | 0
Electricity Generation Capacity by Type Including Distributed Generation[municipal solid waste es] | NoSettings | 0 | 0 | 0 | 0 | 0 | 0 | 0 | 0 | 0 | 0 | 0 | 0 | 0 | 0 | 0 | 0 | 0 | 0 | 0 | 0 | 0 | 0 | 0 | 0 | 0 | 0 | 0 | 0 | 0 | 0 | 0
Electricity Generation by Type Including Distributed Generation[hard coal es] | NoSettings | 0.45997 | 0 | 0 | 0 | 0 | 0 | 0 | 0 | 0 | 0 | 0 | 0 | 0 | 0 | 0 | 0 | 0 | 0 | 0 | 0 | 0 | 0 | 0 | 0 | 0 | 0 | 0 | 0 | 0 | 0 | 0
Electricity Generation by Type Including Distributed Generation[natural gas nonpeaker es] | NoSettings | 75213800 | 71224800 | 72687900 | 73500400 | 77795000 | 78341800 | 77447200 | 75748800 | 73851200 | 70479200 | 65849100 | 57857400 | 59411400 | 58767800 | 56414800 | 51793200 | 41903000 | 34375100 | 31918400 | 28557600 | 25622400 | 22365000 | 16319700 | 10326100 | 6724740 | 6939890 | 7114020 | 7308160 | 7509300 | 7732430 | 7928570
Electricity Generation by Type Including Distributed Generation[nuclear es] | NoSettings | 16208100 | 16208100 | 16208100 | 16208100 | 8104050 | 0 | 0 | 0 | 0 | 0 | 0 | 0 | 0 | 0 | 0 | 0 | 0 | 0 | 0 | 0 | 0 | 0 | 0 | 0 | 0 | 0 | 0 | 0 | 0 | 0 | 0
Electricity Generation by Type Including Distributed Generation[hydro es] | NoSettings | 21209600 | 21209600 | 21209600 | 21209600 | 21209600 | 21209600 | 21209600 | 21209600 | 21209600 | 21209600 | 21207600 | 21207600 | 21207600 | 21207600 | 21207600 | 21207600 | 21207600 | 21207600 | 21207600 | 21207600 | 21207600 | 21207600 | 21207600 | 21207600 | 20571000 | 19260500 | 17775800 | 17995200 | 17682400 | 17774900 | 17704700
Electricity Generation by Type Including Distributed Generation[onshore wind es] | NoSettings | 13505400 | 13981400 | 14513400 | 14901300 | 15656100 | 16670300 | 17031600 | 17481300 | 17554500 | 18180500 | 18931300 | 20037300 | 20440300 | 20955000 | 21582400 | 22438300 | 23829200 | 25161200 | 26139300 | 27106700 | 28111200 | 29141100 | 30508800 | 31901500 | 33418800 | 34710500 | 36465000 | 37239600 | 38115200 | 38702900 | 39263800
Electricity Generation by Type Including Distributed Generation[solar PV es] | NoSettings | 40356300 | 46595400 | 52959900 | 57932600 | 66244400 | 77664800 | 81887200 | 87524700 | 89893000 | 97794700 | 107289000 | 119472000 | 124108000 | 130785000 | 138371000 | 147719000 | 162077000 | 174574000 | 183825000 | 193390000 | 203268000 | 213324000 | 225950000 | 237902000 | 250550000 | 260885000 | 274870000 | 280321000 | 288534000 | 294271000 | 300472000
Electricity Generation by Type Including Distributed Generation[solar thermal es] | NoSettings | 2440920 | 332389 | 562918 | 723751 | 1045420 | 1527920 | 1667310 | 1844230 | 1871030 | 2112280 | 2407140 | 2846750 | 3007590 | 3216670 | 3479370 | 3838560 | 4433650 | 5001920 | 5414730 | 5816820 | 6234980 | 6658510 | 7216070 | 7773620 | 8122720 | 8062910 | 8003100 | 8347530 | 8470610 | 8690150 | 8857230
Electricity Generation by Type Including Distributed Generation[biomass es] | NoSettings | 5637060 | 5842040 | 6047030 | 6181060 | 6425460 | 6796010 | 6914270 | 7056180 | 7071950 | 7245400 | 7426730 | 7710550 | 7805160 | 7931300 | 8081100 | 8278200 | 8601440 | 8901040 | 9113900 | 9318890 | 9523870 | 9728860 | 10004800 | 10272900 | 10247500 | 9816580 | 9330830 | 9559720 | 9518430 | 9647500 | 9688380
Electricity Generation by Type Including Distributed Generation[geothermal es] | NoSettings | 11190800 | 9791170 | 9955160 | 10556400 | 10720400 | 10939100 | 11376400 | 11431000 | 16733300 | 16842600 | 17006600 | 17225300 | 17279900 | 17334600 | 17443900 | 17607900 | 17881200 | 18099900 | 18263800 | 18427800 | 18591800 | 18755800 | 18974500 | 19193100 | 18829100 | 19615300 | 18332400 | 18651400 | 18418300 | 18560500 | 18532800
Electricity Generation by Type Including Distributed Generation[petroleum es] | NoSettings | 30010 | 29560 | 30340 | 32470 | 35030 | 37623.6 | 39253.6 | 40973.6 | 43013.6 | 44973.6 | 46663.6 | 49083.6 | 51653.6 | 53883.6 | 56083.6 | 58753.6 | 60323.6 | 62673.6 | 64463.6 | 66613.6 | 68823.6 | 70783.6 | 72683.6 | 74593.6 | 76243.6 | 78063.6 | 79393.6 | 80873.6 | 82453.6 | 84263.6 | 85733.6
Electricity Generation by Type Including Distributed Generation[natural gas peaker es] | NoSettings | 9633110 | 9633110 | 9633110 | 9633110 | 9633110 | 9348410 | 9291470 | 9291470 | 9291470 | 9291470 | 9291470 | 9291470 | 9291470 | 9291470 | 9291470 | 9291470 | 9291470 | 9291470 | 9291470 | 9291470 | 9291470 | 9291470 | 9291470 | 9291470 | 9291470 | 9291470 | 9291470 | 9291470 | 9291470 | 9291470 | 9291470
Electricity Generation by Type Including Distributed Generation[lignite es] | NoSettings | 0 | 0 | 0 | 0 | 0 | 0 | 0 | 0 | 0 | 0 | 0 | 0 | 0 | 0 | 0 | 0 | 0 | 0 | 0 | 0 | 0 | 0 | 0 | 0 | 0 | 0 | 0 | 0 | 0 | 0 | 0
Electricity Generation by Type Including Distributed Generation[offshore wind es] | NoSettings | 291883 | 696350 | 1150850 | 3039760 | 5253900 | 7880850 | 9836460 | 11896300 | 13543400 | 15557400 | 17667300 | 20436000 | 22687700 | 25035200 | 27482900 | 30118200 | 33224600 | 36206000 | 38995600 | 41597500 | 44011800 | 46238500 | 48277500 | 50224800 | 50606100 | 49150500 | 45361900 | 45921800 | 45123400 | 45359400 | 45180300
Electricity Generation by Type Including Distributed Generation[crude oil es] | NoSettings | 0 | 0 | 0 | 0 | 0 | 0 | 0 | 0 | 0 | 0 | 0 | 0 | 0 | 0 | 0 | 0 | 0 | 0 | 0 | 0 | 0 | 0 | 0 | 0 | 0 | 0 | 0 | 0 | 0 | 0 | 0
Electricity Generation by Type Including Distributed Generation[heavy or residual fuel oil es] | NoSettings | 0 | 0 | 0 | 0 | 0 | 0 | 0 | 0 | 0 | 0 | 0 | 0 | 0 | 0 | 0 | 0 | 0 | 0 | 0 | 0 | 0 | 0 | 0 | 0 | 0 | 0 | 0 | 0 | 0 | 0 | 0
Electricity Generation by Type Including Distributed Generation[municipal solid waste es] | NoSettings | 0 | 0 | 0 | 0 | 0 | 0 | 0 | 0 | 0 | 0 | 0 | 0 | 0 | 0 | 0 | 0 | 0 | 0 | 0 | 0 | 0 | 0 | 0 | 0 | 0 | 0 | 0 | 0 | 0 | 0 | 0
Electricity Generation by Type[hard coal es,preexisting retiring] | NoSettings | 0 | 0 | 0 | 0 | 0 | 0 | 0 | 0 | 0 | 0 | 0 | 0 | 0 | 0 | 0 | 0 | 0 | 0 | 0 | 0 | 0 | 0 | 0 | 0 | 0 | 0 | 0 | 0 | 0 | 0 | 0
Electricity Generation by Type[hard coal es,preexisting nonretiring] | NoSettings | 0 | 0 | 0 | 0 | 0 | 0 | 0 | 0 | 0 | 0 | 0 | 0 | 0 | 0 | 0 | 0 | 0 | 0 | 0 | 0 | 0 | 0 | 0 | 0 | 0 | 0 | 0 | 0 | 0 | 0 | 0
Electricity Generation by Type[hard coal es,newly built] | NoSettings | 0 | 0 | 0 | 0 | 0 | 0 | 0 | 0 | 0 | 0 | 0 | 0 | 0 | 0 | 0 | 0 | 0 | 0 | 0 | 0 | 0 | 0 | 0 | 0 | 0 | 0 | 0 | 0 | 0 | 0 | 0
Electricity Generation by Type[natural gas nonpeaker es,preexisting retiring] | NoSettings | 6334530 | 6107550 | 6089090 | 6096210 | 254.104 | 253.7 | 253.339 | 252.993 | 252.512 | 252.219 | 251.785 | 251.902 | 0 | 0 | 0 | 0 | 0 | 0 | 0 | 0 | 0 | 0 | 0 | 0 | 0 | 0 | 0 | 0 | 0 | 0 | 0
Electricity Generation by Type[natural gas nonpeaker es,preexisting nonretiring] | NoSettings | 66806300 | 63032300 | 64420800 | 65038200 | 75207800 | 75597600 | 74541000 | 72678500 | 70594900 | 67040000 | 62241800 | 54022200 | 55335400 | 54466800 | 51894800 | 47015200 | 36954000 | 29190000 | 26529400 | 22941500 | 19773200 | 16293600 | 10019200 | 3809520 | 0 | 0 | 0 | 0 | 0 | 0 | 0
Electricity Generation by Type[natural gas nonpeaker es,newly built] | NoSettings | 0 | 0 | 0 | 0 | 0 | 0 | 0 | 0 | 0 | 0 | 0 | 0 | 0 | 0 | 0 | 0 | 0 | 0 | 0 | 0 | 0 | 0 | 0 | 0 | 0 | 0 | 0 | 0 | 0 | 0 | 0
Electricity Generation by Type[nuclear es,preexisting retiring] | NoSettings | 16208100 | 16208100 | 16208100 | 16208100 | 8104050 | 0 | 0 | 0 | 0 | 0 | 0 | 0 | 0 | 0 | 0 | 0 | 0 | 0 | 0 | 0 | 0 | 0 | 0 | 0 | 0 | 0 | 0 | 0 | 0 | 0 | 0
Electricity Generation by Type[nuclear es,preexisting nonretiring] | NoSettings | 0 | 0 | 0 | 0 | 0 | 0 | 0 | 0 | 0 | 0 | 0 | 0 | 0 | 0 | 0 | 0 | 0 | 0 | 0 | 0 | 0 | 0 | 0 | 0 | 0 | 0 | 0 | 0 | 0 | 0 | 0
Electricity Generation by Type[nuclear es,newly built] | NoSettings | 0 | 0 | 0 | 0 | 0 | 0 | 0 | 0 | 0 | 0 | 0 | 0 | 0 | 0 | 0 | 0 | 0 | 0 | 0 | 0 | 0 | 0 | 0 | 0 | 0 | 0 | 0 | 0 | 0 | 0 | 0
Electricity Generation by Type[hydro es,preexisting retiring] | NoSettings | 21209600 | 21209600 | 21209600 | 21209600 | 21209600 | 21209600 | 21209600 | 21209600 | 21209600 | 21209600 | 21207600 | 21207600 | 21207600 | 21207600 | 21207600 | 21207600 | 21207600 | 21207600 | 21207600 | 21207600 | 21207600 | 21207600 | 21207600 | 21207600 | 20571000 | 19260500 | 17775800 | 17995200 | 17682400 | 17774900 | 17704700
Electricity Generation by Type[hydro es,preexisting nonretiring] | NoSettings | 0 | 0 | 0 | 0 | 0 | 0 | 0 | 0 | 0 | 0 | 0 | 0 | 0 | 0 | 0 | 0 | 0 | 0 | 0 | 0 | 0 | 0 | 0 | 0 | 0 | 0 | 0 | 0 | 0 | 0 | 0
Electricity Generation by Type[hydro es,newly built] | NoSettings | 0 | 0 | 0 | 0 | 0 | 0 | 0 | 0 | 0 | 0 | 0 | 0 | 0 | 0 | 0 | 0 | 0 | 0 | 0 | 0 | 0 | 0 | 0 | 0 | 0 | 0 | 0 | 0 | 0 | 0 | 0
Electricity Generation by Type[onshore wind es,preexisting retiring] | NoSettings | 12868100 | 12868100 | 12868100 | 12868100 | 12868100 | 12868100 | 12868100 | 12868100 | 12868100 | 12868100 | 12868100 | 12868100 | 12868100 | 12868100 | 12868100 | 12868100 | 12868100 | 12868100 | 12868100 | 12868100 | 12868100 | 12868100 | 12868100 | 12868100 | 12868100 | 12868100 | 12868100 | 12868100 | 12868100 | 12868100 | 12868100
Electricity Generation by Type[onshore wind es,preexisting nonretiring] | NoSettings | 0 | 0 | 0 | 0 | 0 | 0 | 0 | 0 | 0 | 0 | 0 | 0 | 0 | 0 | 0 | 0 | 0 | 0 | 0 | 0 | 0 | 0 | 0 | 0 | 0 | 0 | 0 | 0 | 0 | 0 | 0
Electricity Generation by Type[onshore wind es,newly built] | NoSettings | 477683 | 955366 | 1483330 | 1860450 | 2602110 | 3607760 | 3959740 | 4399710 | 4462560 | 5078520 | 5820190 | 6913830 | 7303520 | 7806340 | 8422300 | 9264530 | 10647300 | 11967200 | 12935100 | 13890500 | 14883600 | 15901800 | 17259400 | 18642200 | 20150700 | 21432900 | 23180200 | 23947000 | 24814400 | 25392600 | 25945700
Electricity Generation by Type[solar PV es,preexisting retiring] | NoSettings | 20635800 | 20491500 | 20391600 | 20274000 | 20285800 | 20114400 | 19792900 | 19662900 | 19523600 | 19474100 | 19387500 | 19171300 | 18872200 | 18812700 | 18728000 | 18618300 | 18500000 | 18265900 | 18072400 | 17977400 | 17897700 | 17828200 | 17753500 | 17616500 | 17483700 | 17331400 | 17220600 | 17033700 | 17019500 | 16981100 | 16989000
Electricity Generation by Type[solar PV es,preexisting nonretiring] | NoSettings | 0 | 0 | 0 | 0 | 0 | 0 | 0 | 0 | 0 | 0 | 0 | 0 | 0 | 0 | 0 | 0 | 0 | 0 | 0 | 0 | 0 | 0 | 0 | 0 | 0 | 0 | 0 | 0 | 0 | 0 | 0
Electricity Generation by Type[solar PV es,newly built] | NoSettings | 3767570 | 7607950 | 11702200 | 14686600 | 20998600 | 30677400 | 33213300 | 36904700 | 37319400 | 43133600 | 50537300 | 60822000 | 63656600 | 68290900 | 73869000 | 81313900 | 93579700 | 104221000 | 111555000 | 119117000 | 126992000 | 135004000 | 145609000 | 155583000 | 166256000 | 174631000 | 186574000 | 190067000 | 196162000 | 199845000 | 203896000
Electricity Generation by Type[solar thermal es,preexisting retiring] | NoSettings | 2237200 | 0 | 0 | 0 | 0 | 0 | 0 | 0 | 0 | 0 | 0 | 0 | 0 | 0 | 0 | 0 | 0 | 0 | 0 | 0 | 0 | 0 | 0 | 0 | 0 | 0 | 0 | 0 | 0 | 0 | 0
Electricity Generation by Type[solar thermal es,preexisting nonretiring] | NoSettings | 0 | 0 | 0 | 0 | 0 | 0 | 0 | 0 | 0 | 0 | 0 | 0 | 0 | 0 | 0 | 0 | 0 | 0 | 0 | 0 | 0 | 0 | 0 | 0 | 0 | 0 | 0 | 0 | 0 | 0 | 0
Electricity Generation by Type[solar thermal es,newly built] | NoSettings | 203723 | 332389 | 562918 | 723751 | 1045420 | 1527920 | 1667310 | 1844230 | 1871030 | 2112280 | 2407140 | 2846750 | 3007590 | 3216670 | 3479370 | 3838560 | 4433650 | 5001920 | 5414730 | 5816820 | 6234980 | 6658510 | 7216070 | 7773620 | 8122720 | 8062910 | 8003100 | 8347530 | 8470610 | 8690150 | 8857230
Electricity Generation by Type[biomass es,preexisting retiring] | NoSettings | 5416310 | 5416310 | 5416310 | 5416310 | 5416310 | 5416310 | 5416310 | 5416310 | 5416310 | 5416310 | 5400540 | 5400540 | 5400540 | 5400540 | 5400540 | 5400540 | 5400540 | 5400540 | 5400540 | 5400540 | 5400540 | 5400540 | 5400540 | 5400540 | 5238440 | 4904710 | 4526640 | 4582510 | 4502850 | 4526390 | 4508520
Electricity Generation by Type[biomass es,preexisting nonretiring] | NoSettings | 0 | 0 | 0 | 0 | 0 | 0 | 0 | 0 | 0 | 0 | 0 | 0 | 0 | 0 | 0 | 0 | 0 | 0 | 0 | 0 | 0 | 0 | 0 | 0 | 0 | 0 | 0 | 0 | 0 | 0 | 0
Electricity Generation by Type[biomass es,newly built] | NoSettings | 220752 | 425736 | 630720 | 764748 | 1009150 | 1379700 | 1497960 | 1639870 | 1655640 | 1829090 | 2026190 | 2310010 | 2404620 | 2530760 | 2680560 | 2877660 | 3200900 | 3500500 | 3713360 | 3918350 | 4123330 | 4328320 | 4604260 | 4872310 | 5009020 | 4911870 | 4804190 | 4977210 | 5015580 | 5121100 | 5179860
Electricity Generation by Type[geothermal es,preexisting retiring] | NoSettings | 11081400 | 9572530 | 9572530 | 9572530 | 9572530 | 9572530 | 9572530 | 9572530 | 9572530 | 9572530 | 9572530 | 9572530 | 9572530 | 9572530 | 9572530 | 9572530 | 9572530 | 9572530 | 9572530 | 9572530 | 9572530 | 9572530 | 9572530 | 9572530 | 9285200 | 8693660 | 8023530 | 8122560 | 7981350 | 8023090 | 7991400
Electricity Generation by Type[geothermal es,preexisting nonretiring] | NoSettings | 0 | 0 | 0 | 0 | 0 | 0 | 0 | 0 | 0 | 0 | 0 | 0 | 0 | 0 | 0 | 0 | 0 | 0 | 0 | 0 | 0 | 0 | 0 | 0 | 0 | 0 | 0 | 0 | 0 | 0 | 0
Electricity Generation by Type[geothermal es,newly built] | NoSettings | 109325 | 218650 | 382637 | 983923 | 1147910 | 1366560 | 1803860 | 1858520 | 7160770 | 7270100 | 7434090 | 7652740 | 7707400 | 7762060 | 7871390 | 8035370 | 8308680 | 8527330 | 8691320 | 8855310 | 9019300 | 9183280 | 9401930 | 9620580 | 9543900 | 10921600 | 10308900 | 10528800 | 10437000 | 10537400 | 10541400
Electricity Generation by Type[petroleum es,preexisting retiring] | NoSettings | 0 | 0 | 0 | 0 | 0 | 0 | 0 | 0 | 0 | 0 | 0 | 0 | 0 | 0 | 0 | 0 | 0 | 0 | 0 | 0 | 0 | 0 | 0 | 0 | 0 | 0 | 0 | 0 | 0 | 0 | 0
Electricity Generation by Type[petroleum es,preexisting nonretiring] | NoSettings | 0 | 0 | 0 | 0 | 0 | 0 | 0 | 0 | 0 | 0 | 0 | 0 | 0 | 0 | 0 | 0 | 0 | 0 | 0 | 0 | 0 | 0 | 0 | 0 | 0 | 0 | 0 | 0 | 0 | 0 | 0
Electricity Generation by Type[petroleum es,newly built] | NoSettings | 0 | 0 | 0 | 0 | 0 | 963.6 | 963.6 | 963.6 | 963.6 | 963.6 | 963.6 | 963.6 | 963.6 | 963.6 | 963.6 | 963.6 | 963.6 | 963.6 | 963.6 | 963.6 | 963.6 | 963.6 | 963.6 | 963.6 | 963.6 | 963.6 | 963.6 | 963.6 | 963.6 | 963.6 | 963.6
Electricity Generation by Type[natural gas peaker es,preexisting retiring] | NoSettings | 9633110 | 9633110 | 9633110 | 9633110 | 9633110 | 9348410 | 9291470 | 9291470 | 9291470 | 9291470 | 9291470 | 9291470 | 9291470 | 9291470 | 9291470 | 9291470 | 9291470 | 9291470 | 9291470 | 9291470 | 9291470 | 9291470 | 9291470 | 9291470 | 9291470 | 9291470 | 9291470 | 9291470 | 9291470 | 9291470 | 9291470
Electricity Generation by Type[natural gas peaker es,preexisting nonretiring] | NoSettings | 0 | 0 | 0 | 0 | 0 | 0 | 0 | 0 | 0 | 0 | 0 | 0 | 0 | 0 | 0 | 0 | 0 | 0 | 0 | 0 | 0 | 0 | 0 | 0 | 0 | 0 | 0 | 0 | 0 | 0 | 0
Electricity Generation by Type[natural gas peaker es,newly built] | NoSettings | 0 | 0 | 0 | 0 | 0 | 0 | 0 | 0 | 0 | 0 | 0 | 0 | 0 | 0 | 0 | 0 | 0 | 0 | 0 | 0 | 0 | 0 | 0 | 0 | 0 | 0 | 0 | 0 | 0 | 0 | 0
Electricity Generation by Type[lignite es,preexisting retiring] | NoSettings | 0 | 0 | 0 | 0 | 0 | 0 | 0 | 0 | 0 | 0 | 0 | 0 | 0 | 0 | 0 | 0 | 0 | 0 | 0 | 0 | 0 | 0 | 0 | 0 | 0 | 0 | 0 | 0 | 0 | 0 | 0
Electricity Generation by Type[lignite es,preexisting nonretiring] | NoSettings | 0 | 0 | 0 | 0 | 0 | 0 | 0 | 0 | 0 | 0 | 0 | 0 | 0 | 0 | 0 | 0 | 0 | 0 | 0 | 0 | 0 | 0 | 0 | 0 | 0 | 0 | 0 | 0 | 0 | 0 | 0
Electricity Generation by Type[lignite es,newly built] | NoSettings | 0 | 0 | 0 | 0 | 0 | 0 | 0 | 0 | 0 | 0 | 0 | 0 | 0 | 0 | 0 | 0 | 0 | 0 | 0 | 0 | 0 | 0 | 0 | 0 | 0 | 0 | 0 | 0 | 0 | 0 | 0
Electricity Generation by Type[offshore wind es,preexisting retiring] | NoSettings | 0 | 0 | 0 | 0 | 0 | 0 | 0 | 0 | 0 | 0 | 0 | 0 | 0 | 0 | 0 | 0 | 0 | 0 | 0 | 0 | 0 | 0 | 0 | 0 | 0 | 0 | 0 | 0 | 0 | 0 | 0
Electricity Generation by Type[offshore wind es,preexisting nonretiring] | NoSettings | 0 | 0 | 0 | 0 | 0 | 0 | 0 | 0 | 0 | 0 | 0 | 0 | 0 | 0 | 0 | 0 | 0 | 0 | 0 | 0 | 0 | 0 | 0 | 0 | 0 | 0 | 0 | 0 | 0 | 0 | 0
Electricity Generation by Type[offshore wind es,newly built] | NoSettings | 291883 | 696350 | 1150850 | 3039760 | 5253900 | 7880850 | 9836460 | 11896300 | 13543400 | 15557400 | 17667300 | 20436000 | 22687700 | 25035200 | 27482900 | 30118200 | 33224600 | 36206000 | 38995600 | 41597500 | 44011800 | 46238500 | 48277500 | 50224800 | 50606100 | 49150500 | 45361900 | 45921800 | 45123400 | 45359400 | 45180300
Electricity Generation by Type[crude oil es,preexisting retiring] | NoSettings | 0 | 0 | 0 | 0 | 0 | 0 | 0 | 0 | 0 | 0 | 0 | 0 | 0 | 0 | 0 | 0 | 0 | 0 | 0 | 0 | 0 | 0 | 0 | 0 | 0 | 0 | 0 | 0 | 0 | 0 | 0
Electricity Generation by Type[crude oil es,preexisting nonretiring] | NoSettings | 0 | 0 | 0 | 0 | 0 | 0 | 0 | 0 | 0 | 0 | 0 | 0 | 0 | 0 | 0 | 0 | 0 | 0 | 0 | 0 | 0 | 0 | 0 | 0 | 0 | 0 | 0 | 0 | 0 | 0 | 0
Electricity Generation by Type[crude oil es,newly built] | NoSettings | 0 | 0 | 0 | 0 | 0 | 0 | 0 | 0 | 0 | 0 | 0 | 0 | 0 | 0 | 0 | 0 | 0 | 0 | 0 | 0 | 0 | 0 | 0 | 0 | 0 | 0 | 0 | 0 | 0 | 0 | 0
Electricity Generation by Type[heavy or residual fuel oil es,preexisting retiring] | NoSettings | 0 | 0 | 0 | 0 | 0 | 0 | 0 | 0 | 0 | 0 | 0 | 0 | 0 | 0 | 0 | 0 | 0 | 0 | 0 | 0 | 0 | 0 | 0 | 0 | 0 | 0 | 0 | 0 | 0 | 0 | 0
Electricity Generation by Type[heavy or residual fuel oil es,preexisting nonretiring] | NoSettings | 0 | 0 | 0 | 0 | 0 | 0 | 0 | 0 | 0 | 0 | 0 | 0 | 0 | 0 | 0 | 0 | 0 | 0 | 0 | 0 | 0 | 0 | 0 | 0 | 0 | 0 | 0 | 0 | 0 | 0 | 0
Electricity Generation by Type[heavy or residual fuel oil es,newly built] | NoSettings | 0 | 0 | 0 | 0 | 0 | 0 | 0 | 0 | 0 | 0 | 0 | 0 | 0 | 0 | 0 | 0 | 0 | 0 | 0 | 0 | 0 | 0 | 0 | 0 | 0 | 0 | 0 | 0 | 0 | 0 | 0
Electricity Generation by Type[municipal solid waste es,preexisting retiring] | NoSettings | 0 | 0 | 0 | 0 | 0 | 0 | 0 | 0 | 0 | 0 | 0 | 0 | 0 | 0 | 0 | 0 | 0 | 0 | 0 | 0 | 0 | 0 | 0 | 0 | 0 | 0 | 0 | 0 | 0 | 0 | 0
Electricity Generation by Type[municipal solid waste es,preexisting nonretiring] | NoSettings | 0 | 0 | 0 | 0 | 0 | 0 | 0 | 0 | 0 | 0 | 0 | 0 | 0 | 0 | 0 | 0 | 0 | 0 | 0 | 0 | 0 | 0 | 0 | 0 | 0 | 0 | 0 | 0 | 0 | 0 | 0
Electricity Generation by Type[municipal solid waste es,newly built] | NoSettings | 0 | 0 | 0 | 0 | 0 | 0 | 0 | 0 | 0 | 0 | 0 | 0 | 0 | 0 | 0 | 0 | 0 | 0 | 0 | 0 | 0 | 0 | 0 | 0 | 0 | 0 | 0 | 0 | 0 | 0 | 0
Electricity Generation Capacity[hard coal es,preexisting retiring] | NoSettings | 0 | 0 | 0 | 0 | 0 | 0 | 0 | 0 | 0 | 0 | 0 | 0 | 0 | 0 | 0 | 0 | 0 | 0 | 0 | 0 | 0 | 0 | 0 | 0 | 0 | 0 | 0 | 0 | 0 | 0 | 0
Electricity Generation Capacity[hard coal es,preexisting nonretiring] | NoSettings | 0 | 0 | 0 | 0 | 0 | 0 | 0 | 0 | 0 | 0 | 0 | 0 | 0 | 0 | 0 | 0 | 0 | 0 | 0 | 0 | 0 | 0 | 0 | 0 | 0 | 0 | 0 | 0 | 0 | 0 | 0
Electricity Generation Capacity[hard coal es,newly built] | NoSettings | 0 | 0 | 0 | 0 | 0 | 0 | 0 | 0 | 0 | 0 | 0 | 0 | 0 | 0 | 0 | 0 | 0 | 0 | 0 | 0 | 0 | 0 | 0 | 0 | 0 | 0 | 0 | 0 | 0 | 0 | 0
Electricity Generation Capacity[natural gas nonpeaker es,preexisting retiring] | NoSettings | 2883 | 2883 | 2883 | 2883 | 0.11 | 0.11 | 0.11 | 0.11 | 0.11 | 0.11 | 0.11 | 0.11 | 0 | 0 | 0 | 0 | 0 | 0 | 0 | 0 | 0 | 0 | 0 | 0 | 0 | 0 | 0 | 0 | 0 | 0 | 0
Electricity Generation Capacity[natural gas nonpeaker es,preexisting nonretiring] | NoSettings | 20133 | 20133 | 20133 | 20133 | 20133 | 20133 | 20133 | 20133 | 20133 | 20133 | 20133 | 20133 | 19844.8 | 19844.8 | 19844.8 | 19268.2 | 19268.2 | 19268.2 | 19268.2 | 19268.2 | 18403.4 | 18403.4 | 18403.4 | 18403.4 | 18403.4 | 18403.4 | 18403.4 | 18403.4 | 18403.4 | 18403.4 | 18403.4
Electricity Generation Capacity[natural gas nonpeaker es,newly built] | NoSettings | 0 | 0 | 0 | 0 | 0 | 0 | 0 | 0 | 0 | 0 | 0 | 0 | 0 | 0 | 0 | 0 | 0 | 0 | 0 | 0 | 0 | 0 | 0 | 0 | 0 | 0 | 0 | 0 | 0 | 0 | 0
Electricity Generation Capacity[nuclear es,preexisting retiring] | NoSettings | 2240 | 2240 | 2240 | 2240 | 1120 | 0 | 0 | 0 | 0 | 0 | 0 | 0 | 0 | 0 | 0 | 0 | 0 | 0 | 0 | 0 | 0 | 0 | 0 | 0 | 0 | 0 | 0 | 0 | 0 | 0 | 0
Electricity Generation Capacity[nuclear es,preexisting nonretiring] | NoSettings | 0 | 0 | 0 | 0 | 0 | 0 | 0 | 0 | 0 | 0 | 0 | 0 | 0 | 0 | 0 | 0 | 0 | 0 | 0 | 0 | 0 | 0 | 0 | 0 | 0 | 0 | 0 | 0 | 0 | 0 | 0
Electricity Generation Capacity[nuclear es,newly built] | NoSettings | 0 | 0 | 0 | 0 | 0 | 0 | 0 | 0 | 0 | 0 | 0 | 0 | 0 | 0 | 0 | 0 | 0 | 0 | 0 | 0 | 0 | 0 | 0 | 0 | 0 | 0 | 0 | 0 | 0 | 0 | 0
Electricity Generation Capacity[hydro es,preexisting retiring] | NoSettings | 10216 | 10216 | 10216 | 10216 | 10216 | 10216 | 10216 | 10216 | 10216 | 10216 | 10215 | 10215 | 10215 | 10215 | 10215 | 10215 | 10215 | 10215 | 10215 | 10215 | 10215 | 10215 | 10215 | 10215 | 10215 | 10215 | 10215 | 10215 | 10215 | 10215 | 10215
Electricity Generation Capacity[hydro es,preexisting nonretiring] | NoSettings | 0 | 0 | 0 | 0 | 0 | 0 | 0 | 0 | 0 | 0 | 0 | 0 | 0 | 0 | 0 | 0 | 0 | 0 | 0 | 0 | 0 | 0 | 0 | 0 | 0 | 0 | 0 | 0 | 0 | 0 | 0
Electricity Generation Capacity[hydro es,newly built] | NoSettings | 0 | 0 | 0 | 0 | 0 | 0 | 0 | 0 | 0 | 0 | 0 | 0 | 0 | 0 | 0 | 0 | 0 | 0 | 0 | 0 | 0 | 0 | 0 | 0 | 0 | 0 | 0 | 0 | 0 | 0 | 0
Electricity Generation Capacity[onshore wind es,preexisting retiring] | NoSettings | 6136 | 6136 | 6136 | 6136 | 6136 | 6136 | 6136 | 6136 | 6136 | 6136 | 6136 | 6136 | 6136 | 6136 | 6136 | 6136 | 6136 | 6136 | 6136 | 6136 | 6136 | 6136 | 6136 | 6136 | 6136 | 6136 | 6136 | 6136 | 6136 | 6136 | 6136
Electricity Generation Capacity[onshore wind es,preexisting nonretiring] | NoSettings | 0 | 0 | 0 | 0 | 0 | 0 | 0 | 0 | 0 | 0 | 0 | 0 | 0 | 0 | 0 | 0 | 0 | 0 | 0 | 0 | 0 | 0 | 0 | 0 | 0 | 0 | 0 | 0 | 0 | 0 | 0
Electricity Generation Capacity[onshore wind es,newly built] | NoSettings | 190 | 380 | 590 | 740 | 1035 | 1435 | 1575 | 1750 | 1775 | 2020 | 2315 | 2750 | 2905 | 3105 | 3350 | 3685 | 4235 | 4760 | 5145 | 5525 | 5920 | 6325 | 6865 | 7415 | 8015 | 8525 | 9220 | 9525 | 9870 | 10100 | 10320
Electricity Generation Capacity[solar PV es,preexisting retiring] | NoSettings | 11259 | 11259 | 11259 | 11259 | 11259 | 11259 | 11259 | 11259 | 11259 | 11259 | 11259 | 11259 | 11259 | 11259 | 11259 | 11259 | 11259 | 11259 | 11259 | 11259 | 11259 | 11259 | 11259 | 11259 | 11259 | 11259 | 11259 | 11259 | 11259 | 11259 | 11259
Electricity Generation Capacity[solar PV es,preexisting nonretiring] | NoSettings | 0 | 0 | 0 | 0 | 0 | 0 | 0 | 0 | 0 | 0 | 0 | 0 | 0 | 0 | 0 | 0 | 0 | 0 | 0 | 0 | 0 | 0 | 0 | 0 | 0 | 0 | 0 | 0 | 0 | 0 | 0
Electricity Generation Capacity[solar PV es,newly built] | NoSettings | 1550 | 3152 | 4872 | 6150 | 8788 | 12948 | 14246 | 15934 | 16228 | 18804 | 22130 | 26934 | 28636 | 30818 | 33486 | 37078 | 42944 | 48440 | 52404 | 56252 | 60238 | 64288 | 69630 | 74978 | 80730 | 85542 | 91980 | 94730 | 97850 | 99912 | 101890
Electricity Generation Capacity[solar thermal es,preexisting retiring] | NoSettings | 1284 | 0 | 0 | 0 | 0 | 0 | 0 | 0 | 0 | 0 | 0 | 0 | 0 | 0 | 0 | 0 | 0 | 0 | 0 | 0 | 0 | 0 | 0 | 0 | 0 | 0 | 0 | 0 | 0 | 0 | 0
Electricity Generation Capacity[solar thermal es,preexisting nonretiring] | NoSettings | 0 | 0 | 0 | 0 | 0 | 0 | 0 | 0 | 0 | 0 | 0 | 0 | 0 | 0 | 0 | 0 | 0 | 0 | 0 | 0 | 0 | 0 | 0 | 0 | 0 | 0 | 0 | 0 | 0 | 0 | 0
Electricity Generation Capacity[solar thermal es,newly built] | NoSettings | 38 | 62 | 105 | 135 | 195 | 285 | 311 | 344 | 349 | 394 | 449 | 531 | 561 | 600 | 649 | 716 | 827 | 933 | 1010 | 1085 | 1163 | 1242 | 1346 | 1450 | 1562 | 1656 | 1781 | 1835 | 1895 | 1934 | 1979
Electricity Generation Capacity[biomass es,preexisting retiring] | NoSettings | 687 | 687 | 687 | 687 | 687 | 687 | 687 | 687 | 687 | 687 | 685 | 685 | 685 | 685 | 685 | 685 | 685 | 685 | 685 | 685 | 685 | 685 | 685 | 685 | 685 | 685 | 685 | 685 | 685 | 685 | 685
Electricity Generation Capacity[biomass es,preexisting nonretiring] | NoSettings | 0 | 0 | 0 | 0 | 0 | 0 | 0 | 0 | 0 | 0 | 0 | 0 | 0 | 0 | 0 | 0 | 0 | 0 | 0 | 0 | 0 | 0 | 0 | 0 | 0 | 0 | 0 | 0 | 0 | 0 | 0
Electricity Generation Capacity[biomass es,newly built] | NoSettings | 28 | 54 | 80 | 97 | 128 | 175 | 190 | 208 | 210 | 232 | 257 | 293 | 305 | 321 | 340 | 365 | 406 | 444 | 471 | 497 | 523 | 549 | 584 | 618 | 655 | 686 | 727 | 744 | 763 | 775 | 787
Electricity Generation Capacity[geothermal es,preexisting retiring] | NoSettings | 1836 | 1586 | 1586 | 1586 | 1586 | 1586 | 1586 | 1586 | 1586 | 1586 | 1586 | 1586 | 1586 | 1586 | 1586 | 1586 | 1586 | 1586 | 1586 | 1586 | 1586 | 1586 | 1586 | 1586 | 1586 | 1586 | 1586 | 1586 | 1586 | 1586 | 1586
Electricity Generation Capacity[geothermal es,preexisting nonretiring] | NoSettings | 0 | 0 | 0 | 0 | 0 | 0 | 0 | 0 | 0 | 0 | 0 | 0 | 0 | 0 | 0 | 0 | 0 | 0 | 0 | 0 | 0 | 0 | 0 | 0 | 0 | 0 | 0 | 0 | 0 | 0 | 0
Electricity Generation Capacity[geothermal es,newly built] | NoSettings | 20 | 40 | 70 | 180 | 210 | 250 | 330 | 340 | 1310 | 1330 | 1360 | 1400 | 1410 | 1420 | 1440 | 1470 | 1520 | 1560 | 1590 | 1620 | 1650 | 1680 | 1720 | 1760 | 1800 | 2200 | 2250 | 2270 | 2290 | 2300 | 2310
Electricity Generation Capacity[petroleum es,preexisting retiring] | NoSettings | 0 | 0 | 0 | 0 | 0 | 0 | 0 | 0 | 0 | 0 | 0 | 0 | 0 | 0 | 0 | 0 | 0 | 0 | 0 | 0 | 0 | 0 | 0 | 0 | 0 | 0 | 0 | 0 | 0 | 0 | 0
Electricity Generation Capacity[petroleum es,preexisting nonretiring] | NoSettings | 0 | 0 | 0 | 0 | 0 | 0 | 0 | 0 | 0 | 0 | 0 | 0 | 0 | 0 | 0 | 0 | 0 | 0 | 0 | 0 | 0 | 0 | 0 | 0 | 0 | 0 | 0 | 0 | 0 | 0 | 0
Electricity Generation Capacity[petroleum es,newly built] | NoSettings | 0 | 0 | 0 | 0 | 0 | 1 | 1 | 1 | 1 | 1 | 1 | 1 | 1 | 1 | 1 | 1 | 1 | 1 | 1 | 1 | 1 | 1 | 1 | 1 | 1 | 1 | 1 | 1 | 1 | 1 | 1
Electricity Generation Capacity[natural gas peaker es,preexisting retiring] | NoSettings | 8459 | 8459 | 8459 | 8459 | 8459 | 8209 | 8159 | 8159 | 8159 | 8159 | 8159 | 8159 | 8159 | 8159 | 8159 | 8159 | 8159 | 8159 | 8159 | 8159 | 8159 | 8159 | 8159 | 8159 | 8159 | 8159 | 8159 | 8159 | 8159 | 8159 | 8159
Electricity Generation Capacity[natural gas peaker es,preexisting nonretiring] | NoSettings | 0 | 0 | 0 | 0 | 0 | 0 | 0 | 0 | 0 | 0 | 0 | 0 | 0 | 0 | 0 | 0 | 0 | 0 | 0 | 0 | 0 | 0 | 0 | 0 | 0 | 0 | 0 | 0 | 0 | 0 | 0
Electricity Generation Capacity[natural gas peaker es,newly built] | NoSettings | 0 | 0 | 0 | 0 | 0 | 0 | 0 | 0 | 0 | 0 | 0 | 0 | 0 | 0 | 0 | 0 | 0 | 0 | 0 | 0 | 0 | 0 | 0 | 0 | 0 | 0 | 0 | 0 | 0 | 0 | 0
Electricity Generation Capacity[lignite es,preexisting retiring] | NoSettings | 0 | 0 | 0 | 0 | 0 | 0 | 0 | 0 | 0 | 0 | 0 | 0 | 0 | 0 | 0 | 0 | 0 | 0 | 0 | 0 | 0 | 0 | 0 | 0 | 0 | 0 | 0 | 0 | 0 | 0 | 0
Electricity Generation Capacity[lignite es,preexisting nonretiring] | NoSettings | 0 | 0 | 0 | 0 | 0 | 0 | 0 | 0 | 0 | 0 | 0 | 0 | 0 | 0 | 0 | 0 | 0 | 0 | 0 | 0 | 0 | 0 | 0 | 0 | 0 | 0 | 0 | 0 | 0 | 0 | 0
Electricity Generation Capacity[lignite es,newly built] | NoSettings | 0 | 0 | 0 | 0 | 0 | 0 | 0 | 0 | 0 | 0 | 0 | 0 | 0 | 0 | 0 | 0 | 0 | 0 | 0 | 0 | 0 | 0 | 0 | 0 | 0 | 0 | 0 | 0 | 0 | 0 | 0
Electricity Generation Capacity[offshore wind es,preexisting retiring] | NoSettings | 0 | 0 | 0 | 0 | 0 | 0 | 0 | 0 | 0 | 0 | 0 | 0 | 0 | 0 | 0 | 0 | 0 | 0 | 0 | 0 | 0 | 0 | 0 | 0 | 0 | 0 | 0 | 0 | 0 | 0 | 0
Electricity Generation Capacity[offshore wind es,preexisting nonretiring] | NoSettings | 0 | 0 | 0 | 0 | 0 | 0 | 0 | 0 | 0 | 0 | 0 | 0 | 0 | 0 | 0 | 0 | 0 | 0 | 0 | 0 | 0 | 0 | 0 | 0 | 0 | 0 | 0 | 0 | 0 | 0 | 0
Electricity Generation Capacity[offshore wind es,newly built] | NoSettings | 70 | 167 | 276 | 729 | 1260 | 1890 | 2359 | 2853 | 3248 | 3731 | 4237 | 4901 | 5441 | 6004 | 6591 | 7223 | 7968 | 8683 | 9352 | 9976 | 10555 | 11089 | 11578 | 12045 | 12512 | 12979 | 12979 | 12979 | 12979 | 12979 | 12979
Electricity Generation Capacity[crude oil es,preexisting retiring] | NoSettings | 0 | 0 | 0 | 0 | 0 | 0 | 0 | 0 | 0 | 0 | 0 | 0 | 0 | 0 | 0 | 0 | 0 | 0 | 0 | 0 | 0 | 0 | 0 | 0 | 0 | 0 | 0 | 0 | 0 | 0 | 0
Electricity Generation Capacity[crude oil es,preexisting nonretiring] | NoSettings | 0 | 0 | 0 | 0 | 0 | 0 | 0 | 0 | 0 | 0 | 0 | 0 | 0 | 0 | 0 | 0 | 0 | 0 | 0 | 0 | 0 | 0 | 0 | 0 | 0 | 0 | 0 | 0 | 0 | 0 | 0
Electricity Generation Capacity[crude oil es,newly built] | NoSettings | 0 | 0 | 0 | 0 | 0 | 0 | 0 | 0 | 0 | 0 | 0 | 0 | 0 | 0 | 0 | 0 | 0 | 0 | 0 | 0 | 0 | 0 | 0 | 0 | 0 | 0 | 0 | 0 | 0 | 0 | 0
Electricity Generation Capacity[heavy or residual fuel oil es,preexisting retiring] | NoSettings | 0 | 0 | 0 | 0 | 0 | 0 | 0 | 0 | 0 | 0 | 0 | 0 | 0 | 0 | 0 | 0 | 0 | 0 | 0 | 0 | 0 | 0 | 0 | 0 | 0 | 0 | 0 | 0 | 0 | 0 | 0
Electricity Generation Capacity[heavy or residual fuel oil es,preexisting nonretiring] | NoSettings | 0 | 0 | 0 | 0 | 0 | 0 | 0 | 0 | 0 | 0 | 0 | 0 | 0 | 0 | 0 | 0 | 0 | 0 | 0 | 0 | 0 | 0 | 0 | 0 | 0 | 0 | 0 | 0 | 0 | 0 | 0
Electricity Generation Capacity[heavy or residual fuel oil es,newly built] | NoSettings | 0 | 0 | 0 | 0 | 0 | 0 | 0 | 0 | 0 | 0 | 0 | 0 | 0 | 0 | 0 | 0 | 0 | 0 | 0 | 0 | 0 | 0 | 0 | 0 | 0 | 0 | 0 | 0 | 0 | 0 | 0
Electricity Generation Capacity[municipal solid waste es,preexisting retiring] | NoSettings | 0 | 0 | 0 | 0 | 0 | 0 | 0 | 0 | 0 | 0 | 0 | 0 | 0 | 0 | 0 | 0 | 0 | 0 | 0 | 0 | 0 | 0 | 0 | 0 | 0 | 0 | 0 | 0 | 0 | 0 | 0
Electricity Generation Capacity[municipal solid waste es,preexisting nonretiring] | NoSettings | 0 | 0 | 0 | 0 | 0 | 0 | 0 | 0 | 0 | 0 | 0 | 0 | 0 | 0 | 0 | 0 | 0 | 0 | 0 | 0 | 0 | 0 | 0 | 0 | 0 | 0 | 0 | 0 | 0 | 0 | 0
Electricity Generation Capacity[municipal solid waste es,newly built] | NoSettings | 0 | 0 | 0 | 0 | 0 | 0 | 0 | 0 | 0 | 0 | 0 | 0 | 0 | 0 | 0 | 0 | 0 | 0 | 0 | 0 | 0 | 0 | 0 | 0 | 0 | 0 | 0 | 0 | 0 | 0 | 0
BAU Cargo Dist Transported[LDVs,passenger] | NoSettings | 483683000000 | 562435000000 | 573626000000 | 582957000000 | 589669000000 | 593685000000 | 596174000000 | 599769000000 | 603228000000 | 606546000000 | 609742000000 | 612785000000 | 615714000000 | 618513000000 | 621182000000 | 623732000000 | 626143000000 | 628434000000 | 630573000000 | 632588000000 | 634474000000 | 636225000000 | 637858000000 | 639349000000 | 640718000000 | 641980000000 | 643129000000 | 644160000000 | 645107000000 | 645955000000 | 646711000000
BAU Cargo Dist Transported[LDVs,freight] | NoSettings | 16424700000 | 18126300000 | 18375100000 | 18569500000 | 18696800000 | 18759500000 | 18834200000 | 18915900000 | 19007100000 | 19105100000 | 19210000000 | 19373800000 | 19550600000 | 19732600000 | 19920700000 | 20110700000 | 20309000000 | 20508200000 | 20708400000 | 20914300000 | 21120300000 | 21333000000 | 21549300000 | 21777300000 | 22002300000 | 22232400000 | 22464800000 | 22704000000 | 22943900000 | 23190000000 | 23443400000
BAU Cargo Dist Transported[HDVs,passenger] | NoSettings | 50045300000 | 51864500000 | 51733200000 | 51568500000 | 51390600000 | 51181900000 | 51033000000 | 50925300000 | 50876700000 | 50864700000 | 50874600000 | 50904800000 | 50943600000 | 50986900000 | 51044300000 | 51121000000 | 51639800000 | 52150500000 | 52647000000 | 53136600000 | 53600500000 | 54030200000 | 54544500000 | 55138900000 | 55697200000 | 56251200000 | 56784500000 | 57222100000 | 57548800000 | 57878000000 | 58321700000
BAU Cargo Dist Transported[HDVs,freight] | NoSettings | 59888100000 | 61067500000 | 62272400000 | 63503400000 | 64761000000 | 66045900000 | 67358800000 | 68700200000 | 70071000000 | 71471700000 | 72903200000 | 75079400000 | 77324200000 | 79639800000 | 82028500000 | 84492800000 | 87034900000 | 89657800000 | 92363900000 | 95155900000 | 98036600000 | 101009000000 | 104076000000 | 107241000000 | 110507000000 | 113878000000 | 117356000000 | 120946000000 | 124651000000 | 128475000000 | 132422000000
BAU Cargo Dist Transported[aircraft,passenger] | NoSettings | 16193500000 | 22028400000 | 24594000000 | 25763600000 | 26373000000 | 26886900000 | 27055700000 | 27198500000 | 27438800000 | 27634800000 | 27906500000 | 28239300000 | 28645000000 | 29069000000 | 29495900000 | 29915800000 | 30241700000 | 30527600000 | 30851700000 | 31188900000 | 31588000000 | 31979100000 | 32421400000 | 32879600000 | 33363700000 | 33815300000 | 34245300000 | 34632800000 | 34990500000 | 35318200000 | 35648400000
BAU Cargo Dist Transported[aircraft,freight] | NoSettings | 623011000 | 847496000 | 946201000 | 991200000 | 1014640000 | 1034410000 | 1040910000 | 1046400000 | 1055650000 | 1063190000 | 1073640000 | 1086440000 | 1102050000 | 1118370000 | 1134790000 | 1150940000 | 1163480000 | 1174480000 | 1186950000 | 1199930000 | 1215280000 | 1230320000 | 1247340000 | 1264970000 | 1283600000 | 1300970000 | 1317510000 | 1332420000 | 1346180000 | 1358790000 | 1371490000
BAU Cargo Dist Transported[rail,passenger] | NoSettings | 1146790000 | 1146790000 | 1146790000 | 1146790000 | 1146790000 | 1146790000 | 1146790000 | 1146790000 | 1146790000 | 1146790000 | 1146790000 | 1146790000 | 1146790000 | 1146790000 | 1146790000 | 1146790000 | 1146790000 | 1146790000 | 1146790000 | 1146790000 | 1146790000 | 1146790000 | 1146790000 | 1146790000 | 1146790000 | 1146790000 | 1146790000 | 1146790000 | 1146790000 | 1146790000 | 1146790000
BAU Cargo Dist Transported[rail,freight] | NoSettings | 74152000000 | 75605900000 | 77786900000 | 79240800000 | 80694800000 | 82875700000 | 84329700000 | 86510600000 | 88691600000 | 90145500000 | 92326500000 | 94507400000 | 96688300000 | 98142300000 | 100323000000 | 102504000000 | 105412000000 | 107593000000 | 109774000000 | 111955000000 | 114863000000 | 117044000000 | 119952000000 | 122133000000 | 125041000000 | 127948000000 | 130129000000 | 133037000000 | 135945000000 | 139580000000 | 142488000000
BAU Cargo Dist Transported[ships,passenger] | NoSettings | 167419000 | 167419000 | 167419000 | 167419000 | 169077000 | 169077000 | 170734000 | 170734000 | 170734000 | 170734000 | 170734000 | 170734000 | 170734000 | 170734000 | 172392000 | 172392000 | 172392000 | 172392000 | 172392000 | 170734000 | 170734000 | 170734000 | 170734000 | 170734000 | 170734000 | 170734000 | 170734000 | 170734000 | 170734000 | 170734000 | 170734000
BAU Cargo Dist Transported[ships,freight] | NoSettings | 174899000000 | 181691000000 | 190182000000 | 196974000000 | 203766000000 | 210558000000 | 219049000000 | 227539000000 | 236029000000 | 244519000000 | 253010000000 | 259802000000 | 268292000000 | 276782000000 | 283574000000 | 292065000000 | 300555000000 | 310743000000 | 319234000000 | 329422000000 | 337912000000 | 346402000000 | 356591000000 | 365081000000 | 375269000000 | 383759000000 | 393948000000 | 402438000000 | 410928000000 | 421117000000 | 429607000000
BAU Cargo Dist Transported[motorbikes,passenger] | NoSettings | 1525360000 | 1756090000 | 1783210000 | 1801650000 | 1809550000 | 1807720000 | 1806920000 | 1805780000 | 1804650000 | 1803800000 | 1802790000 | 1801930000 | 1801790000 | 1802480000 | 1803400000 | 1804720000 | 1806010000 | 1807510000 | 1808810000 | 1810030000 | 1811170000 | 1812110000 | 1813260000 | 1814140000 | 1814660000 | 1814530000 | 1813840000 | 1812650000 | 1811170000 | 1810310000 | 1808500000
BAU Cargo Dist Transported[motorbikes,freight] | NoSettings | 131363000000 | 133950000000 | 136592000000 | 139292000000 | 142051000000 | 144869000000 | 147749000000 | 150692000000 | 153698000000 | 156771000000 | 159911000000 | 164684000000 | 169608000000 | 174687000000 | 179927000000 | 185332000000 | 190908000000 | 196661000000 | 202597000000 | 208721000000 | 215040000000 | 221560000000 | 228288000000 | 235230000000 | 242394000000 | 249787000000 | 257417000000 | 265291000000 | 273418000000 | 281806000000 | 290464000000
Output Total CO2e Emissions | NoSettings | 497.134 | 468.295 | 451.601 | 436.433 | 421.762 | 407.889 | 397.818 | 387.639 | 377.429 | 366.413 | 354.498 | 346.132 | 341.344 | 336.642 | 330.867 | 324.24 | 315.637 | 307.773 | 301.916 | 295.686 | 289.269 | 282.835 | 275.883 | 269.295 | 264.062 | 259.06 | 257.501 | 255.618 | 254.132 | 253.128 | 252.253
Output Total CO2 Emissions | NoSettings | 426.976 | 399.399 | 383.54 | 372.781 | 362.487 | 352.924 | 345.083 | 337.139 | 329.153 | 320.365 | 310.668 | 302.642 | 298.2 | 293.815 | 288.376 | 282.103 | 273.835 | 266.3 | 260.755 | 254.847 | 248.756 | 242.748 | 236.227 | 230.042 | 225.236 | 220.669 | 218.925 | 216.869 | 215.204 | 214.021 | 212.987
LULUCF Anthropogenic Pollutant Emissions[CO2] | NoSettings | 107000000000000 | 63700000000000 | 50100000000000 | 42200000000000 | 36600000000000 | 32200000000000 | 28700000000000 | 25700000000000 | 23100000000000 | 20800000000000 | 18700000000000 | 18700000000000 | 18700000000000 | 18700000000000 | 18700000000000 | 18700000000000 | 18700000000000 | 18700000000000 | 18700000000000 | 18700000000000 | 18700000000000 | 18700000000000 | 18700000000000 | 18700000000000 | 18700000000000 | 18700000000000 | 18700000000000 | 18700000000000 | 18700000000000 | 18700000000000 | 18700000000000
LULUCF Anthropogenic Pollutant Emissions[VOC] | NoSettings | 0 | 0 | 0 | 0 | 0 | 0 | 0 | 0 | 0 | 0 | 0 | 0 | 0 | 0 | 0 | 0 | 0 | 0 | 0 | 0 | 0 | 0 | 0 | 0 | 0 | 0 | 0 | 0 | 0 | 0 | 0
LULUCF Anthropogenic Pollutant Emissions[CO] | NoSettings | 0 | 0 | 0 | 0 | 0 | 0 | 0 | 0 | 0 | 0 | 0 | 0 | 0 | 0 | 0 | 0 | 0 | 0 | 0 | 0 | 0 | 0 | 0 | 0 | 0 | 0 | 0 | 0 | 0 | 0 | 0
LULUCF Anthropogenic Pollutant Emissions[NOx] | NoSettings | 0 | 0 | 0 | 0 | 0 | 0 | 0 | 0 | 0 | 0 | 0 | 0 | 0 | 0 | 0 | 0 | 0 | 0 | 0 | 0 | 0 | 0 | 0 | 0 | 0 | 0 | 0 | 0 | 0 | 0 | 0
LULUCF Anthropogenic Pollutant Emissions[PM10] | NoSettings | 0 | 0 | 0 | 0 | 0 | 0 | 0 | 0 | 0 | 0 | 0 | 0 | 0 | 0 | 0 | 0 | 0 | 0 | 0 | 0 | 0 | 0 | 0 | 0 | 0 | 0 | 0 | 0 | 0 | 0 | 0
LULUCF Anthropogenic Pollutant Emissions[PM25] | NoSettings | 0 | 0 | 0 | 0 | 0 | 0 | 0 | 0 | 0 | 0 | 0 | 0 | 0 | 0 | 0 | 0 | 0 | 0 | 0 | 0 | 0 | 0 | 0 | 0 | 0 | 0 | 0 | 0 | 0 | 0 | 0
LULUCF Anthropogenic Pollutant Emissions[SOx] | NoSettings | 0 | 0 | 0 | 0 | 0 | 0 | 0 | 0 | 0 | 0 | 0 | 0 | 0 | 0 | 0 | 0 | 0 | 0 | 0 | 0 | 0 | 0 | 0 | 0 | 0 | 0 | 0 | 0 | 0 | 0 | 0
LULUCF Anthropogenic Pollutant Emissions[BC] | NoSettings | 0 | 0 | 0 | 0 | 0 | 0 | 0 | 0 | 0 | 0 | 0 | 0 | 0 | 0 | 0 | 0 | 0 | 0 | 0 | 0 | 0 | 0 | 0 | 0 | 0 | 0 | 0 | 0 | 0 | 0 | 0
LULUCF Anthropogenic Pollutant Emissions[OC] | NoSettings | 0 | 0 | 0 | 0 | 0 | 0 | 0 | 0 | 0 | 0 | 0 | 0 | 0 | 0 | 0 | 0 | 0 | 0 | 0 | 0 | 0 | 0 | 0 | 0 | 0 | 0 | 0 | 0 | 0 | 0 | 0
LULUCF Anthropogenic Pollutant Emissions[CH4] | NoSettings | 70900000000 | 42300000000 | 21200000000 | 15500000000 | 12300000000 | 9950000000 | 8140000000 | 6670000000 | 5420000000 | 4340000000 | 3390000000 | 3390000000 | 3390000000 | 3390000000 | 3390000000 | 3390000000 | 3390000000 | 3390000000 | 3390000000 | 3390000000 | 3390000000 | 3390000000 | 3390000000 | 3390000000 | 3390000000 | 3390000000 | 3390000000 | 3390000000 | 3390000000 | 3390000000 | 3390000000
LULUCF Anthropogenic Pollutant Emissions[N2O] | NoSettings | 4110000000 | 2450000000 | 1230000000 | 902000000 | 712000000 | 577000000 | 472000000 | 387000000 | 315000000 | 252000000 | 196000000 | 196000000 | 196000000 | 196000000 | 196000000 | 196000000 | 196000000 | 196000000 | 196000000 | 196000000 | 196000000 | 196000000 | 196000000 | 196000000 | 196000000 | 196000000 | 196000000 | 196000000 | 196000000 | 196000000 | 196000000
LULUCF Anthropogenic Pollutant Emissions[F gases] | NoSettings | 0 | 0 | 0 | 0 | 0 | 0 | 0 | 0 | 0 | 0 | 0 | 0 | 0 | 0 | 0 | 0 | 0 | 0 | 0 | 0 | 0 | 0 | 0 | 0 | 0 | 0 | 0 | 0 | 0 | 0 | 0
New Vehicles[LDVs,passenger,battery electric vehicle] | NoSettings | 121839 | 213537 | 304257 | 331971 | 319794 | 302895 | 326550 | 369444 | 421782 | 522819 | 625374 | 667527 | 772722 | 875748 | 973191 | 1066540 | 1153640 | 1235860 | 1307390 | 1375530 | 1436610 | 1490410 | 1542770 | 1586120 | 1603540 | 1622570 | 1639390 | 1653680 | 1668740 | 1683530 | 1698150
New Vehicles[LDVs,passenger,natural gas vehicle] | NoSettings | 0 | 0 | 0 | 0 | 0 | 0 | 0 | 0 | 0 | 0 | 0 | 0 | 0 | 0 | 0 | 0 | 0 | 0 | 0 | 0 | 0 | 0 | 0 | 0 | 0 | 0 | 0 | 0 | 0 | 0 | 0
New Vehicles[LDVs,passenger,gasoline vehicle] | NoSettings | 1562280 | 1737780 | 1677320 | 1683200 | 1719280 | 1749920 | 1745550 | 1703230 | 1656360 | 1562570 | 1467420 | 1436610 | 1345200 | 1255580 | 1171050 | 1090010 | 1014550 | 943299 | 882066 | 823494 | 771330 | 725757 | 681015 | 644445 | 632379 | 618312 | 606060 | 595938 | 584733 | 573456 | 562071
New Vehicles[LDVs,passenger,diesel vehicle] | NoSettings | 0 | 0 | 0 | 0 | 0 | 0 | 0 | 0 | 0 | 0 | 0 | 0 | 0 | 0 | 0 | 0 | 0 | 0 | 0 | 0 | 0 | 0 | 0 | 0 | 0 | 0 | 0 | 0 | 0 | 0 | 0
New Vehicles[LDVs,passenger,plugin hybrid vehicle] | NoSettings | 26163 | 37428 | 46734 | 46140 | 45972 | 46425 | 35940 | 48081 | 54846 | 59328 | 63219 | 62646 | 59214 | 55704 | 52227 | 48933 | 45822 | 42954 | 40221 | 37776 | 35532 | 33492 | 31647 | 30144 | 29628 | 29130 | 28623 | 28104 | 27594 | 27078 | 26514
New Vehicles[LDVs,passenger,LPG vehicle] | NoSettings | 0 | 0 | 0 | 0 | 0 | 0 | 0 | 0 | 0 | 0 | 0 | 0 | 0 | 0 | 0 | 0 | 0 | 0 | 0 | 0 | 0 | 0 | 0 | 0 | 0 | 0 | 0 | 0 | 0 | 0 | 0
New Vehicles[LDVs,passenger,hydrogen vehicle] | NoSettings | 0 | 0 | 0 | 0 | 0 | 0 | 0 | 0 | 0 | 0 | 0 | 0 | 0 | 0 | 0 | 0 | 0 | 0 | 0 | 0 | 0 | 0 | 0 | 0 | 0 | 0 | 0 | 0 | 0 | 0 | 0
New Vehicles[LDVs,freight,battery electric vehicle] | NoSettings | 255 | 672 | 1512 | 2136 | 6246 | 8403 | 11403 | 17304 | 23994 | 30768 | 37626 | 43440 | 49377 | 55428 | 61605 | 67893 | 68562 | 69234 | 69909 | 70605 | 71301 | 72018 | 72747 | 73518 | 74277 | 75054 | 75840 | 76647 | 77457 | 78288 | 79143
New Vehicles[LDVs,freight,natural gas vehicle] | NoSettings | 30 | 42 | 51 | 42 | 33 | 27 | 24 | 24 | 21 | 18 | 15 | 15 | 12 | 12 | 9 | 9 | 6 | 6 | 6 | 6 | 6 | 6 | 3 | 3 | 3 | 3 | 3 | 0 | 0 | 0 | 0
New Vehicles[LDVs,freight,gasoline vehicle] | NoSettings | 64437 | 63129 | 63741 | 65952 | 64353 | 65715 | 63297 | 59628 | 55965 | 51810 | 47409 | 45045 | 41997 | 39096 | 36165 | 33279 | 33693 | 34095 | 34581 | 34971 | 35469 | 35979 | 36318 | 36834 | 37458 | 37875 | 38448 | 39033 | 39501 | 39810 | 40293
New Vehicles[LDVs,freight,diesel vehicle] | NoSettings | 35019 | 46236 | 46284 | 44640 | 42906 | 39777 | 39651 | 37920 | 35448 | 33423 | 31605 | 29154 | 27342 | 25296 | 23196 | 20949 | 21069 | 21207 | 21261 | 21426 | 21486 | 21549 | 21795 | 21894 | 21876 | 22083 | 22134 | 22194 | 22377 | 22731 | 22935
New Vehicles[LDVs,freight,plugin hybrid vehicle] | NoSettings | 0 | 0 | 0 | 0 | 0 | 0 | 0 | 0 | 0 | 0 | 0 | 0 | 0 | 0 | 0 | 0 | 0 | 0 | 0 | 0 | 0 | 0 | 0 | 0 | 0 | 0 | 0 | 0 | 0 | 0 | 0
New Vehicles[LDVs,freight,LPG vehicle] | NoSettings | 0 | 0 | 0 | 0 | 0 | 0 | 0 | 0 | 0 | 0 | 0 | 0 | 0 | 0 | 0 | 0 | 0 | 0 | 0 | 0 | 0 | 0 | 0 | 0 | 0 | 0 | 0 | 0 | 0 | 0 | 0
New Vehicles[LDVs,freight,hydrogen vehicle] | NoSettings | 0 | 0 | 0 | 0 | 0 | 0 | 0 | 0 | 0 | 0 | 0 | 0 | 0 | 0 | 0 | 0 | 0 | 0 | 0 | 0 | 0 | 0 | 0 | 0 | 0 | 0 | 0 | 0 | 0 | 0 | 0
New Vehicles[HDVs,passenger,battery electric vehicle] | NoSettings | 75 | 117 | 180 | 297 | 540 | 594 | 942 | 1128 | 1395 | 2253 | 2523 | 2658 | 2793 | 2931 | 3069 | 3207 | 3240 | 3273 | 3303 | 3333 | 3363 | 3390 | 3423 | 3459 | 3495 | 3528 | 3564 | 3591 | 3612 | 3630 | 3660
New Vehicles[HDVs,passenger,natural gas vehicle] | NoSettings | 321 | 321 | 342 | 381 | 324 | 309 | 291 | 237 | 216 | 123 | 138 | 126 | 111 | 93 | 78 | 63 | 63 | 63 | 60 | 66 | 63 | 57 | 54 | 57 | 57 | 54 | 57 | 57 | 60 | 57 | 63
New Vehicles[HDVs,passenger,gasoline vehicle] | NoSettings | 318 | 285 | 246 | 261 | 309 | 330 | 276 | 330 | 246 | 159 | 123 | 123 | 99 | 93 | 78 | 87 | 78 | 81 | 96 | 78 | 81 | 75 | 81 | 75 | 81 | 81 | 102 | 90 | 96 | 111 | 90
New Vehicles[HDVs,passenger,diesel vehicle] | NoSettings | 3078 | 3213 | 3153 | 2967 | 2724 | 2649 | 2358 | 2169 | 2004 | 1323 | 1074 | 951 | 861 | 750 | 645 | 519 | 534 | 537 | 534 | 552 | 558 | 576 | 576 | 591 | 591 | 600 | 585 | 600 | 600 | 591 | 609
New Vehicles[HDVs,passenger,plugin hybrid vehicle] | NoSettings | 0 | 0 | 0 | 0 | 0 | 0 | 0 | 0 | 0 | 0 | 0 | 0 | 0 | 0 | 0 | 0 | 0 | 0 | 0 | 0 | 0 | 0 | 0 | 0 | 0 | 0 | 0 | 0 | 0 | 0 | 0
New Vehicles[HDVs,passenger,LPG vehicle] | NoSettings | 0 | 0 | 0 | 0 | 0 | 0 | 0 | 0 | 0 | 0 | 0 | 0 | 0 | 0 | 0 | 0 | 0 | 0 | 0 | 0 | 0 | 0 | 0 | 0 | 0 | 0 | 0 | 0 | 0 | 0 | 0
New Vehicles[HDVs,passenger,hydrogen vehicle] | NoSettings | 0 | 0 | 0 | 0 | 0 | 0 | 0 | 0 | 0 | 0 | 0 | 0 | 0 | 0 | 0 | 0 | 0 | 0 | 0 | 0 | 0 | 0 | 0 | 0 | 0 | 0 | 0 | 0 | 0 | 0 | 0
New Vehicles[HDVs,freight,battery electric vehicle] | NoSettings | 3 | 3 | 12 | 18 | 183 | 261 | 381 | 582 | 792 | 1011 | 1239 | 1488 | 1752 | 1806 | 1860 | 1914 | 1974 | 2031 | 2094 | 2157 | 2223 | 2289 | 2358 | 2430 | 2505 | 2583 | 2661 | 2742 | 2826 | 2913 | 3003
New Vehicles[HDVs,freight,natural gas vehicle] | NoSettings | 15 | 18 | 30 | 24 | 18 | 15 | 15 | 15 | 15 | 18 | 18 | 21 | 24 | 27 | 33 | 39 | 48 | 54 | 60 | 69 | 75 | 81 | 87 | 93 | 99 | 105 | 111 | 114 | 120 | 123 | 126
New Vehicles[HDVs,freight,gasoline vehicle] | NoSettings | 0 | 0 | 0 | 0 | 0 | 0 | 0 | 0 | 0 | 0 | 0 | 0 | 0 | 0 | 0 | 0 | 0 | 0 | 0 | 0 | 0 | 0 | 0 | 0 | 0 | 0 | 0 | 0 | 0 | 0 | 0
New Vehicles[HDVs,freight,diesel vehicle] | NoSettings | 3375 | 3438 | 3486 | 3555 | 3468 | 3465 | 3420 | 3294 | 3159 | 3018 | 2871 | 2742 | 2604 | 2679 | 2754 | 2832 | 2910 | 2994 | 3078 | 3168 | 3258 | 3354 | 3453 | 3552 | 3657 | 3768 | 3879 | 3996 | 4116 | 4242 | 4374
New Vehicles[HDVs,freight,plugin hybrid vehicle] | NoSettings | 0 | 0 | 0 | 0 | 0 | 0 | 0 | 0 | 0 | 0 | 0 | 0 | 0 | 0 | 0 | 0 | 0 | 0 | 0 | 0 | 0 | 0 | 0 | 0 | 0 | 0 | 0 | 0 | 0 | 0 | 0
New Vehicles[HDVs,freight,LPG vehicle] | NoSettings | 0 | 0 | 0 | 0 | 0 | 0 | 0 | 0 | 0 | 0 | 0 | 0 | 0 | 0 | 0 | 0 | 0 | 0 | 0 | 0 | 0 | 0 | 0 | 0 | 0 | 0 | 0 | 0 | 0 | 0 | 0
New Vehicles[HDVs,freight,hydrogen vehicle] | NoSettings | 0 | 0 | 0 | 0 | 0 | 0 | 0 | 0 | 0 | 0 | 0 | 0 | 0 | 0 | 0 | 0 | 0 | 0 | 0 | 0 | 0 | 0 | 0 | 0 | 0 | 0 | 0 | 0 | 0 | 0 | 3
New Vehicles[aircraft,passenger,battery electric vehicle] | NoSettings | 0 | 0 | 0 | 0 | 0 | 0 | 0 | 0 | 0 | 0 | 0 | 0 | 0 | 0 | 0 | 0 | 0 | 0 | 0 | 0 | 0 | 0 | 0 | 0 | 0 | 0 | 0 | 0 | 0 | 0 | 0
New Vehicles[aircraft,passenger,natural gas vehicle] | NoSettings | 0 | 0 | 0 | 0 | 0 | 0 | 0 | 0 | 0 | 0 | 0 | 0 | 0 | 0 | 0 | 0 | 0 | 0 | 0 | 0 | 0 | 0 | 0 | 0 | 0 | 0 | 0 | 0 | 0 | 0 | 0
New Vehicles[aircraft,passenger,gasoline vehicle] | NoSettings | 0 | 0 | 0 | 0 | 0 | 0 | 0 | 0 | 0 | 0 | 0 | 0 | 0 | 0 | 0 | 0 | 0 | 0 | 0 | 0 | 0 | 0 | 0 | 0 | 0 | 0 | 0 | 0 | 0 | 0 | 0
New Vehicles[aircraft,passenger,diesel vehicle] | NoSettings | 11 | 15 | 17 | 18 | 19 | 19 | 19 | 19 | 19 | 20 | 20 | 20 | 20 | 21 | 21 | 21 | 21 | 22 | 22 | 22 | 22 | 23 | 23 | 23 | 24 | 24 | 24 | 25 | 25 | 25 | 25
New Vehicles[aircraft,passenger,plugin hybrid vehicle] | NoSettings | 0 | 0 | 0 | 0 | 0 | 0 | 0 | 0 | 0 | 0 | 0 | 0 | 0 | 0 | 0 | 0 | 0 | 0 | 0 | 0 | 0 | 0 | 0 | 0 | 0 | 0 | 0 | 0 | 0 | 0 | 0
New Vehicles[aircraft,passenger,LPG vehicle] | NoSettings | 0 | 0 | 0 | 0 | 0 | 0 | 0 | 0 | 0 | 0 | 0 | 0 | 0 | 0 | 0 | 0 | 0 | 0 | 0 | 0 | 0 | 0 | 0 | 0 | 0 | 0 | 0 | 0 | 0 | 0 | 0
New Vehicles[aircraft,passenger,hydrogen vehicle] | NoSettings | 0 | 0 | 0 | 0 | 0 | 0 | 0 | 0 | 0 | 0 | 0 | 0 | 0 | 0 | 0 | 0 | 0 | 0 | 0 | 0 | 0 | 0 | 0 | 0 | 0 | 0 | 0 | 0 | 0 | 0 | 0
New Vehicles[aircraft,freight,battery electric vehicle] | NoSettings | 0 | 0 | 0 | 0 | 0 | 0 | 0 | 0 | 0 | 0 | 0 | 0 | 0 | 0 | 0 | 0 | 0 | 0 | 0 | 0 | 0 | 0 | 0 | 0 | 0 | 0 | 0 | 0 | 0 | 0 | 0
New Vehicles[aircraft,freight,natural gas vehicle] | NoSettings | 0 | 0 | 0 | 0 | 0 | 0 | 0 | 0 | 0 | 0 | 0 | 0 | 0 | 0 | 0 | 0 | 0 | 0 | 0 | 0 | 0 | 0 | 0 | 0 | 0 | 0 | 0 | 0 | 0 | 0 | 0
New Vehicles[aircraft,freight,gasoline vehicle] | NoSettings | 0 | 0 | 0 | 0 | 0 | 0 | 0 | 0 | 0 | 0 | 0 | 0 | 0 | 0 | 0 | 0 | 0 | 0 | 0 | 0 | 0 | 0 | 0 | 0 | 0 | 0 | 0 | 0 | 0 | 0 | 0
New Vehicles[aircraft,freight,diesel vehicle] | NoSettings | 8 | 11 | 12 | 13 | 13 | 13 | 13 | 13 | 14 | 14 | 14 | 14 | 14 | 14 | 15 | 15 | 15 | 15 | 15 | 16 | 16 | 16 | 16 | 16 | 17 | 17 | 17 | 17 | 17 | 18 | 18
New Vehicles[aircraft,freight,plugin hybrid vehicle] | NoSettings | 0 | 0 | 0 | 0 | 0 | 0 | 0 | 0 | 0 | 0 | 0 | 0 | 0 | 0 | 0 | 0 | 0 | 0 | 0 | 0 | 0 | 0 | 0 | 0 | 0 | 0 | 0 | 0 | 0 | 0 | 0
New Vehicles[aircraft,freight,LPG vehicle] | NoSettings | 0 | 0 | 0 | 0 | 0 | 0 | 0 | 0 | 0 | 0 | 0 | 0 | 0 | 0 | 0 | 0 | 0 | 0 | 0 | 0 | 0 | 0 | 0 | 0 | 0 | 0 | 0 | 0 | 0 | 0 | 0
New Vehicles[aircraft,freight,hydrogen vehicle] | NoSettings | 0 | 0 | 0 | 0 | 0 | 0 | 0 | 0 | 0 | 0 | 0 | 0 | 0 | 0 | 0 | 0 | 0 | 0 | 0 | 0 | 0 | 0 | 0 | 0 | 0 | 0 | 0 | 0 | 0 | 0 | 0
New Vehicles[rail,passenger,battery electric vehicle] | NoSettings | 18 | 19 | 19 | 19 | 19 | 18 | 18 | 18 | 18 | 18 | 18 | 18 | 18 | 18 | 18 | 18 | 18 | 18 | 17 | 17 | 17 | 17 | 17 | 17 | 17 | 17 | 17 | 17 | 17 | 17 | 17
New Vehicles[rail,passenger,natural gas vehicle] | NoSettings | 0 | 0 | 0 | 0 | 0 | 0 | 0 | 0 | 0 | 0 | 0 | 0 | 0 | 0 | 0 | 0 | 0 | 0 | 0 | 0 | 0 | 0 | 0 | 0 | 0 | 0 | 0 | 0 | 0 | 0 | 0
New Vehicles[rail,passenger,gasoline vehicle] | NoSettings | 0 | 0 | 0 | 0 | 0 | 0 | 0 | 0 | 0 | 0 | 0 | 0 | 0 | 0 | 0 | 0 | 0 | 0 | 0 | 0 | 0 | 0 | 0 | 0 | 0 | 0 | 0 | 0 | 0 | 0 | 0
New Vehicles[rail,passenger,diesel vehicle] | NoSettings | 3 | 3 | 2 | 3 | 3 | 3 | 3 | 4 | 4 | 4 | 4 | 4 | 4 | 4 | 4 | 4 | 4 | 4 | 4 | 4 | 4 | 4 | 4 | 4 | 5 | 5 | 5 | 5 | 5 | 5 | 5
New Vehicles[rail,passenger,plugin hybrid vehicle] | NoSettings | 0 | 0 | 0 | 0 | 0 | 0 | 0 | 0 | 0 | 0 | 0 | 0 | 0 | 0 | 0 | 0 | 0 | 0 | 0 | 0 | 0 | 0 | 0 | 0 | 0 | 0 | 0 | 0 | 0 | 0 | 0
New Vehicles[rail,passenger,LPG vehicle] | NoSettings | 0 | 0 | 0 | 0 | 0 | 0 | 0 | 0 | 0 | 0 | 0 | 0 | 0 | 0 | 0 | 0 | 0 | 0 | 0 | 0 | 0 | 0 | 0 | 0 | 0 | 0 | 0 | 0 | 0 | 0 | 0
New Vehicles[rail,passenger,hydrogen vehicle] | NoSettings | 0 | 0 | 0 | 0 | 0 | 0 | 0 | 0 | 0 | 0 | 0 | 0 | 0 | 0 | 0 | 0 | 0 | 0 | 0 | 0 | 0 | 0 | 0 | 0 | 0 | 0 | 0 | 0 | 0 | 0 | 0
New Vehicles[rail,freight,battery electric vehicle] | NoSettings | 0 | 0 | 0 | 0 | 0 | 0 | 0 | 0 | 0 | 0 | 0 | 0 | 0 | 0 | 0 | 0 | 0 | 0 | 0 | 0 | 0 | 0 | 0 | 0 | 0 | 0 | 0 | 0 | 0 | 0 | 0
New Vehicles[rail,freight,natural gas vehicle] | NoSettings | 0 | 0 | 0 | 0 | 0 | 0 | 0 | 0 | 0 | 0 | 0 | 0 | 0 | 0 | 0 | 0 | 0 | 0 | 0 | 0 | 0 | 0 | 0 | 0 | 0 | 0 | 0 | 0 | 0 | 0 | 0
New Vehicles[rail,freight,gasoline vehicle] | NoSettings | 0 | 0 | 0 | 0 | 0 | 0 | 0 | 0 | 0 | 0 | 0 | 0 | 0 | 0 | 0 | 0 | 0 | 0 | 0 | 0 | 0 | 0 | 0 | 0 | 0 | 0 | 0 | 0 | 0 | 0 | 0
New Vehicles[rail,freight,diesel vehicle] | NoSettings | 28 | 28 | 29 | 30 | 30 | 31 | 31 | 32 | 33 | 34 | 34 | 35 | 36 | 37 | 37 | 38 | 39 | 40 | 41 | 42 | 43 | 44 | 45 | 46 | 47 | 48 | 49 | 50 | 51 | 52 | 53
New Vehicles[rail,freight,plugin hybrid vehicle] | NoSettings | 0 | 0 | 0 | 0 | 0 | 0 | 0 | 0 | 0 | 0 | 0 | 0 | 0 | 0 | 0 | 0 | 0 | 0 | 0 | 0 | 0 | 0 | 0 | 0 | 0 | 0 | 0 | 0 | 0 | 0 | 0
New Vehicles[rail,freight,LPG vehicle] | NoSettings | 0 | 0 | 0 | 0 | 0 | 0 | 0 | 0 | 0 | 0 | 0 | 0 | 0 | 0 | 0 | 0 | 0 | 0 | 0 | 0 | 0 | 0 | 0 | 0 | 0 | 0 | 0 | 0 | 0 | 0 | 0
New Vehicles[rail,freight,hydrogen vehicle] | NoSettings | 0 | 0 | 0 | 0 | 0 | 0 | 0 | 0 | 0 | 0 | 0 | 0 | 0 | 0 | 0 | 0 | 0 | 0 | 0 | 0 | 0 | 0 | 0 | 0 | 0 | 0 | 0 | 0 | 0 | 0 | 0
New Vehicles[ships,passenger,battery electric vehicle] | NoSettings | 0 | 0 | 0 | 0 | 0 | 0 | 0 | 0 | 0 | 0 | 0 | 0 | 0 | 0 | 0 | 0 | 0 | 0 | 0 | 0 | 0 | 0 | 0 | 0 | 0 | 0 | 0 | 0 | 0 | 0 | 0
New Vehicles[ships,passenger,natural gas vehicle] | NoSettings | 0 | 0 | 0 | 0 | 0 | 0 | 0 | 0 | 0 | 0 | 0 | 0 | 0 | 0 | 0 | 0 | 0 | 0 | 0 | 0 | 0 | 0 | 0 | 0 | 0 | 0 | 0 | 0 | 0 | 0 | 0
New Vehicles[ships,passenger,gasoline vehicle] | NoSettings | 0 | 0 | 0 | 0 | 0 | 0 | 0 | 0 | 0 | 0 | 0 | 0 | 0 | 0 | 0 | 0 | 0 | 0 | 0 | 0 | 0 | 0 | 0 | 0 | 0 | 0 | 0 | 0 | 0 | 0 | 0
New Vehicles[ships,passenger,diesel vehicle] | NoSettings | 5043 | 5043 | 5043 | 5043 | 5092 | 5092 | 5142 | 5142 | 5142 | 5142 | 5142 | 5142 | 5142 | 5142 | 5192 | 5192 | 5192 | 5192 | 5192 | 5142 | 5142 | 5142 | 5142 | 5142 | 5142 | 5142 | 5142 | 5142 | 5142 | 5142 | 5142
New Vehicles[ships,passenger,plugin hybrid vehicle] | NoSettings | 0 | 0 | 0 | 0 | 0 | 0 | 0 | 0 | 0 | 0 | 0 | 0 | 0 | 0 | 0 | 0 | 0 | 0 | 0 | 0 | 0 | 0 | 0 | 0 | 0 | 0 | 0 | 0 | 0 | 0 | 0
New Vehicles[ships,passenger,LPG vehicle] | NoSettings | 0 | 0 | 0 | 0 | 0 | 0 | 0 | 0 | 0 | 0 | 0 | 0 | 0 | 0 | 0 | 0 | 0 | 0 | 0 | 0 | 0 | 0 | 0 | 0 | 0 | 0 | 0 | 0 | 0 | 0 | 0
New Vehicles[ships,passenger,hydrogen vehicle] | NoSettings | 0 | 0 | 0 | 0 | 0 | 0 | 0 | 0 | 0 | 0 | 0 | 0 | 0 | 0 | 0 | 0 | 0 | 0 | 0 | 0 | 0 | 0 | 0 | 0 | 0 | 0 | 0 | 0 | 0 | 0 | 0
New Vehicles[ships,freight,battery electric vehicle] | NoSettings | 0 | 0 | 0 | 0 | 0 | 0 | 0 | 0 | 0 | 0 | 0 | 0 | 0 | 0 | 0 | 0 | 0 | 0 | 0 | 0 | 0 | 0 | 0 | 0 | 0 | 0 | 0 | 0 | 0 | 0 | 0
New Vehicles[ships,freight,natural gas vehicle] | NoSettings | 0 | 0 | 0 | 0 | 0 | 0 | 0 | 0 | 0 | 0 | 0 | 0 | 0 | 0 | 0 | 0 | 0 | 0 | 0 | 0 | 0 | 0 | 0 | 0 | 0 | 0 | 0 | 0 | 0 | 0 | 0
New Vehicles[ships,freight,gasoline vehicle] | NoSettings | 0 | 0 | 0 | 0 | 0 | 0 | 0 | 0 | 0 | 0 | 0 | 0 | 0 | 0 | 0 | 0 | 0 | 0 | 0 | 0 | 0 | 0 | 0 | 0 | 0 | 0 | 0 | 0 | 0 | 0 | 0
New Vehicles[ships,freight,diesel vehicle] | NoSettings | 25 | 25 | 27 | 28 | 29 | 30 | 31 | 32 | 33 | 34 | 36 | 37 | 38 | 39 | 40 | 41 | 42 | 44 | 45 | 47 | 48 | 49 | 50 | 52 | 53 | 54 | 56 | 57 | 58 | 60 | 61
New Vehicles[ships,freight,plugin hybrid vehicle] | NoSettings | 0 | 0 | 0 | 0 | 0 | 0 | 0 | 0 | 0 | 0 | 0 | 0 | 0 | 0 | 0 | 0 | 0 | 0 | 0 | 0 | 0 | 0 | 0 | 0 | 0 | 0 | 0 | 0 | 0 | 0 | 0
New Vehicles[ships,freight,LPG vehicle] | NoSettings | 0 | 0 | 0 | 0 | 0 | 0 | 0 | 0 | 0 | 0 | 0 | 0 | 0 | 0 | 0 | 0 | 0 | 0 | 0 | 0 | 0 | 0 | 0 | 0 | 0 | 0 | 0 | 0 | 0 | 0 | 0
New Vehicles[ships,freight,hydrogen vehicle] | NoSettings | 0 | 0 | 0 | 0 | 0 | 0 | 0 | 0 | 0 | 0 | 0 | 0 | 0 | 0 | 0 | 0 | 0 | 0 | 0 | 0 | 0 | 0 | 0 | 0 | 0 | 0 | 0 | 0 | 0 | 0 | 0
New Vehicles[motorbikes,passenger,battery electric vehicle] | NoSettings | 0 | 3138 | 6183 | 9873 | 13725 | 16779 | 19218 | 20811 | 21762 | 22404 | 22866 | 23163 | 23385 | 23583 | 23733 | 23877 | 24006 | 24138 | 24228 | 24330 | 24414 | 24474 | 24564 | 24642 | 24693 | 24747 | 24777 | 24780 | 24786 | 24801 | 24801
New Vehicles[motorbikes,passenger,natural gas vehicle] | NoSettings | 0 | 0 | 0 | 0 | 0 | 0 | 0 | 0 | 0 | 0 | 0 | 0 | 0 | 0 | 0 | 0 | 0 | 0 | 0 | 0 | 0 | 0 | 0 | 0 | 0 | 0 | 0 | 0 | 0 | 0 | 0
New Vehicles[motorbikes,passenger,gasoline vehicle] | NoSettings | 43743 | 47220 | 44952 | 41793 | 38169 | 35061 | 32598 | 30975 | 29988 | 29322 | 28833 | 28512 | 28284 | 28107 | 27984 | 27876 | 27783 | 27696 | 27642 | 27576 | 27522 | 27492 | 27435 | 27381 | 27345 | 27288 | 27237 | 27201 | 27150 | 27111 | 27060
New Vehicles[motorbikes,passenger,diesel vehicle] | NoSettings | 0 | 0 | 0 | 0 | 0 | 0 | 0 | 0 | 0 | 0 | 0 | 0 | 0 | 0 | 0 | 0 | 0 | 0 | 0 | 0 | 0 | 0 | 0 | 0 | 0 | 0 | 0 | 0 | 0 | 0 | 0
New Vehicles[motorbikes,passenger,plugin hybrid vehicle] | NoSettings | 0 | 0 | 0 | 0 | 0 | 0 | 0 | 0 | 0 | 0 | 0 | 0 | 0 | 0 | 0 | 0 | 0 | 0 | 0 | 0 | 0 | 0 | 0 | 0 | 0 | 0 | 0 | 0 | 0 | 0 | 0
New Vehicles[motorbikes,passenger,LPG vehicle] | NoSettings | 0 | 0 | 0 | 0 | 0 | 0 | 0 | 0 | 0 | 0 | 0 | 0 | 0 | 0 | 0 | 0 | 0 | 0 | 0 | 0 | 0 | 0 | 0 | 0 | 0 | 0 | 0 | 0 | 0 | 0 | 0
New Vehicles[motorbikes,passenger,hydrogen vehicle] | NoSettings | 0 | 0 | 0 | 0 | 0 | 0 | 0 | 0 | 0 | 0 | 0 | 0 | 0 | 0 | 0 | 0 | 0 | 0 | 0 | 0 | 0 | 0 | 0 | 0 | 0 | 0 | 0 | 0 | 0 | 0 | 0
New Vehicles[motorbikes,freight,battery electric vehicle] | NoSettings | 9 | 12 | 45 | 54 | 204 | 291 | 423 | 648 | 882 | 1125 | 1377 | 1656 | 1947 | 2007 | 2067 | 2130 | 2193 | 2259 | 2328 | 2397 | 2472 | 2547 | 2622 | 2703 | 2784 | 2871 | 2958 | 3048 | 3141 | 3237 | 3339
New Vehicles[motorbikes,freight,natural gas vehicle] | NoSettings | 27 | 36 | 66 | 54 | 36 | 30 | 30 | 27 | 27 | 30 | 33 | 39 | 42 | 51 | 60 | 69 | 84 | 96 | 108 | 120 | 132 | 144 | 153 | 168 | 180 | 189 | 201 | 210 | 216 | 222 | 231
New Vehicles[motorbikes,freight,gasoline vehicle] | NoSettings | 0 | 0 | 0 | 0 | 0 | 0 | 0 | 0 | 0 | 0 | 0 | 0 | 0 | 0 | 0 | 0 | 0 | 0 | 0 | 0 | 0 | 0 | 0 | 0 | 0 | 0 | 0 | 0 | 0 | 0 | 0
New Vehicles[motorbikes,freight,diesel vehicle] | NoSettings | 3735 | 3798 | 3810 | 3891 | 3840 | 3840 | 3789 | 3651 | 3504 | 3345 | 3183 | 3036 | 2880 | 2961 | 3042 | 3123 | 3204 | 3291 | 3381 | 3477 | 3573 | 3672 | 3780 | 3885 | 3996 | 4116 | 4236 | 4362 | 4494 | 4632 | 4776
New Vehicles[motorbikes,freight,plugin hybrid vehicle] | NoSettings | 0 | 0 | 0 | 0 | 0 | 0 | 0 | 0 | 0 | 0 | 0 | 0 | 0 | 0 | 0 | 0 | 0 | 0 | 0 | 0 | 0 | 0 | 0 | 0 | 0 | 0 | 0 | 0 | 0 | 0 | 0
New Vehicles[motorbikes,freight,LPG vehicle] | NoSettings | 0 | 0 | 0 | 0 | 0 | 0 | 0 | 0 | 0 | 0 | 0 | 0 | 0 | 0 | 0 | 0 | 0 | 0 | 0 | 0 | 0 | 0 | 0 | 0 | 0 | 0 | 0 | 0 | 0 | 0 | 0
New Vehicles[motorbikes,freight,hydrogen vehicle] | NoSettings | 0 | 0 | 0 | 0 | 0 | 0 | 0 | 0 | 0 | 0 | 0 | 0 | 0 | 0 | 0 | 0 | 0 | 0 | 0 | 0 | 0 | 0 | 0 | 0 | 0 | 0 | 0 | 0 | 0 | 0 | 0
BDEQ BAU Electricity Output from Distributed Sources[urban residential,hard coal es] | NoSettings | 0.374 | 0 | 0 | 0 | 0 | 0 | 0 | 0 | 0 | 0 | 0 | 0 | 0 | 0 | 0 | 0 | 0 | 0 | 0 | 0 | 0 | 0 | 0 | 0 | 0 | 0 | 0 | 0 | 0 | 0 | 0
BDEQ BAU Electricity Output from Distributed Sources[urban residential,natural gas nonpeaker es] | NoSettings | 0 | 0 | 0 | 0 | 0 | 0 | 0 | 0 | 0 | 0 | 0 | 0 | 0 | 0.3587 | 1.773 | 4.9 | 10.46 | 21.06 | 40.72 | 76.31 | 141.6 | 259.2 | 375.4 | 490.9 | 605.5 | 719.6 | 832.9 | 945.1 | 1056 | 1165 | 1273
BDEQ BAU Electricity Output from Distributed Sources[urban residential,nuclear es] | NoSettings | 0 | 0 | 0 | 0 | 0 | 0 | 0 | 0 | 0 | 0 | 0 | 0 | 0 | 0 | 0 | 0 | 0 | 0 | 0 | 0 | 0 | 0 | 0 | 0 | 0 | 0 | 0 | 0 | 0 | 0 | 0
BDEQ BAU Electricity Output from Distributed Sources[urban residential,hydro es] | NoSettings | 0 | 0 | 0 | 0 | 0 | 0 | 0 | 0 | 0 | 0 | 0 | 0 | 0 | 0 | 0 | 0 | 0 | 0 | 0 | 0 | 0 | 0 | 0 | 0 | 0 | 0 | 0 | 0 | 0 | 0 | 0
BDEQ BAU Electricity Output from Distributed Sources[urban residential,onshore wind es] | NoSettings | 6872 | 7132 | 7268 | 7242 | 7175 | 7073 | 6997 | 6938 | 6886 | 6833 | 6778 | 6720 | 6659 | 6592 | 6516 | 6435 | 6412 | 6361 | 6317 | 6288 | 6283 | 6321 | 6360 | 6399 | 6433 | 6471 | 6509 | 6547 | 6583 | 6618 | 6653
BDEQ BAU Electricity Output from Distributed Sources[urban residential,solar PV es] | NoSettings | 9323000 | 10870000 | 12260000 | 13390000 | 14430000 | 15380000 | 16380000 | 17410000 | 18440000 | 19480000 | 20510000 | 21530000 | 22530000 | 23490000 | 24420000 | 25300000 | 26390000 | 27350000 | 28300000 | 29260000 | 30220000 | 31200000 | 32180000 | 33150000 | 34100000 | 35070000 | 36040000 | 37020000 | 37990000 | 38950000 | 39920000
BDEQ BAU Electricity Output from Distributed Sources[urban residential,solar thermal es] | NoSettings | 0 | 0 | 0 | 0 | 0 | 0 | 0 | 0 | 0 | 0 | 0 | 0 | 0 | 0 | 0 | 0 | 0 | 0 | 0 | 0 | 0 | 0 | 0 | 0 | 0 | 0 | 0 | 0 | 0 | 0 | 0
BDEQ BAU Electricity Output from Distributed Sources[urban residential,biomass es] | NoSettings | 0 | 0 | 0 | 0 | 0 | 0 | 0 | 0 | 0 | 0 | 0 | 0 | 0 | 0 | 0 | 0 | 0 | 0 | 0 | 0 | 0 | 0 | 0 | 0 | 0 | 0 | 0 | 0 | 0 | 0 | 0
BDEQ BAU Electricity Output from Distributed Sources[urban residential,geothermal es] | NoSettings | 0 | 0 | 0 | 0 | 0 | 0 | 0 | 0 | 0 | 0 | 0 | 0 | 0 | 0 | 0 | 0 | 0 | 0 | 0 | 0 | 0 | 0 | 0 | 0 | 0 | 0 | 0 | 0 | 0 | 0 | 0
BDEQ BAU Electricity Output from Distributed Sources[urban residential,petroleum es] | NoSettings | 0 | 0 | 0 | 0 | 0 | 0 | 0 | 0 | 0 | 0 | 0 | 0 | 0 | 0 | 0 | 0 | 0 | 0 | 0 | 0 | 0 | 0 | 0 | 0 | 0 | 0 | 0 | 0 | 0 | 0 | 0
BDEQ BAU Electricity Output from Distributed Sources[urban residential,natural gas peaker es] | NoSettings | 0 | 0 | 0 | 0 | 0 | 0 | 0 | 0 | 0 | 0 | 0 | 0 | 0 | 0 | 0 | 0 | 0 | 0 | 0 | 0 | 0 | 0 | 0 | 0 | 0 | 0 | 0 | 0 | 0 | 0 | 0
BDEQ BAU Electricity Output from Distributed Sources[urban residential,lignite es] | NoSettings | 0 | 0 | 0 | 0 | 0 | 0 | 0 | 0 | 0 | 0 | 0 | 0 | 0 | 0 | 0 | 0 | 0 | 0 | 0 | 0 | 0 | 0 | 0 | 0 | 0 | 0 | 0 | 0 | 0 | 0 | 0
BDEQ BAU Electricity Output from Distributed Sources[urban residential,offshore wind es] | NoSettings | 0 | 0 | 0 | 0 | 0 | 0 | 0 | 0 | 0 | 0 | 0 | 0 | 0 | 0 | 0 | 0 | 0 | 0 | 0 | 0 | 0 | 0 | 0 | 0 | 0 | 0 | 0 | 0 | 0 | 0 | 0
BDEQ BAU Electricity Output from Distributed Sources[urban residential,crude oil es] | NoSettings | 0 | 0 | 0 | 0 | 0 | 0 | 0 | 0 | 0 | 0 | 0 | 0 | 0 | 0 | 0 | 0 | 0 | 0 | 0 | 0 | 0 | 0 | 0 | 0 | 0 | 0 | 0 | 0 | 0 | 0 | 0
BDEQ BAU Electricity Output from Distributed Sources[urban residential,heavy or residual fuel oil es] | NoSettings | 0 | 0 | 0 | 0 | 0 | 0 | 0 | 0 | 0 | 0 | 0 | 0 | 0 | 0 | 0 | 0 | 0 | 0 | 0 | 0 | 0 | 0 | 0 | 0 | 0 | 0 | 0 | 0 | 0 | 0 | 0
BDEQ BAU Electricity Output from Distributed Sources[urban residential,municipal solid waste es] | NoSettings | 0 | 0 | 0 | 0 | 0 | 0 | 0 | 0 | 0 | 0 | 0 | 0 | 0 | 0 | 0 | 0 | 0 | 0 | 0 | 0 | 0 | 0 | 0 | 0 | 0 | 0 | 0 | 0 | 0 | 0 | 0
BDEQ BAU Electricity Output from Distributed Sources[rural residential,hard coal es] | NoSettings | 0.08597 | 0 | 0 | 0 | 0 | 0 | 0 | 0 | 0 | 0 | 0 | 0 | 0 | 0 | 0 | 0 | 0 | 0 | 0 | 0 | 0 | 0 | 0 | 0 | 0 | 0 | 0 | 0 | 0 | 0 | 0
BDEQ BAU Electricity Output from Distributed Sources[rural residential,natural gas nonpeaker es] | NoSettings | 0 | 0 | 0 | 0 | 0 | 0 | 0 | 0 | 0 | 0 | 0 | 0 | 0 | 0.08246 | 0.4075 | 1.126 | 2.404 | 4.842 | 9.36 | 17.54 | 32.54 | 59.59 | 86.31 | 112.9 | 139.2 | 165.4 | 191.5 | 217.3 | 242.8 | 267.9 | 292.6
BDEQ BAU Electricity Output from Distributed Sources[rural residential,nuclear es] | NoSettings | 0 | 0 | 0 | 0 | 0 | 0 | 0 | 0 | 0 | 0 | 0 | 0 | 0 | 0 | 0 | 0 | 0 | 0 | 0 | 0 | 0 | 0 | 0 | 0 | 0 | 0 | 0 | 0 | 0 | 0 | 0
BDEQ BAU Electricity Output from Distributed Sources[rural residential,hydro es] | NoSettings | 0 | 0 | 0 | 0 | 0 | 0 | 0 | 0 | 0 | 0 | 0 | 0 | 0 | 0 | 0 | 0 | 0 | 0 | 0 | 0 | 0 | 0 | 0 | 0 | 0 | 0 | 0 | 0 | 0 | 0 | 0
BDEQ BAU Electricity Output from Distributed Sources[rural residential,onshore wind es] | NoSettings | 1580 | 1639 | 1671 | 1665 | 1649 | 1626 | 1609 | 1595 | 1583 | 1571 | 1558 | 1545 | 1531 | 1515 | 1498 | 1479 | 1474 | 1462 | 1452 | 1446 | 1444 | 1453 | 1462 | 1471 | 1479 | 1488 | 1496 | 1505 | 1513 | 1521 | 1529
BDEQ BAU Electricity Output from Distributed Sources[rural residential,solar PV es] | NoSettings | 2143000 | 2499000 | 2818000 | 3077000 | 3317000 | 3537000 | 3766000 | 4001000 | 4240000 | 4477000 | 4714000 | 4949000 | 5179000 | 5401000 | 5614000 | 5817000 | 6067000 | 6287000 | 6507000 | 6726000 | 6948000 | 7172000 | 7397000 | 7622000 | 7840000 | 8063000 | 8286000 | 8510000 | 8732000 | 8955000 | 9177000
BDEQ BAU Electricity Output from Distributed Sources[rural residential,solar thermal es] | NoSettings | 0 | 0 | 0 | 0 | 0 | 0 | 0 | 0 | 0 | 0 | 0 | 0 | 0 | 0 | 0 | 0 | 0 | 0 | 0 | 0 | 0 | 0 | 0 | 0 | 0 | 0 | 0 | 0 | 0 | 0 | 0
BDEQ BAU Electricity Output from Distributed Sources[rural residential,biomass es] | NoSettings | 0 | 0 | 0 | 0 | 0 | 0 | 0 | 0 | 0 | 0 | 0 | 0 | 0 | 0 | 0 | 0 | 0 | 0 | 0 | 0 | 0 | 0 | 0 | 0 | 0 | 0 | 0 | 0 | 0 | 0 | 0
BDEQ BAU Electricity Output from Distributed Sources[rural residential,geothermal es] | NoSettings | 0 | 0 | 0 | 0 | 0 | 0 | 0 | 0 | 0 | 0 | 0 | 0 | 0 | 0 | 0 | 0 | 0 | 0 | 0 | 0 | 0 | 0 | 0 | 0 | 0 | 0 | 0 | 0 | 0 | 0 | 0
BDEQ BAU Electricity Output from Distributed Sources[rural residential,petroleum es] | NoSettings | 0 | 0 | 0 | 0 | 0 | 0 | 0 | 0 | 0 | 0 | 0 | 0 | 0 | 0 | 0 | 0 | 0 | 0 | 0 | 0 | 0 | 0 | 0 | 0 | 0 | 0 | 0 | 0 | 0 | 0 | 0
BDEQ BAU Electricity Output from Distributed Sources[rural residential,natural gas peaker es] | NoSettings | 0 | 0 | 0 | 0 | 0 | 0 | 0 | 0 | 0 | 0 | 0 | 0 | 0 | 0 | 0 | 0 | 0 | 0 | 0 | 0 | 0 | 0 | 0 | 0 | 0 | 0 | 0 | 0 | 0 | 0 | 0
BDEQ BAU Electricity Output from Distributed Sources[rural residential,lignite es] | NoSettings | 0 | 0 | 0 | 0 | 0 | 0 | 0 | 0 | 0 | 0 | 0 | 0 | 0 | 0 | 0 | 0 | 0 | 0 | 0 | 0 | 0 | 0 | 0 | 0 | 0 | 0 | 0 | 0 | 0 | 0 | 0
BDEQ BAU Electricity Output from Distributed Sources[rural residential,offshore wind es] | NoSettings | 0 | 0 | 0 | 0 | 0 | 0 | 0 | 0 | 0 | 0 | 0 | 0 | 0 | 0 | 0 | 0 | 0 | 0 | 0 | 0 | 0 | 0 | 0 | 0 | 0 | 0 | 0 | 0 | 0 | 0 | 0
BDEQ BAU Electricity Output from Distributed Sources[rural residential,crude oil es] | NoSettings | 0 | 0 | 0 | 0 | 0 | 0 | 0 | 0 | 0 | 0 | 0 | 0 | 0 | 0 | 0 | 0 | 0 | 0 | 0 | 0 | 0 | 0 | 0 | 0 | 0 | 0 | 0 | 0 | 0 | 0 | 0
BDEQ BAU Electricity Output from Distributed Sources[rural residential,heavy or residual fuel oil es] | NoSettings | 0 | 0 | 0 | 0 | 0 | 0 | 0 | 0 | 0 | 0 | 0 | 0 | 0 | 0 | 0 | 0 | 0 | 0 | 0 | 0 | 0 | 0 | 0 | 0 | 0 | 0 | 0 | 0 | 0 | 0 | 0
BDEQ BAU Electricity Output from Distributed Sources[rural residential,municipal solid waste es] | NoSettings | 0 | 0 | 0 | 0 | 0 | 0 | 0 | 0 | 0 | 0 | 0 | 0 | 0 | 0 | 0 | 0 | 0 | 0 | 0 | 0 | 0 | 0 | 0 | 0 | 0 | 0 | 0 | 0 | 0 | 0 | 0
BDEQ BAU Electricity Output from Distributed Sources[commercial,hard coal es] | NoSettings | 0 | 0 | 0 | 0 | 0 | 0 | 0 | 0 | 0 | 0 | 0 | 0 | 0 | 0 | 0 | 0 | 0 | 0 | 0 | 0 | 0 | 0 | 0 | 0 | 0 | 0 | 0 | 0 | 0 | 0 | 0
BDEQ BAU Electricity Output from Distributed Sources[commercial,natural gas nonpeaker es] | NoSettings | 2073000 | 2085000 | 2178000 | 2366000 | 2587000 | 2744000 | 2906000 | 3070000 | 3256000 | 3439000 | 3607000 | 3835000 | 4076000 | 4301000 | 4520000 | 4778000 | 4949000 | 5185000 | 5389000 | 5616000 | 5849000 | 6071000 | 6300000 | 6516000 | 6724000 | 6939000 | 7113000 | 7307000 | 7508000 | 7731000 | 7927000
BDEQ BAU Electricity Output from Distributed Sources[commercial,nuclear es] | NoSettings | 0 | 0 | 0 | 0 | 0 | 0 | 0 | 0 | 0 | 0 | 0 | 0 | 0 | 0 | 0 | 0 | 0 | 0 | 0 | 0 | 0 | 0 | 0 | 0 | 0 | 0 | 0 | 0 | 0 | 0 | 0
BDEQ BAU Electricity Output from Distributed Sources[commercial,hydro es] | NoSettings | 0 | 0 | 0 | 0 | 0 | 0 | 0 | 0 | 0 | 0 | 0 | 0 | 0 | 0 | 0 | 0 | 0 | 0 | 0 | 0 | 0 | 0 | 0 | 0 | 0 | 0 | 0 | 0 | 0 | 0 | 0
BDEQ BAU Electricity Output from Distributed Sources[commercial,onshore wind es] | NoSettings | 151200 | 149200 | 153100 | 163900 | 177100 | 185800 | 195200 | 205000 | 215400 | 225500 | 234700 | 247100 | 260500 | 272500 | 284000 | 297800 | 305900 | 318100 | 328300 | 340400 | 351800 | 363400 | 373500 | 383400 | 392100 | 401600 | 408700 | 416500 | 424700 | 434100 | 441800
BDEQ BAU Electricity Output from Distributed Sources[commercial,solar PV es] | NoSettings | 4487000 | 5127000 | 5788000 | 6505000 | 7213000 | 7956000 | 8735000 | 9546000 | 10370000 | 11230000 | 12140000 | 13000000 | 13870000 | 14790000 | 15740000 | 16670000 | 17540000 | 18450000 | 19390000 | 20310000 | 21210000 | 22120000 | 23010000 | 23930000 | 24870000 | 25790000 | 26750000 | 27690000 | 28630000 | 29540000 | 30490000
BDEQ BAU Electricity Output from Distributed Sources[commercial,solar thermal es] | NoSettings | 0 | 0 | 0 | 0 | 0 | 0 | 0 | 0 | 0 | 0 | 0 | 0 | 0 | 0 | 0 | 0 | 0 | 0 | 0 | 0 | 0 | 0 | 0 | 0 | 0 | 0 | 0 | 0 | 0 | 0 | 0
BDEQ BAU Electricity Output from Distributed Sources[commercial,biomass es] | NoSettings | 0 | 0 | 0 | 0 | 0 | 0 | 0 | 0 | 0 | 0 | 0 | 0 | 0 | 0 | 0 | 0 | 0 | 0 | 0 | 0 | 0 | 0 | 0 | 0 | 0 | 0 | 0 | 0 | 0 | 0 | 0
BDEQ BAU Electricity Output from Distributed Sources[commercial,geothermal es] | NoSettings | 0 | 0 | 0 | 0 | 0 | 0 | 0 | 0 | 0 | 0 | 0 | 0 | 0 | 0 | 0 | 0 | 0 | 0 | 0 | 0 | 0 | 0 | 0 | 0 | 0 | 0 | 0 | 0 | 0 | 0 | 0
BDEQ BAU Electricity Output from Distributed Sources[commercial,petroleum es] | NoSettings | 30010 | 29560 | 30340 | 32470 | 35030 | 36660 | 38290 | 40010 | 42050 | 44010 | 45700 | 48120 | 50690 | 52920 | 55120 | 57790 | 59360 | 61710 | 63500 | 65650 | 67860 | 69820 | 71720 | 73630 | 75280 | 77100 | 78430 | 79910 | 81490 | 83300 | 84770
BDEQ BAU Electricity Output from Distributed Sources[commercial,natural gas peaker es] | NoSettings | 0 | 0 | 0 | 0 | 0 | 0 | 0 | 0 | 0 | 0 | 0 | 0 | 0 | 0 | 0 | 0 | 0 | 0 | 0 | 0 | 0 | 0 | 0 | 0 | 0 | 0 | 0 | 0 | 0 | 0 | 0
BDEQ BAU Electricity Output from Distributed Sources[commercial,lignite es] | NoSettings | 0 | 0 | 0 | 0 | 0 | 0 | 0 | 0 | 0 | 0 | 0 | 0 | 0 | 0 | 0 | 0 | 0 | 0 | 0 | 0 | 0 | 0 | 0 | 0 | 0 | 0 | 0 | 0 | 0 | 0 | 0
BDEQ BAU Electricity Output from Distributed Sources[commercial,offshore wind es] | NoSettings | 0 | 0 | 0 | 0 | 0 | 0 | 0 | 0 | 0 | 0 | 0 | 0 | 0 | 0 | 0 | 0 | 0 | 0 | 0 | 0 | 0 | 0 | 0 | 0 | 0 | 0 | 0 | 0 | 0 | 0 | 0
BDEQ BAU Electricity Output from Distributed Sources[commercial,crude oil es] | NoSettings | 0 | 0 | 0 | 0 | 0 | 0 | 0 | 0 | 0 | 0 | 0 | 0 | 0 | 0 | 0 | 0 | 0 | 0 | 0 | 0 | 0 | 0 | 0 | 0 | 0 | 0 | 0 | 0 | 0 | 0 | 0
BDEQ BAU Electricity Output from Distributed Sources[commercial,heavy or residual fuel oil es] | NoSettings | 0 | 0 | 0 | 0 | 0 | 0 | 0 | 0 | 0 | 0 | 0 | 0 | 0 | 0 | 0 | 0 | 0 | 0 | 0 | 0 | 0 | 0 | 0 | 0 | 0 | 0 | 0 | 0 | 0 | 0 | 0
BDEQ BAU Electricity Output from Distributed Sources[commercial,municipal solid waste es] | NoSettings | 0 | 0 | 0 | 0 | 0 | 0 | 0 | 0 | 0 | 0 | 0 | 0 | 0 | 0 | 0 | 0 | 0 | 0 | 0 | 0 | 0 | 0 | 0 | 0 | 0 | 0 | 0 | 0 | 0 | 0 | 0
BIFUbC BAU Industrial Fuel Use before CCS[agriculture and forestry 01T03,electricity if] | NoSettings | 64300000000000 | 65000000000000 | 65700000000000 | 66400000000000 | 67100000000000 | 67800000000000 | 68500000000000 | 69200000000000 | 69900000000000 | 70600000000000 | 71300000000000 | 72000000000000 | 72700000000000 | 73400000000000 | 74100000000000 | 74800000000000 | 75500000000000 | 76200000000000 | 77000000000000 | 77700000000000 | 78400000000000 | 79100000000000 | 79800000000000 | 80500000000000 | 81200000000000 | 81900000000000 | 82600000000000 | 83300000000000 | 84000000000000 | 84700000000000 | 85400000000000
BIFUbC BAU Industrial Fuel Use before CCS[agriculture and forestry 01T03,hard coal if] | NoSettings | 0 | 0 | 0 | 0 | 0 | 0 | 0 | 0 | 0 | 0 | 0 | 0 | 0 | 0 | 0 | 0 | 0 | 0 | 0 | 0 | 0 | 0 | 0 | 0 | 0 | 0 | 0 | 0 | 0 | 0 | 0
BIFUbC BAU Industrial Fuel Use before CCS[agriculture and forestry 01T03,natural gas if] | NoSettings | 12353600000000 | 11933800000000 | 11513900000000 | 11094000000000 | 10674200000000 | 10254300000000 | 9834450000000 | 9414590000000 | 8994720000000 | 8574860000000 | 8155000000000 | 7735140000000 | 7315280000000 | 6895420000000 | 6475560000000 | 6055690000000 | 5635830000000 | 5215970000000 | 4796110000000 | 4376250000000 | 3956390000000 | 3536520000000 | 3116660000000 | 2696800000000 | 2279430000000 | 1886950000000 | 1462360000000 | 1048720000000 | 635084000000 | 221446000000 | 0
BIFUbC BAU Industrial Fuel Use before CCS[agriculture and forestry 01T03,biomass if] | NoSettings | 0 | 0 | 0 | 0 | 0 | 0 | 0 | 0 | 0 | 0 | 0 | 0 | 0 | 0 | 0 | 0 | 0 | 0 | 0 | 0 | 0 | 0 | 0 | 0 | 0 | 0 | 0 | 0 | 0 | 0 | 0
BIFUbC BAU Industrial Fuel Use before CCS[agriculture and forestry 01T03,petroleum diesel if] | NoSettings | 24793600000000 | 24524800000000 | 24256000000000 | 23987200000000 | 23718400000000 | 23449700000000 | 23180900000000 | 22912100000000 | 22643300000000 | 22374600000000 | 22105800000000 | 21837000000000 | 21568200000000 | 21299400000000 | 21030700000000 | 20761900000000 | 20493100000000 | 20224300000000 | 19955600000000 | 19686800000000 | 19418000000000 | 19149200000000 | 18880400000000 | 18611700000000 | 18342900000000 | 18074100000000 | 17805300000000 | 17536500000000 | 17267800000000 | 16999000000000 | 16730200000000
BIFUbC BAU Industrial Fuel Use before CCS[agriculture and forestry 01T03,heat if] | NoSettings | 0 | 0 | 0 | 0 | 0 | 0 | 0 | 0 | 0 | 0 | 0 | 0 | 0 | 0 | 0 | 0 | 0 | 0 | 0 | 0 | 0 | 0 | 0 | 0 | 0 | 0 | 0 | 0 | 0 | 0 | 0
BIFUbC BAU Industrial Fuel Use before CCS[agriculture and forestry 01T03,crude oil if] | NoSettings | 0 | 0 | 0 | 0 | 0 | 0 | 0 | 0 | 0 | 0 | 0 | 0 | 0 | 0 | 0 | 0 | 0 | 0 | 0 | 0 | 0 | 0 | 0 | 0 | 0 | 0 | 0 | 0 | 0 | 0 | 0
BIFUbC BAU Industrial Fuel Use before CCS[agriculture and forestry 01T03,heavy or residual fuel oil if] | NoSettings | 0 | 0 | 0 | 0 | 0 | 0 | 0 | 0 | 0 | 0 | 0 | 0 | 0 | 0 | 0 | 0 | 0 | 0 | 0 | 0 | 0 | 0 | 0 | 0 | 0 | 0 | 0 | 0 | 0 | 0 | 0
BIFUbC BAU Industrial Fuel Use before CCS[agriculture and forestry 01T03,LPG propane or butane if] | NoSettings | 0 | 0 | 0 | 0 | 0 | 0 | 0 | 0 | 0 | 0 | 0 | 0 | 0 | 0 | 0 | 0 | 0 | 0 | 0 | 0 | 0 | 0 | 0 | 0 | 0 | 0 | 0 | 0 | 0 | 0 | 0
BIFUbC BAU Industrial Fuel Use before CCS[agriculture and forestry 01T03,hydrogen if] | NoSettings | 0 | 0 | 0 | 0 | 0 | 0 | 0 | 0 | 0 | 0 | 0 | 0 | 0 | 0 | 0 | 0 | 0 | 0 | 0 | 0 | 0 | 0 | 0 | 0 | 0 | 0 | 0 | 0 | 0 | 0 | 0
BIFUbC BAU Industrial Fuel Use before CCS[coal mining 05,electricity if] | NoSettings | 0 | 0 | 0 | 0 | 0 | 0 | 0 | 0 | 0 | 0 | 0 | 0 | 0 | 0 | 0 | 0 | 0 | 0 | 0 | 0 | 0 | 0 | 0 | 0 | 0 | 0 | 0 | 0 | 0 | 0 | 0
BIFUbC BAU Industrial Fuel Use before CCS[coal mining 05,hard coal if] | NoSettings | 0 | 0 | 0 | 0 | 0 | 0 | 0 | 0 | 0 | 0 | 0 | 0 | 0 | 0 | 0 | 0 | 0 | 0 | 0 | 0 | 0 | 0 | 0 | 0 | 0 | 0 | 0 | 0 | 0 | 0 | 0
BIFUbC BAU Industrial Fuel Use before CCS[coal mining 05,natural gas if] | NoSettings | 29800000 | 29800000 | 30200000 | 30900000 | 31500000 | 32100000 | 32400000 | 32500000 | 32500000 | 32600000 | 32700000 | 32800000 | 32800000 | 32900000 | 33100000 | 33300000 | 33500000 | 33700000 | 34000000 | 34200000 | 34300000 | 34600000 | 35000000 | 35500000 | 35800000 | 36100000 | 36500000 | 36900000 | 37300000 | 37700000 | 38000000
BIFUbC BAU Industrial Fuel Use before CCS[coal mining 05,biomass if] | NoSettings | 0 | 0 | 0 | 0 | 0 | 0 | 0 | 0 | 0 | 0 | 0 | 0 | 0 | 0 | 0 | 0 | 0 | 0 | 0 | 0 | 0 | 0 | 0 | 0 | 0 | 0 | 0 | 0 | 0 | 0 | 0
BIFUbC BAU Industrial Fuel Use before CCS[coal mining 05,petroleum diesel if] | NoSettings | 0 | 0 | 0 | 0 | 0 | 0 | 0 | 0 | 0 | 0 | 0 | 0 | 0 | 0 | 0 | 0 | 0 | 0 | 0 | 0 | 0 | 0 | 0 | 0 | 0 | 0 | 0 | 0 | 0 | 0 | 0
BIFUbC BAU Industrial Fuel Use before CCS[coal mining 05,heat if] | NoSettings | 0 | 0 | 0 | 0 | 0 | 0 | 0 | 0 | 0 | 0 | 0 | 0 | 0 | 0 | 0 | 0 | 0 | 0 | 0 | 0 | 0 | 0 | 0 | 0 | 0 | 0 | 0 | 0 | 0 | 0 | 0
BIFUbC BAU Industrial Fuel Use before CCS[coal mining 05,crude oil if] | NoSettings | 0 | 0 | 0 | 0 | 0 | 0 | 0 | 0 | 0 | 0 | 0 | 0 | 0 | 0 | 0 | 0 | 0 | 0 | 0 | 0 | 0 | 0 | 0 | 0 | 0 | 0 | 0 | 0 | 0 | 0 | 0
BIFUbC BAU Industrial Fuel Use before CCS[coal mining 05,heavy or residual fuel oil if] | NoSettings | 0 | 0 | 0 | 0 | 0 | 0 | 0 | 0 | 0 | 0 | 0 | 0 | 0 | 0 | 0 | 0 | 0 | 0 | 0 | 0 | 0 | 0 | 0 | 0 | 0 | 0 | 0 | 0 | 0 | 0 | 0
BIFUbC BAU Industrial Fuel Use before CCS[coal mining 05,LPG propane or butane if] | NoSettings | 0 | 0 | 0 | 0 | 0 | 0 | 0 | 0 | 0 | 0 | 0 | 0 | 0 | 0 | 0 | 0 | 0 | 0 | 0 | 0 | 0 | 0 | 0 | 0 | 0 | 0 | 0 | 0 | 0 | 0 | 0
BIFUbC BAU Industrial Fuel Use before CCS[coal mining 05,hydrogen if] | NoSettings | 0 | 0 | 0 | 0 | 0 | 0 | 0 | 0 | 0 | 0 | 0 | 0 | 0 | 0 | 0 | 0 | 0 | 0 | 0 | 0 | 0 | 0 | 0 | 0 | 0 | 0 | 0 | 0 | 0 | 0 | 0
BIFUbC BAU Industrial Fuel Use before CCS[oil and gas extraction 06,electricity if] | NoSettings | 11800000000000 | 11000000000000 | 11100000000000 | 11600000000000 | 11900000000000 | 12300000000000 | 12400000000000 | 12400000000000 | 12500000000000 | 12400000000000 | 12200000000000 | 12200000000000 | 12100000000000 | 12200000000000 | 12300000000000 | 12300000000000 | 12200000000000 | 12300000000000 | 12400000000000 | 12400000000000 | 12300000000000 | 12200000000000 | 12100000000000 | 12100000000000 | 12200000000000 | 12200000000000 | 12200000000000 | 12200000000000 | 12300000000000 | 12300000000000 | 12300000000000
BIFUbC BAU Industrial Fuel Use before CCS[oil and gas extraction 06,hard coal if] | NoSettings | 0 | 0 | 0 | 0 | 0 | 0 | 0 | 0 | 0 | 0 | 0 | 0 | 0 | 0 | 0 | 0 | 0 | 0 | 0 | 0 | 0 | 0 | 0 | 0 | 0 | 0 | 0 | 0 | 0 | 0 | 0
BIFUbC BAU Industrial Fuel Use before CCS[oil and gas extraction 06,natural gas if] | NoSettings | 240190000000000 | 220126000000000 | 229683000000000 | 240315000000000 | 245567000000000 | 253855000000000 | 256086000000000 | 256082000000000 | 258524000000000 | 256149000000000 | 252666000000000 | 252375000000000 | 250471000000000 | 252669000000000 | 255062000000000 | 254376000000000 | 252806000000000 | 253897000000000 | 255628000000000 | 256563000000000 | 254413000000000 | 251626000000000 | 250268000000000 | 250372000000000 | 251742000000000 | 252703000000000 | 252431000000000 | 252794000000000 | 253157000000000 | 253519000000000 | 253882000000000
BIFUbC BAU Industrial Fuel Use before CCS[oil and gas extraction 06,biomass if] | NoSettings | 0 | 0 | 0 | 0 | 0 | 0 | 0 | 0 | 0 | 0 | 0 | 0 | 0 | 0 | 0 | 0 | 0 | 0 | 0 | 0 | 0 | 0 | 0 | 0 | 0 | 0 | 0 | 0 | 0 | 0 | 0
BIFUbC BAU Industrial Fuel Use before CCS[oil and gas extraction 06,petroleum diesel if] | NoSettings | 1725150000000 | 1578370000000 | 1568900000000 | 1615160000000 | 1624370000000 | 1653060000000 | 1642040000000 | 1617230000000 | 1608380000000 | 1570260000000 | 1526540000000 | 1503080000000 | 1470810000000 | 1463180000000 | 1456880000000 | 1433400000000 | 1405620000000 | 1393170000000 | 1384520000000 | 1371820000000 | 1343170000000 | 1311900000000 | 1288770000000 | 1273630000000 | 1265210000000 | 1254970000000 | 1237670000000 | 1223930000000 | 1210190000000 | 1196450000000 | 1182710000000
BIFUbC BAU Industrial Fuel Use before CCS[oil and gas extraction 06,heat if] | NoSettings | 0 | 0 | 0 | 0 | 0 | 0 | 0 | 0 | 0 | 0 | 0 | 0 | 0 | 0 | 0 | 0 | 0 | 0 | 0 | 0 | 0 | 0 | 0 | 0 | 0 | 0 | 0 | 0 | 0 | 0 | 0
BIFUbC BAU Industrial Fuel Use before CCS[oil and gas extraction 06,crude oil if] | NoSettings | 131000000000000 | 166000000000000 | 166000000000000 | 166000000000000 | 166000000000000 | 166000000000000 | 166000000000000 | 166000000000000 | 166000000000000 | 166000000000000 | 166000000000000 | 166000000000000 | 166000000000000 | 166000000000000 | 166000000000000 | 166000000000000 | 166000000000000 | 166000000000000 | 166000000000000 | 166000000000000 | 166000000000000 | 166000000000000 | 166000000000000 | 166000000000000 | 166000000000000 | 166000000000000 | 166000000000000 | 166000000000000 | 166000000000000 | 166000000000000 | 166000000000000
BIFUbC BAU Industrial Fuel Use before CCS[oil and gas extraction 06,heavy or residual fuel oil if] | NoSettings | 0 | 0 | 0 | 0 | 0 | 0 | 0 | 0 | 0 | 0 | 0 | 0 | 0 | 0 | 0 | 0 | 0 | 0 | 0 | 0 | 0 | 0 | 0 | 0 | 0 | 0 | 0 | 0 | 0 | 0 | 0
BIFUbC BAU Industrial Fuel Use before CCS[oil and gas extraction 06,LPG propane or butane if] | NoSettings | 0 | 0 | 0 | 0 | 0 | 0 | 0 | 0 | 0 | 0 | 0 | 0 | 0 | 0 | 0 | 0 | 0 | 0 | 0 | 0 | 0 | 0 | 0 | 0 | 0 | 0 | 0 | 0 | 0 | 0 | 0
BIFUbC BAU Industrial Fuel Use before CCS[oil and gas extraction 06,hydrogen if] | NoSettings | 0 | 0 | 0 | 0 | 0 | 0 | 0 | 0 | 0 | 0 | 0 | 0 | 0 | 0 | 0 | 0 | 0 | 0 | 0 | 0 | 0 | 0 | 0 | 0 | 0 | 0 | 0 | 0 | 0 | 0 | 0
BIFUbC BAU Industrial Fuel Use before CCS[other mining and quarrying 07T08,electricity if] | NoSettings | 16000000000000 | 15900000000000 | 16800000000000 | 17100000000000 | 17500000000000 | 17800000000000 | 17900000000000 | 18000000000000 | 18000000000000 | 18000000000000 | 18100000000000 | 18200000000000 | 18200000000000 | 18200000000000 | 18300000000000 | 18500000000000 | 18600000000000 | 18700000000000 | 18800000000000 | 18900000000000 | 19000000000000 | 19200000000000 | 19400000000000 | 19700000000000 | 19800000000000 | 20000000000000 | 20200000000000 | 20400000000000 | 20700000000000 | 20900000000000 | 21100000000000
BIFUbC BAU Industrial Fuel Use before CCS[other mining and quarrying 07T08,hard coal if] | NoSettings | 0 | 0 | 0 | 0 | 0 | 0 | 0 | 0 | 0 | 0 | 0 | 0 | 0 | 0 | 0 | 0 | 0 | 0 | 0 | 0 | 0 | 0 | 0 | 0 | 0 | 0 | 0 | 0 | 0 | 0 | 0
BIFUbC BAU Industrial Fuel Use before CCS[other mining and quarrying 07T08,natural gas if] | NoSettings | 5642730000000 | 5633260000000 | 5724440000000 | 5845810000000 | 5964320000000 | 6067190000000 | 6123270000000 | 6151510000000 | 6158020000000 | 6163900000000 | 6180320000000 | 6203220000000 | 6210050000000 | 6225420000000 | 6259020000000 | 6305880000000 | 6339370000000 | 6376520000000 | 6427990000000 | 6469240000000 | 6498560000000 | 6547270000000 | 6628280000000 | 6711850000000 | 6773360000000 | 6831370000000 | 6912410000000 | 6983740000000 | 7055060000000 | 7126390000000 | 7197720000000
BIFUbC BAU Industrial Fuel Use before CCS[other mining and quarrying 07T08,biomass if] | NoSettings | 0 | 0 | 0 | 0 | 0 | 0 | 0 | 0 | 0 | 0 | 0 | 0 | 0 | 0 | 0 | 0 | 0 | 0 | 0 | 0 | 0 | 0 | 0 | 0 | 0 | 0 | 0 | 0 | 0 | 0 | 0
BIFUbC BAU Industrial Fuel Use before CCS[other mining and quarrying 07T08,petroleum diesel if] | NoSettings | 0 | 0 | 0 | 0 | 0 | 0 | 0 | 0 | 0 | 0 | 0 | 0 | 0 | 0 | 0 | 0 | 0 | 0 | 0 | 0 | 0 | 0 | 0 | 0 | 0 | 0 | 0 | 0 | 0 | 0 | 0
BIFUbC BAU Industrial Fuel Use before CCS[other mining and quarrying 07T08,heat if] | NoSettings | 0 | 0 | 0 | 0 | 0 | 0 | 0 | 0 | 0 | 0 | 0 | 0 | 0 | 0 | 0 | 0 | 0 | 0 | 0 | 0 | 0 | 0 | 0 | 0 | 0 | 0 | 0 | 0 | 0 | 0 | 0
BIFUbC BAU Industrial Fuel Use before CCS[other mining and quarrying 07T08,crude oil if] | NoSettings | 0 | 0 | 0 | 0 | 0 | 0 | 0 | 0 | 0 | 0 | 0 | 0 | 0 | 0 | 0 | 0 | 0 | 0 | 0 | 0 | 0 | 0 | 0 | 0 | 0 | 0 | 0 | 0 | 0 | 0 | 0
BIFUbC BAU Industrial Fuel Use before CCS[other mining and quarrying 07T08,heavy or residual fuel oil if] | NoSettings | 0 | 0 | 0 | 0 | 0 | 0 | 0 | 0 | 0 | 0 | 0 | 0 | 0 | 0 | 0 | 0 | 0 | 0 | 0 | 0 | 0 | 0 | 0 | 0 | 0 | 0 | 0 | 0 | 0 | 0 | 0
BIFUbC BAU Industrial Fuel Use before CCS[other mining and quarrying 07T08,LPG propane or butane if] | NoSettings | 0 | 0 | 0 | 0 | 0 | 0 | 0 | 0 | 0 | 0 | 0 | 0 | 0 | 0 | 0 | 0 | 0 | 0 | 0 | 0 | 0 | 0 | 0 | 0 | 0 | 0 | 0 | 0 | 0 | 0 | 0
BIFUbC BAU Industrial Fuel Use before CCS[other mining and quarrying 07T08,hydrogen if] | NoSettings | 0 | 0 | 0 | 0 | 0 | 0 | 0 | 0 | 0 | 0 | 0 | 0 | 0 | 0 | 0 | 0 | 0 | 0 | 0 | 0 | 0 | 0 | 0 | 0 | 0 | 0 | 0 | 0 | 0 | 0 | 0
BIFUbC BAU Industrial Fuel Use before CCS[food beverage and tobacco 10T12,electricity if] | NoSettings | 10900000000000 | 10900000000000 | 11500000000000 | 11700000000000 | 11900000000000 | 12100000000000 | 12300000000000 | 12300000000000 | 12300000000000 | 12300000000000 | 12400000000000 | 12400000000000 | 12400000000000 | 12500000000000 | 12500000000000 | 12600000000000 | 12700000000000 | 12800000000000 | 12900000000000 | 13000000000000 | 13000000000000 | 13100000000000 | 13300000000000 | 13400000000000 | 13600000000000 | 13700000000000 | 13800000000000 | 14000000000000 | 14100000000000 | 14300000000000 | 14400000000000
BIFUbC BAU Industrial Fuel Use before CCS[food beverage and tobacco 10T12,hard coal if] | NoSettings | 0 | 0 | 0 | 0 | 0 | 0 | 0 | 0 | 0 | 0 | 0 | 0 | 0 | 0 | 0 | 0 | 0 | 0 | 0 | 0 | 0 | 0 | 0 | 0 | 0 | 0 | 0 | 0 | 0 | 0 | 0
BIFUbC BAU Industrial Fuel Use before CCS[food beverage and tobacco 10T12,natural gas if] | NoSettings | 59764800000000 | 59664500000000 | 60630300000000 | 61915800000000 | 63170900000000 | 64260400000000 | 64854500000000 | 65153500000000 | 65222500000000 | 65284800000000 | 65458700000000 | 65701300000000 | 65773600000000 | 65936300000000 | 66292300000000 | 66788600000000 | 67143200000000 | 67536700000000 | 68081900000000 | 68518800000000 | 68829300000000 | 69345200000000 | 70203300000000 | 71088400000000 | 71739800000000 | 72354200000000 | 73212600000000 | 73968100000000 | 74723500000000 | 75479000000000 | 76234400000000
BIFUbC BAU Industrial Fuel Use before CCS[food beverage and tobacco 10T12,biomass if] | NoSettings | 0 | 0 | 0 | 0 | 0 | 0 | 0 | 0 | 0 | 0 | 0 | 0 | 0 | 0 | 0 | 0 | 0 | 0 | 0 | 0 | 0 | 0 | 0 | 0 | 0 | 0 | 0 | 0 | 0 | 0 | 0
BIFUbC BAU Industrial Fuel Use before CCS[food beverage and tobacco 10T12,petroleum diesel if] | NoSettings | 0 | 0 | 0 | 0 | 0 | 0 | 0 | 0 | 0 | 0 | 0 | 0 | 0 | 0 | 0 | 0 | 0 | 0 | 0 | 0 | 0 | 0 | 0 | 0 | 0 | 0 | 0 | 0 | 0 | 0 | 0
BIFUbC BAU Industrial Fuel Use before CCS[food beverage and tobacco 10T12,heat if] | NoSettings | 0 | 0 | 0 | 0 | 0 | 0 | 0 | 0 | 0 | 0 | 0 | 0 | 0 | 0 | 0 | 0 | 0 | 0 | 0 | 0 | 0 | 0 | 0 | 0 | 0 | 0 | 0 | 0 | 0 | 0 | 0
BIFUbC BAU Industrial Fuel Use before CCS[food beverage and tobacco 10T12,crude oil if] | NoSettings | 0 | 0 | 0 | 0 | 0 | 0 | 0 | 0 | 0 | 0 | 0 | 0 | 0 | 0 | 0 | 0 | 0 | 0 | 0 | 0 | 0 | 0 | 0 | 0 | 0 | 0 | 0 | 0 | 0 | 0 | 0
BIFUbC BAU Industrial Fuel Use before CCS[food beverage and tobacco 10T12,heavy or residual fuel oil if] | NoSettings | 0 | 0 | 0 | 0 | 0 | 0 | 0 | 0 | 0 | 0 | 0 | 0 | 0 | 0 | 0 | 0 | 0 | 0 | 0 | 0 | 0 | 0 | 0 | 0 | 0 | 0 | 0 | 0 | 0 | 0 | 0
BIFUbC BAU Industrial Fuel Use before CCS[food beverage and tobacco 10T12,LPG propane or butane if] | NoSettings | 0 | 0 | 0 | 0 | 0 | 0 | 0 | 0 | 0 | 0 | 0 | 0 | 0 | 0 | 0 | 0 | 0 | 0 | 0 | 0 | 0 | 0 | 0 | 0 | 0 | 0 | 0 | 0 | 0 | 0 | 0
BIFUbC BAU Industrial Fuel Use before CCS[food beverage and tobacco 10T12,hydrogen if] | NoSettings | 0 | 0 | 0 | 0 | 0 | 0 | 0 | 0 | 0 | 0 | 0 | 0 | 0 | 0 | 0 | 0 | 0 | 0 | 0 | 0 | 0 | 0 | 0 | 0 | 0 | 0 | 0 | 0 | 0 | 0 | 0
BIFUbC BAU Industrial Fuel Use before CCS[textiles apparel and leather 13T15,electricity if] | NoSettings | 731000000000 | 727000000000 | 767000000000 | 783000000000 | 799000000000 | 813000000000 | 820000000000 | 824000000000 | 825000000000 | 825000000000 | 828000000000 | 831000000000 | 832000000000 | 834000000000 | 838000000000 | 844000000000 | 849000000000 | 854000000000 | 861000000000 | 866000000000 | 870000000000 | 877000000000 | 888000000000 | 899000000000 | 907000000000 | 915000000000 | 926000000000 | 935000000000 | 945000000000 | 954000000000 | 964000000000
BIFUbC BAU Industrial Fuel Use before CCS[textiles apparel and leather 13T15,hard coal if] | NoSettings | 0 | 0 | 0 | 0 | 0 | 0 | 0 | 0 | 0 | 0 | 0 | 0 | 0 | 0 | 0 | 0 | 0 | 0 | 0 | 0 | 0 | 0 | 0 | 0 | 0 | 0 | 0 | 0 | 0 | 0 | 0
BIFUbC BAU Industrial Fuel Use before CCS[textiles apparel and leather 13T15,natural gas if] | NoSettings | 3123100000000 | 3117860000000 | 3168330000000 | 3235500000000 | 3301090000000 | 3358030000000 | 3389070000000 | 3404690000000 | 3408300000000 | 3411550000000 | 3420640000000 | 3433320000000 | 3437100000000 | 3445600000000 | 3464200000000 | 3490140000000 | 3508670000000 | 3529230000000 | 3557720000000 | 3580550000000 | 3596780000000 | 3623740000000 | 3668580000000 | 3714830000000 | 3748870000000 | 3780980000000 | 3825830000000 | 3865310000000 | 3904790000000 | 3944270000000 | 3983740000000
BIFUbC BAU Industrial Fuel Use before CCS[textiles apparel and leather 13T15,biomass if] | NoSettings | 0 | 0 | 0 | 0 | 0 | 0 | 0 | 0 | 0 | 0 | 0 | 0 | 0 | 0 | 0 | 0 | 0 | 0 | 0 | 0 | 0 | 0 | 0 | 0 | 0 | 0 | 0 | 0 | 0 | 0 | 0
BIFUbC BAU Industrial Fuel Use before CCS[textiles apparel and leather 13T15,petroleum diesel if] | NoSettings | 0 | 0 | 0 | 0 | 0 | 0 | 0 | 0 | 0 | 0 | 0 | 0 | 0 | 0 | 0 | 0 | 0 | 0 | 0 | 0 | 0 | 0 | 0 | 0 | 0 | 0 | 0 | 0 | 0 | 0 | 0
BIFUbC BAU Industrial Fuel Use before CCS[textiles apparel and leather 13T15,heat if] | NoSettings | 0 | 0 | 0 | 0 | 0 | 0 | 0 | 0 | 0 | 0 | 0 | 0 | 0 | 0 | 0 | 0 | 0 | 0 | 0 | 0 | 0 | 0 | 0 | 0 | 0 | 0 | 0 | 0 | 0 | 0 | 0
BIFUbC BAU Industrial Fuel Use before CCS[textiles apparel and leather 13T15,crude oil if] | NoSettings | 0 | 0 | 0 | 0 | 0 | 0 | 0 | 0 | 0 | 0 | 0 | 0 | 0 | 0 | 0 | 0 | 0 | 0 | 0 | 0 | 0 | 0 | 0 | 0 | 0 | 0 | 0 | 0 | 0 | 0 | 0
BIFUbC BAU Industrial Fuel Use before CCS[textiles apparel and leather 13T15,heavy or residual fuel oil if] | NoSettings | 0 | 0 | 0 | 0 | 0 | 0 | 0 | 0 | 0 | 0 | 0 | 0 | 0 | 0 | 0 | 0 | 0 | 0 | 0 | 0 | 0 | 0 | 0 | 0 | 0 | 0 | 0 | 0 | 0 | 0 | 0
BIFUbC BAU Industrial Fuel Use before CCS[textiles apparel and leather 13T15,LPG propane or butane if] | NoSettings | 0 | 0 | 0 | 0 | 0 | 0 | 0 | 0 | 0 | 0 | 0 | 0 | 0 | 0 | 0 | 0 | 0 | 0 | 0 | 0 | 0 | 0 | 0 | 0 | 0 | 0 | 0 | 0 | 0 | 0 | 0
BIFUbC BAU Industrial Fuel Use before CCS[textiles apparel and leather 13T15,hydrogen if] | NoSettings | 0 | 0 | 0 | 0 | 0 | 0 | 0 | 0 | 0 | 0 | 0 | 0 | 0 | 0 | 0 | 0 | 0 | 0 | 0 | 0 | 0 | 0 | 0 | 0 | 0 | 0 | 0 | 0 | 0 | 0 | 0
BIFUbC BAU Industrial Fuel Use before CCS[wood products 16,electricity if] | NoSettings | 887000000000 | 882000000000 | 930000000000 | 949000000000 | 968000000000 | 985000000000 | 994000000000 | 999000000000 | 1000000000000 | 1000000000000 | 1000000000000 | 1010000000000 | 1010000000000 | 1010000000000 | 1020000000000 | 1020000000000 | 1030000000000 | 1040000000000 | 1040000000000 | 1050000000000 | 1060000000000 | 1060000000000 | 1080000000000 | 1090000000000 | 1100000000000 | 1110000000000 | 1120000000000 | 1130000000000 | 1150000000000 | 1160000000000 | 1170000000000
BIFUbC BAU Industrial Fuel Use before CCS[wood products 16,hard coal if] | NoSettings | 0 | 0 | 0 | 0 | 0 | 0 | 0 | 0 | 0 | 0 | 0 | 0 | 0 | 0 | 0 | 0 | 0 | 0 | 0 | 0 | 0 | 0 | 0 | 0 | 0 | 0 | 0 | 0 | 0 | 0 | 0
BIFUbC BAU Industrial Fuel Use before CCS[wood products 16,natural gas if] | NoSettings | 7255680000000 | 7243510000000 | 7360750000000 | 7516820000000 | 7669200000000 | 7801470000000 | 7873590000000 | 7909890000000 | 7918270000000 | 7925830000000 | 7946940000000 | 7976390000000 | 7985170000000 | 8004930000000 | 8048140000000 | 8108390000000 | 8151450000000 | 8199220000000 | 8265400000000 | 8318450000000 | 8356140000000 | 8418780000000 | 8522950000000 | 8630410000000 | 8709500000000 | 8784090000000 | 8888300000000 | 8980010000000 | 9071730000000 | 9163450000000 | 9255160000000
BIFUbC BAU Industrial Fuel Use before CCS[wood products 16,biomass if] | NoSettings | 6016440000000 | 6016440000000 | 6016440000000 | 6016440000000 | 6016440000000 | 6016440000000 | 6016440000000 | 6016440000000 | 6016440000000 | 6016440000000 | 6016440000000 | 6016440000000 | 6016440000000 | 6016440000000 | 6016440000000 | 6016440000000 | 6016440000000 | 6016440000000 | 6016440000000 | 6016440000000 | 6016440000000 | 6016440000000 | 6016440000000 | 6016440000000 | 6016440000000 | 6016440000000 | 6016440000000 | 6016440000000 | 6016440000000 | 6016440000000 | 6016440000000
BIFUbC BAU Industrial Fuel Use before CCS[wood products 16,petroleum diesel if] | NoSettings | 0 | 0 | 0 | 0 | 0 | 0 | 0 | 0 | 0 | 0 | 0 | 0 | 0 | 0 | 0 | 0 | 0 | 0 | 0 | 0 | 0 | 0 | 0 | 0 | 0 | 0 | 0 | 0 | 0 | 0 | 0
BIFUbC BAU Industrial Fuel Use before CCS[wood products 16,heat if] | NoSettings | 0 | 0 | 0 | 0 | 0 | 0 | 0 | 0 | 0 | 0 | 0 | 0 | 0 | 0 | 0 | 0 | 0 | 0 | 0 | 0 | 0 | 0 | 0 | 0 | 0 | 0 | 0 | 0 | 0 | 0 | 0
BIFUbC BAU Industrial Fuel Use before CCS[wood products 16,crude oil if] | NoSettings | 0 | 0 | 0 | 0 | 0 | 0 | 0 | 0 | 0 | 0 | 0 | 0 | 0 | 0 | 0 | 0 | 0 | 0 | 0 | 0 | 0 | 0 | 0 | 0 | 0 | 0 | 0 | 0 | 0 | 0 | 0
BIFUbC BAU Industrial Fuel Use before CCS[wood products 16,heavy or residual fuel oil if] | NoSettings | 0 | 0 | 0 | 0 | 0 | 0 | 0 | 0 | 0 | 0 | 0 | 0 | 0 | 0 | 0 | 0 | 0 | 0 | 0 | 0 | 0 | 0 | 0 | 0 | 0 | 0 | 0 | 0 | 0 | 0 | 0
BIFUbC BAU Industrial Fuel Use before CCS[wood products 16,LPG propane or butane if] | NoSettings | 0 | 0 | 0 | 0 | 0 | 0 | 0 | 0 | 0 | 0 | 0 | 0 | 0 | 0 | 0 | 0 | 0 | 0 | 0 | 0 | 0 | 0 | 0 | 0 | 0 | 0 | 0 | 0 | 0 | 0 | 0
BIFUbC BAU Industrial Fuel Use before CCS[wood products 16,hydrogen if] | NoSettings | 0 | 0 | 0 | 0 | 0 | 0 | 0 | 0 | 0 | 0 | 0 | 0 | 0 | 0 | 0 | 0 | 0 | 0 | 0 | 0 | 0 | 0 | 0 | 0 | 0 | 0 | 0 | 0 | 0 | 0 | 0
BIFUbC BAU Industrial Fuel Use before CCS[pulp paper and printing 17T18,electricity if] | NoSettings | 4040000000000 | 4020000000000 | 4240000000000 | 4330000000000 | 4420000000000 | 4490000000000 | 4530000000000 | 4550000000000 | 4560000000000 | 4560000000000 | 4580000000000 | 4590000000000 | 4600000000000 | 4610000000000 | 4630000000000 | 4670000000000 | 4690000000000 | 4720000000000 | 4760000000000 | 4790000000000 | 4810000000000 | 4850000000000 | 4910000000000 | 4970000000000 | 5010000000000 | 5060000000000 | 5120000000000 | 5170000000000 | 5220000000000 | 5280000000000 | 5330000000000
BIFUbC BAU Industrial Fuel Use before CCS[pulp paper and printing 17T18,hard coal if] | NoSettings | 0 | 0 | 0 | 0 | 0 | 0 | 0 | 0 | 0 | 0 | 0 | 0 | 0 | 0 | 0 | 0 | 0 | 0 | 0 | 0 | 0 | 0 | 0 | 0 | 0 | 0 | 0 | 0 | 0 | 0 | 0
BIFUbC BAU Industrial Fuel Use before CCS[pulp paper and printing 17T18,natural gas if] | NoSettings | 12535400000000 | 12514400000000 | 12717000000000 | 12986600000000 | 13249900000000 | 13478400000000 | 13603000000000 | 13665700000000 | 13680200000000 | 13693200000000 | 13729700000000 | 13780600000000 | 13795800000000 | 13829900000000 | 13904500000000 | 14008600000000 | 14083000000000 | 14165600000000 | 14279900000000 | 14371500000000 | 14436700000000 | 14544900000000 | 14724900000000 | 14910500000000 | 15047200000000 | 15176000000000 | 15356100000000 | 15514500000000 | 15673000000000 | 15831400000000 | 15989900000000
BIFUbC BAU Industrial Fuel Use before CCS[pulp paper and printing 17T18,biomass if] | NoSettings | 5098060000000 | 5098060000000 | 5098060000000 | 5098060000000 | 5098060000000 | 5098060000000 | 5098060000000 | 5098060000000 | 5098060000000 | 5098060000000 | 5098060000000 | 5098060000000 | 5098060000000 | 5098060000000 | 5098060000000 | 5098060000000 | 5098060000000 | 5098060000000 | 5098060000000 | 5098060000000 | 5098060000000 | 5098060000000 | 5098060000000 | 5098060000000 | 5098060000000 | 5098060000000 | 5098060000000 | 5098060000000 | 5098060000000 | 5098060000000 | 5098060000000
BIFUbC BAU Industrial Fuel Use before CCS[pulp paper and printing 17T18,petroleum diesel if] | NoSettings | 0 | 0 | 0 | 0 | 0 | 0 | 0 | 0 | 0 | 0 | 0 | 0 | 0 | 0 | 0 | 0 | 0 | 0 | 0 | 0 | 0 | 0 | 0 | 0 | 0 | 0 | 0 | 0 | 0 | 0 | 0
BIFUbC BAU Industrial Fuel Use before CCS[pulp paper and printing 17T18,heat if] | NoSettings | 0 | 0 | 0 | 0 | 0 | 0 | 0 | 0 | 0 | 0 | 0 | 0 | 0 | 0 | 0 | 0 | 0 | 0 | 0 | 0 | 0 | 0 | 0 | 0 | 0 | 0 | 0 | 0 | 0 | 0 | 0
BIFUbC BAU Industrial Fuel Use before CCS[pulp paper and printing 17T18,crude oil if] | NoSettings | 0 | 0 | 0 | 0 | 0 | 0 | 0 | 0 | 0 | 0 | 0 | 0 | 0 | 0 | 0 | 0 | 0 | 0 | 0 | 0 | 0 | 0 | 0 | 0 | 0 | 0 | 0 | 0 | 0 | 0 | 0
BIFUbC BAU Industrial Fuel Use before CCS[pulp paper and printing 17T18,heavy or residual fuel oil if] | NoSettings | 0 | 0 | 0 | 0 | 0 | 0 | 0 | 0 | 0 | 0 | 0 | 0 | 0 | 0 | 0 | 0 | 0 | 0 | 0 | 0 | 0 | 0 | 0 | 0 | 0 | 0 | 0 | 0 | 0 | 0 | 0
BIFUbC BAU Industrial Fuel Use before CCS[pulp paper and printing 17T18,LPG propane or butane if] | NoSettings | 0 | 0 | 0 | 0 | 0 | 0 | 0 | 0 | 0 | 0 | 0 | 0 | 0 | 0 | 0 | 0 | 0 | 0 | 0 | 0 | 0 | 0 | 0 | 0 | 0 | 0 | 0 | 0 | 0 | 0 | 0
BIFUbC BAU Industrial Fuel Use before CCS[pulp paper and printing 17T18,hydrogen if] | NoSettings | 0 | 0 | 0 | 0 | 0 | 0 | 0 | 0 | 0 | 0 | 0 | 0 | 0 | 0 | 0 | 0 | 0 | 0 | 0 | 0 | 0 | 0 | 0 | 0 | 0 | 0 | 0 | 0 | 0 | 0 | 0
BIFUbC BAU Industrial Fuel Use before CCS[refined petroleum and coke 19,electricity if] | NoSettings | 15500000000000 | 16600000000000 | 15500000000000 | 15800000000000 | 15600000000000 | 15500000000000 | 15100000000000 | 15000000000000 | 14400000000000 | 14100000000000 | 13800000000000 | 13600000000000 | 13200000000000 | 13100000000000 | 12700000000000 | 12500000000000 | 12500000000000 | 12200000000000 | 12000000000000 | 12000000000000 | 11900000000000 | 11800000000000 | 11700000000000 | 11600000000000 | 11600000000000 | 11500000000000 | 11400000000000 | 11400000000000 | 11300000000000 | 11300000000000 | 11200000000000
BIFUbC BAU Industrial Fuel Use before CCS[refined petroleum and coke 19,hard coal if] | NoSettings | 58081200000000 | 58081200000000 | 58081200000000 | 58081200000000 | 58081200000000 | 58081200000000 | 58081200000000 | 58081200000000 | 58081200000000 | 58081200000000 | 58081200000000 | 58081200000000 | 58081200000000 | 58081200000000 | 58081200000000 | 58081200000000 | 58081200000000 | 58081200000000 | 58081200000000 | 58081200000000 | 58081200000000 | 58081200000000 | 58081200000000 | 58081200000000 | 58081200000000 | 40220300000000 | 43792500000000 | 40220300000000 | 36648100000000 | 33075900000000 | 29503800000000
BIFUbC BAU Industrial Fuel Use before CCS[refined petroleum and coke 19,natural gas if] | NoSettings | 127518000000000 | 136318000000000 | 127548000000000 | 129987000000000 | 128840000000000 | 127521000000000 | 124692000000000 | 123900000000000 | 118914000000000 | 116251000000000 | 113639000000000 | 111699000000000 | 108732000000000 | 108074000000000 | 104611000000000 | 102562000000000 | 102919000000000 | 100122000000000 | 98805000000000 | 98528600000000 | 98198800000000 | 96802000000000 | 96149600000000 | 95703500000000 | 95392900000000 | 94687900000000 | 94251700000000 | 93753300000000 | 93254800000000 | 92756300000000 | 92257800000000
BIFUbC BAU Industrial Fuel Use before CCS[refined petroleum and coke 19,biomass if] | NoSettings | 0 | 0 | 0 | 0 | 0 | 0 | 0 | 0 | 0 | 0 | 0 | 0 | 0 | 0 | 0 | 0 | 0 | 0 | 0 | 0 | 0 | 0 | 0 | 0 | 0 | 0 | 0 | 0 | 0 | 0 | 0
BIFUbC BAU Industrial Fuel Use before CCS[refined petroleum and coke 19,petroleum diesel if] | NoSettings | 82148400000 | 88070800000 | 82621200000 | 84412400000 | 83877800000 | 83226500000 | 81582700000 | 81265700000 | 78188700000 | 76626100000 | 75088300000 | 73987300000 | 72198200000 | 71936000000 | 69800000000 | 68598800000 | 69003700000 | 67289900000 | 66564100000 | 66536600000 | 66472000000 | 65682200000 | 65394100000 | 65244400000 | 65185800000 | 64856000000 | 64714300000 | 64528300000 | 64342200000 | 64156100000 | 63970100000
BIFUbC BAU Industrial Fuel Use before CCS[refined petroleum and coke 19,heat if] | NoSettings | 0 | 0 | 0 | 0 | 0 | 0 | 0 | 0 | 0 | 0 | 0 | 0 | 0 | 0 | 0 | 0 | 0 | 0 | 0 | 0 | 0 | 0 | 0 | 0 | 0 | 0 | 0 | 0 | 0 | 0 | 0
BIFUbC BAU Industrial Fuel Use before CCS[refined petroleum and coke 19,crude oil if] | NoSettings | 2680000000000000 | 3410000000000000 | 3410000000000000 | 3410000000000000 | 3410000000000000 | 3410000000000000 | 3410000000000000 | 3410000000000000 | 3410000000000000 | 3410000000000000 | 3410000000000000 | 3410000000000000 | 3410000000000000 | 3410000000000000 | 3410000000000000 | 3410000000000000 | 3410000000000000 | 3410000000000000 | 3410000000000000 | 3410000000000000 | 3410000000000000 | 3410000000000000 | 3410000000000000 | 3410000000000000 | 3410000000000000 | 3410000000000000 | 3410000000000000 | 3410000000000000 | 3410000000000000 | 3410000000000000 | 3410000000000000
BIFUbC BAU Industrial Fuel Use before CCS[refined petroleum and coke 19,heavy or residual fuel oil if] | NoSettings | 2858100000000 | 3064150000000 | 2874550000000 | 2936870000000 | 2918270000000 | 2895610000000 | 2838420000000 | 2827390000000 | 2720330000000 | 2665970000000 | 2612460000000 | 2574160000000 | 2511910000000 | 2502790000000 | 2428480000000 | 2386680000000 | 2400770000000 | 2341140000000 | 2315890000000 | 2314940000000 | 2312690000000 | 2285210000000 | 2275180000000 | 2269980000000 | 2267940000000 | 2256460000000 | 2251540000000 | 2245060000000 | 2238590000000 | 2232110000000 | 2225640000000
BIFUbC BAU Industrial Fuel Use before CCS[refined petroleum and coke 19,LPG propane or butane if] | NoSettings | 35652500000 | 38222800000 | 35857700000 | 36635100000 | 36403100000 | 36120400000 | 35407000000 | 35269400000 | 33934000000 | 33255800000 | 32588400000 | 32110600000 | 31334100000 | 31220300000 | 30293300000 | 29772000000 | 29947700000 | 29203900000 | 28888900000 | 28877000000 | 28848900000 | 28506100000 | 28381100000 | 28316200000 | 28290700000 | 28147600000 | 28086100000 | 28005300000 | 27924600000 | 27843800000 | 27763100000
BIFUbC BAU Industrial Fuel Use before CCS[refined petroleum and coke 19,hydrogen if] | NoSettings | 0 | 0 | 0 | 0 | 0 | 0 | 0 | 0 | 0 | 0 | 0 | 0 | 0 | 0 | 0 | 0 | 0 | 0 | 0 | 0 | 0 | 0 | 0 | 0 | 0 | 0 | 0 | 0 | 0 | 0 | 0
BIFUbC BAU Industrial Fuel Use before CCS[chemicals 20,electricity if] | NoSettings | 6060000000000 | 6030000000000 | 6360000000000 | 6490000000000 | 6620000000000 | 6740000000000 | 6800000000000 | 6830000000000 | 6840000000000 | 6850000000000 | 6860000000000 | 6890000000000 | 6900000000000 | 6910000000000 | 6950000000000 | 7000000000000 | 7040000000000 | 7080000000000 | 7140000000000 | 7180000000000 | 7220000000000 | 7270000000000 | 7360000000000 | 7450000000000 | 7520000000000 | 7590000000000 | 7680000000000 | 7760000000000 | 7840000000000 | 7910000000000 | 7990000000000
BIFUbC BAU Industrial Fuel Use before CCS[chemicals 20,hard coal if] | NoSettings | 0 | 0 | 0 | 0 | 0 | 0 | 0 | 0 | 0 | 0 | 0 | 0 | 0 | 0 | 0 | 0 | 0 | 0 | 0 | 0 | 0 | 0 | 0 | 0 | 0 | 0 | 0 | 0 | 0 | 0 | 0
BIFUbC BAU Industrial Fuel Use before CCS[chemicals 20,natural gas if] | NoSettings | 136589000000000 | 136359000000000 | 138567000000000 | 141505000000000 | 144373000000000 | 146863000000000 | 148221000000000 | 148904000000000 | 149062000000000 | 149204000000000 | 149602000000000 | 150156000000000 | 150321000000000 | 150693000000000 | 151507000000000 | 152641000000000 | 153451000000000 | 154351000000000 | 155597000000000 | 156595000000000 | 157305000000000 | 158484000000000 | 160445000000000 | 162468000000000 | 163957000000000 | 165361000000000 | 167323000000000 | 169049000000000 | 170776000000000 | 172502000000000 | 174229000000000
BIFUbC BAU Industrial Fuel Use before CCS[chemicals 20,biomass if] | NoSettings | 0 | 0 | 0 | 0 | 0 | 0 | 0 | 0 | 0 | 0 | 0 | 0 | 0 | 0 | 0 | 0 | 0 | 0 | 0 | 0 | 0 | 0 | 0 | 0 | 0 | 0 | 0 | 0 | 0 | 0 | 0
BIFUbC BAU Industrial Fuel Use before CCS[chemicals 20,petroleum diesel if] | NoSettings | 0 | 0 | 0 | 0 | 0 | 0 | 0 | 0 | 0 | 0 | 0 | 0 | 0 | 0 | 0 | 0 | 0 | 0 | 0 | 0 | 0 | 0 | 0 | 0 | 0 | 0 | 0 | 0 | 0 | 0 | 0
BIFUbC BAU Industrial Fuel Use before CCS[chemicals 20,heat if] | NoSettings | 0 | 0 | 0 | 0 | 0 | 0 | 0 | 0 | 0 | 0 | 0 | 0 | 0 | 0 | 0 | 0 | 0 | 0 | 0 | 0 | 0 | 0 | 0 | 0 | 0 | 0 | 0 | 0 | 0 | 0 | 0
BIFUbC BAU Industrial Fuel Use before CCS[chemicals 20,crude oil if] | NoSettings | 0 | 0 | 0 | 0 | 0 | 0 | 0 | 0 | 0 | 0 | 0 | 0 | 0 | 0 | 0 | 0 | 0 | 0 | 0 | 0 | 0 | 0 | 0 | 0 | 0 | 0 | 0 | 0 | 0 | 0 | 0
BIFUbC BAU Industrial Fuel Use before CCS[chemicals 20,heavy or residual fuel oil if] | NoSettings | 0 | 0 | 0 | 0 | 0 | 0 | 0 | 0 | 0 | 0 | 0 | 0 | 0 | 0 | 0 | 0 | 0 | 0 | 0 | 0 | 0 | 0 | 0 | 0 | 0 | 0 | 0 | 0 | 0 | 0 | 0
BIFUbC BAU Industrial Fuel Use before CCS[chemicals 20,LPG propane or butane if] | NoSettings | 0 | 0 | 0 | 0 | 0 | 0 | 0 | 0 | 0 | 0 | 0 | 0 | 0 | 0 | 0 | 0 | 0 | 0 | 0 | 0 | 0 | 0 | 0 | 0 | 0 | 0 | 0 | 0 | 0 | 0 | 0
BIFUbC BAU Industrial Fuel Use before CCS[chemicals 20,hydrogen if] | NoSettings | 0 | 0 | 0 | 0 | 0 | 0 | 0 | 0 | 0 | 0 | 0 | 0 | 0 | 0 | 0 | 0 | 0 | 0 | 0 | 0 | 0 | 0 | 0 | 0 | 0 | 0 | 0 | 0 | 0 | 0 | 0
BIFUbC BAU Industrial Fuel Use before CCS[rubber and plastic products 22,electricity if] | NoSettings | 4360000000000 | 4330000000000 | 4570000000000 | 4670000000000 | 4760000000000 | 4840000000000 | 4890000000000 | 4910000000000 | 4910000000000 | 4920000000000 | 4930000000000 | 4950000000000 | 4960000000000 | 4970000000000 | 5000000000000 | 5030000000000 | 5060000000000 | 5090000000000 | 5130000000000 | 5160000000000 | 5190000000000 | 5230000000000 | 5290000000000 | 5360000000000 | 5410000000000 | 5450000000000 | 5520000000000 | 5570000000000 | 5630000000000 | 5690000000000 | 5740000000000
BIFUbC BAU Industrial Fuel Use before CCS[rubber and plastic products 22,hard coal if] | NoSettings | 0 | 0 | 0 | 0 | 0 | 0 | 0 | 0 | 0 | 0 | 0 | 0 | 0 | 0 | 0 | 0 | 0 | 0 | 0 | 0 | 0 | 0 | 0 | 0 | 0 | 0 | 0 | 0 | 0 | 0 | 0
BIFUbC BAU Industrial Fuel Use before CCS[rubber and plastic products 22,natural gas if] | NoSettings | 1638690000000 | 1635940000000 | 1662420000000 | 1697670000000 | 1732080000000 | 1761960000000 | 1778240000000 | 1786440000000 | 1788330000000 | 1790040000000 | 1794810000000 | 1801460000000 | 1803440000000 | 1807910000000 | 1817670000000 | 1831270000000 | 1841000000000 | 1851790000000 | 1866730000000 | 1878710000000 | 1887230000000 | 1901370000000 | 1924900000000 | 1949170000000 | 1967030000000 | 1983880000000 | 2007410000000 | 2028130000000 | 2048840000000 | 2069560000000 | 2090270000000
BIFUbC BAU Industrial Fuel Use before CCS[rubber and plastic products 22,biomass if] | NoSettings | 0 | 0 | 0 | 0 | 0 | 0 | 0 | 0 | 0 | 0 | 0 | 0 | 0 | 0 | 0 | 0 | 0 | 0 | 0 | 0 | 0 | 0 | 0 | 0 | 0 | 0 | 0 | 0 | 0 | 0 | 0
BIFUbC BAU Industrial Fuel Use before CCS[rubber and plastic products 22,petroleum diesel if] | NoSettings | 0 | 0 | 0 | 0 | 0 | 0 | 0 | 0 | 0 | 0 | 0 | 0 | 0 | 0 | 0 | 0 | 0 | 0 | 0 | 0 | 0 | 0 | 0 | 0 | 0 | 0 | 0 | 0 | 0 | 0 | 0
BIFUbC BAU Industrial Fuel Use before CCS[rubber and plastic products 22,heat if] | NoSettings | 0 | 0 | 0 | 0 | 0 | 0 | 0 | 0 | 0 | 0 | 0 | 0 | 0 | 0 | 0 | 0 | 0 | 0 | 0 | 0 | 0 | 0 | 0 | 0 | 0 | 0 | 0 | 0 | 0 | 0 | 0
BIFUbC BAU Industrial Fuel Use before CCS[rubber and plastic products 22,crude oil if] | NoSettings | 0 | 0 | 0 | 0 | 0 | 0 | 0 | 0 | 0 | 0 | 0 | 0 | 0 | 0 | 0 | 0 | 0 | 0 | 0 | 0 | 0 | 0 | 0 | 0 | 0 | 0 | 0 | 0 | 0 | 0 | 0
BIFUbC BAU Industrial Fuel Use before CCS[rubber and plastic products 22,heavy or residual fuel oil if] | NoSettings | 0 | 0 | 0 | 0 | 0 | 0 | 0 | 0 | 0 | 0 | 0 | 0 | 0 | 0 | 0 | 0 | 0 | 0 | 0 | 0 | 0 | 0 | 0 | 0 | 0 | 0 | 0 | 0 | 0 | 0 | 0
BIFUbC BAU Industrial Fuel Use before CCS[rubber and plastic products 22,LPG propane or butane if] | NoSettings | 0 | 0 | 0 | 0 | 0 | 0 | 0 | 0 | 0 | 0 | 0 | 0 | 0 | 0 | 0 | 0 | 0 | 0 | 0 | 0 | 0 | 0 | 0 | 0 | 0 | 0 | 0 | 0 | 0 | 0 | 0
BIFUbC BAU Industrial Fuel Use before CCS[rubber and plastic products 22,hydrogen if] | NoSettings | 0 | 0 | 0 | 0 | 0 | 0 | 0 | 0 | 0 | 0 | 0 | 0 | 0 | 0 | 0 | 0 | 0 | 0 | 0 | 0 | 0 | 0 | 0 | 0 | 0 | 0 | 0 | 0 | 0 | 0 | 0
BIFUbC BAU Industrial Fuel Use before CCS[glass and glass products 231,electricity if] | NoSettings | 8240000000000 | 8200000000000 | 8640000000000 | 8830000000000 | 9000000000000 | 9160000000000 | 9240000000000 | 9290000000000 | 9300000000000 | 9310000000000 | 9330000000000 | 9370000000000 | 9380000000000 | 9400000000000 | 9450000000000 | 9520000000000 | 9570000000000 | 9630000000000 | 9700000000000 | 9770000000000 | 9810000000000 | 9890000000000 | 10000000000000 | 10100000000000 | 10200000000000 | 10300000000000 | 10400000000000 | 10500000000000 | 10700000000000 | 10800000000000 | 10900000000000
BIFUbC BAU Industrial Fuel Use before CCS[glass and glass products 231,hard coal if] | NoSettings | 0 | 0 | 0 | 0 | 0 | 0 | 0 | 0 | 0 | 0 | 0 | 0 | 0 | 0 | 0 | 0 | 0 | 0 | 0 | 0 | 0 | 0 | 0 | 0 | 0 | 0 | 0 | 0 | 0 | 0 | 0
BIFUbC BAU Industrial Fuel Use before CCS[glass and glass products 231,natural gas if] | NoSettings | 13693700000000 | 13670700000000 | 13892000000000 | 14186600000000 | 14474200000000 | 14723800000000 | 14859900000000 | 14928400000000 | 14944200000000 | 14958500000000 | 14998300000000 | 15053900000000 | 15070500000000 | 15107800000000 | 15189300000000 | 15303100000000 | 15384300000000 | 15474500000000 | 15599400000000 | 15699500000000 | 15770600000000 | 15888800000000 | 16085500000000 | 16288300000000 | 16437500000000 | 16578300000000 | 16775000000000 | 16948100000000 | 17121200000000 | 17294300000000 | 17467400000000
BIFUbC BAU Industrial Fuel Use before CCS[glass and glass products 231,biomass if] | NoSettings | 0 | 0 | 0 | 0 | 0 | 0 | 0 | 0 | 0 | 0 | 0 | 0 | 0 | 0 | 0 | 0 | 0 | 0 | 0 | 0 | 0 | 0 | 0 | 0 | 0 | 0 | 0 | 0 | 0 | 0 | 0
BIFUbC BAU Industrial Fuel Use before CCS[glass and glass products 231,petroleum diesel if] | NoSettings | 0 | 0 | 0 | 0 | 0 | 0 | 0 | 0 | 0 | 0 | 0 | 0 | 0 | 0 | 0 | 0 | 0 | 0 | 0 | 0 | 0 | 0 | 0 | 0 | 0 | 0 | 0 | 0 | 0 | 0 | 0
BIFUbC BAU Industrial Fuel Use before CCS[glass and glass products 231,heat if] | NoSettings | 0 | 0 | 0 | 0 | 0 | 0 | 0 | 0 | 0 | 0 | 0 | 0 | 0 | 0 | 0 | 0 | 0 | 0 | 0 | 0 | 0 | 0 | 0 | 0 | 0 | 0 | 0 | 0 | 0 | 0 | 0
BIFUbC BAU Industrial Fuel Use before CCS[glass and glass products 231,crude oil if] | NoSettings | 0 | 0 | 0 | 0 | 0 | 0 | 0 | 0 | 0 | 0 | 0 | 0 | 0 | 0 | 0 | 0 | 0 | 0 | 0 | 0 | 0 | 0 | 0 | 0 | 0 | 0 | 0 | 0 | 0 | 0 | 0
BIFUbC BAU Industrial Fuel Use before CCS[glass and glass products 231,heavy or residual fuel oil if] | NoSettings | 0 | 0 | 0 | 0 | 0 | 0 | 0 | 0 | 0 | 0 | 0 | 0 | 0 | 0 | 0 | 0 | 0 | 0 | 0 | 0 | 0 | 0 | 0 | 0 | 0 | 0 | 0 | 0 | 0 | 0 | 0
BIFUbC BAU Industrial Fuel Use before CCS[glass and glass products 231,LPG propane or butane if] | NoSettings | 0 | 0 | 0 | 0 | 0 | 0 | 0 | 0 | 0 | 0 | 0 | 0 | 0 | 0 | 0 | 0 | 0 | 0 | 0 | 0 | 0 | 0 | 0 | 0 | 0 | 0 | 0 | 0 | 0 | 0 | 0
BIFUbC BAU Industrial Fuel Use before CCS[glass and glass products 231,hydrogen if] | NoSettings | 0 | 0 | 0 | 0 | 0 | 0 | 0 | 0 | 0 | 0 | 0 | 0 | 0 | 0 | 0 | 0 | 0 | 0 | 0 | 0 | 0 | 0 | 0 | 0 | 0 | 0 | 0 | 0 | 0 | 0 | 0
BIFUbC BAU Industrial Fuel Use before CCS[cement and other nonmetallic minerals 239,electricity if] | NoSettings | 10200000000000 | 10100000000000 | 10700000000000 | 10900000000000 | 11100000000000 | 11300000000000 | 11400000000000 | 11400000000000 | 11500000000000 | 11500000000000 | 11500000000000 | 11500000000000 | 11600000000000 | 11600000000000 | 11600000000000 | 11700000000000 | 11800000000000 | 11900000000000 | 12000000000000 | 12000000000000 | 12100000000000 | 12200000000000 | 12300000000000 | 12500000000000 | 12600000000000 | 12700000000000 | 12900000000000 | 13000000000000 | 13100000000000 | 13300000000000 | 13400000000000
BIFUbC BAU Industrial Fuel Use before CCS[cement and other nonmetallic minerals 239,hard coal if] | NoSettings | 35775800000000 | 34877000000000 | 33978200000000 | 33079400000000 | 32180600000000 | 31281800000000 | 30383000000000 | 29484200000000 | 28585400000000 | 27686600000000 | 26787800000000 | 25888900000000 | 24990100000000 | 24091300000000 | 23192500000000 | 22293700000000 | 22293700000000 | 22293700000000 | 22293700000000 | 22293700000000 | 22293700000000 | 22293700000000 | 22293700000000 | 22293700000000 | 22293700000000 | 22293700000000 | 22293700000000 | 22293700000000 | 22293700000000 | 22293700000000 | 22293700000000
BIFUbC BAU Industrial Fuel Use before CCS[cement and other nonmetallic minerals 239,natural gas if] | NoSettings | 4658520000000 | 4556690000000 | 4454860000000 | 4353040000000 | 4251210000000 | 4149390000000 | 4047560000000 | 3945730000000 | 3843910000000 | 3742080000000 | 3640260000000 | 3538430000000 | 3436600000000 | 3334780000000 | 3232950000000 | 3131130000000 | 3131130000000 | 3131130000000 | 3131130000000 | 3131130000000 | 3131130000000 | 3131130000000 | 3131130000000 | 3131130000000 | 3131130000000 | 3131130000000 | 3131130000000 | 3131130000000 | 3131130000000 | 3131130000000 | 3131130000000
BIFUbC BAU Industrial Fuel Use before CCS[cement and other nonmetallic minerals 239,biomass if] | NoSettings | 1504830000000 | 1464700000000 | 1424570000000 | 1384440000000 | 1344310000000 | 1304180000000 | 1264050000000 | 1223930000000 | 1183800000000 | 1143670000000 | 1103540000000 | 1063410000000 | 1023280000000 | 983153000000 | 943024000000 | 902896000000 | 902896000000 | 902896000000 | 902896000000 | 902896000000 | 902896000000 | 902896000000 | 902896000000 | 902896000000 | 902896000000 | 902896000000 | 902896000000 | 902896000000 | 902896000000 | 902896000000 | 902896000000
BIFUbC BAU Industrial Fuel Use before CCS[cement and other nonmetallic minerals 239,petroleum diesel if] | NoSettings | 1732270000000 | 1698400000000 | 1664530000000 | 1630660000000 | 1596790000000 | 1562920000000 | 1529050000000 | 1495180000000 | 1461310000000 | 1427440000000 | 1393570000000 | 1359700000000 | 1325830000000 | 1291960000000 | 1258090000000 | 1224220000000 | 1224220000000 | 1224220000000 | 1224220000000 | 1224220000000 | 1224220000000 | 1224220000000 | 1224220000000 | 1224220000000 | 1224220000000 | 1224220000000 | 1224220000000 | 1224220000000 | 1224220000000 | 1224220000000 | 1224220000000
BIFUbC BAU Industrial Fuel Use before CCS[cement and other nonmetallic minerals 239,heat if] | NoSettings | 0 | 0 | 0 | 0 | 0 | 0 | 0 | 0 | 0 | 0 | 0 | 0 | 0 | 0 | 0 | 0 | 0 | 0 | 0 | 0 | 0 | 0 | 0 | 0 | 0 | 0 | 0 | 0 | 0 | 0 | 0
BIFUbC BAU Industrial Fuel Use before CCS[cement and other nonmetallic minerals 239,crude oil if] | NoSettings | 0 | 0 | 0 | 0 | 0 | 0 | 0 | 0 | 0 | 0 | 0 | 0 | 0 | 0 | 0 | 0 | 0 | 0 | 0 | 0 | 0 | 0 | 0 | 0 | 0 | 0 | 0 | 0 | 0 | 0 | 0
BIFUbC BAU Industrial Fuel Use before CCS[cement and other nonmetallic minerals 239,heavy or residual fuel oil if] | NoSettings | 0 | 0 | 0 | 0 | 0 | 0 | 0 | 0 | 0 | 0 | 0 | 0 | 0 | 0 | 0 | 0 | 0 | 0 | 0 | 0 | 0 | 0 | 0 | 0 | 0 | 0 | 0 | 0 | 0 | 0 | 0
BIFUbC BAU Industrial Fuel Use before CCS[cement and other nonmetallic minerals 239,LPG propane or butane if] | NoSettings | 491459000 | 481214000 | 470970000 | 460726000 | 450481000 | 440237000 | 429992000 | 419748000 | 409504000 | 399259000 | 389015000 | 378770000 | 368526000 | 358282000 | 348037000 | 337793000 | 337793000 | 337793000 | 337793000 | 337793000 | 337793000 | 337793000 | 337793000 | 337793000 | 337793000 | 337793000 | 337793000 | 337793000 | 337793000 | 337793000 | 337793000
BIFUbC BAU Industrial Fuel Use before CCS[cement and other nonmetallic minerals 239,hydrogen if] | NoSettings | 0 | 0 | 0 | 0 | 0 | 0 | 0 | 0 | 0 | 0 | 0 | 0 | 0 | 0 | 0 | 0 | 0 | 0 | 0 | 0 | 0 | 0 | 0 | 0 | 0 | 0 | 0 | 0 | 0 | 0 | 0
BIFUbC BAU Industrial Fuel Use before CCS[iron and steel 241,electricity if] | NoSettings | 1830000000000 | 1630000000000 | 1770000000000 | 1780000000000 | 1850000000000 | 1940000000000 | 1940000000000 | 1950000000000 | 1960000000000 | 1970000000000 | 1990000000000 | 2000000000000 | 2000000000000 | 1990000000000 | 1990000000000 | 2000000000000 | 2000000000000 | 2000000000000 | 2030000000000 | 2040000000000 | 2020000000000 | 2040000000000 | 2080000000000 | 2120000000000 | 2130000000000 | 2140000000000 | 2170000000000 | 2190000000000 | 2220000000000 | 2250000000000 | 2300000000000
BIFUbC BAU Industrial Fuel Use before CCS[iron and steel 241,hard coal if] | NoSettings | 0 | 0 | 0 | 0 | 0 | 0 | 0 | 0 | 0 | 0 | 0 | 0 | 0 | 0 | 0 | 0 | 0 | 0 | 0 | 0 | 0 | 0 | 0 | 0 | 0 | 0 | 0 | 0 | 0 | 0 | 0
BIFUbC BAU Industrial Fuel Use before CCS[iron and steel 241,natural gas if] | NoSettings | 0 | 0 | 0 | 0 | 0 | 0 | 0 | 0 | 0 | 0 | 0 | 0 | 0 | 0 | 0 | 0 | 0 | 0 | 0 | 0 | 0 | 0 | 0 | 0 | 0 | 0 | 0 | 0 | 0 | 0 | 0
BIFUbC BAU Industrial Fuel Use before CCS[iron and steel 241,biomass if] | NoSettings | 0 | 0 | 0 | 0 | 0 | 0 | 0 | 0 | 0 | 0 | 0 | 0 | 0 | 0 | 0 | 0 | 0 | 0 | 0 | 0 | 0 | 0 | 0 | 0 | 0 | 0 | 0 | 0 | 0 | 0 | 0
BIFUbC BAU Industrial Fuel Use before CCS[iron and steel 241,petroleum diesel if] | NoSettings | 0 | 0 | 0 | 0 | 0 | 0 | 0 | 0 | 0 | 0 | 0 | 0 | 0 | 0 | 0 | 0 | 0 | 0 | 0 | 0 | 0 | 0 | 0 | 0 | 0 | 0 | 0 | 0 | 0 | 0 | 0
BIFUbC BAU Industrial Fuel Use before CCS[iron and steel 241,heat if] | NoSettings | 0 | 0 | 0 | 0 | 0 | 0 | 0 | 0 | 0 | 0 | 0 | 0 | 0 | 0 | 0 | 0 | 0 | 0 | 0 | 0 | 0 | 0 | 0 | 0 | 0 | 0 | 0 | 0 | 0 | 0 | 0
BIFUbC BAU Industrial Fuel Use before CCS[iron and steel 241,crude oil if] | NoSettings | 0 | 0 | 0 | 0 | 0 | 0 | 0 | 0 | 0 | 0 | 0 | 0 | 0 | 0 | 0 | 0 | 0 | 0 | 0 | 0 | 0 | 0 | 0 | 0 | 0 | 0 | 0 | 0 | 0 | 0 | 0
BIFUbC BAU Industrial Fuel Use before CCS[iron and steel 241,heavy or residual fuel oil if] | NoSettings | 0 | 0 | 0 | 0 | 0 | 0 | 0 | 0 | 0 | 0 | 0 | 0 | 0 | 0 | 0 | 0 | 0 | 0 | 0 | 0 | 0 | 0 | 0 | 0 | 0 | 0 | 0 | 0 | 0 | 0 | 0
BIFUbC BAU Industrial Fuel Use before CCS[iron and steel 241,LPG propane or butane if] | NoSettings | 0 | 0 | 0 | 0 | 0 | 0 | 0 | 0 | 0 | 0 | 0 | 0 | 0 | 0 | 0 | 0 | 0 | 0 | 0 | 0 | 0 | 0 | 0 | 0 | 0 | 0 | 0 | 0 | 0 | 0 | 0
BIFUbC BAU Industrial Fuel Use before CCS[iron and steel 241,hydrogen if] | NoSettings | 0 | 0 | 0 | 0 | 0 | 0 | 0 | 0 | 0 | 0 | 0 | 0 | 0 | 0 | 0 | 0 | 0 | 0 | 0 | 0 | 0 | 0 | 0 | 0 | 0 | 0 | 0 | 0 | 0 | 0 | 0
BIFUbC BAU Industrial Fuel Use before CCS[other metals 242,electricity if] | NoSettings | 3380000000000 | 3560000000000 | 3690000000000 | 3800000000000 | 3850000000000 | 3860000000000 | 3910000000000 | 3920000000000 | 3920000000000 | 3920000000000 | 3910000000000 | 3920000000000 | 3940000000000 | 3960000000000 | 3990000000000 | 4020000000000 | 4060000000000 | 4080000000000 | 4110000000000 | 4140000000000 | 4180000000000 | 4220000000000 | 4250000000000 | 4290000000000 | 4340000000000 | 4380000000000 | 4430000000000 | 4480000000000 | 4520000000000 | 4550000000000 | 4570000000000
BIFUbC BAU Industrial Fuel Use before CCS[other metals 242,hard coal if] | NoSettings | 0 | 0 | 0 | 0 | 0 | 0 | 0 | 0 | 0 | 0 | 0 | 0 | 0 | 0 | 0 | 0 | 0 | 0 | 0 | 0 | 0 | 0 | 0 | 0 | 0 | 0 | 0 | 0 | 0 | 0 | 0
BIFUbC BAU Industrial Fuel Use before CCS[other metals 242,natural gas if] | NoSettings | 0 | 0 | 0 | 0 | 0 | 0 | 0 | 0 | 0 | 0 | 0 | 0 | 0 | 0 | 0 | 0 | 0 | 0 | 0 | 0 | 0 | 0 | 0 | 0 | 0 | 0 | 0 | 0 | 0 | 0 | 0
BIFUbC BAU Industrial Fuel Use before CCS[other metals 242,biomass if] | NoSettings | 0 | 0 | 0 | 0 | 0 | 0 | 0 | 0 | 0 | 0 | 0 | 0 | 0 | 0 | 0 | 0 | 0 | 0 | 0 | 0 | 0 | 0 | 0 | 0 | 0 | 0 | 0 | 0 | 0 | 0 | 0
BIFUbC BAU Industrial Fuel Use before CCS[other metals 242,petroleum diesel if] | NoSettings | 0 | 0 | 0 | 0 | 0 | 0 | 0 | 0 | 0 | 0 | 0 | 0 | 0 | 0 | 0 | 0 | 0 | 0 | 0 | 0 | 0 | 0 | 0 | 0 | 0 | 0 | 0 | 0 | 0 | 0 | 0
BIFUbC BAU Industrial Fuel Use before CCS[other metals 242,heat if] | NoSettings | 0 | 0 | 0 | 0 | 0 | 0 | 0 | 0 | 0 | 0 | 0 | 0 | 0 | 0 | 0 | 0 | 0 | 0 | 0 | 0 | 0 | 0 | 0 | 0 | 0 | 0 | 0 | 0 | 0 | 0 | 0
BIFUbC BAU Industrial Fuel Use before CCS[other metals 242,crude oil if] | NoSettings | 0 | 0 | 0 | 0 | 0 | 0 | 0 | 0 | 0 | 0 | 0 | 0 | 0 | 0 | 0 | 0 | 0 | 0 | 0 | 0 | 0 | 0 | 0 | 0 | 0 | 0 | 0 | 0 | 0 | 0 | 0
BIFUbC BAU Industrial Fuel Use before CCS[other metals 242,heavy or residual fuel oil if] | NoSettings | 0 | 0 | 0 | 0 | 0 | 0 | 0 | 0 | 0 | 0 | 0 | 0 | 0 | 0 | 0 | 0 | 0 | 0 | 0 | 0 | 0 | 0 | 0 | 0 | 0 | 0 | 0 | 0 | 0 | 0 | 0
BIFUbC BAU Industrial Fuel Use before CCS[other metals 242,LPG propane or butane if] | NoSettings | 0 | 0 | 0 | 0 | 0 | 0 | 0 | 0 | 0 | 0 | 0 | 0 | 0 | 0 | 0 | 0 | 0 | 0 | 0 | 0 | 0 | 0 | 0 | 0 | 0 | 0 | 0 | 0 | 0 | 0 | 0
BIFUbC BAU Industrial Fuel Use before CCS[other metals 242,hydrogen if] | NoSettings | 0 | 0 | 0 | 0 | 0 | 0 | 0 | 0 | 0 | 0 | 0 | 0 | 0 | 0 | 0 | 0 | 0 | 0 | 0 | 0 | 0 | 0 | 0 | 0 | 0 | 0 | 0 | 0 | 0 | 0 | 0
BIFUbC BAU Industrial Fuel Use before CCS[metal products except machinery and vehicles 25,electricity if] | NoSettings | 0 | 0 | 0 | 0 | 0 | 0 | 0 | 0 | 0 | 0 | 0 | 0 | 0 | 0 | 0 | 0 | 0 | 0 | 0 | 0 | 0 | 0 | 0 | 0 | 0 | 0 | 0 | 0 | 0 | 0 | 0
BIFUbC BAU Industrial Fuel Use before CCS[metal products except machinery and vehicles 25,hard coal if] | NoSettings | 0 | 0 | 0 | 0 | 0 | 0 | 0 | 0 | 0 | 0 | 0 | 0 | 0 | 0 | 0 | 0 | 0 | 0 | 0 | 0 | 0 | 0 | 0 | 0 | 0 | 0 | 0 | 0 | 0 | 0 | 0
BIFUbC BAU Industrial Fuel Use before CCS[metal products except machinery and vehicles 25,natural gas if] | NoSettings | 7754210000000 | 7741200000000 | 7866500000000 | 8033290000000 | 8196140000000 | 8337500000000 | 8414580000000 | 8453370000000 | 8462330000000 | 8470400000000 | 8492970000000 | 8524440000000 | 8533820000000 | 8554940000000 | 8601120000000 | 8665510000000 | 8711530000000 | 8762580000000 | 8833310000000 | 8890000000000 | 8930280000000 | 8997220000000 | 9108560000000 | 9223400000000 | 9307920000000 | 9387630000000 | 9499000000000 | 9597020000000 | 9695040000000 | 9793050000000 | 9891070000000
BIFUbC BAU Industrial Fuel Use before CCS[metal products except machinery and vehicles 25,biomass if] | NoSettings | 0 | 0 | 0 | 0 | 0 | 0 | 0 | 0 | 0 | 0 | 0 | 0 | 0 | 0 | 0 | 0 | 0 | 0 | 0 | 0 | 0 | 0 | 0 | 0 | 0 | 0 | 0 | 0 | 0 | 0 | 0
BIFUbC BAU Industrial Fuel Use before CCS[metal products except machinery and vehicles 25,petroleum diesel if] | NoSettings | 0 | 0 | 0 | 0 | 0 | 0 | 0 | 0 | 0 | 0 | 0 | 0 | 0 | 0 | 0 | 0 | 0 | 0 | 0 | 0 | 0 | 0 | 0 | 0 | 0 | 0 | 0 | 0 | 0 | 0 | 0
BIFUbC BAU Industrial Fuel Use before CCS[metal products except machinery and vehicles 25,heat if] | NoSettings | 0 | 0 | 0 | 0 | 0 | 0 | 0 | 0 | 0 | 0 | 0 | 0 | 0 | 0 | 0 | 0 | 0 | 0 | 0 | 0 | 0 | 0 | 0 | 0 | 0 | 0 | 0 | 0 | 0 | 0 | 0
BIFUbC BAU Industrial Fuel Use before CCS[metal products except machinery and vehicles 25,crude oil if] | NoSettings | 0 | 0 | 0 | 0 | 0 | 0 | 0 | 0 | 0 | 0 | 0 | 0 | 0 | 0 | 0 | 0 | 0 | 0 | 0 | 0 | 0 | 0 | 0 | 0 | 0 | 0 | 0 | 0 | 0 | 0 | 0
BIFUbC BAU Industrial Fuel Use before CCS[metal products except machinery and vehicles 25,heavy or residual fuel oil if] | NoSettings | 0 | 0 | 0 | 0 | 0 | 0 | 0 | 0 | 0 | 0 | 0 | 0 | 0 | 0 | 0 | 0 | 0 | 0 | 0 | 0 | 0 | 0 | 0 | 0 | 0 | 0 | 0 | 0 | 0 | 0 | 0
BIFUbC BAU Industrial Fuel Use before CCS[metal products except machinery and vehicles 25,LPG propane or butane if] | NoSettings | 0 | 0 | 0 | 0 | 0 | 0 | 0 | 0 | 0 | 0 | 0 | 0 | 0 | 0 | 0 | 0 | 0 | 0 | 0 | 0 | 0 | 0 | 0 | 0 | 0 | 0 | 0 | 0 | 0 | 0 | 0
BIFUbC BAU Industrial Fuel Use before CCS[metal products except machinery and vehicles 25,hydrogen if] | NoSettings | 0 | 0 | 0 | 0 | 0 | 0 | 0 | 0 | 0 | 0 | 0 | 0 | 0 | 0 | 0 | 0 | 0 | 0 | 0 | 0 | 0 | 0 | 0 | 0 | 0 | 0 | 0 | 0 | 0 | 0 | 0
BIFUbC BAU Industrial Fuel Use before CCS[computers and electronics 26,electricity if] | NoSettings | 8500000000000 | 8470000000000 | 8930000000000 | 9120000000000 | 9320000000000 | 9470000000000 | 9560000000000 | 9610000000000 | 9620000000000 | 9630000000000 | 9660000000000 | 9690000000000 | 9700000000000 | 9730000000000 | 9790000000000 | 9860000000000 | 9920000000000 | 9980000000000 | 10100000000000 | 10100000000000 | 10200000000000 | 10200000000000 | 10400000000000 | 10500000000000 | 10600000000000 | 10700000000000 | 10800000000000 | 10900000000000 | 11000000000000 | 11200000000000 | 11300000000000
BIFUbC BAU Industrial Fuel Use before CCS[computers and electronics 26,hard coal if] | NoSettings | 0 | 0 | 0 | 0 | 0 | 0 | 0 | 0 | 0 | 0 | 0 | 0 | 0 | 0 | 0 | 0 | 0 | 0 | 0 | 0 | 0 | 0 | 0 | 0 | 0 | 0 | 0 | 0 | 0 | 0 | 0
BIFUbC BAU Industrial Fuel Use before CCS[computers and electronics 26,natural gas if] | NoSettings | 400066000000 | 399395000000 | 405859000000 | 414464000000 | 422866000000 | 430160000000 | 434136000000 | 436138000000 | 436600000000 | 437016000000 | 438181000000 | 439805000000 | 440289000000 | 441378000000 | 443761000000 | 447083000000 | 449457000000 | 452091000000 | 455740000000 | 458665000000 | 460743000000 | 464197000000 | 469941000000 | 475866000000 | 480227000000 | 484339000000 | 490085000000 | 495142000000 | 500199000000 | 505257000000 | 510314000000
BIFUbC BAU Industrial Fuel Use before CCS[computers and electronics 26,biomass if] | NoSettings | 0 | 0 | 0 | 0 | 0 | 0 | 0 | 0 | 0 | 0 | 0 | 0 | 0 | 0 | 0 | 0 | 0 | 0 | 0 | 0 | 0 | 0 | 0 | 0 | 0 | 0 | 0 | 0 | 0 | 0 | 0
BIFUbC BAU Industrial Fuel Use before CCS[computers and electronics 26,petroleum diesel if] | NoSettings | 0 | 0 | 0 | 0 | 0 | 0 | 0 | 0 | 0 | 0 | 0 | 0 | 0 | 0 | 0 | 0 | 0 | 0 | 0 | 0 | 0 | 0 | 0 | 0 | 0 | 0 | 0 | 0 | 0 | 0 | 0
BIFUbC BAU Industrial Fuel Use before CCS[computers and electronics 26,heat if] | NoSettings | 0 | 0 | 0 | 0 | 0 | 0 | 0 | 0 | 0 | 0 | 0 | 0 | 0 | 0 | 0 | 0 | 0 | 0 | 0 | 0 | 0 | 0 | 0 | 0 | 0 | 0 | 0 | 0 | 0 | 0 | 0
BIFUbC BAU Industrial Fuel Use before CCS[computers and electronics 26,crude oil if] | NoSettings | 0 | 0 | 0 | 0 | 0 | 0 | 0 | 0 | 0 | 0 | 0 | 0 | 0 | 0 | 0 | 0 | 0 | 0 | 0 | 0 | 0 | 0 | 0 | 0 | 0 | 0 | 0 | 0 | 0 | 0 | 0
BIFUbC BAU Industrial Fuel Use before CCS[computers and electronics 26,heavy or residual fuel oil if] | NoSettings | 0 | 0 | 0 | 0 | 0 | 0 | 0 | 0 | 0 | 0 | 0 | 0 | 0 | 0 | 0 | 0 | 0 | 0 | 0 | 0 | 0 | 0 | 0 | 0 | 0 | 0 | 0 | 0 | 0 | 0 | 0
BIFUbC BAU Industrial Fuel Use before CCS[computers and electronics 26,LPG propane or butane if] | NoSettings | 0 | 0 | 0 | 0 | 0 | 0 | 0 | 0 | 0 | 0 | 0 | 0 | 0 | 0 | 0 | 0 | 0 | 0 | 0 | 0 | 0 | 0 | 0 | 0 | 0 | 0 | 0 | 0 | 0 | 0 | 0
BIFUbC BAU Industrial Fuel Use before CCS[computers and electronics 26,hydrogen if] | NoSettings | 0 | 0 | 0 | 0 | 0 | 0 | 0 | 0 | 0 | 0 | 0 | 0 | 0 | 0 | 0 | 0 | 0 | 0 | 0 | 0 | 0 | 0 | 0 | 0 | 0 | 0 | 0 | 0 | 0 | 0 | 0
BIFUbC BAU Industrial Fuel Use before CCS[appliances and electrical equipment 27,electricity if] | NoSettings | 490000000000 | 474000000000 | 494000000000 | 500000000000 | 505000000000 | 515000000000 | 521000000000 | 522000000000 | 520000000000 | 518000000000 | 518000000000 | 521000000000 | 520000000000 | 517000000000 | 518000000000 | 520000000000 | 521000000000 | 522000000000 | 526000000000 | 529000000000 | 531000000000 | 534000000000 | 541000000000 | 549000000000 | 554000000000 | 557000000000 | 562000000000 | 566000000000 | 571000000000 | 576000000000 | 583000000000
BIFUbC BAU Industrial Fuel Use before CCS[appliances and electrical equipment 27,hard coal if] | NoSettings | 0 | 0 | 0 | 0 | 0 | 0 | 0 | 0 | 0 | 0 | 0 | 0 | 0 | 0 | 0 | 0 | 0 | 0 | 0 | 0 | 0 | 0 | 0 | 0 | 0 | 0 | 0 | 0 | 0 | 0 | 0
BIFUbC BAU Industrial Fuel Use before CCS[appliances and electrical equipment 27,natural gas if] | NoSettings | 0 | 0 | 0 | 0 | 0 | 0 | 0 | 0 | 0 | 0 | 0 | 0 | 0 | 0 | 0 | 0 | 0 | 0 | 0 | 0 | 0 | 0 | 0 | 0 | 0 | 0 | 0 | 0 | 0 | 0 | 0
BIFUbC BAU Industrial Fuel Use before CCS[appliances and electrical equipment 27,biomass if] | NoSettings | 0 | 0 | 0 | 0 | 0 | 0 | 0 | 0 | 0 | 0 | 0 | 0 | 0 | 0 | 0 | 0 | 0 | 0 | 0 | 0 | 0 | 0 | 0 | 0 | 0 | 0 | 0 | 0 | 0 | 0 | 0
BIFUbC BAU Industrial Fuel Use before CCS[appliances and electrical equipment 27,petroleum diesel if] | NoSettings | 0 | 0 | 0 | 0 | 0 | 0 | 0 | 0 | 0 | 0 | 0 | 0 | 0 | 0 | 0 | 0 | 0 | 0 | 0 | 0 | 0 | 0 | 0 | 0 | 0 | 0 | 0 | 0 | 0 | 0 | 0
BIFUbC BAU Industrial Fuel Use before CCS[appliances and electrical equipment 27,heat if] | NoSettings | 0 | 0 | 0 | 0 | 0 | 0 | 0 | 0 | 0 | 0 | 0 | 0 | 0 | 0 | 0 | 0 | 0 | 0 | 0 | 0 | 0 | 0 | 0 | 0 | 0 | 0 | 0 | 0 | 0 | 0 | 0
BIFUbC BAU Industrial Fuel Use before CCS[appliances and electrical equipment 27,crude oil if] | NoSettings | 0 | 0 | 0 | 0 | 0 | 0 | 0 | 0 | 0 | 0 | 0 | 0 | 0 | 0 | 0 | 0 | 0 | 0 | 0 | 0 | 0 | 0 | 0 | 0 | 0 | 0 | 0 | 0 | 0 | 0 | 0
BIFUbC BAU Industrial Fuel Use before CCS[appliances and electrical equipment 27,heavy or residual fuel oil if] | NoSettings | 0 | 0 | 0 | 0 | 0 | 0 | 0 | 0 | 0 | 0 | 0 | 0 | 0 | 0 | 0 | 0 | 0 | 0 | 0 | 0 | 0 | 0 | 0 | 0 | 0 | 0 | 0 | 0 | 0 | 0 | 0
BIFUbC BAU Industrial Fuel Use before CCS[appliances and electrical equipment 27,LPG propane or butane if] | NoSettings | 0 | 0 | 0 | 0 | 0 | 0 | 0 | 0 | 0 | 0 | 0 | 0 | 0 | 0 | 0 | 0 | 0 | 0 | 0 | 0 | 0 | 0 | 0 | 0 | 0 | 0 | 0 | 0 | 0 | 0 | 0
BIFUbC BAU Industrial Fuel Use before CCS[appliances and electrical equipment 27,hydrogen if] | NoSettings | 0 | 0 | 0 | 0 | 0 | 0 | 0 | 0 | 0 | 0 | 0 | 0 | 0 | 0 | 0 | 0 | 0 | 0 | 0 | 0 | 0 | 0 | 0 | 0 | 0 | 0 | 0 | 0 | 0 | 0 | 0
BIFUbC BAU Industrial Fuel Use before CCS[other machinery 28,electricity if] | NoSettings | 1790000000000 | 1780000000000 | 1880000000000 | 1920000000000 | 1960000000000 | 1990000000000 | 2010000000000 | 2020000000000 | 2020000000000 | 2020000000000 | 2030000000000 | 2040000000000 | 2040000000000 | 2040000000000 | 2050000000000 | 2070000000000 | 2080000000000 | 2090000000000 | 2110000000000 | 2120000000000 | 2130000000000 | 2150000000000 | 2180000000000 | 2200000000000 | 2220000000000 | 2240000000000 | 2270000000000 | 2290000000000 | 2320000000000 | 2340000000000 | 2360000000000
BIFUbC BAU Industrial Fuel Use before CCS[other machinery 28,hard coal if] | NoSettings | 0 | 0 | 0 | 0 | 0 | 0 | 0 | 0 | 0 | 0 | 0 | 0 | 0 | 0 | 0 | 0 | 0 | 0 | 0 | 0 | 0 | 0 | 0 | 0 | 0 | 0 | 0 | 0 | 0 | 0 | 0
BIFUbC BAU Industrial Fuel Use before CCS[other machinery 28,natural gas if] | NoSettings | 1556070000000 | 1553460000000 | 1578600000000 | 1612070000000 | 1644750000000 | 1673120000000 | 1688590000000 | 1696370000000 | 1698170000000 | 1699790000000 | 1704320000000 | 1710630000000 | 1712520000000 | 1716750000000 | 1726020000000 | 1738940000000 | 1748180000000 | 1758420000000 | 1772610000000 | 1783990000000 | 1792070000000 | 1805510000000 | 1827850000000 | 1850890000000 | 1867860000000 | 1883850000000 | 1906200000000 | 1925870000000 | 1945540000000 | 1965210000000 | 1984880000000
BIFUbC BAU Industrial Fuel Use before CCS[other machinery 28,biomass if] | NoSettings | 0 | 0 | 0 | 0 | 0 | 0 | 0 | 0 | 0 | 0 | 0 | 0 | 0 | 0 | 0 | 0 | 0 | 0 | 0 | 0 | 0 | 0 | 0 | 0 | 0 | 0 | 0 | 0 | 0 | 0 | 0
BIFUbC BAU Industrial Fuel Use before CCS[other machinery 28,petroleum diesel if] | NoSettings | 0 | 0 | 0 | 0 | 0 | 0 | 0 | 0 | 0 | 0 | 0 | 0 | 0 | 0 | 0 | 0 | 0 | 0 | 0 | 0 | 0 | 0 | 0 | 0 | 0 | 0 | 0 | 0 | 0 | 0 | 0
BIFUbC BAU Industrial Fuel Use before CCS[other machinery 28,heat if] | NoSettings | 0 | 0 | 0 | 0 | 0 | 0 | 0 | 0 | 0 | 0 | 0 | 0 | 0 | 0 | 0 | 0 | 0 | 0 | 0 | 0 | 0 | 0 | 0 | 0 | 0 | 0 | 0 | 0 | 0 | 0 | 0
BIFUbC BAU Industrial Fuel Use before CCS[other machinery 28,crude oil if] | NoSettings | 0 | 0 | 0 | 0 | 0 | 0 | 0 | 0 | 0 | 0 | 0 | 0 | 0 | 0 | 0 | 0 | 0 | 0 | 0 | 0 | 0 | 0 | 0 | 0 | 0 | 0 | 0 | 0 | 0 | 0 | 0
BIFUbC BAU Industrial Fuel Use before CCS[other machinery 28,heavy or residual fuel oil if] | NoSettings | 0 | 0 | 0 | 0 | 0 | 0 | 0 | 0 | 0 | 0 | 0 | 0 | 0 | 0 | 0 | 0 | 0 | 0 | 0 | 0 | 0 | 0 | 0 | 0 | 0 | 0 | 0 | 0 | 0 | 0 | 0
BIFUbC BAU Industrial Fuel Use before CCS[other machinery 28,LPG propane or butane if] | NoSettings | 0 | 0 | 0 | 0 | 0 | 0 | 0 | 0 | 0 | 0 | 0 | 0 | 0 | 0 | 0 | 0 | 0 | 0 | 0 | 0 | 0 | 0 | 0 | 0 | 0 | 0 | 0 | 0 | 0 | 0 | 0
BIFUbC BAU Industrial Fuel Use before CCS[other machinery 28,hydrogen if] | NoSettings | 0 | 0 | 0 | 0 | 0 | 0 | 0 | 0 | 0 | 0 | 0 | 0 | 0 | 0 | 0 | 0 | 0 | 0 | 0 | 0 | 0 | 0 | 0 | 0 | 0 | 0 | 0 | 0 | 0 | 0 | 0
BIFUbC BAU Industrial Fuel Use before CCS[road vehicles 29,electricity if] | NoSettings | 230000000000 | 229000000000 | 241000000000 | 246000000000 | 251000000000 | 256000000000 | 258000000000 | 259000000000 | 259000000000 | 260000000000 | 260000000000 | 261000000000 | 262000000000 | 262000000000 | 264000000000 | 266000000000 | 267000000000 | 269000000000 | 271000000000 | 273000000000 | 274000000000 | 276000000000 | 279000000000 | 283000000000 | 285000000000 | 288000000000 | 291000000000 | 294000000000 | 297000000000 | 300000000000 | 303000000000
BIFUbC BAU Industrial Fuel Use before CCS[road vehicles 29,hard coal if] | NoSettings | 0 | 0 | 0 | 0 | 0 | 0 | 0 | 0 | 0 | 0 | 0 | 0 | 0 | 0 | 0 | 0 | 0 | 0 | 0 | 0 | 0 | 0 | 0 | 0 | 0 | 0 | 0 | 0 | 0 | 0 | 0
BIFUbC BAU Industrial Fuel Use before CCS[road vehicles 29,natural gas if] | NoSettings | 180665000000 | 180362000000 | 183281000000 | 187167000000 | 190961000000 | 194255000000 | 196050000000 | 196954000000 | 197163000000 | 197351000000 | 197877000000 | 198610000000 | 198829000000 | 199321000000 | 200397000000 | 201897000000 | 202969000000 | 204159000000 | 205806000000 | 207127000000 | 208066000000 | 209625000000 | 212219000000 | 214895000000 | 216864000000 | 218722000000 | 221316000000 | 223600000000 | 225884000000 | 228167000000 | 230451000000
BIFUbC BAU Industrial Fuel Use before CCS[road vehicles 29,biomass if] | NoSettings | 0 | 0 | 0 | 0 | 0 | 0 | 0 | 0 | 0 | 0 | 0 | 0 | 0 | 0 | 0 | 0 | 0 | 0 | 0 | 0 | 0 | 0 | 0 | 0 | 0 | 0 | 0 | 0 | 0 | 0 | 0
BIFUbC BAU Industrial Fuel Use before CCS[road vehicles 29,petroleum diesel if] | NoSettings | 0 | 0 | 0 | 0 | 0 | 0 | 0 | 0 | 0 | 0 | 0 | 0 | 0 | 0 | 0 | 0 | 0 | 0 | 0 | 0 | 0 | 0 | 0 | 0 | 0 | 0 | 0 | 0 | 0 | 0 | 0
BIFUbC BAU Industrial Fuel Use before CCS[road vehicles 29,heat if] | NoSettings | 0 | 0 | 0 | 0 | 0 | 0 | 0 | 0 | 0 | 0 | 0 | 0 | 0 | 0 | 0 | 0 | 0 | 0 | 0 | 0 | 0 | 0 | 0 | 0 | 0 | 0 | 0 | 0 | 0 | 0 | 0
BIFUbC BAU Industrial Fuel Use before CCS[road vehicles 29,crude oil if] | NoSettings | 0 | 0 | 0 | 0 | 0 | 0 | 0 | 0 | 0 | 0 | 0 | 0 | 0 | 0 | 0 | 0 | 0 | 0 | 0 | 0 | 0 | 0 | 0 | 0 | 0 | 0 | 0 | 0 | 0 | 0 | 0
BIFUbC BAU Industrial Fuel Use before CCS[road vehicles 29,heavy or residual fuel oil if] | NoSettings | 0 | 0 | 0 | 0 | 0 | 0 | 0 | 0 | 0 | 0 | 0 | 0 | 0 | 0 | 0 | 0 | 0 | 0 | 0 | 0 | 0 | 0 | 0 | 0 | 0 | 0 | 0 | 0 | 0 | 0 | 0
BIFUbC BAU Industrial Fuel Use before CCS[road vehicles 29,LPG propane or butane if] | NoSettings | 0 | 0 | 0 | 0 | 0 | 0 | 0 | 0 | 0 | 0 | 0 | 0 | 0 | 0 | 0 | 0 | 0 | 0 | 0 | 0 | 0 | 0 | 0 | 0 | 0 | 0 | 0 | 0 | 0 | 0 | 0
BIFUbC BAU Industrial Fuel Use before CCS[road vehicles 29,hydrogen if] | NoSettings | 0 | 0 | 0 | 0 | 0 | 0 | 0 | 0 | 0 | 0 | 0 | 0 | 0 | 0 | 0 | 0 | 0 | 0 | 0 | 0 | 0 | 0 | 0 | 0 | 0 | 0 | 0 | 0 | 0 | 0 | 0
BIFUbC BAU Industrial Fuel Use before CCS[nonroad vehicles 30,electricity if] | NoSettings | 2380000000000 | 2370000000000 | 2490000000000 | 2550000000000 | 2600000000000 | 2640000000000 | 2670000000000 | 2680000000000 | 2680000000000 | 2690000000000 | 2690000000000 | 2700000000000 | 2710000000000 | 2710000000000 | 2730000000000 | 2750000000000 | 2760000000000 | 2780000000000 | 2800000000000 | 2820000000000 | 2830000000000 | 2850000000000 | 2890000000000 | 2920000000000 | 2950000000000 | 2980000000000 | 3010000000000 | 3040000000000 | 3070000000000 | 3110000000000 | 3140000000000
BIFUbC BAU Industrial Fuel Use before CCS[nonroad vehicles 30,hard coal if] | NoSettings | 0 | 0 | 0 | 0 | 0 | 0 | 0 | 0 | 0 | 0 | 0 | 0 | 0 | 0 | 0 | 0 | 0 | 0 | 0 | 0 | 0 | 0 | 0 | 0 | 0 | 0 | 0 | 0 | 0 | 0 | 0
BIFUbC BAU Industrial Fuel Use before CCS[nonroad vehicles 30,natural gas if] | NoSettings | 3368390000000 | 3362740000000 | 3417170000000 | 3489630000000 | 3560370000000 | 3621770000000 | 3655250000000 | 3672110000000 | 3676000000000 | 3679500000000 | 3689310000000 | 3702980000000 | 3707050000000 | 3716230000000 | 3736290000000 | 3764260000000 | 3784250000000 | 3806430000000 | 3837150000000 | 3861780000000 | 3879270000000 | 3908350000000 | 3956710000000 | 4006600000000 | 4043320000000 | 4077940000000 | 4126320000000 | 4168900000000 | 4211480000000 | 4254060000000 | 4296640000000
BIFUbC BAU Industrial Fuel Use before CCS[nonroad vehicles 30,biomass if] | NoSettings | 0 | 0 | 0 | 0 | 0 | 0 | 0 | 0 | 0 | 0 | 0 | 0 | 0 | 0 | 0 | 0 | 0 | 0 | 0 | 0 | 0 | 0 | 0 | 0 | 0 | 0 | 0 | 0 | 0 | 0 | 0
BIFUbC BAU Industrial Fuel Use before CCS[nonroad vehicles 30,petroleum diesel if] | NoSettings | 0 | 0 | 0 | 0 | 0 | 0 | 0 | 0 | 0 | 0 | 0 | 0 | 0 | 0 | 0 | 0 | 0 | 0 | 0 | 0 | 0 | 0 | 0 | 0 | 0 | 0 | 0 | 0 | 0 | 0 | 0
BIFUbC BAU Industrial Fuel Use before CCS[nonroad vehicles 30,heat if] | NoSettings | 0 | 0 | 0 | 0 | 0 | 0 | 0 | 0 | 0 | 0 | 0 | 0 | 0 | 0 | 0 | 0 | 0 | 0 | 0 | 0 | 0 | 0 | 0 | 0 | 0 | 0 | 0 | 0 | 0 | 0 | 0
BIFUbC BAU Industrial Fuel Use before CCS[nonroad vehicles 30,crude oil if] | NoSettings | 0 | 0 | 0 | 0 | 0 | 0 | 0 | 0 | 0 | 0 | 0 | 0 | 0 | 0 | 0 | 0 | 0 | 0 | 0 | 0 | 0 | 0 | 0 | 0 | 0 | 0 | 0 | 0 | 0 | 0 | 0
BIFUbC BAU Industrial Fuel Use before CCS[nonroad vehicles 30,heavy or residual fuel oil if] | NoSettings | 0 | 0 | 0 | 0 | 0 | 0 | 0 | 0 | 0 | 0 | 0 | 0 | 0 | 0 | 0 | 0 | 0 | 0 | 0 | 0 | 0 | 0 | 0 | 0 | 0 | 0 | 0 | 0 | 0 | 0 | 0
BIFUbC BAU Industrial Fuel Use before CCS[nonroad vehicles 30,LPG propane or butane if] | NoSettings | 0 | 0 | 0 | 0 | 0 | 0 | 0 | 0 | 0 | 0 | 0 | 0 | 0 | 0 | 0 | 0 | 0 | 0 | 0 | 0 | 0 | 0 | 0 | 0 | 0 | 0 | 0 | 0 | 0 | 0 | 0
BIFUbC BAU Industrial Fuel Use before CCS[nonroad vehicles 30,hydrogen if] | NoSettings | 0 | 0 | 0 | 0 | 0 | 0 | 0 | 0 | 0 | 0 | 0 | 0 | 0 | 0 | 0 | 0 | 0 | 0 | 0 | 0 | 0 | 0 | 0 | 0 | 0 | 0 | 0 | 0 | 0 | 0 | 0
BIFUbC BAU Industrial Fuel Use before CCS[other manufacturing 31T33,electricity if] | NoSettings | 369000000000 | 367000000000 | 387000000000 | 395000000000 | 403000000000 | 410000000000 | 414000000000 | 416000000000 | 417000000000 | 417000000000 | 418000000000 | 420000000000 | 420000000000 | 421000000000 | 423000000000 | 427000000000 | 429000000000 | 431000000000 | 435000000000 | 438000000000 | 440000000000 | 443000000000 | 448000000000 | 454000000000 | 458000000000 | 462000000000 | 468000000000 | 472000000000 | 477000000000 | 482000000000 | 487000000000
BIFUbC BAU Industrial Fuel Use before CCS[other manufacturing 31T33,hard coal if] | NoSettings | 383136000000 | 351694000000 | 344022000000 | 332647000000 | 314093000000 | 296381000000 | 277667000000 | 259536000000 | 240175000000 | 221868000000 | 205241000000 | 191316000000 | 176278000000 | 162393000000 | 145737000000 | 146922000000 | 142256000000 | 137272000000 | 133276000000 | 129648000000 | 126739000000 | 124271000000 | 121757000000 | 119596000000 | 117689000000 | 430043000000 | 364914000000 | 425662000000 | 486410000000 | 547157000000 | 607905000000
BIFUbC BAU Industrial Fuel Use before CCS[other manufacturing 31T33,natural gas if] | NoSettings | 29336700000000 | 29287500000000 | 29761500000000 | 30392600000000 | 31008700000000 | 31543500000000 | 31835100000000 | 31981900000000 | 32015700000000 | 32046300000000 | 32131700000000 | 32250700000000 | 32286200000000 | 32366100000000 | 32540800000000 | 32784500000000 | 32958500000000 | 33151700000000 | 33419300000000 | 33633800000000 | 33786200000000 | 34039400000000 | 34460600000000 | 34895100000000 | 35214900000000 | 35516500000000 | 35937800000000 | 36308600000000 | 36679500000000 | 37050300000000 | 37421200000000
BIFUbC BAU Industrial Fuel Use before CCS[other manufacturing 31T33,biomass if] | NoSettings | 0 | 0 | 0 | 0 | 0 | 0 | 0 | 0 | 0 | 0 | 0 | 0 | 0 | 0 | 0 | 0 | 0 | 0 | 0 | 0 | 0 | 0 | 0 | 0 | 0 | 0 | 0 | 0 | 0 | 0 | 0
BIFUbC BAU Industrial Fuel Use before CCS[other manufacturing 31T33,petroleum diesel if] | NoSettings | 9762100000000 | 9166860000000 | 9482550000000 | 9850650000000 | 10027900000000 | 10280000000000 | 10433400000000 | 10528400000000 | 10608200000000 | 10702300000000 | 10844900000000 | 10972500000000 | 11081900000000 | 11245400000000 | 11371100000000 | 11438400000000 | 11480500000000 | 11571500000000 | 11672400000000 | 11786100000000 | 11864700000000 | 11993300000000 | 12184000000000 | 12439600000000 | 12648600000000 | 12785100000000 | 13024600000000 | 13229400000000 | 13434200000000 | 13639000000000 | 13843800000000
BIFUbC BAU Industrial Fuel Use before CCS[other manufacturing 31T33,heat if] | NoSettings | 0 | 0 | 0 | 0 | 0 | 0 | 0 | 0 | 0 | 0 | 0 | 0 | 0 | 0 | 0 | 0 | 0 | 0 | 0 | 0 | 0 | 0 | 0 | 0 | 0 | 0 | 0 | 0 | 0 | 0 | 0
BIFUbC BAU Industrial Fuel Use before CCS[other manufacturing 31T33,crude oil if] | NoSettings | 0 | 0 | 0 | 0 | 0 | 0 | 0 | 0 | 0 | 0 | 0 | 0 | 0 | 0 | 0 | 0 | 0 | 0 | 0 | 0 | 0 | 0 | 0 | 0 | 0 | 0 | 0 | 0 | 0 | 0 | 0
BIFUbC BAU Industrial Fuel Use before CCS[other manufacturing 31T33,heavy or residual fuel oil if] | NoSettings | 57944000000 | 54410800000 | 56284700000 | 58469600000 | 59521600000 | 61018000000 | 61928400000 | 62492700000 | 62966200000 | 63524700000 | 64370800000 | 65128200000 | 65777600000 | 66748400000 | 67494500000 | 67894000000 | 68143500000 | 68683900000 | 69282500000 | 69957600000 | 70424500000 | 71187400000 | 72319400000 | 73836400000 | 75077100000 | 75887200000 | 77308700000 | 78524400000 | 79740100000 | 80955900000 | 82171600000
BIFUbC BAU Industrial Fuel Use before CCS[other manufacturing 31T33,LPG propane or butane if] | NoSettings | 19249400000000 | 19063400000000 | 18185100000000 | 18891000000000 | 19230900000000 | 19714400000000 | 20008600000000 | 20190900000000 | 20343900000000 | 20524300000000 | 20797700000000 | 21042400000000 | 21252200000000 | 21565900000000 | 21806900000000 | 21936000000000 | 22016600000000 | 22191200000000 | 22384600000000 | 22602700000000 | 22753600000000 | 23000100000000 | 23365800000000 | 23855900000000 | 24256800000000 | 24518500000000 | 24977800000000 | 25370600000000 | 25763400000000 | 26156200000000 | 26549000000000
BIFUbC BAU Industrial Fuel Use before CCS[other manufacturing 31T33,hydrogen if] | NoSettings | 0 | 0 | 0 | 0 | 0 | 0 | 0 | 0 | 0 | 0 | 0 | 0 | 0 | 0 | 0 | 0 | 0 | 0 | 0 | 0 | 0 | 0 | 0 | 0 | 0 | 0 | 0 | 0 | 0 | 0 | 0
BIFUbC BAU Industrial Fuel Use before CCS[energy pipelines and gas processing 352T353,electricity if] | NoSettings | 0 | 0 | 0 | 0 | 0 | 0 | 0 | 0 | 0 | 0 | 0 | 0 | 0 | 0 | 0 | 0 | 0 | 0 | 0 | 0 | 0 | 0 | 0 | 0 | 0 | 0 | 0 | 0 | 0 | 0 | 0
BIFUbC BAU Industrial Fuel Use before CCS[energy pipelines and gas processing 352T353,hard coal if] | NoSettings | 0 | 0 | 0 | 0 | 0 | 0 | 0 | 0 | 0 | 0 | 0 | 0 | 0 | 0 | 0 | 0 | 0 | 0 | 0 | 0 | 0 | 0 | 0 | 0 | 0 | 0 | 0 | 0 | 0 | 0 | 0
BIFUbC BAU Industrial Fuel Use before CCS[energy pipelines and gas processing 352T353,natural gas if] | NoSettings | 20028800000000 | 19995200000000 | 20318900000000 | 20749700000000 | 21170300000000 | 21535500000000 | 21734500000000 | 21834800000000 | 21857900000000 | 21878700000000 | 21937000000000 | 22018300000000 | 22042600000000 | 22097100000000 | 22216400000000 | 22382700000000 | 22501600000000 | 22633400000000 | 22816100000000 | 22962500000000 | 23066600000000 | 23239500000000 | 23527100000000 | 23823700000000 | 24042000000000 | 24247900000000 | 24535600000000 | 24788700000000 | 25041900000000 | 25295100000000 | 25548300000000
BIFUbC BAU Industrial Fuel Use before CCS[energy pipelines and gas processing 352T353,biomass if] | NoSettings | 0 | 0 | 0 | 0 | 0 | 0 | 0 | 0 | 0 | 0 | 0 | 0 | 0 | 0 | 0 | 0 | 0 | 0 | 0 | 0 | 0 | 0 | 0 | 0 | 0 | 0 | 0 | 0 | 0 | 0 | 0
BIFUbC BAU Industrial Fuel Use before CCS[energy pipelines and gas processing 352T353,petroleum diesel if] | NoSettings | 0 | 0 | 0 | 0 | 0 | 0 | 0 | 0 | 0 | 0 | 0 | 0 | 0 | 0 | 0 | 0 | 0 | 0 | 0 | 0 | 0 | 0 | 0 | 0 | 0 | 0 | 0 | 0 | 0 | 0 | 0
BIFUbC BAU Industrial Fuel Use before CCS[energy pipelines and gas processing 352T353,heat if] | NoSettings | 0 | 0 | 0 | 0 | 0 | 0 | 0 | 0 | 0 | 0 | 0 | 0 | 0 | 0 | 0 | 0 | 0 | 0 | 0 | 0 | 0 | 0 | 0 | 0 | 0 | 0 | 0 | 0 | 0 | 0 | 0
BIFUbC BAU Industrial Fuel Use before CCS[energy pipelines and gas processing 352T353,crude oil if] | NoSettings | 0 | 0 | 0 | 0 | 0 | 0 | 0 | 0 | 0 | 0 | 0 | 0 | 0 | 0 | 0 | 0 | 0 | 0 | 0 | 0 | 0 | 0 | 0 | 0 | 0 | 0 | 0 | 0 | 0 | 0 | 0
BIFUbC BAU Industrial Fuel Use before CCS[energy pipelines and gas processing 352T353,heavy or residual fuel oil if] | NoSettings | 0 | 0 | 0 | 0 | 0 | 0 | 0 | 0 | 0 | 0 | 0 | 0 | 0 | 0 | 0 | 0 | 0 | 0 | 0 | 0 | 0 | 0 | 0 | 0 | 0 | 0 | 0 | 0 | 0 | 0 | 0
BIFUbC BAU Industrial Fuel Use before CCS[energy pipelines and gas processing 352T353,LPG propane or butane if] | NoSettings | 0 | 0 | 0 | 0 | 0 | 0 | 0 | 0 | 0 | 0 | 0 | 0 | 0 | 0 | 0 | 0 | 0 | 0 | 0 | 0 | 0 | 0 | 0 | 0 | 0 | 0 | 0 | 0 | 0 | 0 | 0
BIFUbC BAU Industrial Fuel Use before CCS[energy pipelines and gas processing 352T353,hydrogen if] | NoSettings | 0 | 0 | 0 | 0 | 0 | 0 | 0 | 0 | 0 | 0 | 0 | 0 | 0 | 0 | 0 | 0 | 0 | 0 | 0 | 0 | 0 | 0 | 0 | 0 | 0 | 0 | 0 | 0 | 0 | 0 | 0
BIFUbC BAU Industrial Fuel Use before CCS[water and waste 36T39,electricity if] | NoSettings | 47100000000000 | 46000000000000 | 47200000000000 | 47200000000000 | 46800000000000 | 46400000000000 | 46000000000000 | 45700000000000 | 45400000000000 | 45100000000000 | 44800000000000 | 44400000000000 | 44000000000000 | 43700000000000 | 43300000000000 | 43000000000000 | 42600000000000 | 42300000000000 | 41900000000000 | 41600000000000 | 41300000000000 | 40900000000000 | 40600000000000 | 40200000000000 | 39900000000000 | 39500000000000 | 39200000000000 | 38800000000000 | 38500000000000 | 38100000000000 | 37800000000000
BIFUbC BAU Industrial Fuel Use before CCS[water and waste 36T39,hard coal if] | NoSettings | 0 | 0 | 0 | 0 | 0 | 0 | 0 | 0 | 0 | 0 | 0 | 0 | 0 | 0 | 0 | 0 | 0 | 0 | 0 | 0 | 0 | 0 | 0 | 0 | 0 | 0 | 0 | 0 | 0 | 0 | 0
BIFUbC BAU Industrial Fuel Use before CCS[water and waste 36T39,natural gas if] | NoSettings | 0 | 0 | 0 | 0 | 0 | 0 | 0 | 0 | 0 | 0 | 0 | 0 | 0 | 0 | 0 | 0 | 0 | 0 | 0 | 0 | 0 | 0 | 0 | 0 | 0 | 0 | 0 | 0 | 0 | 0 | 0
BIFUbC BAU Industrial Fuel Use before CCS[water and waste 36T39,biomass if] | NoSettings | 0 | 0 | 0 | 0 | 0 | 0 | 0 | 0 | 0 | 0 | 0 | 0 | 0 | 0 | 0 | 0 | 0 | 0 | 0 | 0 | 0 | 0 | 0 | 0 | 0 | 0 | 0 | 0 | 0 | 0 | 0
BIFUbC BAU Industrial Fuel Use before CCS[water and waste 36T39,petroleum diesel if] | NoSettings | 0 | 0 | 0 | 0 | 0 | 0 | 0 | 0 | 0 | 0 | 0 | 0 | 0 | 0 | 0 | 0 | 0 | 0 | 0 | 0 | 0 | 0 | 0 | 0 | 0 | 0 | 0 | 0 | 0 | 0 | 0
BIFUbC BAU Industrial Fuel Use before CCS[water and waste 36T39,heat if] | NoSettings | 0 | 0 | 0 | 0 | 0 | 0 | 0 | 0 | 0 | 0 | 0 | 0 | 0 | 0 | 0 | 0 | 0 | 0 | 0 | 0 | 0 | 0 | 0 | 0 | 0 | 0 | 0 | 0 | 0 | 0 | 0
BIFUbC BAU Industrial Fuel Use before CCS[water and waste 36T39,crude oil if] | NoSettings | 0 | 0 | 0 | 0 | 0 | 0 | 0 | 0 | 0 | 0 | 0 | 0 | 0 | 0 | 0 | 0 | 0 | 0 | 0 | 0 | 0 | 0 | 0 | 0 | 0 | 0 | 0 | 0 | 0 | 0 | 0
BIFUbC BAU Industrial Fuel Use before CCS[water and waste 36T39,heavy or residual fuel oil if] | NoSettings | 0 | 0 | 0 | 0 | 0 | 0 | 0 | 0 | 0 | 0 | 0 | 0 | 0 | 0 | 0 | 0 | 0 | 0 | 0 | 0 | 0 | 0 | 0 | 0 | 0 | 0 | 0 | 0 | 0 | 0 | 0
BIFUbC BAU Industrial Fuel Use before CCS[water and waste 36T39,LPG propane or butane if] | NoSettings | 0 | 0 | 0 | 0 | 0 | 0 | 0 | 0 | 0 | 0 | 0 | 0 | 0 | 0 | 0 | 0 | 0 | 0 | 0 | 0 | 0 | 0 | 0 | 0 | 0 | 0 | 0 | 0 | 0 | 0 | 0
BIFUbC BAU Industrial Fuel Use before CCS[water and waste 36T39,hydrogen if] | NoSettings | 0 | 0 | 0 | 0 | 0 | 0 | 0 | 0 | 0 | 0 | 0 | 0 | 0 | 0 | 0 | 0 | 0 | 0 | 0 | 0 | 0 | 0 | 0 | 0 | 0 | 0 | 0 | 0 | 0 | 0 | 0
BIFUbC BAU Industrial Fuel Use before CCS[construction 41T43,electricity if] | NoSettings | 2400000000000 | 2390000000000 | 2520000000000 | 2570000000000 | 2620000000000 | 2670000000000 | 2690000000000 | 2700000000000 | 2710000000000 | 2710000000000 | 2720000000000 | 2730000000000 | 2730000000000 | 2740000000000 | 2750000000000 | 2770000000000 | 2790000000000 | 2800000000000 | 2830000000000 | 2840000000000 | 2860000000000 | 2880000000000 | 2910000000000 | 2950000000000 | 2980000000000 | 3000000000000 | 3040000000000 | 3070000000000 | 3100000000000 | 3130000000000 | 3160000000000
BIFUbC BAU Industrial Fuel Use before CCS[construction 41T43,hard coal if] | NoSettings | 0 | 0 | 0 | 0 | 0 | 0 | 0 | 0 | 0 | 0 | 0 | 0 | 0 | 0 | 0 | 0 | 0 | 0 | 0 | 0 | 0 | 0 | 0 | 0 | 0 | 0 | 0 | 0 | 0 | 0 | 0
BIFUbC BAU Industrial Fuel Use before CCS[construction 41T43,natural gas if] | NoSettings | 1781270000000 | 1778280000000 | 1807060000000 | 1845380000000 | 1882790000000 | 1915260000000 | 1932970000000 | 1941880000000 | 1943930000000 | 1945790000000 | 1950970000000 | 1958200000000 | 1960360000000 | 1965210000000 | 1975820000000 | 1990610000000 | 2001180000000 | 2012910000000 | 2029160000000 | 2042180000000 | 2051430000000 | 2066810000000 | 2092380000000 | 2118770000000 | 2138180000000 | 2156490000000 | 2182080000000 | 2204590000000 | 2227110000000 | 2249620000000 | 2272140000000
BIFUbC BAU Industrial Fuel Use before CCS[construction 41T43,biomass if] | NoSettings | 0 | 0 | 0 | 0 | 0 | 0 | 0 | 0 | 0 | 0 | 0 | 0 | 0 | 0 | 0 | 0 | 0 | 0 | 0 | 0 | 0 | 0 | 0 | 0 | 0 | 0 | 0 | 0 | 0 | 0 | 0
BIFUbC BAU Industrial Fuel Use before CCS[construction 41T43,petroleum diesel if] | NoSettings | 29707700000000 | 27896300000000 | 28857000000000 | 29977200000000 | 30516500000000 | 31283700000000 | 31750500000000 | 32039800000000 | 32282600000000 | 32568900000000 | 33002700000000 | 33391000000000 | 33724000000000 | 34221700000000 | 34604200000000 | 34809100000000 | 34937000000000 | 35214000000000 | 35520900000000 | 35867000000000 | 36106400000000 | 36497600000000 | 37077900000000 | 37855700000000 | 38491800000000 | 38907100000000 | 39635900000000 | 40259200000000 | 40882500000000 | 41505800000000 | 42129100000000
BIFUbC BAU Industrial Fuel Use before CCS[construction 41T43,heat if] | NoSettings | 0 | 0 | 0 | 0 | 0 | 0 | 0 | 0 | 0 | 0 | 0 | 0 | 0 | 0 | 0 | 0 | 0 | 0 | 0 | 0 | 0 | 0 | 0 | 0 | 0 | 0 | 0 | 0 | 0 | 0 | 0
BIFUbC BAU Industrial Fuel Use before CCS[construction 41T43,crude oil if] | NoSettings | 0 | 0 | 0 | 0 | 0 | 0 | 0 | 0 | 0 | 0 | 0 | 0 | 0 | 0 | 0 | 0 | 0 | 0 | 0 | 0 | 0 | 0 | 0 | 0 | 0 | 0 | 0 | 0 | 0 | 0 | 0
BIFUbC BAU Industrial Fuel Use before CCS[construction 41T43,heavy or residual fuel oil if] | NoSettings | 0 | 0 | 0 | 0 | 0 | 0 | 0 | 0 | 0 | 0 | 0 | 0 | 0 | 0 | 0 | 0 | 0 | 0 | 0 | 0 | 0 | 0 | 0 | 0 | 0 | 0 | 0 | 0 | 0 | 0 | 0
BIFUbC BAU Industrial Fuel Use before CCS[construction 41T43,LPG propane or butane if] | NoSettings | 0 | 0 | 0 | 0 | 0 | 0 | 0 | 0 | 0 | 0 | 0 | 0 | 0 | 0 | 0 | 0 | 0 | 0 | 0 | 0 | 0 | 0 | 0 | 0 | 0 | 0 | 0 | 0 | 0 | 0 | 0
BIFUbC BAU Industrial Fuel Use before CCS[construction 41T43,hydrogen if] | NoSettings | 0 | 0 | 0 | 0 | 0 | 0 | 0 | 0 | 0 | 0 | 0 | 0 | 0 | 0 | 0 | 0 | 0 | 0 | 0 | 0 | 0 | 0 | 0 | 0 | 0 | 0 | 0 | 0 | 0 | 0 | 0
Output Energy Related CO2 Emissions by Sector[transportation sector] | NoSettings | 143.663 | 158.67 | 157.636 | 156.124 | 153.426 | 150.506 | 147.299 | 143.958 | 140.598 | 136.941 | 132.804 | 129.167 | 125.389 | 122.102 | 118.662 | 115.435 | 112.118 | 108.507 | 104.581 | 100.527 | 96.5251 | 92.5903 | 89.0135 | 85.6807 | 82.5588 | 79.7999 | 77.4867 | 75.514 | 73.8705 | 72.6573 | 71.6195
Output Energy Related CO2 Emissions by Sector[electricity sector] | NoSettings | 57.9348 | 53.8884 | 52.1602 | 50.105 | 48.1263 | 45.7896 | 44.9664 | 43.8339 | 42.6056 | 40.7392 | 38.3353 | 34.4428 | 34.6853 | 33.983 | 32.543 | 30.1036 | 25.4201 | 21.7248 | 20.2464 | 18.3664 | 16.6682 | 14.8352 | 11.7917 | 8.7715 | 6.7949 | 6.4674 | 6.4674 | 6.4674 | 6.4674 | 6.4674 | 6.4674
Output Energy Related CO2 Emissions by Sector[residential buildings sector] | NoSettings | 26.5809 | 27.3731 | 27.3625 | 27.4162 | 27.3486 | 27.3397 | 27.2527 | 27.1405 | 27.0056 | 26.8047 | 26.5495 | 26.3485 | 26.0369 | 25.84 | 25.5341 | 25.2382 | 25.0385 | 24.8459 | 24.5983 | 24.5137 | 24.2778 | 24.1442 | 24.0708 | 24.0055 | 23.99 | 23.9334 | 23.9096 | 23.8989 | 23.8885 | 23.9378 | 23.9816
Output Energy Related CO2 Emissions by Sector[commercial buildings sector] | NoSettings | 11.9756 | 12.1037 | 12.4926 | 12.6896 | 12.7779 | 12.796 | 12.7819 | 12.7368 | 12.6831 | 12.6241 | 12.5329 | 12.5426 | 12.4301 | 12.3387 | 12.2737 | 12.2193 | 12.1225 | 12.0787 | 12.0349 | 12.0038 | 11.9302 | 11.9099 | 11.9426 | 11.9278 | 11.9842 | 12.0415 | 12.0504 | 12.0603 | 12.1339 | 12.2023 | 12.2283
Output Energy Related CO2 Emissions by Sector[industry sector] | NoSettings | 66.287 | 70.0903 | 70.3422 | 71.4265 | 71.9551 | 72.6263 | 72.7195 | 72.6982 | 72.4253 | 72.0471 | 71.6633 | 71.4877 | 71.1296 | 71.1548 | 71.0939 | 70.9504 | 71.0318 | 71.1033 | 71.3221 | 71.5332 | 71.5184 | 71.4986 | 71.7097 | 72.0449 | 72.373 | 70.957 | 71.5808 | 71.5374 | 71.4927 | 71.4454 | 71.4055
Output Energy Related CO2 Emissions by Sector[district heat and hydrogen sector] | NoSettings | 0.012928 | 0.013785 | 0.012766 | 0.011648 | 0.010437 | 0.0091584 | 0.007849 | 0.0065486 | 0.0052409 | 0.0039288 | 0.0026151 | 0.0013059 | 0 | 0 | 0 | 0 | 0 | 0 | 0 | 0 | 0 | 0 | 0 | 0 | 0 | 0 | 0 | 0 | 0 | 0 | 0.0021914
Output Energy Related CO2 Emissions by Sector[LULUCF sector] | NoSettings | 0 | 0 | 0 | 0 | 0 | 0 | 0 | 0 | 0 | 0 | 0 | 0 | 0 | 0 | 0 | 0 | 0 | 0 | 0 | 0 | 0 | 0 | 0 | 0 | 0 | 0 | 0 | 0 | 0 | 0 | 0
Output Energy Related CO2 Emissions by Sector[geoengineering sector] | NoSettings | 0 | 0 | 0 | 0 | 0 | 0 | 0 | 0 | 0 | 0 | 0 | 0 | 0 | 0 | 0 | 0 | 0 | 0 | 0 | 0 | 0 | 0 | 0 | 0 | 0 | 0 | 0 | 0 | 0 | 0 | 0
Output Energy Related CO2 Emissions from Agriculture | NoSettings | 2.516 | 2.4735 | 2.4311 | 2.3887 | 2.3462 | 2.3038 | 2.2613 | 2.2189 | 2.1764 | 2.134 | 2.0915 | 2.0491 | 2.0066 | 1.9642 | 1.9217 | 1.8793 | 1.8368 | 1.7944 | 1.7519 | 1.7095 | 1.667 | 1.6246 | 1.5822 | 1.5397 | 1.4974 | 1.4564 | 1.4137 | 1.3716 | 1.3295 | 1.2873 | 1.2554
Output Energy Related CO2 Emissions from Waste Management | NoSettings | 0 | 0 | 0 | 0 | 0 | 0 | 0 | 0 | 0 | 0 | 0 | 0 | 0 | 0 | 0 | 0 | 0 | 0 | 0 | 0 | 0 | 0 | 0 | 0 | 0 | 0 | 0 | 0 | 0 | 0 | 0
Direct Buildings Pollutant Emissions[urban residential,electricity bf,CO2] | NoSettings | 0 | 0 | 0 | 0 | 0 | 0 | 0 | 0 | 0 | 0 | 0 | 0 | 0 | 0 | 0 | 0 | 0 | 0 | 0 | 0 | 0 | 0 | 0 | 0 | 0 | 0 | 0 | 0 | 0 | 0 | 0
Direct Buildings Pollutant Emissions[urban residential,electricity bf,VOC] | NoSettings | 0 | 0 | 0 | 0 | 0 | 0 | 0 | 0 | 0 | 0 | 0 | 0 | 0 | 0 | 0 | 0 | 0 | 0 | 0 | 0 | 0 | 0 | 0 | 0 | 0 | 0 | 0 | 0 | 0 | 0 | 0
Direct Buildings Pollutant Emissions[urban residential,electricity bf,CO] | NoSettings | 0 | 0 | 0 | 0 | 0 | 0 | 0 | 0 | 0 | 0 | 0 | 0 | 0 | 0 | 0 | 0 | 0 | 0 | 0 | 0 | 0 | 0 | 0 | 0 | 0 | 0 | 0 | 0 | 0 | 0 | 0
Direct Buildings Pollutant Emissions[urban residential,electricity bf,NOx] | NoSettings | 0 | 0 | 0 | 0 | 0 | 0 | 0 | 0 | 0 | 0 | 0 | 0 | 0 | 0 | 0 | 0 | 0 | 0 | 0 | 0 | 0 | 0 | 0 | 0 | 0 | 0 | 0 | 0 | 0 | 0 | 0
Direct Buildings Pollutant Emissions[urban residential,electricity bf,PM10] | NoSettings | 0 | 0 | 0 | 0 | 0 | 0 | 0 | 0 | 0 | 0 | 0 | 0 | 0 | 0 | 0 | 0 | 0 | 0 | 0 | 0 | 0 | 0 | 0 | 0 | 0 | 0 | 0 | 0 | 0 | 0 | 0
Direct Buildings Pollutant Emissions[urban residential,electricity bf,PM25] | NoSettings | 0 | 0 | 0 | 0 | 0 | 0 | 0 | 0 | 0 | 0 | 0 | 0 | 0 | 0 | 0 | 0 | 0 | 0 | 0 | 0 | 0 | 0 | 0 | 0 | 0 | 0 | 0 | 0 | 0 | 0 | 0
Direct Buildings Pollutant Emissions[urban residential,electricity bf,SOx] | NoSettings | 0 | 0 | 0 | 0 | 0 | 0 | 0 | 0 | 0 | 0 | 0 | 0 | 0 | 0 | 0 | 0 | 0 | 0 | 0 | 0 | 0 | 0 | 0 | 0 | 0 | 0 | 0 | 0 | 0 | 0 | 0
Direct Buildings Pollutant Emissions[urban residential,electricity bf,BC] | NoSettings | 0 | 0 | 0 | 0 | 0 | 0 | 0 | 0 | 0 | 0 | 0 | 0 | 0 | 0 | 0 | 0 | 0 | 0 | 0 | 0 | 0 | 0 | 0 | 0 | 0 | 0 | 0 | 0 | 0 | 0 | 0
Direct Buildings Pollutant Emissions[urban residential,electricity bf,OC] | NoSettings | 0 | 0 | 0 | 0 | 0 | 0 | 0 | 0 | 0 | 0 | 0 | 0 | 0 | 0 | 0 | 0 | 0 | 0 | 0 | 0 | 0 | 0 | 0 | 0 | 0 | 0 | 0 | 0 | 0 | 0 | 0
Direct Buildings Pollutant Emissions[urban residential,electricity bf,CH4] | NoSettings | 0 | 0 | 0 | 0 | 0 | 0 | 0 | 0 | 0 | 0 | 0 | 0 | 0 | 0 | 0 | 0 | 0 | 0 | 0 | 0 | 0 | 0 | 0 | 0 | 0 | 0 | 0 | 0 | 0 | 0 | 0
Direct Buildings Pollutant Emissions[urban residential,electricity bf,N2O] | NoSettings | 0 | 0 | 0 | 0 | 0 | 0 | 0 | 0 | 0 | 0 | 0 | 0 | 0 | 0 | 0 | 0 | 0 | 0 | 0 | 0 | 0 | 0 | 0 | 0 | 0 | 0 | 0 | 0 | 0 | 0 | 0
Direct Buildings Pollutant Emissions[urban residential,electricity bf,F gases] | NoSettings | 0 | 0 | 0 | 0 | 0 | 0 | 0 | 0 | 0 | 0 | 0 | 0 | 0 | 0 | 0 | 0 | 0 | 0 | 0 | 0 | 0 | 0 | 0 | 0 | 0 | 0 | 0 | 0 | 0 | 0 | 0
Direct Buildings Pollutant Emissions[urban residential,hard coal bf,CO2] | NoSettings | 0 | 0 | 0 | 0 | 0 | 0 | 0 | 0 | 0 | 0 | 0 | 0 | 0 | 0 | 0 | 0 | 0 | 0 | 0 | 0 | 0 | 0 | 0 | 0 | 0 | 0 | 0 | 0 | 0 | 0 | 0
Direct Buildings Pollutant Emissions[urban residential,hard coal bf,VOC] | NoSettings | 0 | 0 | 0 | 0 | 0 | 0 | 0 | 0 | 0 | 0 | 0 | 0 | 0 | 0 | 0 | 0 | 0 | 0 | 0 | 0 | 0 | 0 | 0 | 0 | 0 | 0 | 0 | 0 | 0 | 0 | 0
Direct Buildings Pollutant Emissions[urban residential,hard coal bf,CO] | NoSettings | 0 | 0 | 0 | 0 | 0 | 0 | 0 | 0 | 0 | 0 | 0 | 0 | 0 | 0 | 0 | 0 | 0 | 0 | 0 | 0 | 0 | 0 | 0 | 0 | 0 | 0 | 0 | 0 | 0 | 0 | 0
Direct Buildings Pollutant Emissions[urban residential,hard coal bf,NOx] | NoSettings | 0 | 0 | 0 | 0 | 0 | 0 | 0 | 0 | 0 | 0 | 0 | 0 | 0 | 0 | 0 | 0 | 0 | 0 | 0 | 0 | 0 | 0 | 0 | 0 | 0 | 0 | 0 | 0 | 0 | 0 | 0
Direct Buildings Pollutant Emissions[urban residential,hard coal bf,PM10] | NoSettings | 0 | 0 | 0 | 0 | 0 | 0 | 0 | 0 | 0 | 0 | 0 | 0 | 0 | 0 | 0 | 0 | 0 | 0 | 0 | 0 | 0 | 0 | 0 | 0 | 0 | 0 | 0 | 0 | 0 | 0 | 0
Direct Buildings Pollutant Emissions[urban residential,hard coal bf,PM25] | NoSettings | 0 | 0 | 0 | 0 | 0 | 0 | 0 | 0 | 0 | 0 | 0 | 0 | 0 | 0 | 0 | 0 | 0 | 0 | 0 | 0 | 0 | 0 | 0 | 0 | 0 | 0 | 0 | 0 | 0 | 0 | 0
Direct Buildings Pollutant Emissions[urban residential,hard coal bf,SOx] | NoSettings | 0 | 0 | 0 | 0 | 0 | 0 | 0 | 0 | 0 | 0 | 0 | 0 | 0 | 0 | 0 | 0 | 0 | 0 | 0 | 0 | 0 | 0 | 0 | 0 | 0 | 0 | 0 | 0 | 0 | 0 | 0
Direct Buildings Pollutant Emissions[urban residential,hard coal bf,BC] | NoSettings | 0 | 0 | 0 | 0 | 0 | 0 | 0 | 0 | 0 | 0 | 0 | 0 | 0 | 0 | 0 | 0 | 0 | 0 | 0 | 0 | 0 | 0 | 0 | 0 | 0 | 0 | 0 | 0 | 0 | 0 | 0
Direct Buildings Pollutant Emissions[urban residential,hard coal bf,OC] | NoSettings | 0 | 0 | 0 | 0 | 0 | 0 | 0 | 0 | 0 | 0 | 0 | 0 | 0 | 0 | 0 | 0 | 0 | 0 | 0 | 0 | 0 | 0 | 0 | 0 | 0 | 0 | 0 | 0 | 0 | 0 | 0
Direct Buildings Pollutant Emissions[urban residential,hard coal bf,CH4] | NoSettings | 0 | 0 | 0 | 0 | 0 | 0 | 0 | 0 | 0 | 0 | 0 | 0 | 0 | 0 | 0 | 0 | 0 | 0 | 0 | 0 | 0 | 0 | 0 | 0 | 0 | 0 | 0 | 0 | 0 | 0 | 0
Direct Buildings Pollutant Emissions[urban residential,hard coal bf,N2O] | NoSettings | 0 | 0 | 0 | 0 | 0 | 0 | 0 | 0 | 0 | 0 | 0 | 0 | 0 | 0 | 0 | 0 | 0 | 0 | 0 | 0 | 0 | 0 | 0 | 0 | 0 | 0 | 0 | 0 | 0 | 0 | 0
Direct Buildings Pollutant Emissions[urban residential,hard coal bf,F gases] | NoSettings | 0 | 0 | 0 | 0 | 0 | 0 | 0 | 0 | 0 | 0 | 0 | 0 | 0 | 0 | 0 | 0 | 0 | 0 | 0 | 0 | 0 | 0 | 0 | 0 | 0 | 0 | 0 | 0 | 0 | 0 | 0
Direct Buildings Pollutant Emissions[urban residential,natural gas bf,CO2] | NoSettings | 24099900000000 | 24895900000000 | 24948700000000 | 25001500000000 | 24948300000000 | 24948100000000 | 24894800000000 | 24788500000000 | 24682200000000 | 24522800000000 | 24310400000000 | 24151000000000 | 23885600000000 | 23726200000000 | 23460800000000 | 23195300000000 | 23036000000000 | 22876700000000 | 22664300000000 | 22611100000000 | 22398800000000 | 22292700000000 | 22239700000000 | 22186600000000 | 22186700000000 | 22133800000000 | 22133900000000 | 22134000000000 | 22134100000000 | 22187300000000 | 22240500000000
Direct Buildings Pollutant Emissions[urban residential,natural gas bf,VOC] | NoSettings | 1041480000 | 1075880000 | 1078160000 | 1080450000 | 1078150000 | 1078140000 | 1075830000 | 1071240000 | 1066650000 | 1059760000 | 1050580000 | 1043690000 | 1032220000 | 1025330000 | 1013860000 | 1002390000 | 995507000 | 988621000 | 979443000 | 977145000 | 967969000 | 963383000 | 961092000 | 958801000 | 958804000 | 956516000 | 956521000 | 956526000 | 956531000 | 958830000 | 961128000
Direct Buildings Pollutant Emissions[urban residential,natural gas bf,CO] | NoSettings | 10237200000 | 10575300000 | 10597800000 | 10620200000 | 10597600000 | 10597500000 | 10574900000 | 10529700000 | 10484600000 | 10416900000 | 10326600000 | 10259000000 | 10146200000 | 10078500000 | 9965740000 | 9852980000 | 9785310000 | 9717630000 | 9627420000 | 9604830000 | 9514630000 | 9469550000 | 9447030000 | 9424510000 | 9424550000 | 9402060000 | 9402110000 | 9402160000 | 9402210000 | 9424800000 | 9447390000
Direct Buildings Pollutant Emissions[urban residential,natural gas bf,NOx] | NoSettings | 16830000000 | 17385800000 | 17422700000 | 17459600000 | 17422400000 | 17422300000 | 17385100000 | 17310800000 | 17236600000 | 17125300000 | 16976900000 | 16865700000 | 16680300000 | 16569000000 | 16383600000 | 16198300000 | 16087000000 | 15975700000 | 15827400000 | 15790300000 | 15642000000 | 15567900000 | 15530900000 | 15493900000 | 15493900000 | 15456900000 | 15457000000 | 15457100000 | 15457200000 | 15494300000 | 15531500000
Direct Buildings Pollutant Emissions[urban residential,natural gas bf,PM10] | NoSettings | 1438000000 | 1485490000 | 1488650000 | 1491800000 | 1488620000 | 1488610000 | 1485430000 | 1479090000 | 1472740000 | 1463230000 | 1450560000 | 1441050000 | 1425210000 | 1415700000 | 1399860000 | 1384030000 | 1374520000 | 1365010000 | 1352340000 | 1349170000 | 1336500000 | 1330170000 | 1327000000 | 1323840000 | 1323840000 | 1320680000 | 1320690000 | 1320700000 | 1320710000 | 1323880000 | 1327050000
Direct Buildings Pollutant Emissions[urban residential,natural gas bf,PM25] | NoSettings | 1438000000 | 1485490000 | 1488650000 | 1491800000 | 1488620000 | 1488610000 | 1485430000 | 1479090000 | 1472740000 | 1463230000 | 1450560000 | 1441050000 | 1425210000 | 1415700000 | 1399860000 | 1384030000 | 1374520000 | 1365010000 | 1352340000 | 1349170000 | 1336500000 | 1330170000 | 1327000000 | 1323840000 | 1323840000 | 1320680000 | 1320690000 | 1320700000 | 1320710000 | 1323880000 | 1327050000
Direct Buildings Pollutant Emissions[urban residential,natural gas bf,SOx] | NoSettings | 109917000 | 113547000 | 113788000 | 114029000 | 113786000 | 113785000 | 113542000 | 113057000 | 112572000 | 111845000 | 110877000 | 110150000 | 108939000 | 108212000 | 107002000 | 105791000 | 105064000 | 104338000 | 103369000 | 103127000 | 102158000 | 101674000 | 101432000 | 101190000 | 101191000 | 100949000 | 100950000 | 100950000 | 100951000 | 101194000 | 101436000
Direct Buildings Pollutant Emissions[urban residential,natural gas bf,BC] | NoSettings | 237093000 | 244924000 | 245443000 | 245963000 | 245439000 | 245437000 | 244913000 | 243867000 | 242821000 | 241253000 | 239163000 | 237596000 | 234984000 | 233417000 | 230805000 | 228194000 | 226626000 | 225059000 | 222970000 | 222447000 | 220357000 | 219313000 | 218792000 | 218270000 | 218271000 | 217750000 | 217751000 | 217753000 | 217754000 | 218277000 | 218800000
Direct Buildings Pollutant Emissions[urban residential,natural gas bf,OC] | NoSettings | 615442000 | 635769000 | 637118000 | 638467000 | 637107000 | 637102000 | 635742000 | 633026000 | 630311000 | 626242000 | 620817000 | 616748000 | 609969000 | 605900000 | 599121000 | 592342000 | 588274000 | 584205000 | 578781000 | 577423000 | 572001000 | 569291000 | 567937000 | 566583000 | 566585000 | 565233000 | 565236000 | 565239000 | 565242000 | 566600000 | 567959000
Direct Buildings Pollutant Emissions[urban residential,natural gas bf,CH4] | NoSettings | 454201000 | 469202000 | 470198000 | 471194000 | 470190000 | 470186000 | 469182000 | 467178000 | 465175000 | 462171000 | 458167000 | 455164000 | 450161000 | 447159000 | 442155000 | 437153000 | 434150000 | 431148000 | 427145000 | 426143000 | 422141000 | 420141000 | 419142000 | 418143000 | 418144000 | 417146000 | 417148000 | 417151000 | 417153000 | 418155000 | 419158000
Direct Buildings Pollutant Emissions[urban residential,natural gas bf,N2O] | NoSettings | 45420100 | 46920200 | 47019800 | 47119400 | 47019000 | 47018600 | 46918200 | 46717800 | 46517500 | 46217100 | 45816700 | 45516400 | 45016100 | 44715900 | 44215500 | 43715300 | 43415000 | 43114800 | 42714500 | 42614300 | 42214100 | 42014100 | 41914200 | 41814300 | 41814400 | 41714600 | 41714800 | 41715100 | 41715300 | 41815500 | 41915800
Direct Buildings Pollutant Emissions[urban residential,natural gas bf,F gases] | NoSettings | 0 | 0 | 0 | 0 | 0 | 0 | 0 | 0 | 0 | 0 | 0 | 0 | 0 | 0 | 0 | 0 | 0 | 0 | 0 | 0 | 0 | 0 | 0 | 0 | 0 | 0 | 0 | 0 | 0 | 0 | 0
Direct Buildings Pollutant Emissions[urban residential,petroleum diesel bf,CO2] | NoSettings | 22046000000 | 22020900000 | 22072600000 | 22052700000 | 22035600000 | 21946900000 | 21936500000 | 21855900000 | 21779000000 | 21632600000 | 21562300000 | 21424000000 | 21288600000 | 21155500000 | 20882600000 | 20688800000 | 20430700000 | 20182200000 | 19801300000 | 19659300000 | 19468500000 | 19311000000 | 19140800000 | 19022500000 | 18978100000 | 18889400000 | 18763700000 | 18763700000 | 18734100000 | 18785800000 | 18734100000
Direct Buildings Pollutant Emissions[urban residential,petroleum diesel bf,VOC] | NoSettings | 334744 | 334362 | 335148 | 334845 | 334587 | 333239 | 333082 | 331858 | 330690 | 328466 | 327399 | 325299 | 323244 | 321223 | 317079 | 314137 | 310218 | 306444 | 300661 | 298505 | 295607 | 293215 | 290632 | 288836 | 288162 | 286814 | 284905 | 284905 | 284456 | 285242 | 284456
Direct Buildings Pollutant Emissions[urban residential,petroleum diesel bf,CO] | NoSettings | 6999510 | 6991530 | 7007970 | 7001630 | 6996230 | 6968050 | 6964760 | 6939170 | 6914740 | 6868250 | 6845940 | 6802030 | 6759060 | 6716790 | 6630140 | 6568620 | 6486670 | 6407770 | 6286840 | 6241750 | 6181170 | 6131150 | 6077140 | 6039570 | 6025480 | 5997300 | 5957380 | 5957380 | 5947990 | 5964430 | 5947990
Direct Buildings Pollutant Emissions[urban residential,petroleum diesel bf,NOx] | NoSettings | 18545900 | 18524800 | 18568300 | 18551500 | 18537200 | 18462600 | 18453900 | 18386000 | 18321300 | 18198100 | 18139000 | 18022700 | 17908800 | 17796800 | 17567300 | 17404200 | 17187100 | 16978000 | 16657600 | 16538200 | 16377600 | 16245100 | 16102000 | 16002500 | 15965100 | 15890500 | 15784700 | 15784700 | 15759800 | 15803400 | 15759800
Direct Buildings Pollutant Emissions[urban residential,petroleum diesel bf,PM10] | NoSettings | 2342310 | 2339640 | 2345140 | 2343020 | 2341210 | 2331780 | 2330680 | 2322120 | 2313950 | 2298390 | 2290920 | 2276230 | 2261850 | 2247700 | 2218710 | 2198120 | 2170690 | 2144290 | 2103820 | 2088730 | 2068460 | 2051720 | 2033650 | 2021080 | 2016360 | 2006930 | 1993570 | 1993570 | 1990430 | 1995930 | 1990430
Direct Buildings Pollutant Emissions[urban residential,petroleum diesel bf,PM25] | NoSettings | 2096400 | 2094010 | 2098930 | 2097030 | 2095410 | 2086970 | 2085990 | 2078320 | 2071010 | 2057080 | 2050400 | 2037250 | 2024380 | 2011720 | 1985770 | 1967340 | 1942800 | 1919170 | 1882950 | 1869440 | 1851300 | 1836320 | 1820140 | 1808890 | 1804670 | 1796230 | 1784270 | 1784270 | 1781460 | 1786380 | 1781460
Direct Buildings Pollutant Emissions[urban residential,petroleum diesel bf,SOx] | NoSettings | 151127 | 150954 | 151309 | 151172 | 151056 | 150447 | 150376 | 149824 | 149296 | 148292 | 147811 | 146863 | 145935 | 145022 | 143151 | 141823 | 140054 | 138350 | 135739 | 134766 | 133458 | 132378 | 131212 | 130400 | 130096 | 129488 | 128626 | 128626 | 128423 | 128778 | 128423
Direct Buildings Pollutant Emissions[urban residential,petroleum diesel bf,BC] | NoSettings | 209550 | 209311 | 209803 | 209614 | 209452 | 208608 | 208510 | 207744 | 207012 | 205620 | 204953 | 203638 | 202352 | 201086 | 198492 | 196650 | 194197 | 191835 | 188214 | 186864 | 185051 | 183553 | 181936 | 180812 | 180390 | 179546 | 178351 | 178351 | 178070 | 178562 | 178070
Direct Buildings Pollutant Emissions[urban residential,petroleum diesel bf,OC] | NoSettings | 524025 | 523427 | 524658 | 524183 | 523779 | 521669 | 521423 | 519507 | 517678 | 514197 | 512527 | 509240 | 506023 | 502858 | 496371 | 491765 | 485630 | 479723 | 470669 | 467294 | 462758 | 459014 | 454970 | 452158 | 451103 | 448993 | 446005 | 446005 | 445301 | 446532 | 445301
Direct Buildings Pollutant Emissions[urban residential,petroleum diesel bf,CH4] | NoSettings | 894240 | 893220 | 895320 | 894510 | 893820 | 890220 | 889800 | 886530 | 883410 | 877470 | 874620 | 869010 | 863520 | 858120 | 847050 | 839190 | 828720 | 818640 | 803190 | 797430 | 789690 | 783300 | 776400 | 771600 | 769800 | 766200 | 761100 | 761100 | 759900 | 762000 | 759900
Direct Buildings Pollutant Emissions[urban residential,petroleum diesel bf,N2O] | NoSettings | 178848 | 178644 | 179064 | 178902 | 178764 | 178044 | 177960 | 177306 | 176682 | 175494 | 174924 | 173802 | 172704 | 171624 | 169410 | 167838 | 165744 | 163728 | 160638 | 159486 | 157938 | 156660 | 155280 | 154320 | 153960 | 153240 | 152220 | 152220 | 151980 | 152400 | 151980
Direct Buildings Pollutant Emissions[urban residential,petroleum diesel bf,F gases] | NoSettings | 0 | 0 | 0 | 0 | 0 | 0 | 0 | 0 | 0 | 0 | 0 | 0 | 0 | 0 | 0 | 0 | 0 | 0 | 0 | 0 | 0 | 0 | 0 | 0 | 0 | 0 | 0 | 0 | 0 | 0 | 0
Direct Buildings Pollutant Emissions[urban residential,heat bf,CO2] | NoSettings | 0 | 0 | 0 | 0 | 0 | 0 | 0 | 0 | 0 | 0 | 0 | 0 | 0 | 0 | 0 | 0 | 0 | 0 | 0 | 0 | 0 | 0 | 0 | 0 | 0 | 0 | 0 | 0 | 0 | 0 | 0
Direct Buildings Pollutant Emissions[urban residential,heat bf,VOC] | NoSettings | 0 | 0 | 0 | 0 | 0 | 0 | 0 | 0 | 0 | 0 | 0 | 0 | 0 | 0 | 0 | 0 | 0 | 0 | 0 | 0 | 0 | 0 | 0 | 0 | 0 | 0 | 0 | 0 | 0 | 0 | 0
Direct Buildings Pollutant Emissions[urban residential,heat bf,CO] | NoSettings | 0 | 0 | 0 | 0 | 0 | 0 | 0 | 0 | 0 | 0 | 0 | 0 | 0 | 0 | 0 | 0 | 0 | 0 | 0 | 0 | 0 | 0 | 0 | 0 | 0 | 0 | 0 | 0 | 0 | 0 | 0
Direct Buildings Pollutant Emissions[urban residential,heat bf,NOx] | NoSettings | 0 | 0 | 0 | 0 | 0 | 0 | 0 | 0 | 0 | 0 | 0 | 0 | 0 | 0 | 0 | 0 | 0 | 0 | 0 | 0 | 0 | 0 | 0 | 0 | 0 | 0 | 0 | 0 | 0 | 0 | 0
Direct Buildings Pollutant Emissions[urban residential,heat bf,PM10] | NoSettings | 0 | 0 | 0 | 0 | 0 | 0 | 0 | 0 | 0 | 0 | 0 | 0 | 0 | 0 | 0 | 0 | 0 | 0 | 0 | 0 | 0 | 0 | 0 | 0 | 0 | 0 | 0 | 0 | 0 | 0 | 0
Direct Buildings Pollutant Emissions[urban residential,heat bf,PM25] | NoSettings | 0 | 0 | 0 | 0 | 0 | 0 | 0 | 0 | 0 | 0 | 0 | 0 | 0 | 0 | 0 | 0 | 0 | 0 | 0 | 0 | 0 | 0 | 0 | 0 | 0 | 0 | 0 | 0 | 0 | 0 | 0
Direct Buildings Pollutant Emissions[urban residential,heat bf,SOx] | NoSettings | 0 | 0 | 0 | 0 | 0 | 0 | 0 | 0 | 0 | 0 | 0 | 0 | 0 | 0 | 0 | 0 | 0 | 0 | 0 | 0 | 0 | 0 | 0 | 0 | 0 | 0 | 0 | 0 | 0 | 0 | 0
Direct Buildings Pollutant Emissions[urban residential,heat bf,BC] | NoSettings | 0 | 0 | 0 | 0 | 0 | 0 | 0 | 0 | 0 | 0 | 0 | 0 | 0 | 0 | 0 | 0 | 0 | 0 | 0 | 0 | 0 | 0 | 0 | 0 | 0 | 0 | 0 | 0 | 0 | 0 | 0
Direct Buildings Pollutant Emissions[urban residential,heat bf,OC] | NoSettings | 0 | 0 | 0 | 0 | 0 | 0 | 0 | 0 | 0 | 0 | 0 | 0 | 0 | 0 | 0 | 0 | 0 | 0 | 0 | 0 | 0 | 0 | 0 | 0 | 0 | 0 | 0 | 0 | 0 | 0 | 0
Direct Buildings Pollutant Emissions[urban residential,heat bf,CH4] | NoSettings | 0 | 0 | 0 | 0 | 0 | 0 | 0 | 0 | 0 | 0 | 0 | 0 | 0 | 0 | 0 | 0 | 0 | 0 | 0 | 0 | 0 | 0 | 0 | 0 | 0 | 0 | 0 | 0 | 0 | 0 | 0
Direct Buildings Pollutant Emissions[urban residential,heat bf,N2O] | NoSettings | 0 | 0 | 0 | 0 | 0 | 0 | 0 | 0 | 0 | 0 | 0 | 0 | 0 | 0 | 0 | 0 | 0 | 0 | 0 | 0 | 0 | 0 | 0 | 0 | 0 | 0 | 0 | 0 | 0 | 0 | 0
Direct Buildings Pollutant Emissions[urban residential,heat bf,F gases] | NoSettings | 0 | 0 | 0 | 0 | 0 | 0 | 0 | 0 | 0 | 0 | 0 | 0 | 0 | 0 | 0 | 0 | 0 | 0 | 0 | 0 | 0 | 0 | 0 | 0 | 0 | 0 | 0 | 0 | 0 | 0 | 0
Direct Buildings Pollutant Emissions[urban residential,biomass bf,CO2] | NoSettings | 0 | 0 | 0 | 0 | 0 | 0 | 0 | 0 | 0 | 0 | 0 | 0 | 0 | 0 | 0 | 0 | 0 | 0 | 0 | 0 | 0 | 0 | 0 | 0 | 0 | 0 | 0 | 0 | 0 | 0 | 0
Direct Buildings Pollutant Emissions[urban residential,biomass bf,VOC] | NoSettings | 10199400 | 10199400 | 10199400 | 10199400 | 10199400 | 10199400 | 10199400 | 10199400 | 10199400 | 10199400 | 10199400 | 10199400 | 10199400 | 10199400 | 10199400 | 10199400 | 10199400 | 10199400 | 10199400 | 10199400 | 10199400 | 10199400 | 10199400 | 10199400 | 10199400 | 10199400 | 10199400 | 10199400 | 10199400 | 10199400 | 10199400
Direct Buildings Pollutant Emissions[urban residential,biomass bf,CO] | NoSettings | 161731000 | 161731000 | 161731000 | 161731000 | 161731000 | 161731000 | 161731000 | 161731000 | 161731000 | 161731000 | 161731000 | 161731000 | 161731000 | 161731000 | 161731000 | 161731000 | 161731000 | 161731000 | 161731000 | 161731000 | 161731000 | 161731000 | 161731000 | 161731000 | 161731000 | 161731000 | 161731000 | 161731000 | 161731000 | 161731000 | 161731000
Direct Buildings Pollutant Emissions[urban residential,biomass bf,NOx] | NoSettings | 1064970000 | 1064970000 | 1064970000 | 1064970000 | 1064970000 | 1064970000 | 1064970000 | 1064970000 | 1064970000 | 1064970000 | 1064970000 | 1064970000 | 1064970000 | 1064970000 | 1064970000 | 1064970000 | 1064970000 | 1064970000 | 1064970000 | 1064970000 | 1064970000 | 1064970000 | 1064970000 | 1064970000 | 1064970000 | 1064970000 | 1064970000 | 1064970000 | 1064970000 | 1064970000 | 1064970000
Direct Buildings Pollutant Emissions[urban residential,biomass bf,PM10] | NoSettings | 23798600 | 23798600 | 23798600 | 23798600 | 23798600 | 23798600 | 23798600 | 23798600 | 23798600 | 23798600 | 23798600 | 23798600 | 23798600 | 23798600 | 23798600 | 23798600 | 23798600 | 23798600 | 23798600 | 23798600 | 23798600 | 23798600 | 23798600 | 23798600 | 23798600 | 23798600 | 23798600 | 23798600 | 23798600 | 23798600 | 23798600
Direct Buildings Pollutant Emissions[urban residential,biomass bf,PM25] | NoSettings | 21021800 | 21021800 | 21021800 | 21021800 | 21021800 | 21021800 | 21021800 | 21021800 | 21021800 | 21021800 | 21021800 | 21021800 | 21021800 | 21021800 | 21021800 | 21021800 | 21021800 | 21021800 | 21021800 | 21021800 | 21021800 | 21021800 | 21021800 | 21021800 | 21021800 | 21021800 | 21021800 | 21021800 | 21021800 | 21021800 | 21021800
Direct Buildings Pollutant Emissions[urban residential,biomass bf,SOx] | NoSettings | 721452000 | 721452000 | 721452000 | 721452000 | 721452000 | 721452000 | 721452000 | 721452000 | 721452000 | 721452000 | 721452000 | 721452000 | 721452000 | 721452000 | 721452000 | 721452000 | 721452000 | 721452000 | 721452000 | 721452000 | 721452000 | 721452000 | 721452000 | 721452000 | 721452000 | 721452000 | 721452000 | 721452000 | 721452000 | 721452000 | 721452000
Direct Buildings Pollutant Emissions[urban residential,biomass bf,BC] | NoSettings | 2901400 | 2901400 | 2901400 | 2901400 | 2901400 | 2901400 | 2901400 | 2901400 | 2901400 | 2901400 | 2901400 | 2901400 | 2901400 | 2901400 | 2901400 | 2901400 | 2901400 | 2901400 | 2901400 | 2901400 | 2901400 | 2901400 | 2901400 | 2901400 | 2901400 | 2901400 | 2901400 | 2901400 | 2901400 | 2901400 | 2901400
Direct Buildings Pollutant Emissions[urban residential,biomass bf,OC] | NoSettings | 6853000 | 6853000 | 6853000 | 6853000 | 6853000 | 6853000 | 6853000 | 6853000 | 6853000 | 6853000 | 6853000 | 6853000 | 6853000 | 6853000 | 6853000 | 6853000 | 6853000 | 6853000 | 6853000 | 6853000 | 6853000 | 6853000 | 6853000 | 6853000 | 6853000 | 6853000 | 6853000 | 6853000 | 6853000 | 6853000 | 6853000
Direct Buildings Pollutant Emissions[urban residential,biomass bf,CH4] | NoSettings | 0 | 0 | 0 | 0 | 0 | 0 | 0 | 0 | 0 | 0 | 0 | 0 | 0 | 0 | 0 | 0 | 0 | 0 | 0 | 0 | 0 | 0 | 0 | 0 | 0 | 0 | 0 | 0 | 0 | 0 | 0
Direct Buildings Pollutant Emissions[urban residential,biomass bf,N2O] | NoSettings | 0 | 0 | 0 | 0 | 0 | 0 | 0 | 0 | 0 | 0 | 0 | 0 | 0 | 0 | 0 | 0 | 0 | 0 | 0 | 0 | 0 | 0 | 0 | 0 | 0 | 0 | 0 | 0 | 0 | 0 | 0
Direct Buildings Pollutant Emissions[urban residential,biomass bf,F gases] | NoSettings | 0 | 0 | 0 | 0 | 0 | 0 | 0 | 0 | 0 | 0 | 0 | 0 | 0 | 0 | 0 | 0 | 0 | 0 | 0 | 0 | 0 | 0 | 0 | 0 | 0 | 0 | 0 | 0 | 0 | 0 | 0
Direct Buildings Pollutant Emissions[urban residential,kerosene bf,CO2] | NoSettings | 0 | 0 | 0 | 0 | 0 | 0 | 0 | 0 | 0 | 0 | 0 | 0 | 0 | 0 | 0 | 0 | 0 | 0 | 0 | 0 | 0 | 0 | 0 | 0 | 0 | 0 | 0 | 0 | 0 | 0 | 0
Direct Buildings Pollutant Emissions[urban residential,kerosene bf,VOC] | NoSettings | 0 | 0 | 0 | 0 | 0 | 0 | 0 | 0 | 0 | 0 | 0 | 0 | 0 | 0 | 0 | 0 | 0 | 0 | 0 | 0 | 0 | 0 | 0 | 0 | 0 | 0 | 0 | 0 | 0 | 0 | 0
Direct Buildings Pollutant Emissions[urban residential,kerosene bf,CO] | NoSettings | 0 | 0 | 0 | 0 | 0 | 0 | 0 | 0 | 0 | 0 | 0 | 0 | 0 | 0 | 0 | 0 | 0 | 0 | 0 | 0 | 0 | 0 | 0 | 0 | 0 | 0 | 0 | 0 | 0 | 0 | 0
Direct Buildings Pollutant Emissions[urban residential,kerosene bf,NOx] | NoSettings | 0 | 0 | 0 | 0 | 0 | 0 | 0 | 0 | 0 | 0 | 0 | 0 | 0 | 0 | 0 | 0 | 0 | 0 | 0 | 0 | 0 | 0 | 0 | 0 | 0 | 0 | 0 | 0 | 0 | 0 | 0
Direct Buildings Pollutant Emissions[urban residential,kerosene bf,PM10] | NoSettings | 0 | 0 | 0 | 0 | 0 | 0 | 0 | 0 | 0 | 0 | 0 | 0 | 0 | 0 | 0 | 0 | 0 | 0 | 0 | 0 | 0 | 0 | 0 | 0 | 0 | 0 | 0 | 0 | 0 | 0 | 0
Direct Buildings Pollutant Emissions[urban residential,kerosene bf,PM25] | NoSettings | 0 | 0 | 0 | 0 | 0 | 0 | 0 | 0 | 0 | 0 | 0 | 0 | 0 | 0 | 0 | 0 | 0 | 0 | 0 | 0 | 0 | 0 | 0 | 0 | 0 | 0 | 0 | 0 | 0 | 0 | 0
Direct Buildings Pollutant Emissions[urban residential,kerosene bf,SOx] | NoSettings | 0 | 0 | 0 | 0 | 0 | 0 | 0 | 0 | 0 | 0 | 0 | 0 | 0 | 0 | 0 | 0 | 0 | 0 | 0 | 0 | 0 | 0 | 0 | 0 | 0 | 0 | 0 | 0 | 0 | 0 | 0
Direct Buildings Pollutant Emissions[urban residential,kerosene bf,BC] | NoSettings | 0 | 0 | 0 | 0 | 0 | 0 | 0 | 0 | 0 | 0 | 0 | 0 | 0 | 0 | 0 | 0 | 0 | 0 | 0 | 0 | 0 | 0 | 0 | 0 | 0 | 0 | 0 | 0 | 0 | 0 | 0
Direct Buildings Pollutant Emissions[urban residential,kerosene bf,OC] | NoSettings | 0 | 0 | 0 | 0 | 0 | 0 | 0 | 0 | 0 | 0 | 0 | 0 | 0 | 0 | 0 | 0 | 0 | 0 | 0 | 0 | 0 | 0 | 0 | 0 | 0 | 0 | 0 | 0 | 0 | 0 | 0
Direct Buildings Pollutant Emissions[urban residential,kerosene bf,CH4] | NoSettings | 0 | 0 | 0 | 0 | 0 | 0 | 0 | 0 | 0 | 0 | 0 | 0 | 0 | 0 | 0 | 0 | 0 | 0 | 0 | 0 | 0 | 0 | 0 | 0 | 0 | 0 | 0 | 0 | 0 | 0 | 0
Direct Buildings Pollutant Emissions[urban residential,kerosene bf,N2O] | NoSettings | 0 | 0 | 0 | 0 | 0 | 0 | 0 | 0 | 0 | 0 | 0 | 0 | 0 | 0 | 0 | 0 | 0 | 0 | 0 | 0 | 0 | 0 | 0 | 0 | 0 | 0 | 0 | 0 | 0 | 0 | 0
Direct Buildings Pollutant Emissions[urban residential,kerosene bf,F gases] | NoSettings | 0 | 0 | 0 | 0 | 0 | 0 | 0 | 0 | 0 | 0 | 0 | 0 | 0 | 0 | 0 | 0 | 0 | 0 | 0 | 0 | 0 | 0 | 0 | 0 | 0 | 0 | 0 | 0 | 0 | 0 | 0
Direct Buildings Pollutant Emissions[urban residential,heavy or residual fuel oil bf,CO2] | NoSettings | 0 | 0 | 0 | 0 | 0 | 0 | 0 | 0 | 0 | 0 | 0 | 0 | 0 | 0 | 0 | 0 | 0 | 0 | 0 | 0 | 0 | 0 | 0 | 0 | 0 | 0 | 0 | 0 | 0 | 0 | 0
Direct Buildings Pollutant Emissions[urban residential,heavy or residual fuel oil bf,VOC] | NoSettings | 0 | 0 | 0 | 0 | 0 | 0 | 0 | 0 | 0 | 0 | 0 | 0 | 0 | 0 | 0 | 0 | 0 | 0 | 0 | 0 | 0 | 0 | 0 | 0 | 0 | 0 | 0 | 0 | 0 | 0 | 0
Direct Buildings Pollutant Emissions[urban residential,heavy or residual fuel oil bf,CO] | NoSettings | 0 | 0 | 0 | 0 | 0 | 0 | 0 | 0 | 0 | 0 | 0 | 0 | 0 | 0 | 0 | 0 | 0 | 0 | 0 | 0 | 0 | 0 | 0 | 0 | 0 | 0 | 0 | 0 | 0 | 0 | 0
Direct Buildings Pollutant Emissions[urban residential,heavy or residual fuel oil bf,NOx] | NoSettings | 0 | 0 | 0 | 0 | 0 | 0 | 0 | 0 | 0 | 0 | 0 | 0 | 0 | 0 | 0 | 0 | 0 | 0 | 0 | 0 | 0 | 0 | 0 | 0 | 0 | 0 | 0 | 0 | 0 | 0 | 0
Direct Buildings Pollutant Emissions[urban residential,heavy or residual fuel oil bf,PM10] | NoSettings | 0 | 0 | 0 | 0 | 0 | 0 | 0 | 0 | 0 | 0 | 0 | 0 | 0 | 0 | 0 | 0 | 0 | 0 | 0 | 0 | 0 | 0 | 0 | 0 | 0 | 0 | 0 | 0 | 0 | 0 | 0
Direct Buildings Pollutant Emissions[urban residential,heavy or residual fuel oil bf,PM25] | NoSettings | 0 | 0 | 0 | 0 | 0 | 0 | 0 | 0 | 0 | 0 | 0 | 0 | 0 | 0 | 0 | 0 | 0 | 0 | 0 | 0 | 0 | 0 | 0 | 0 | 0 | 0 | 0 | 0 | 0 | 0 | 0
Direct Buildings Pollutant Emissions[urban residential,heavy or residual fuel oil bf,SOx] | NoSettings | 0 | 0 | 0 | 0 | 0 | 0 | 0 | 0 | 0 | 0 | 0 | 0 | 0 | 0 | 0 | 0 | 0 | 0 | 0 | 0 | 0 | 0 | 0 | 0 | 0 | 0 | 0 | 0 | 0 | 0 | 0
Direct Buildings Pollutant Emissions[urban residential,heavy or residual fuel oil bf,BC] | NoSettings | 0 | 0 | 0 | 0 | 0 | 0 | 0 | 0 | 0 | 0 | 0 | 0 | 0 | 0 | 0 | 0 | 0 | 0 | 0 | 0 | 0 | 0 | 0 | 0 | 0 | 0 | 0 | 0 | 0 | 0 | 0
Direct Buildings Pollutant Emissions[urban residential,heavy or residual fuel oil bf,OC] | NoSettings | 0 | 0 | 0 | 0 | 0 | 0 | 0 | 0 | 0 | 0 | 0 | 0 | 0 | 0 | 0 | 0 | 0 | 0 | 0 | 0 | 0 | 0 | 0 | 0 | 0 | 0 | 0 | 0 | 0 | 0 | 0
Direct Buildings Pollutant Emissions[urban residential,heavy or residual fuel oil bf,CH4] | NoSettings | 0 | 0 | 0 | 0 | 0 | 0 | 0 | 0 | 0 | 0 | 0 | 0 | 0 | 0 | 0 | 0 | 0 | 0 | 0 | 0 | 0 | 0 | 0 | 0 | 0 | 0 | 0 | 0 | 0 | 0 | 0
Direct Buildings Pollutant Emissions[urban residential,heavy or residual fuel oil bf,N2O] | NoSettings | 0 | 0 | 0 | 0 | 0 | 0 | 0 | 0 | 0 | 0 | 0 | 0 | 0 | 0 | 0 | 0 | 0 | 0 | 0 | 0 | 0 | 0 | 0 | 0 | 0 | 0 | 0 | 0 | 0 | 0 | 0
Direct Buildings Pollutant Emissions[urban residential,heavy or residual fuel oil bf,F gases] | NoSettings | 0 | 0 | 0 | 0 | 0 | 0 | 0 | 0 | 0 | 0 | 0 | 0 | 0 | 0 | 0 | 0 | 0 | 0 | 0 | 0 | 0 | 0 | 0 | 0 | 0 | 0 | 0 | 0 | 0 | 0 | 0
Direct Buildings Pollutant Emissions[urban residential,LPG propane or butane bf,CO2] | NoSettings | 1010400000000 | 965537000000 | 905920000000 | 905920000000 | 897931000000 | 885639000000 | 865357000000 | 860440000000 | 840773000000 | 808814000000 | 786688000000 | 755958000000 | 725843000000 | 703102000000 | 682206000000 | 661310000000 | 641028000000 | 622590000000 | 602308000000 | 580797000000 | 566047000000 | 551911000000 | 539619000000 | 527327000000 | 516879000000 | 511347000000 | 496597000000 | 489222000000 | 480617000000 | 472627000000 | 465252000000
Direct Buildings Pollutant Emissions[urban residential,LPG propane or butane bf,VOC] | NoSettings | 65266800 | 62368700 | 58517800 | 58517800 | 58001700 | 57207700 | 55897600 | 55580000 | 54309600 | 52245200 | 50816000 | 48831000 | 46885700 | 45416800 | 44067000 | 42717200 | 41407100 | 40216100 | 38906000 | 37516500 | 36563700 | 35650600 | 34856600 | 34062600 | 33387700 | 33030400 | 32077600 | 31601200 | 31045400 | 30529300 | 30052900
Direct Buildings Pollutant Emissions[urban residential,LPG propane or butane bf,CO] | NoSettings | 53939600 | 51544500 | 48361900 | 48361900 | 47935400 | 47279200 | 46196500 | 45934000 | 44884100 | 43178000 | 41996800 | 40356300 | 38748600 | 37534600 | 36419100 | 35303600 | 34220800 | 33236500 | 32153800 | 31005500 | 30218000 | 29463400 | 28807200 | 28151000 | 27593200 | 27297900 | 26510500 | 26116800 | 25657400 | 25230900 | 24837200
Direct Buildings Pollutant Emissions[urban residential,LPG propane or butane bf,NOx] | NoSettings | 1060510000 | 1013420000 | 950848000 | 950848000 | 942462000 | 929560000 | 908273000 | 903112000 | 882469000 | 848925000 | 825702000 | 793448000 | 761839000 | 737972000 | 716039000 | 694106000 | 672818000 | 653466000 | 632178000 | 609601000 | 594119000 | 579282000 | 566380000 | 553479000 | 542512000 | 536707000 | 521225000 | 513484000 | 504453000 | 496067000 | 488326000
Direct Buildings Pollutant Emissions[urban residential,LPG propane or butane bf,PM10] | NoSettings | 57112600 | 54576500 | 51206800 | 51206800 | 50755100 | 50060300 | 48913900 | 48636000 | 47524300 | 45717800 | 44467200 | 42730200 | 41027900 | 39742600 | 38561400 | 37380200 | 36233800 | 35191600 | 34045200 | 32829300 | 31995500 | 31196500 | 30501700 | 29806900 | 29216300 | 28903700 | 28069900 | 27653000 | 27166700 | 26715100 | 26298200
Direct Buildings Pollutant Emissions[urban residential,LPG propane or butane bf,PM25] | NoSettings | 57112600 | 54576500 | 51206800 | 51206800 | 50755100 | 50060300 | 48913900 | 48636000 | 47524300 | 45717800 | 44467200 | 42730200 | 41027900 | 39742600 | 38561400 | 37380200 | 36233800 | 35191600 | 34045200 | 32829300 | 31995500 | 31196500 | 30501700 | 29806900 | 29216300 | 28903700 | 28069900 | 27653000 | 27166700 | 26715100 | 26298200
Direct Buildings Pollutant Emissions[urban residential,LPG propane or butane bf,SOx] | NoSettings | 0 | 0 | 0 | 0 | 0 | 0 | 0 | 0 | 0 | 0 | 0 | 0 | 0 | 0 | 0 | 0 | 0 | 0 | 0 | 0 | 0 | 0 | 0 | 0 | 0 | 0 | 0 | 0 | 0 | 0 | 0
Direct Buildings Pollutant Emissions[urban residential,LPG propane or butane bf,BC] | NoSettings | 9420120 | 9001830 | 8446020 | 8446020 | 8371530 | 8256930 | 8067840 | 8022000 | 7838640 | 7540680 | 7334400 | 7047900 | 6767130 | 6555120 | 6360300 | 6165480 | 5976390 | 5804490 | 5615400 | 5414850 | 5277330 | 5145540 | 5030940 | 4916340 | 4818930 | 4767360 | 4629840 | 4561080 | 4480860 | 4406370 | 4337610
Direct Buildings Pollutant Emissions[urban residential,LPG propane or butane bf,OC] | NoSettings | 24446300 | 23360800 | 21918400 | 21918400 | 21725100 | 21427700 | 20937000 | 20818000 | 20342200 | 19568900 | 19033600 | 18290100 | 17561500 | 17011300 | 16505700 | 16000100 | 15509400 | 15063300 | 14572600 | 14052200 | 13695300 | 13353300 | 13055900 | 12758500 | 12505700 | 12371800 | 12015000 | 11836500 | 11628300 | 11435000 | 11256600
Direct Buildings Pollutant Emissions[urban residential,LPG propane or butane bf,CH4] | NoSettings | 49320000 | 47130000 | 44220000 | 44220000 | 43830000 | 43230000 | 42240000 | 42000000 | 41040000 | 39480000 | 38400000 | 36900000 | 35430000 | 34320000 | 33300000 | 32280000 | 31290000 | 30390000 | 29400000 | 28350000 | 27630000 | 26940000 | 26340000 | 25740000 | 25230000 | 24960000 | 24240000 | 23880000 | 23460000 | 23070000 | 22710000
Direct Buildings Pollutant Emissions[urban residential,LPG propane or butane bf,N2O] | NoSettings | 9864000 | 9426000 | 8844000 | 8844000 | 8766000 | 8646000 | 8448000 | 8400000 | 8208000 | 7896000 | 7680000 | 7380000 | 7086000 | 6864000 | 6660000 | 6456000 | 6258000 | 6078000 | 5880000 | 5670000 | 5526000 | 5388000 | 5268000 | 5148000 | 5046000 | 4992000 | 4848000 | 4776000 | 4692000 | 4614000 | 4542000
Direct Buildings Pollutant Emissions[urban residential,LPG propane or butane bf,F gases] | NoSettings | 0 | 0 | 0 | 0 | 0 | 0 | 0 | 0 | 0 | 0 | 0 | 0 | 0 | 0 | 0 | 0 | 0 | 0 | 0 | 0 | 0 | 0 | 0 | 0 | 0 | 0 | 0 | 0 | 0 | 0 | 0
Direct Buildings Pollutant Emissions[urban residential,hydrogen bf,CO2] | NoSettings | 0 | 0 | 0 | 0 | 0 | 0 | 0 | 0 | 0 | 0 | 0 | 0 | 0 | 0 | 0 | 0 | 0 | 0 | 0 | 0 | 0 | 0 | 0 | 0 | 0 | 0 | 0 | 0 | 0 | 0 | 0
Direct Buildings Pollutant Emissions[urban residential,hydrogen bf,VOC] | NoSettings | 0 | 0 | 0 | 0 | 0 | 0 | 0 | 0 | 0 | 0 | 0 | 0 | 0 | 0 | 0 | 0 | 0 | 0 | 0 | 0 | 0 | 0 | 0 | 0 | 0 | 0 | 0 | 0 | 0 | 0 | 0
Direct Buildings Pollutant Emissions[urban residential,hydrogen bf,CO] | NoSettings | 0 | 0 | 0 | 0 | 0 | 0 | 0 | 0 | 0 | 0 | 0 | 0 | 0 | 0 | 0 | 0 | 0 | 0 | 0 | 0 | 0 | 0 | 0 | 0 | 0 | 0 | 0 | 0 | 0 | 0 | 0
Direct Buildings Pollutant Emissions[urban residential,hydrogen bf,NOx] | NoSettings | 0 | 0 | 0 | 0 | 0 | 0 | 0 | 0 | 0 | 0 | 0 | 0 | 0 | 0 | 0 | 0 | 0 | 0 | 0 | 0 | 0 | 0 | 0 | 0 | 0 | 0 | 0 | 0 | 0 | 0 | 0
Direct Buildings Pollutant Emissions[urban residential,hydrogen bf,PM10] | NoSettings | 0 | 0 | 0 | 0 | 0 | 0 | 0 | 0 | 0 | 0 | 0 | 0 | 0 | 0 | 0 | 0 | 0 | 0 | 0 | 0 | 0 | 0 | 0 | 0 | 0 | 0 | 0 | 0 | 0 | 0 | 0
Direct Buildings Pollutant Emissions[urban residential,hydrogen bf,PM25] | NoSettings | 0 | 0 | 0 | 0 | 0 | 0 | 0 | 0 | 0 | 0 | 0 | 0 | 0 | 0 | 0 | 0 | 0 | 0 | 0 | 0 | 0 | 0 | 0 | 0 | 0 | 0 | 0 | 0 | 0 | 0 | 0
Direct Buildings Pollutant Emissions[urban residential,hydrogen bf,SOx] | NoSettings | 0 | 0 | 0 | 0 | 0 | 0 | 0 | 0 | 0 | 0 | 0 | 0 | 0 | 0 | 0 | 0 | 0 | 0 | 0 | 0 | 0 | 0 | 0 | 0 | 0 | 0 | 0 | 0 | 0 | 0 | 0
Direct Buildings Pollutant Emissions[urban residential,hydrogen bf,BC] | NoSettings | 0 | 0 | 0 | 0 | 0 | 0 | 0 | 0 | 0 | 0 | 0 | 0 | 0 | 0 | 0 | 0 | 0 | 0 | 0 | 0 | 0 | 0 | 0 | 0 | 0 | 0 | 0 | 0 | 0 | 0 | 0
Direct Buildings Pollutant Emissions[urban residential,hydrogen bf,OC] | NoSettings | 0 | 0 | 0 | 0 | 0 | 0 | 0 | 0 | 0 | 0 | 0 | 0 | 0 | 0 | 0 | 0 | 0 | 0 | 0 | 0 | 0 | 0 | 0 | 0 | 0 | 0 | 0 | 0 | 0 | 0 | 0
Direct Buildings Pollutant Emissions[urban residential,hydrogen bf,CH4] | NoSettings | 0 | 0 | 0 | 0 | 0 | 0 | 0 | 0 | 0 | 0 | 0 | 0 | 0 | 0 | 0 | 0 | 0 | 0 | 0 | 0 | 0 | 0 | 0 | 0 | 0 | 0 | 0 | 0 | 0 | 0 | 0
Direct Buildings Pollutant Emissions[urban residential,hydrogen bf,N2O] | NoSettings | 0 | 0 | 0 | 0 | 0 | 0 | 0 | 0 | 0 | 0 | 0 | 0 | 0 | 0 | 0 | 0 | 0 | 0 | 0 | 0 | 0 | 0 | 0 | 0 | 0 | 0 | 0 | 0 | 0 | 0 | 0
Direct Buildings Pollutant Emissions[urban residential,hydrogen bf,F gases] | NoSettings | 0 | 0 | 0 | 0 | 0 | 0 | 0 | 0 | 0 | 0 | 0 | 0 | 0 | 0 | 0 | 0 | 0 | 0 | 0 | 0 | 0 | 0 | 0 | 0 | 0 | 0 | 0 | 0 | 0 | 0 | 0
Direct Buildings Pollutant Emissions[rural residential,electricity bf,CO2] | NoSettings | 0 | 0 | 0 | 0 | 0 | 0 | 0 | 0 | 0 | 0 | 0 | 0 | 0 | 0 | 0 | 0 | 0 | 0 | 0 | 0 | 0 | 0 | 0 | 0 | 0 | 0 | 0 | 0 | 0 | 0 | 0
Direct Buildings Pollutant Emissions[rural residential,electricity bf,VOC] | NoSettings | 0 | 0 | 0 | 0 | 0 | 0 | 0 | 0 | 0 | 0 | 0 | 0 | 0 | 0 | 0 | 0 | 0 | 0 | 0 | 0 | 0 | 0 | 0 | 0 | 0 | 0 | 0 | 0 | 0 | 0 | 0
Direct Buildings Pollutant Emissions[rural residential,electricity bf,CO] | NoSettings | 0 | 0 | 0 | 0 | 0 | 0 | 0 | 0 | 0 | 0 | 0 | 0 | 0 | 0 | 0 | 0 | 0 | 0 | 0 | 0 | 0 | 0 | 0 | 0 | 0 | 0 | 0 | 0 | 0 | 0 | 0
Direct Buildings Pollutant Emissions[rural residential,electricity bf,NOx] | NoSettings | 0 | 0 | 0 | 0 | 0 | 0 | 0 | 0 | 0 | 0 | 0 | 0 | 0 | 0 | 0 | 0 | 0 | 0 | 0 | 0 | 0 | 0 | 0 | 0 | 0 | 0 | 0 | 0 | 0 | 0 | 0
Direct Buildings Pollutant Emissions[rural residential,electricity bf,PM10] | NoSettings | 0 | 0 | 0 | 0 | 0 | 0 | 0 | 0 | 0 | 0 | 0 | 0 | 0 | 0 | 0 | 0 | 0 | 0 | 0 | 0 | 0 | 0 | 0 | 0 | 0 | 0 | 0 | 0 | 0 | 0 | 0
Direct Buildings Pollutant Emissions[rural residential,electricity bf,PM25] | NoSettings | 0 | 0 | 0 | 0 | 0 | 0 | 0 | 0 | 0 | 0 | 0 | 0 | 0 | 0 | 0 | 0 | 0 | 0 | 0 | 0 | 0 | 0 | 0 | 0 | 0 | 0 | 0 | 0 | 0 | 0 | 0
Direct Buildings Pollutant Emissions[rural residential,electricity bf,SOx] | NoSettings | 0 | 0 | 0 | 0 | 0 | 0 | 0 | 0 | 0 | 0 | 0 | 0 | 0 | 0 | 0 | 0 | 0 | 0 | 0 | 0 | 0 | 0 | 0 | 0 | 0 | 0 | 0 | 0 | 0 | 0 | 0
Direct Buildings Pollutant Emissions[rural residential,electricity bf,BC] | NoSettings | 0 | 0 | 0 | 0 | 0 | 0 | 0 | 0 | 0 | 0 | 0 | 0 | 0 | 0 | 0 | 0 | 0 | 0 | 0 | 0 | 0 | 0 | 0 | 0 | 0 | 0 | 0 | 0 | 0 | 0 | 0
Direct Buildings Pollutant Emissions[rural residential,electricity bf,OC] | NoSettings | 0 | 0 | 0 | 0 | 0 | 0 | 0 | 0 | 0 | 0 | 0 | 0 | 0 | 0 | 0 | 0 | 0 | 0 | 0 | 0 | 0 | 0 | 0 | 0 | 0 | 0 | 0 | 0 | 0 | 0 | 0
Direct Buildings Pollutant Emissions[rural residential,electricity bf,CH4] | NoSettings | 0 | 0 | 0 | 0 | 0 | 0 | 0 | 0 | 0 | 0 | 0 | 0 | 0 | 0 | 0 | 0 | 0 | 0 | 0 | 0 | 0 | 0 | 0 | 0 | 0 | 0 | 0 | 0 | 0 | 0 | 0
Direct Buildings Pollutant Emissions[rural residential,electricity bf,N2O] | NoSettings | 0 | 0 | 0 | 0 | 0 | 0 | 0 | 0 | 0 | 0 | 0 | 0 | 0 | 0 | 0 | 0 | 0 | 0 | 0 | 0 | 0 | 0 | 0 | 0 | 0 | 0 | 0 | 0 | 0 | 0 | 0
Direct Buildings Pollutant Emissions[rural residential,electricity bf,F gases] | NoSettings | 0 | 0 | 0 | 0 | 0 | 0 | 0 | 0 | 0 | 0 | 0 | 0 | 0 | 0 | 0 | 0 | 0 | 0 | 0 | 0 | 0 | 0 | 0 | 0 | 0 | 0 | 0 | 0 | 0 | 0 | 0
Direct Buildings Pollutant Emissions[rural residential,hard coal bf,CO2] | NoSettings | 0 | 0 | 0 | 0 | 0 | 0 | 0 | 0 | 0 | 0 | 0 | 0 | 0 | 0 | 0 | 0 | 0 | 0 | 0 | 0 | 0 | 0 | 0 | 0 | 0 | 0 | 0 | 0 | 0 | 0 | 0
Direct Buildings Pollutant Emissions[rural residential,hard coal bf,VOC] | NoSettings | 0 | 0 | 0 | 0 | 0 | 0 | 0 | 0 | 0 | 0 | 0 | 0 | 0 | 0 | 0 | 0 | 0 | 0 | 0 | 0 | 0 | 0 | 0 | 0 | 0 | 0 | 0 | 0 | 0 | 0 | 0
Direct Buildings Pollutant Emissions[rural residential,hard coal bf,CO] | NoSettings | 0 | 0 | 0 | 0 | 0 | 0 | 0 | 0 | 0 | 0 | 0 | 0 | 0 | 0 | 0 | 0 | 0 | 0 | 0 | 0 | 0 | 0 | 0 | 0 | 0 | 0 | 0 | 0 | 0 | 0 | 0
Direct Buildings Pollutant Emissions[rural residential,hard coal bf,NOx] | NoSettings | 0 | 0 | 0 | 0 | 0 | 0 | 0 | 0 | 0 | 0 | 0 | 0 | 0 | 0 | 0 | 0 | 0 | 0 | 0 | 0 | 0 | 0 | 0 | 0 | 0 | 0 | 0 | 0 | 0 | 0 | 0
Direct Buildings Pollutant Emissions[rural residential,hard coal bf,PM10] | NoSettings | 0 | 0 | 0 | 0 | 0 | 0 | 0 | 0 | 0 | 0 | 0 | 0 | 0 | 0 | 0 | 0 | 0 | 0 | 0 | 0 | 0 | 0 | 0 | 0 | 0 | 0 | 0 | 0 | 0 | 0 | 0
Direct Buildings Pollutant Emissions[rural residential,hard coal bf,PM25] | NoSettings | 0 | 0 | 0 | 0 | 0 | 0 | 0 | 0 | 0 | 0 | 0 | 0 | 0 | 0 | 0 | 0 | 0 | 0 | 0 | 0 | 0 | 0 | 0 | 0 | 0 | 0 | 0 | 0 | 0 | 0 | 0
Direct Buildings Pollutant Emissions[rural residential,hard coal bf,SOx] | NoSettings | 0 | 0 | 0 | 0 | 0 | 0 | 0 | 0 | 0 | 0 | 0 | 0 | 0 | 0 | 0 | 0 | 0 | 0 | 0 | 0 | 0 | 0 | 0 | 0 | 0 | 0 | 0 | 0 | 0 | 0 | 0
Direct Buildings Pollutant Emissions[rural residential,hard coal bf,BC] | NoSettings | 0 | 0 | 0 | 0 | 0 | 0 | 0 | 0 | 0 | 0 | 0 | 0 | 0 | 0 | 0 | 0 | 0 | 0 | 0 | 0 | 0 | 0 | 0 | 0 | 0 | 0 | 0 | 0 | 0 | 0 | 0
Direct Buildings Pollutant Emissions[rural residential,hard coal bf,OC] | NoSettings | 0 | 0 | 0 | 0 | 0 | 0 | 0 | 0 | 0 | 0 | 0 | 0 | 0 | 0 | 0 | 0 | 0 | 0 | 0 | 0 | 0 | 0 | 0 | 0 | 0 | 0 | 0 | 0 | 0 | 0 | 0
Direct Buildings Pollutant Emissions[rural residential,hard coal bf,CH4] | NoSettings | 0 | 0 | 0 | 0 | 0 | 0 | 0 | 0 | 0 | 0 | 0 | 0 | 0 | 0 | 0 | 0 | 0 | 0 | 0 | 0 | 0 | 0 | 0 | 0 | 0 | 0 | 0 | 0 | 0 | 0 | 0
Direct Buildings Pollutant Emissions[rural residential,hard coal bf,N2O] | NoSettings | 0 | 0 | 0 | 0 | 0 | 0 | 0 | 0 | 0 | 0 | 0 | 0 | 0 | 0 | 0 | 0 | 0 | 0 | 0 | 0 | 0 | 0 | 0 | 0 | 0 | 0 | 0 | 0 | 0 | 0 | 0
Direct Buildings Pollutant Emissions[rural residential,hard coal bf,F gases] | NoSettings | 0 | 0 | 0 | 0 | 0 | 0 | 0 | 0 | 0 | 0 | 0 | 0 | 0 | 0 | 0 | 0 | 0 | 0 | 0 | 0 | 0 | 0 | 0 | 0 | 0 | 0 | 0 | 0 | 0 | 0 | 0
Direct Buildings Pollutant Emissions[rural residential,natural gas bf,CO2] | NoSettings | 1263390000000 | 1311140000000 | 1316440000000 | 1316430000000 | 1311110000000 | 1316410000000 | 1305780000000 | 1305770000000 | 1300460000000 | 1295140000000 | 1279210000000 | 1273900000000 | 1263280000000 | 1252660000000 | 1236730000000 | 1231420000000 | 1215490000000 | 1204870000000 | 1194250000000 | 1188940000000 | 1183630000000 | 1173020000000 | 1167720000000 | 1170370000000 | 1167190000000 | 1170380000000 | 1164020000000 | 1162430000000 | 1161910000000 | 1167220000000 | 1167230000000
Direct Buildings Pollutant Emissions[rural residential,natural gas bf,VOC] | NoSettings | 54597700 | 56661400 | 56890200 | 56889800 | 56660000 | 56888800 | 56429800 | 56429300 | 56199600 | 55969900 | 55281500 | 55051900 | 54592900 | 54133900 | 53445700 | 53216000 | 52527800 | 52068900 | 51610000 | 51380400 | 51150900 | 50692300 | 50463100 | 50577800 | 50440500 | 50578300 | 50303400 | 50234900 | 50212200 | 50441800 | 50442100
Direct Buildings Pollutant Emissions[rural residential,natural gas bf,CO] | NoSettings | 536667000 | 556952000 | 559202000 | 559197000 | 556938000 | 559188000 | 554675000 | 554671000 | 552413000 | 550155000 | 543389000 | 541131000 | 536620000 | 532109000 | 525343000 | 523086000 | 516321000 | 511810000 | 507299000 | 505043000 | 502787000 | 498279000 | 496026000 | 497154000 | 495804000 | 497158000 | 494456000 | 493783000 | 493560000 | 495817000 | 495820000
Direct Buildings Pollutant Emissions[rural residential,natural gas bf,NOx] | NoSettings | 882278000 | 915627000 | 919325000 | 919317000 | 915603000 | 919302000 | 911883000 | 911876000 | 908164000 | 904451000 | 893328000 | 889617000 | 882201000 | 874784000 | 863661000 | 859950000 | 848830000 | 841413000 | 833998000 | 830288000 | 826579000 | 819168000 | 815464000 | 817319000 | 815099000 | 817326000 | 812883000 | 811776000 | 811410000 | 815120000 | 815125000
Direct Buildings Pollutant Emissions[rural residential,natural gas bf,PM10] | NoSettings | 75384400 | 78233800 | 78549700 | 78549100 | 78231800 | 78547800 | 77913900 | 77913300 | 77596100 | 77278900 | 76328500 | 76011400 | 75377700 | 74744000 | 73793700 | 73476600 | 72526400 | 71892800 | 71259200 | 70942200 | 70625300 | 69992100 | 69675600 | 69834000 | 69644400 | 69834600 | 69455100 | 69360500 | 69329200 | 69646200 | 69646600
Direct Buildings Pollutant Emissions[rural residential,natural gas bf,PM25] | NoSettings | 75384400 | 78233800 | 78549700 | 78549100 | 78231800 | 78547800 | 77913900 | 77913300 | 77596100 | 77278900 | 76328500 | 76011400 | 75377700 | 74744000 | 73793700 | 73476600 | 72526400 | 71892800 | 71259200 | 70942200 | 70625300 | 69992100 | 69675600 | 69834000 | 69644400 | 69834600 | 69455100 | 69360500 | 69329200 | 69646200 | 69646600
Direct Buildings Pollutant Emissions[rural residential,natural gas bf,SOx] | NoSettings | 5762170 | 5979970 | 6004120 | 6004070 | 5979810 | 6003970 | 5955520 | 5955470 | 5931220 | 5906980 | 5834330 | 5810100 | 5761660 | 5713220 | 5640580 | 5616340 | 5543710 | 5495280 | 5446850 | 5422620 | 5398390 | 5349990 | 5325800 | 5337920 | 5323420 | 5337960 | 5308950 | 5301720 | 5299330 | 5323560 | 5323590
Direct Buildings Pollutant Emissions[rural residential,natural gas bf,BC] | NoSettings | 12429100 | 12898900 | 12951000 | 12950900 | 12898600 | 12950700 | 12846200 | 12846100 | 12793800 | 12741500 | 12584800 | 12532500 | 12428000 | 12323600 | 12166900 | 12114600 | 11957900 | 11853500 | 11749000 | 11696700 | 11644500 | 11540100 | 11487900 | 11514000 | 11482700 | 11514100 | 11451500 | 11435900 | 11430800 | 11483000 | 11483100
Direct Buildings Pollutant Emissions[rural residential,natural gas bf,OC] | NoSettings | 32263400 | 33482900 | 33618100 | 33617800 | 33482000 | 33617300 | 33346000 | 33345700 | 33210000 | 33074200 | 32667500 | 32531700 | 32260500 | 31989300 | 31582600 | 31446900 | 31040200 | 30769000 | 30497800 | 30362200 | 30226500 | 29955500 | 29820100 | 29887900 | 29806700 | 29888200 | 29725700 | 29685200 | 29671800 | 29807500 | 29807700
Direct Buildings Pollutant Emissions[rural residential,natural gas bf,CH4] | NoSettings | 23810600 | 24710600 | 24810400 | 24810200 | 24710000 | 24809800 | 24609600 | 24609400 | 24509200 | 24409000 | 24108800 | 24008700 | 23808500 | 23608400 | 23308200 | 23208000 | 22907900 | 22707800 | 22507600 | 22407500 | 22307400 | 22107400 | 22007500 | 22057500 | 21997600 | 22057700 | 21937800 | 21907900 | 21898000 | 21998200 | 21998300
Direct Buildings Pollutant Emissions[rural residential,natural gas bf,N2O] | NoSettings | 2381060 | 2471060 | 2481040 | 2481020 | 2471000 | 2480980 | 2460960 | 2460940 | 2450920 | 2440900 | 2410880 | 2400870 | 2380850 | 2360840 | 2330820 | 2320800 | 2290790 | 2270780 | 2250760 | 2240750 | 2230740 | 2210740 | 2200750 | 2205750 | 2199760 | 2205770 | 2193780 | 2190790 | 2189800 | 2199820 | 2199830
Direct Buildings Pollutant Emissions[rural residential,natural gas bf,F gases] | NoSettings | 0 | 0 | 0 | 0 | 0 | 0 | 0 | 0 | 0 | 0 | 0 | 0 | 0 | 0 | 0 | 0 | 0 | 0 | 0 | 0 | 0 | 0 | 0 | 0 | 0 | 0 | 0 | 0 | 0 | 0 | 0
Direct Buildings Pollutant Emissions[rural residential,petroleum diesel bf,CO2] | NoSettings | 1162280000 | 1160950000 | 1159770000 | 1158730000 | 1157840000 | 1157100000 | 1149120000 | 1156140000 | 1155920000 | 1148600000 | 1141500000 | 1134550000 | 1127820000 | 1121230000 | 1115020000 | 1101780000 | 1081520000 | 1069240000 | 1042910000 | 1039730000 | 1030480000 | 1023310000 | 1011030000 | 1002010000 | 996981000 | 997720000 | 989585000 | 986626000 | 984408000 | 989585000 | 985887000
Direct Buildings Pollutant Emissions[rural residential,petroleum diesel bf,VOC] | NoSettings | 17647.9 | 17627.7 | 17609.8 | 17594 | 17580.6 | 17569.3 | 17448.1 | 17554.7 | 17551.4 | 17440.2 | 17332.4 | 17226.8 | 17124.6 | 17024.7 | 16930.3 | 16729.3 | 16421.6 | 16235.2 | 15835.4 | 15787.1 | 15646.8 | 15537.8 | 15351.4 | 15214.4 | 15138 | 15149.3 | 15025.7 | 14980.8 | 14947.1 | 15025.7 | 14969.6
Direct Buildings Pollutant Emissions[rural residential,petroleum diesel bf,CO] | NoSettings | 369020 | 368597 | 368221 | 367892 | 367611 | 367376 | 364840 | 367071 | 367000 | 364675 | 362421 | 360214 | 358077 | 355987 | 354015 | 349811 | 343377 | 339479 | 331120 | 330110 | 327175 | 324897 | 320999 | 318134 | 316537 | 316772 | 314189 | 313250 | 312545 | 314189 | 313015
Direct Buildings Pollutant Emissions[rural residential,petroleum diesel bf,NOx] | NoSettings | 977756 | 976636 | 975640 | 974769 | 974023 | 973401 | 966681 | 972592 | 972405 | 966246 | 960273 | 954424 | 948762 | 943225 | 937999 | 926862 | 909814 | 899486 | 877336 | 874661 | 866883 | 860848 | 850520 | 842929 | 838699 | 839321 | 832477 | 829988 | 828122 | 832477 | 829366
Direct Buildings Pollutant Emissions[rural residential,petroleum diesel bf,PM10] | NoSettings | 123488 | 123347 | 123221 | 123111 | 123017 | 122938 | 122090 | 122836 | 122813 | 122035 | 121280 | 120542 | 119827 | 119127 | 118467 | 117061 | 114908 | 113603 | 110806 | 110468 | 109486 | 108723 | 107419 | 106460 | 105926 | 106004 | 105140 | 104826 | 104590 | 105140 | 104747
Direct Buildings Pollutant Emissions[rural residential,petroleum diesel bf,PM25] | NoSettings | 110524 | 110397 | 110284 | 110186 | 110102 | 110031 | 109272 | 109940 | 109919 | 109222 | 108547 | 107886 | 107246 | 106620 | 106030 | 104771 | 102844 | 101676 | 99172.3 | 98869.9 | 97990.8 | 97308.6 | 96141.1 | 95283.1 | 94804.8 | 94875.2 | 94101.5 | 93820.2 | 93609.2 | 94101.5 | 93749.9
Direct Buildings Pollutant Emissions[rural residential,petroleum diesel bf,SOx] | NoSettings | 7967.5 | 7958.38 | 7950.27 | 7943.17 | 7937.09 | 7932.01 | 7877.26 | 7925.42 | 7923.9 | 7873.71 | 7825.04 | 7777.38 | 7731.24 | 7686.12 | 7643.53 | 7552.78 | 7413.86 | 7329.7 | 7149.21 | 7127.41 | 7064.03 | 7014.85 | 6930.69 | 6868.84 | 6834.36 | 6839.43 | 6783.66 | 6763.38 | 6748.17 | 6783.66 | 6758.31
Direct Buildings Pollutant Emissions[rural residential,petroleum diesel bf,BC] | NoSettings | 11047.6 | 11035 | 11023.7 | 11013.9 | 11005.5 | 10998.4 | 10922.5 | 10989.3 | 10987.2 | 10917.6 | 10850.1 | 10784 | 10720 | 10657.5 | 10598.4 | 10472.6 | 10280 | 10163.3 | 9913 | 9882.77 | 9794.9 | 9726.71 | 9610.01 | 9524.24 | 9476.44 | 9483.47 | 9406.14 | 9378.02 | 9356.93 | 9406.14 | 9370.99
Direct Buildings Pollutant Emissions[rural residential,petroleum diesel bf,OC] | NoSettings | 27627 | 27595.3 | 27567.2 | 27542.6 | 27521.5 | 27503.9 | 27314 | 27481.1 | 27475.8 | 27301.7 | 27133 | 26967.7 | 26807.7 | 26651.3 | 26503.6 | 26188.9 | 25707.2 | 25415.4 | 24789.6 | 24714 | 24494.2 | 24323.7 | 24031.9 | 23817.4 | 23697.8 | 23715.4 | 23522 | 23451.7 | 23399 | 23522 | 23434.1
Direct Buildings Pollutant Emissions[rural residential,petroleum diesel bf,CH4] | NoSettings | 47145 | 47091 | 47043 | 47001 | 46965 | 46935 | 46611 | 46896 | 46887 | 46590 | 46302 | 46020 | 45747 | 45480 | 45228 | 44691 | 43869 | 43371 | 42303 | 42174 | 41799 | 41508 | 41010 | 40644 | 40440 | 40470 | 40140 | 40020 | 39930 | 40140 | 39990
Direct Buildings Pollutant Emissions[rural residential,petroleum diesel bf,N2O] | NoSettings | 9429 | 9418.2 | 9408.6 | 9400.2 | 9393 | 9387 | 9322.2 | 9379.2 | 9377.4 | 9318 | 9260.4 | 9204 | 9149.4 | 9096 | 9045.6 | 8938.2 | 8773.8 | 8674.2 | 8460.6 | 8434.8 | 8359.8 | 8301.6 | 8202 | 8128.8 | 8088 | 8094 | 8028 | 8004 | 7986 | 8028 | 7998
Direct Buildings Pollutant Emissions[rural residential,petroleum diesel bf,F gases] | NoSettings | 0 | 0 | 0 | 0 | 0 | 0 | 0 | 0 | 0 | 0 | 0 | 0 | 0 | 0 | 0 | 0 | 0 | 0 | 0 | 0 | 0 | 0 | 0 | 0 | 0 | 0 | 0 | 0 | 0 | 0 | 0
Direct Buildings Pollutant Emissions[rural residential,heat bf,CO2] | NoSettings | 0 | 0 | 0 | 0 | 0 | 0 | 0 | 0 | 0 | 0 | 0 | 0 | 0 | 0 | 0 | 0 | 0 | 0 | 0 | 0 | 0 | 0 | 0 | 0 | 0 | 0 | 0 | 0 | 0 | 0 | 0
Direct Buildings Pollutant Emissions[rural residential,heat bf,VOC] | NoSettings | 0 | 0 | 0 | 0 | 0 | 0 | 0 | 0 | 0 | 0 | 0 | 0 | 0 | 0 | 0 | 0 | 0 | 0 | 0 | 0 | 0 | 0 | 0 | 0 | 0 | 0 | 0 | 0 | 0 | 0 | 0
Direct Buildings Pollutant Emissions[rural residential,heat bf,CO] | NoSettings | 0 | 0 | 0 | 0 | 0 | 0 | 0 | 0 | 0 | 0 | 0 | 0 | 0 | 0 | 0 | 0 | 0 | 0 | 0 | 0 | 0 | 0 | 0 | 0 | 0 | 0 | 0 | 0 | 0 | 0 | 0
Direct Buildings Pollutant Emissions[rural residential,heat bf,NOx] | NoSettings | 0 | 0 | 0 | 0 | 0 | 0 | 0 | 0 | 0 | 0 | 0 | 0 | 0 | 0 | 0 | 0 | 0 | 0 | 0 | 0 | 0 | 0 | 0 | 0 | 0 | 0 | 0 | 0 | 0 | 0 | 0
Direct Buildings Pollutant Emissions[rural residential,heat bf,PM10] | NoSettings | 0 | 0 | 0 | 0 | 0 | 0 | 0 | 0 | 0 | 0 | 0 | 0 | 0 | 0 | 0 | 0 | 0 | 0 | 0 | 0 | 0 | 0 | 0 | 0 | 0 | 0 | 0 | 0 | 0 | 0 | 0
Direct Buildings Pollutant Emissions[rural residential,heat bf,PM25] | NoSettings | 0 | 0 | 0 | 0 | 0 | 0 | 0 | 0 | 0 | 0 | 0 | 0 | 0 | 0 | 0 | 0 | 0 | 0 | 0 | 0 | 0 | 0 | 0 | 0 | 0 | 0 | 0 | 0 | 0 | 0 | 0
Direct Buildings Pollutant Emissions[rural residential,heat bf,SOx] | NoSettings | 0 | 0 | 0 | 0 | 0 | 0 | 0 | 0 | 0 | 0 | 0 | 0 | 0 | 0 | 0 | 0 | 0 | 0 | 0 | 0 | 0 | 0 | 0 | 0 | 0 | 0 | 0 | 0 | 0 | 0 | 0
Direct Buildings Pollutant Emissions[rural residential,heat bf,BC] | NoSettings | 0 | 0 | 0 | 0 | 0 | 0 | 0 | 0 | 0 | 0 | 0 | 0 | 0 | 0 | 0 | 0 | 0 | 0 | 0 | 0 | 0 | 0 | 0 | 0 | 0 | 0 | 0 | 0 | 0 | 0 | 0
Direct Buildings Pollutant Emissions[rural residential,heat bf,OC] | NoSettings | 0 | 0 | 0 | 0 | 0 | 0 | 0 | 0 | 0 | 0 | 0 | 0 | 0 | 0 | 0 | 0 | 0 | 0 | 0 | 0 | 0 | 0 | 0 | 0 | 0 | 0 | 0 | 0 | 0 | 0 | 0
Direct Buildings Pollutant Emissions[rural residential,heat bf,CH4] | NoSettings | 0 | 0 | 0 | 0 | 0 | 0 | 0 | 0 | 0 | 0 | 0 | 0 | 0 | 0 | 0 | 0 | 0 | 0 | 0 | 0 | 0 | 0 | 0 | 0 | 0 | 0 | 0 | 0 | 0 | 0 | 0
Direct Buildings Pollutant Emissions[rural residential,heat bf,N2O] | NoSettings | 0 | 0 | 0 | 0 | 0 | 0 | 0 | 0 | 0 | 0 | 0 | 0 | 0 | 0 | 0 | 0 | 0 | 0 | 0 | 0 | 0 | 0 | 0 | 0 | 0 | 0 | 0 | 0 | 0 | 0 | 0
Direct Buildings Pollutant Emissions[rural residential,heat bf,F gases] | NoSettings | 0 | 0 | 0 | 0 | 0 | 0 | 0 | 0 | 0 | 0 | 0 | 0 | 0 | 0 | 0 | 0 | 0 | 0 | 0 | 0 | 0 | 0 | 0 | 0 | 0 | 0 | 0 | 0 | 0 | 0 | 0
Direct Buildings Pollutant Emissions[rural residential,biomass bf,CO2] | NoSettings | 0 | 0 | 0 | 0 | 0 | 0 | 0 | 0 | 0 | 0 | 0 | 0 | 0 | 0 | 0 | 0 | 0 | 0 | 0 | 0 | 0 | 0 | 0 | 0 | 0 | 0 | 0 | 0 | 0 | 0 | 0
Direct Buildings Pollutant Emissions[rural residential,biomass bf,VOC] | NoSettings | 2343570 | 2343570 | 2343570 | 2343570 | 2343570 | 2343570 | 2343570 | 2343570 | 2343570 | 2343570 | 2343570 | 2343570 | 2343570 | 2343570 | 2343570 | 2343570 | 2343570 | 2343570 | 2343570 | 2343570 | 2343570 | 2343570 | 2343570 | 2343570 | 2343570 | 2343570 | 2343570 | 2343570 | 2343570 | 2343570 | 2343570
Direct Buildings Pollutant Emissions[rural residential,biomass bf,CO] | NoSettings | 37161700 | 37161700 | 37161700 | 37161700 | 37161700 | 37161700 | 37161700 | 37161700 | 37161700 | 37161700 | 37161700 | 37161700 | 37161700 | 37161700 | 37161700 | 37161700 | 37161700 | 37161700 | 37161700 | 37161700 | 37161700 | 37161700 | 37161700 | 37161700 | 37161700 | 37161700 | 37161700 | 37161700 | 37161700 | 37161700 | 37161700
Direct Buildings Pollutant Emissions[rural residential,biomass bf,NOx] | NoSettings | 244705000 | 244705000 | 244705000 | 244705000 | 244705000 | 244705000 | 244705000 | 244705000 | 244705000 | 244705000 | 244705000 | 244705000 | 244705000 | 244705000 | 244705000 | 244705000 | 244705000 | 244705000 | 244705000 | 244705000 | 244705000 | 244705000 | 244705000 | 244705000 | 244705000 | 244705000 | 244705000 | 244705000 | 244705000 | 244705000 | 244705000
Direct Buildings Pollutant Emissions[rural residential,biomass bf,PM10] | NoSettings | 5468330 | 5468330 | 5468330 | 5468330 | 5468330 | 5468330 | 5468330 | 5468330 | 5468330 | 5468330 | 5468330 | 5468330 | 5468330 | 5468330 | 5468330 | 5468330 | 5468330 | 5468330 | 5468330 | 5468330 | 5468330 | 5468330 | 5468330 | 5468330 | 5468330 | 5468330 | 5468330 | 5468330 | 5468330 | 5468330 | 5468330
Direct Buildings Pollutant Emissions[rural residential,biomass bf,PM25] | NoSettings | 4830290 | 4830290 | 4830290 | 4830290 | 4830290 | 4830290 | 4830290 | 4830290 | 4830290 | 4830290 | 4830290 | 4830290 | 4830290 | 4830290 | 4830290 | 4830290 | 4830290 | 4830290 | 4830290 | 4830290 | 4830290 | 4830290 | 4830290 | 4830290 | 4830290 | 4830290 | 4830290 | 4830290 | 4830290 | 4830290 | 4830290
Direct Buildings Pollutant Emissions[rural residential,biomass bf,SOx] | NoSettings | 165772000 | 165772000 | 165772000 | 165772000 | 165772000 | 165772000 | 165772000 | 165772000 | 165772000 | 165772000 | 165772000 | 165772000 | 165772000 | 165772000 | 165772000 | 165772000 | 165772000 | 165772000 | 165772000 | 165772000 | 165772000 | 165772000 | 165772000 | 165772000 | 165772000 | 165772000 | 165772000 | 165772000 | 165772000 | 165772000 | 165772000
Direct Buildings Pollutant Emissions[rural residential,biomass bf,BC] | NoSettings | 666670 | 666670 | 666670 | 666670 | 666670 | 666670 | 666670 | 666670 | 666670 | 666670 | 666670 | 666670 | 666670 | 666670 | 666670 | 666670 | 666670 | 666670 | 666670 | 666670 | 666670 | 666670 | 666670 | 666670 | 666670 | 666670 | 666670 | 666670 | 666670 | 666670 | 666670
Direct Buildings Pollutant Emissions[rural residential,biomass bf,OC] | NoSettings | 1574650 | 1574650 | 1574650 | 1574650 | 1574650 | 1574650 | 1574650 | 1574650 | 1574650 | 1574650 | 1574650 | 1574650 | 1574650 | 1574650 | 1574650 | 1574650 | 1574650 | 1574650 | 1574650 | 1574650 | 1574650 | 1574650 | 1574650 | 1574650 | 1574650 | 1574650 | 1574650 | 1574650 | 1574650 | 1574650 | 1574650
Direct Buildings Pollutant Emissions[rural residential,biomass bf,CH4] | NoSettings | 0 | 0 | 0 | 0 | 0 | 0 | 0 | 0 | 0 | 0 | 0 | 0 | 0 | 0 | 0 | 0 | 0 | 0 | 0 | 0 | 0 | 0 | 0 | 0 | 0 | 0 | 0 | 0 | 0 | 0 | 0
Direct Buildings Pollutant Emissions[rural residential,biomass bf,N2O] | NoSettings | 0 | 0 | 0 | 0 | 0 | 0 | 0 | 0 | 0 | 0 | 0 | 0 | 0 | 0 | 0 | 0 | 0 | 0 | 0 | 0 | 0 | 0 | 0 | 0 | 0 | 0 | 0 | 0 | 0 | 0 | 0
Direct Buildings Pollutant Emissions[rural residential,biomass bf,F gases] | NoSettings | 0 | 0 | 0 | 0 | 0 | 0 | 0 | 0 | 0 | 0 | 0 | 0 | 0 | 0 | 0 | 0 | 0 | 0 | 0 | 0 | 0 | 0 | 0 | 0 | 0 | 0 | 0 | 0 | 0 | 0 | 0
Direct Buildings Pollutant Emissions[rural residential,kerosene bf,CO2] | NoSettings | 0 | 0 | 0 | 0 | 0 | 0 | 0 | 0 | 0 | 0 | 0 | 0 | 0 | 0 | 0 | 0 | 0 | 0 | 0 | 0 | 0 | 0 | 0 | 0 | 0 | 0 | 0 | 0 | 0 | 0 | 0
Direct Buildings Pollutant Emissions[rural residential,kerosene bf,VOC] | NoSettings | 0 | 0 | 0 | 0 | 0 | 0 | 0 | 0 | 0 | 0 | 0 | 0 | 0 | 0 | 0 | 0 | 0 | 0 | 0 | 0 | 0 | 0 | 0 | 0 | 0 | 0 | 0 | 0 | 0 | 0 | 0
Direct Buildings Pollutant Emissions[rural residential,kerosene bf,CO] | NoSettings | 0 | 0 | 0 | 0 | 0 | 0 | 0 | 0 | 0 | 0 | 0 | 0 | 0 | 0 | 0 | 0 | 0 | 0 | 0 | 0 | 0 | 0 | 0 | 0 | 0 | 0 | 0 | 0 | 0 | 0 | 0
Direct Buildings Pollutant Emissions[rural residential,kerosene bf,NOx] | NoSettings | 0 | 0 | 0 | 0 | 0 | 0 | 0 | 0 | 0 | 0 | 0 | 0 | 0 | 0 | 0 | 0 | 0 | 0 | 0 | 0 | 0 | 0 | 0 | 0 | 0 | 0 | 0 | 0 | 0 | 0 | 0
Direct Buildings Pollutant Emissions[rural residential,kerosene bf,PM10] | NoSettings | 0 | 0 | 0 | 0 | 0 | 0 | 0 | 0 | 0 | 0 | 0 | 0 | 0 | 0 | 0 | 0 | 0 | 0 | 0 | 0 | 0 | 0 | 0 | 0 | 0 | 0 | 0 | 0 | 0 | 0 | 0
Direct Buildings Pollutant Emissions[rural residential,kerosene bf,PM25] | NoSettings | 0 | 0 | 0 | 0 | 0 | 0 | 0 | 0 | 0 | 0 | 0 | 0 | 0 | 0 | 0 | 0 | 0 | 0 | 0 | 0 | 0 | 0 | 0 | 0 | 0 | 0 | 0 | 0 | 0 | 0 | 0
Direct Buildings Pollutant Emissions[rural residential,kerosene bf,SOx] | NoSettings | 0 | 0 | 0 | 0 | 0 | 0 | 0 | 0 | 0 | 0 | 0 | 0 | 0 | 0 | 0 | 0 | 0 | 0 | 0 | 0 | 0 | 0 | 0 | 0 | 0 | 0 | 0 | 0 | 0 | 0 | 0
Direct Buildings Pollutant Emissions[rural residential,kerosene bf,BC] | NoSettings | 0 | 0 | 0 | 0 | 0 | 0 | 0 | 0 | 0 | 0 | 0 | 0 | 0 | 0 | 0 | 0 | 0 | 0 | 0 | 0 | 0 | 0 | 0 | 0 | 0 | 0 | 0 | 0 | 0 | 0 | 0
Direct Buildings Pollutant Emissions[rural residential,kerosene bf,OC] | NoSettings | 0 | 0 | 0 | 0 | 0 | 0 | 0 | 0 | 0 | 0 | 0 | 0 | 0 | 0 | 0 | 0 | 0 | 0 | 0 | 0 | 0 | 0 | 0 | 0 | 0 | 0 | 0 | 0 | 0 | 0 | 0
Direct Buildings Pollutant Emissions[rural residential,kerosene bf,CH4] | NoSettings | 0 | 0 | 0 | 0 | 0 | 0 | 0 | 0 | 0 | 0 | 0 | 0 | 0 | 0 | 0 | 0 | 0 | 0 | 0 | 0 | 0 | 0 | 0 | 0 | 0 | 0 | 0 | 0 | 0 | 0 | 0
Direct Buildings Pollutant Emissions[rural residential,kerosene bf,N2O] | NoSettings | 0 | 0 | 0 | 0 | 0 | 0 | 0 | 0 | 0 | 0 | 0 | 0 | 0 | 0 | 0 | 0 | 0 | 0 | 0 | 0 | 0 | 0 | 0 | 0 | 0 | 0 | 0 | 0 | 0 | 0 | 0
Direct Buildings Pollutant Emissions[rural residential,kerosene bf,F gases] | NoSettings | 0 | 0 | 0 | 0 | 0 | 0 | 0 | 0 | 0 | 0 | 0 | 0 | 0 | 0 | 0 | 0 | 0 | 0 | 0 | 0 | 0 | 0 | 0 | 0 | 0 | 0 | 0 | 0 | 0 | 0 | 0
Direct Buildings Pollutant Emissions[rural residential,heavy or residual fuel oil bf,CO2] | NoSettings | 0 | 0 | 0 | 0 | 0 | 0 | 0 | 0 | 0 | 0 | 0 | 0 | 0 | 0 | 0 | 0 | 0 | 0 | 0 | 0 | 0 | 0 | 0 | 0 | 0 | 0 | 0 | 0 | 0 | 0 | 0
Direct Buildings Pollutant Emissions[rural residential,heavy or residual fuel oil bf,VOC] | NoSettings | 0 | 0 | 0 | 0 | 0 | 0 | 0 | 0 | 0 | 0 | 0 | 0 | 0 | 0 | 0 | 0 | 0 | 0 | 0 | 0 | 0 | 0 | 0 | 0 | 0 | 0 | 0 | 0 | 0 | 0 | 0
Direct Buildings Pollutant Emissions[rural residential,heavy or residual fuel oil bf,CO] | NoSettings | 0 | 0 | 0 | 0 | 0 | 0 | 0 | 0 | 0 | 0 | 0 | 0 | 0 | 0 | 0 | 0 | 0 | 0 | 0 | 0 | 0 | 0 | 0 | 0 | 0 | 0 | 0 | 0 | 0 | 0 | 0
Direct Buildings Pollutant Emissions[rural residential,heavy or residual fuel oil bf,NOx] | NoSettings | 0 | 0 | 0 | 0 | 0 | 0 | 0 | 0 | 0 | 0 | 0 | 0 | 0 | 0 | 0 | 0 | 0 | 0 | 0 | 0 | 0 | 0 | 0 | 0 | 0 | 0 | 0 | 0 | 0 | 0 | 0
Direct Buildings Pollutant Emissions[rural residential,heavy or residual fuel oil bf,PM10] | NoSettings | 0 | 0 | 0 | 0 | 0 | 0 | 0 | 0 | 0 | 0 | 0 | 0 | 0 | 0 | 0 | 0 | 0 | 0 | 0 | 0 | 0 | 0 | 0 | 0 | 0 | 0 | 0 | 0 | 0 | 0 | 0
Direct Buildings Pollutant Emissions[rural residential,heavy or residual fuel oil bf,PM25] | NoSettings | 0 | 0 | 0 | 0 | 0 | 0 | 0 | 0 | 0 | 0 | 0 | 0 | 0 | 0 | 0 | 0 | 0 | 0 | 0 | 0 | 0 | 0 | 0 | 0 | 0 | 0 | 0 | 0 | 0 | 0 | 0
Direct Buildings Pollutant Emissions[rural residential,heavy or residual fuel oil bf,SOx] | NoSettings | 0 | 0 | 0 | 0 | 0 | 0 | 0 | 0 | 0 | 0 | 0 | 0 | 0 | 0 | 0 | 0 | 0 | 0 | 0 | 0 | 0 | 0 | 0 | 0 | 0 | 0 | 0 | 0 | 0 | 0 | 0
Direct Buildings Pollutant Emissions[rural residential,heavy or residual fuel oil bf,BC] | NoSettings | 0 | 0 | 0 | 0 | 0 | 0 | 0 | 0 | 0 | 0 | 0 | 0 | 0 | 0 | 0 | 0 | 0 | 0 | 0 | 0 | 0 | 0 | 0 | 0 | 0 | 0 | 0 | 0 | 0 | 0 | 0
Direct Buildings Pollutant Emissions[rural residential,heavy or residual fuel oil bf,OC] | NoSettings | 0 | 0 | 0 | 0 | 0 | 0 | 0 | 0 | 0 | 0 | 0 | 0 | 0 | 0 | 0 | 0 | 0 | 0 | 0 | 0 | 0 | 0 | 0 | 0 | 0 | 0 | 0 | 0 | 0 | 0 | 0
Direct Buildings Pollutant Emissions[rural residential,heavy or residual fuel oil bf,CH4] | NoSettings | 0 | 0 | 0 | 0 | 0 | 0 | 0 | 0 | 0 | 0 | 0 | 0 | 0 | 0 | 0 | 0 | 0 | 0 | 0 | 0 | 0 | 0 | 0 | 0 | 0 | 0 | 0 | 0 | 0 | 0 | 0
Direct Buildings Pollutant Emissions[rural residential,heavy or residual fuel oil bf,N2O] | NoSettings | 0 | 0 | 0 | 0 | 0 | 0 | 0 | 0 | 0 | 0 | 0 | 0 | 0 | 0 | 0 | 0 | 0 | 0 | 0 | 0 | 0 | 0 | 0 | 0 | 0 | 0 | 0 | 0 | 0 | 0 | 0
Direct Buildings Pollutant Emissions[rural residential,heavy or residual fuel oil bf,F gases] | NoSettings | 0 | 0 | 0 | 0 | 0 | 0 | 0 | 0 | 0 | 0 | 0 | 0 | 0 | 0 | 0 | 0 | 0 | 0 | 0 | 0 | 0 | 0 | 0 | 0 | 0 | 0 | 0 | 0 | 0 | 0 | 0
Direct Buildings Pollutant Emissions[rural residential,LPG propane or butane bf,CO2] | NoSettings | 184011000000 | 177374000000 | 168216000000 | 169076000000 | 168093000000 | 166495000000 | 163668000000 | 162808000000 | 159304000000 | 155187000000 | 150516000000 | 145107000000 | 139822000000 | 135765000000 | 132385000000 | 128390000000 | 124457000000 | 120523000000 | 116590000000 | 112103000000 | 108846000000 | 106277000000 | 103689000000 | 101169000000 | 99221000000 | 97991800000 | 95373600000 | 93480700000 | 92147000000 | 90862500000 | 88914200000
Direct Buildings Pollutant Emissions[rural residential,LPG propane or butane bf,VOC] | NoSettings | 11886200 | 11457400 | 10865900 | 10921500 | 10858000 | 10754700 | 10572100 | 10516500 | 10290200 | 10024300 | 9722530 | 9373170 | 9031750 | 8769730 | 8551380 | 8293330 | 8039250 | 7785170 | 7531090 | 7241280 | 7030870 | 6864920 | 6697790 | 6535020 | 6409170 | 6329770 | 6160650 | 6038370 | 5952220 | 5869250 | 5743400
Direct Buildings Pollutant Emissions[rural residential,LPG propane or butane bf,CO] | NoSettings | 9823310 | 9468970 | 8980100 | 9026030 | 8973540 | 8888230 | 8737300 | 8691370 | 8504350 | 8284530 | 8035170 | 7746440 | 7464280 | 7247730 | 7067270 | 6854010 | 6644030 | 6434040 | 6224060 | 5984540 | 5810650 | 5673510 | 5535380 | 5400850 | 5296850 | 5231230 | 5091460 | 4990400 | 4919200 | 4850630 | 4746620
Direct Buildings Pollutant Emissions[rural residential,LPG propane or butane bf,NOx] | NoSettings | 193137000 | 186170000 | 176558000 | 177462000 | 176429000 | 174752000 | 171785000 | 170882000 | 167205000 | 162883000 | 157980000 | 152303000 | 146756000 | 142498000 | 138950000 | 134757000 | 130629000 | 126500000 | 122372000 | 117663000 | 114244000 | 111547000 | 108831000 | 106187000 | 104142000 | 102852000 | 100104000 | 98116700 | 96716800 | 95368600 | 93323700
Direct Buildings Pollutant Emissions[rural residential,LPG propane or butane bf,PM10] | NoSettings | 10401200 | 10026000 | 9508340 | 9556970 | 9501390 | 9411070 | 9251260 | 9202630 | 9004610 | 8771850 | 8507830 | 8202110 | 7903350 | 7674070 | 7483000 | 7257190 | 7034850 | 6812510 | 6590180 | 6336580 | 6152450 | 6007240 | 5860990 | 5718550 | 5608430 | 5538950 | 5390950 | 5283950 | 5208570 | 5135960 | 5025840
Direct Buildings Pollutant Emissions[rural residential,LPG propane or butane bf,PM25] | NoSettings | 10401200 | 10026000 | 9508340 | 9556970 | 9501390 | 9411070 | 9251260 | 9202630 | 9004610 | 8771850 | 8507830 | 8202110 | 7903350 | 7674070 | 7483000 | 7257190 | 7034850 | 6812510 | 6590180 | 6336580 | 6152450 | 6007240 | 5860990 | 5718550 | 5608430 | 5538950 | 5390950 | 5283950 | 5208570 | 5135960 | 5025840
Direct Buildings Pollutant Emissions[rural residential,LPG propane or butane bf,SOx] | NoSettings | 0 | 0 | 0 | 0 | 0 | 0 | 0 | 0 | 0 | 0 | 0 | 0 | 0 | 0 | 0 | 0 | 0 | 0 | 0 | 0 | 0 | 0 | 0 | 0 | 0 | 0 | 0 | 0 | 0 | 0 | 0
Direct Buildings Pollutant Emissions[rural residential,LPG propane or butane bf,BC] | NoSettings | 1715560 | 1653680 | 1568300 | 1576320 | 1567150 | 1552260 | 1525900 | 1517880 | 1485220 | 1446830 | 1403280 | 1352850 | 1303580 | 1265760 | 1234240 | 1197000 | 1160330 | 1123650 | 1086980 | 1045150 | 1014780 | 990832 | 966708 | 943215 | 925051 | 913591 | 889181 | 871533 | 859099 | 847123 | 828959
Direct Buildings Pollutant Emissions[rural residential,LPG propane or butane bf,OC] | NoSettings | 4452080 | 4291480 | 4069920 | 4090740 | 4066940 | 4028280 | 3959880 | 3939060 | 3854300 | 3754680 | 3641660 | 3510810 | 3382930 | 3284780 | 3203000 | 3106340 | 3011180 | 2916010 | 2820840 | 2712290 | 2633480 | 2571320 | 2508720 | 2447750 | 2400610 | 2370870 | 2307530 | 2261730 | 2229460 | 2198380 | 2151240
Direct Buildings Pollutant Emissions[rural residential,LPG propane or butane bf,CH4] | NoSettings | 8982000 | 8658000 | 8211000 | 8253000 | 8205000 | 8127000 | 7989000 | 7947000 | 7776000 | 7575000 | 7347000 | 7083000 | 6825000 | 6627000 | 6462000 | 6267000 | 6075000 | 5883000 | 5691000 | 5472000 | 5313000 | 5187600 | 5061300 | 4938300 | 4843200 | 4783200 | 4655400 | 4563000 | 4497900 | 4435200 | 4340100
Direct Buildings Pollutant Emissions[rural residential,LPG propane or butane bf,N2O] | NoSettings | 1796400 | 1731600 | 1642200 | 1650600 | 1641000 | 1625400 | 1597800 | 1589400 | 1555200 | 1515000 | 1469400 | 1416600 | 1365000 | 1325400 | 1292400 | 1253400 | 1215000 | 1176600 | 1138200 | 1094400 | 1062600 | 1037520 | 1012260 | 987660 | 968640 | 956640 | 931080 | 912600 | 899580 | 887040 | 868020
Direct Buildings Pollutant Emissions[rural residential,LPG propane or butane bf,F gases] | NoSettings | 0 | 0 | 0 | 0 | 0 | 0 | 0 | 0 | 0 | 0 | 0 | 0 | 0 | 0 | 0 | 0 | 0 | 0 | 0 | 0 | 0 | 0 | 0 | 0 | 0 | 0 | 0 | 0 | 0 | 0 | 0
Direct Buildings Pollutant Emissions[rural residential,hydrogen bf,CO2] | NoSettings | 0 | 0 | 0 | 0 | 0 | 0 | 0 | 0 | 0 | 0 | 0 | 0 | 0 | 0 | 0 | 0 | 0 | 0 | 0 | 0 | 0 | 0 | 0 | 0 | 0 | 0 | 0 | 0 | 0 | 0 | 0
Direct Buildings Pollutant Emissions[rural residential,hydrogen bf,VOC] | NoSettings | 0 | 0 | 0 | 0 | 0 | 0 | 0 | 0 | 0 | 0 | 0 | 0 | 0 | 0 | 0 | 0 | 0 | 0 | 0 | 0 | 0 | 0 | 0 | 0 | 0 | 0 | 0 | 0 | 0 | 0 | 0
Direct Buildings Pollutant Emissions[rural residential,hydrogen bf,CO] | NoSettings | 0 | 0 | 0 | 0 | 0 | 0 | 0 | 0 | 0 | 0 | 0 | 0 | 0 | 0 | 0 | 0 | 0 | 0 | 0 | 0 | 0 | 0 | 0 | 0 | 0 | 0 | 0 | 0 | 0 | 0 | 0
Direct Buildings Pollutant Emissions[rural residential,hydrogen bf,NOx] | NoSettings | 0 | 0 | 0 | 0 | 0 | 0 | 0 | 0 | 0 | 0 | 0 | 0 | 0 | 0 | 0 | 0 | 0 | 0 | 0 | 0 | 0 | 0 | 0 | 0 | 0 | 0 | 0 | 0 | 0 | 0 | 0
Direct Buildings Pollutant Emissions[rural residential,hydrogen bf,PM10] | NoSettings | 0 | 0 | 0 | 0 | 0 | 0 | 0 | 0 | 0 | 0 | 0 | 0 | 0 | 0 | 0 | 0 | 0 | 0 | 0 | 0 | 0 | 0 | 0 | 0 | 0 | 0 | 0 | 0 | 0 | 0 | 0
Direct Buildings Pollutant Emissions[rural residential,hydrogen bf,PM25] | NoSettings | 0 | 0 | 0 | 0 | 0 | 0 | 0 | 0 | 0 | 0 | 0 | 0 | 0 | 0 | 0 | 0 | 0 | 0 | 0 | 0 | 0 | 0 | 0 | 0 | 0 | 0 | 0 | 0 | 0 | 0 | 0
Direct Buildings Pollutant Emissions[rural residential,hydrogen bf,SOx] | NoSettings | 0 | 0 | 0 | 0 | 0 | 0 | 0 | 0 | 0 | 0 | 0 | 0 | 0 | 0 | 0 | 0 | 0 | 0 | 0 | 0 | 0 | 0 | 0 | 0 | 0 | 0 | 0 | 0 | 0 | 0 | 0
Direct Buildings Pollutant Emissions[rural residential,hydrogen bf,BC] | NoSettings | 0 | 0 | 0 | 0 | 0 | 0 | 0 | 0 | 0 | 0 | 0 | 0 | 0 | 0 | 0 | 0 | 0 | 0 | 0 | 0 | 0 | 0 | 0 | 0 | 0 | 0 | 0 | 0 | 0 | 0 | 0
Direct Buildings Pollutant Emissions[rural residential,hydrogen bf,OC] | NoSettings | 0 | 0 | 0 | 0 | 0 | 0 | 0 | 0 | 0 | 0 | 0 | 0 | 0 | 0 | 0 | 0 | 0 | 0 | 0 | 0 | 0 | 0 | 0 | 0 | 0 | 0 | 0 | 0 | 0 | 0 | 0
Direct Buildings Pollutant Emissions[rural residential,hydrogen bf,CH4] | NoSettings | 0 | 0 | 0 | 0 | 0 | 0 | 0 | 0 | 0 | 0 | 0 | 0 | 0 | 0 | 0 | 0 | 0 | 0 | 0 | 0 | 0 | 0 | 0 | 0 | 0 | 0 | 0 | 0 | 0 | 0 | 0
Direct Buildings Pollutant Emissions[rural residential,hydrogen bf,N2O] | NoSettings | 0 | 0 | 0 | 0 | 0 | 0 | 0 | 0 | 0 | 0 | 0 | 0 | 0 | 0 | 0 | 0 | 0 | 0 | 0 | 0 | 0 | 0 | 0 | 0 | 0 | 0 | 0 | 0 | 0 | 0 | 0
Direct Buildings Pollutant Emissions[rural residential,hydrogen bf,F gases] | NoSettings | 0 | 0 | 0 | 0 | 0 | 0 | 0 | 0 | 0 | 0 | 0 | 0 | 0 | 0 | 0 | 0 | 0 | 0 | 0 | 0 | 0 | 0 | 0 | 0 | 0 | 0 | 0 | 0 | 0 | 0 | 0
Direct Buildings Pollutant Emissions[commercial,electricity bf,CO2] | NoSettings | 0 | 0 | 0 | 0 | 0 | 0 | 0 | 0 | 0 | 0 | 0 | 0 | 0 | 0 | 0 | 0 | 0 | 0 | 0 | 0 | 0 | 0 | 0 | 0 | 0 | 0 | 0 | 0 | 0 | 0 | 0
Direct Buildings Pollutant Emissions[commercial,electricity bf,VOC] | NoSettings | 0 | 0 | 0 | 0 | 0 | 0 | 0 | 0 | 0 | 0 | 0 | 0 | 0 | 0 | 0 | 0 | 0 | 0 | 0 | 0 | 0 | 0 | 0 | 0 | 0 | 0 | 0 | 0 | 0 | 0 | 0
Direct Buildings Pollutant Emissions[commercial,electricity bf,CO] | NoSettings | 0 | 0 | 0 | 0 | 0 | 0 | 0 | 0 | 0 | 0 | 0 | 0 | 0 | 0 | 0 | 0 | 0 | 0 | 0 | 0 | 0 | 0 | 0 | 0 | 0 | 0 | 0 | 0 | 0 | 0 | 0
Direct Buildings Pollutant Emissions[commercial,electricity bf,NOx] | NoSettings | 0 | 0 | 0 | 0 | 0 | 0 | 0 | 0 | 0 | 0 | 0 | 0 | 0 | 0 | 0 | 0 | 0 | 0 | 0 | 0 | 0 | 0 | 0 | 0 | 0 | 0 | 0 | 0 | 0 | 0 | 0
Direct Buildings Pollutant Emissions[commercial,electricity bf,PM10] | NoSettings | 0 | 0 | 0 | 0 | 0 | 0 | 0 | 0 | 0 | 0 | 0 | 0 | 0 | 0 | 0 | 0 | 0 | 0 | 0 | 0 | 0 | 0 | 0 | 0 | 0 | 0 | 0 | 0 | 0 | 0 | 0
Direct Buildings Pollutant Emissions[commercial,electricity bf,PM25] | NoSettings | 0 | 0 | 0 | 0 | 0 | 0 | 0 | 0 | 0 | 0 | 0 | 0 | 0 | 0 | 0 | 0 | 0 | 0 | 0 | 0 | 0 | 0 | 0 | 0 | 0 | 0 | 0 | 0 | 0 | 0 | 0
Direct Buildings Pollutant Emissions[commercial,electricity bf,SOx] | NoSettings | 0 | 0 | 0 | 0 | 0 | 0 | 0 | 0 | 0 | 0 | 0 | 0 | 0 | 0 | 0 | 0 | 0 | 0 | 0 | 0 | 0 | 0 | 0 | 0 | 0 | 0 | 0 | 0 | 0 | 0 | 0
Direct Buildings Pollutant Emissions[commercial,electricity bf,BC] | NoSettings | 0 | 0 | 0 | 0 | 0 | 0 | 0 | 0 | 0 | 0 | 0 | 0 | 0 | 0 | 0 | 0 | 0 | 0 | 0 | 0 | 0 | 0 | 0 | 0 | 0 | 0 | 0 | 0 | 0 | 0 | 0
Direct Buildings Pollutant Emissions[commercial,electricity bf,OC] | NoSettings | 0 | 0 | 0 | 0 | 0 | 0 | 0 | 0 | 0 | 0 | 0 | 0 | 0 | 0 | 0 | 0 | 0 | 0 | 0 | 0 | 0 | 0 | 0 | 0 | 0 | 0 | 0 | 0 | 0 | 0 | 0
Direct Buildings Pollutant Emissions[commercial,electricity bf,CH4] | NoSettings | 0 | 0 | 0 | 0 | 0 | 0 | 0 | 0 | 0 | 0 | 0 | 0 | 0 | 0 | 0 | 0 | 0 | 0 | 0 | 0 | 0 | 0 | 0 | 0 | 0 | 0 | 0 | 0 | 0 | 0 | 0
Direct Buildings Pollutant Emissions[commercial,electricity bf,N2O] | NoSettings | 0 | 0 | 0 | 0 | 0 | 0 | 0 | 0 | 0 | 0 | 0 | 0 | 0 | 0 | 0 | 0 | 0 | 0 | 0 | 0 | 0 | 0 | 0 | 0 | 0 | 0 | 0 | 0 | 0 | 0 | 0
Direct Buildings Pollutant Emissions[commercial,electricity bf,F gases] | NoSettings | 0 | 0 | 0 | 0 | 0 | 0 | 0 | 0 | 0 | 0 | 0 | 0 | 0 | 0 | 0 | 0 | 0 | 0 | 0 | 0 | 0 | 0 | 0 | 0 | 0 | 0 | 0 | 0 | 0 | 0 | 0
Direct Buildings Pollutant Emissions[commercial,hard coal bf,CO2] | NoSettings | 0 | 0 | 0 | 0 | 0 | 0 | 0 | 0 | 0 | 0 | 0 | 0 | 0 | 0 | 0 | 0 | 0 | 0 | 0 | 0 | 0 | 0 | 0 | 0 | 0 | 0 | 0 | 0 | 0 | 0 | 0
Direct Buildings Pollutant Emissions[commercial,hard coal bf,VOC] | NoSettings | 0 | 0 | 0 | 0 | 0 | 0 | 0 | 0 | 0 | 0 | 0 | 0 | 0 | 0 | 0 | 0 | 0 | 0 | 0 | 0 | 0 | 0 | 0 | 0 | 0 | 0 | 0 | 0 | 0 | 0 | 0
Direct Buildings Pollutant Emissions[commercial,hard coal bf,CO] | NoSettings | 0 | 0 | 0 | 0 | 0 | 0 | 0 | 0 | 0 | 0 | 0 | 0 | 0 | 0 | 0 | 0 | 0 | 0 | 0 | 0 | 0 | 0 | 0 | 0 | 0 | 0 | 0 | 0 | 0 | 0 | 0
Direct Buildings Pollutant Emissions[commercial,hard coal bf,NOx] | NoSettings | 0 | 0 | 0 | 0 | 0 | 0 | 0 | 0 | 0 | 0 | 0 | 0 | 0 | 0 | 0 | 0 | 0 | 0 | 0 | 0 | 0 | 0 | 0 | 0 | 0 | 0 | 0 | 0 | 0 | 0 | 0
Direct Buildings Pollutant Emissions[commercial,hard coal bf,PM10] | NoSettings | 0 | 0 | 0 | 0 | 0 | 0 | 0 | 0 | 0 | 0 | 0 | 0 | 0 | 0 | 0 | 0 | 0 | 0 | 0 | 0 | 0 | 0 | 0 | 0 | 0 | 0 | 0 | 0 | 0 | 0 | 0
Direct Buildings Pollutant Emissions[commercial,hard coal bf,PM25] | NoSettings | 0 | 0 | 0 | 0 | 0 | 0 | 0 | 0 | 0 | 0 | 0 | 0 | 0 | 0 | 0 | 0 | 0 | 0 | 0 | 0 | 0 | 0 | 0 | 0 | 0 | 0 | 0 | 0 | 0 | 0 | 0
Direct Buildings Pollutant Emissions[commercial,hard coal bf,SOx] | NoSettings | 0 | 0 | 0 | 0 | 0 | 0 | 0 | 0 | 0 | 0 | 0 | 0 | 0 | 0 | 0 | 0 | 0 | 0 | 0 | 0 | 0 | 0 | 0 | 0 | 0 | 0 | 0 | 0 | 0 | 0 | 0
Direct Buildings Pollutant Emissions[commercial,hard coal bf,BC] | NoSettings | 0 | 0 | 0 | 0 | 0 | 0 | 0 | 0 | 0 | 0 | 0 | 0 | 0 | 0 | 0 | 0 | 0 | 0 | 0 | 0 | 0 | 0 | 0 | 0 | 0 | 0 | 0 | 0 | 0 | 0 | 0
Direct Buildings Pollutant Emissions[commercial,hard coal bf,OC] | NoSettings | 0 | 0 | 0 | 0 | 0 | 0 | 0 | 0 | 0 | 0 | 0 | 0 | 0 | 0 | 0 | 0 | 0 | 0 | 0 | 0 | 0 | 0 | 0 | 0 | 0 | 0 | 0 | 0 | 0 | 0 | 0
Direct Buildings Pollutant Emissions[commercial,hard coal bf,CH4] | NoSettings | 0 | 0 | 0 | 0 | 0 | 0 | 0 | 0 | 0 | 0 | 0 | 0 | 0 | 0 | 0 | 0 | 0 | 0 | 0 | 0 | 0 | 0 | 0 | 0 | 0 | 0 | 0 | 0 | 0 | 0 | 0
Direct Buildings Pollutant Emissions[commercial,hard coal bf,N2O] | NoSettings | 0 | 0 | 0 | 0 | 0 | 0 | 0 | 0 | 0 | 0 | 0 | 0 | 0 | 0 | 0 | 0 | 0 | 0 | 0 | 0 | 0 | 0 | 0 | 0 | 0 | 0 | 0 | 0 | 0 | 0 | 0
Direct Buildings Pollutant Emissions[commercial,hard coal bf,F gases] | NoSettings | 0 | 0 | 0 | 0 | 0 | 0 | 0 | 0 | 0 | 0 | 0 | 0 | 0 | 0 | 0 | 0 | 0 | 0 | 0 | 0 | 0 | 0 | 0 | 0 | 0 | 0 | 0 | 0 | 0 | 0 | 0
Direct Buildings Pollutant Emissions[commercial,natural gas bf,CO2] | NoSettings | 9626990000000 | 9755190000000 | 10144100000000 | 10341100000000 | 10436800000000 | 10468400000000 | 10467900000000 | 10430200000000 | 10397500000000 | 10359400000000 | 10289200000000 | 10319800000000 | 10228200000000 | 10157800000000 | 10113700000000 | 10080300000000 | 10004400000000 | 9981540000000 | 9958620000000 | 9941060000000 | 9881050000000 | 9874250000000 | 9920520000000 | 9919250000000 | 9981810000000 | 10039100000000 | 10054200000000 | 10064000000000 | 10137600000000 | 10206000000000 | 10232100000000
Direct Buildings Pollutant Emissions[commercial,natural gas bf,VOC] | NoSettings | 416033000 | 421573000 | 438378000 | 446892000 | 451029000 | 452395000 | 452375000 | 450742000 | 449329000 | 447683000 | 444649000 | 445972000 | 442015000 | 438970000 | 437066000 | 435622000 | 432343000 | 431355000 | 430364000 | 429605000 | 427012000 | 426718000 | 428718000 | 428663000 | 431366000 | 433842000 | 434494000 | 434920000 | 438101000 | 441056000 | 442182000
Direct Buildings Pollutant Emissions[commercial,natural gas bf,CO] | NoSettings | 4089390000 | 4143840000 | 4309030000 | 4392720000 | 4433380000 | 4446810000 | 4446610000 | 4430560000 | 4416670000 | 4400490000 | 4370670000 | 4383680000 | 4344780000 | 4314840000 | 4296140000 | 4281940000 | 4249710000 | 4239990000 | 4230250000 | 4222790000 | 4197300000 | 4194420000 | 4214070000 | 4213530000 | 4240100000 | 4264450000 | 4270850000 | 4275040000 | 4306300000 | 4335350000 | 4346420000
Direct Buildings Pollutant Emissions[commercial,natural gas bf,NOx] | NoSettings | 6722930000 | 6812450000 | 7084020000 | 7221600000 | 7288450000 | 7310530000 | 7310200000 | 7283820000 | 7260990000 | 7234390000 | 7185360000 | 7206740000 | 7142790000 | 7093580000 | 7062830000 | 7039480000 | 6986490000 | 6970520000 | 6954520000 | 6942250000 | 6900340000 | 6895600000 | 6927910000 | 6927020000 | 6970710000 | 7010730000 | 7021250000 | 7028140000 | 7079540000 | 7127300000 | 7145490000
Direct Buildings Pollutant Emissions[commercial,natural gas bf,PM10] | NoSettings | 574426000 | 582075000 | 605279000 | 617034000 | 622746000 | 624633000 | 624604000 | 622350000 | 620400000 | 618127000 | 613938000 | 615765000 | 610300000 | 606096000 | 603468000 | 601474000 | 596946000 | 595582000 | 594214000 | 593166000 | 589585000 | 589180000 | 591941000 | 591865000 | 595597000 | 599017000 | 599916000 | 600505000 | 604896000 | 608977000 | 610531000
Direct Buildings Pollutant Emissions[commercial,natural gas bf,PM25] | NoSettings | 574426000 | 582075000 | 605279000 | 617034000 | 622746000 | 624633000 | 624604000 | 622350000 | 620400000 | 618127000 | 613938000 | 615765000 | 610300000 | 606096000 | 603468000 | 601474000 | 596946000 | 595582000 | 594214000 | 593166000 | 589585000 | 589180000 | 591941000 | 591865000 | 595597000 | 599017000 | 599916000 | 600505000 | 604896000 | 608977000 | 610531000
Direct Buildings Pollutant Emissions[commercial,natural gas bf,SOx] | NoSettings | 43907500 | 44492200 | 46265800 | 47164300 | 47600900 | 47745100 | 47743000 | 47570700 | 47421600 | 47247800 | 46927700 | 47067300 | 46649600 | 46328200 | 46127400 | 45974900 | 45628900 | 45524600 | 45420000 | 45339900 | 45066200 | 45035200 | 45246300 | 45240400 | 45525800 | 45787100 | 45855900 | 45900900 | 46236500 | 46548500 | 46667300
Direct Buildings Pollutant Emissions[commercial,natural gas bf,BC] | NoSettings | 94709600 | 95970700 | 99796500 | 101735000 | 102676000 | 102987000 | 102983000 | 102611000 | 102290000 | 101915000 | 101224000 | 101525000 | 100624000 | 99931200 | 99497900 | 99169000 | 98422600 | 98197600 | 97972100 | 97799300 | 97208900 | 97142100 | 97597300 | 97584800 | 98200200 | 98764000 | 98912200 | 99009300 | 99733300 | 100406000 | 100662000
Direct Buildings Pollutant Emissions[commercial,natural gas bf,OC] | NoSettings | 245846000 | 249119000 | 259050000 | 264081000 | 266526000 | 267333000 | 267321000 | 266356000 | 265522000 | 264549000 | 262756000 | 263538000 | 261199000 | 259400000 | 258275000 | 257422000 | 255484000 | 254900000 | 254315000 | 253866000 | 252334000 | 252160000 | 253342000 | 253309000 | 254907000 | 256370000 | 256755000 | 257007000 | 258886000 | 260633000 | 261298000
Direct Buildings Pollutant Emissions[commercial,natural gas bf,CH4] | NoSettings | 181436000 | 183852000 | 191181000 | 194894000 | 196698000 | 197294000 | 197285000 | 196573000 | 195957000 | 195239000 | 193916000 | 194493000 | 192767000 | 191439000 | 190609000 | 189979000 | 188549000 | 188118000 | 187686000 | 187355000 | 186224000 | 186096000 | 186968000 | 186944000 | 188123000 | 189203000 | 189487000 | 189673000 | 191060000 | 192349000 | 192840000
Direct Buildings Pollutant Emissions[commercial,natural gas bf,N2O] | NoSettings | 18143600 | 18385200 | 19118100 | 19489400 | 19669800 | 19729400 | 19728500 | 19657300 | 19595700 | 19523900 | 19391600 | 19449300 | 19276700 | 19143900 | 19060900 | 18997900 | 18854900 | 18811800 | 18768600 | 18735500 | 18622400 | 18609600 | 18696800 | 18694400 | 18812300 | 18920300 | 18948700 | 18967300 | 19106000 | 19234900 | 19284000
Direct Buildings Pollutant Emissions[commercial,natural gas bf,F gases] | NoSettings | 0 | 0 | 0 | 0 | 0 | 0 | 0 | 0 | 0 | 0 | 0 | 0 | 0 | 0 | 0 | 0 | 0 | 0 | 0 | 0 | 0 | 0 | 0 | 0 | 0 | 0 | 0 | 0 | 0 | 0 | 0
Direct Buildings Pollutant Emissions[commercial,petroleum diesel bf,CO2] | NoSettings | 1531140000000 | 1531130000000 | 1531110000000 | 1531100000000 | 1523690000000 | 1516280000000 | 1508870000000 | 1501470000000 | 1486670000000 | 1471870000000 | 1457070000000 | 1442280000000 | 1427480000000 | 1412690000000 | 1397900000000 | 1383100000000 | 1368310000000 | 1353520000000 | 1338720000000 | 1331330000000 | 1323930000000 | 1316530000000 | 1309140000000 | 1301740000000 | 1301740000000 | 1301740000000 | 1301740000000 | 1301740000000 | 1301740000000 | 1301730000000 | 1301730000000
Direct Buildings Pollutant Emissions[commercial,petroleum diesel bf,VOC] | NoSettings | 23248700 | 23248500 | 23248200 | 23248000 | 23135500 | 23023000 | 22910600 | 22798100 | 22573400 | 22348700 | 22124100 | 21899400 | 21674800 | 21450100 | 21225500 | 21000900 | 20776300 | 20551600 | 20327000 | 20214700 | 20102400 | 19990100 | 19877800 | 19765400 | 19765400 | 19765400 | 19765400 | 19765400 | 19765400 | 19765400 | 19765400
Direct Buildings Pollutant Emissions[commercial,petroleum diesel bf,CO] | NoSettings | 486131000 | 486127000 | 486122000 | 486117000 | 483765000 | 481413000 | 479062000 | 476710000 | 472012000 | 467313000 | 462615000 | 457918000 | 453221000 | 448524000 | 443827000 | 439130000 | 434433000 | 429736000 | 425039000 | 422691000 | 420342000 | 417994000 | 415645000 | 413297000 | 413297000 | 413296000 | 413296000 | 413296000 | 413296000 | 413295000 | 413295000
Direct Buildings Pollutant Emissions[commercial,petroleum diesel bf,NOx] | NoSettings | 1288060000 | 1288040000 | 1288030000 | 1288020000 | 1281790000 | 1275550000 | 1269320000 | 1263090000 | 1250640000 | 1238190000 | 1225750000 | 1213300000 | 1200860000 | 1188410000 | 1175960000 | 1163520000 | 1151080000 | 1138630000 | 1126190000 | 1119960000 | 1113740000 | 1107520000 | 1101300000 | 1095070000 | 1095070000 | 1095070000 | 1095070000 | 1095070000 | 1095070000 | 1095070000 | 1095070000
Direct Buildings Pollutant Emissions[commercial,petroleum diesel bf,PM10] | NoSettings | 162679000 | 162677000 | 162675000 | 162674000 | 161887000 | 161100000 | 160313000 | 159526000 | 157954000 | 156381000 | 154809000 | 153237000 | 151665000 | 150094000 | 148522000 | 146950000 | 145378000 | 143807000 | 142235000 | 141449000 | 140663000 | 139877000 | 139091000 | 138305000 | 138305000 | 138305000 | 138305000 | 138305000 | 138305000 | 138305000 | 138305000
Direct Buildings Pollutant Emissions[commercial,petroleum diesel bf,PM25] | NoSettings | 145599000 | 145598000 | 145596000 | 145595000 | 144890000 | 144186000 | 143482000 | 142778000 | 141370000 | 139963000 | 138556000 | 137149000 | 135742000 | 134336000 | 132929000 | 131522000 | 130115000 | 128709000 | 127302000 | 126598000 | 125895000 | 125192000 | 124488000 | 123785000 | 123785000 | 123785000 | 123785000 | 123785000 | 123785000 | 123784000 | 123784000
Direct Buildings Pollutant Emissions[commercial,petroleum diesel bf,SOx] | NoSettings | 10496100 | 10496000 | 10495900 | 10495800 | 10445000 | 10394200 | 10343400 | 10292700 | 10191200 | 10089800 | 9988330 | 9886910 | 9785490 | 9684080 | 9582660 | 9481250 | 9379840 | 9278440 | 9177030 | 9126320 | 9075610 | 9024910 | 8974200 | 8923490 | 8923490 | 8923480 | 8923480 | 8923470 | 8923470 | 8923460 | 8923460
Direct Buildings Pollutant Emissions[commercial,petroleum diesel bf,BC] | NoSettings | 14553700 | 14553600 | 14553400 | 14553300 | 14482900 | 14412500 | 14342100 | 14271700 | 14131000 | 13990300 | 13849700 | 13709100 | 13568400 | 13427800 | 13287200 | 13146600 | 13006000 | 12865400 | 12724800 | 12654400 | 12584100 | 12513800 | 12443500 | 12373200 | 12373200 | 12373200 | 12373200 | 12373200 | 12373200 | 12373200 | 12373200
Direct Buildings Pollutant Emissions[commercial,petroleum diesel bf,OC] | NoSettings | 36394600 | 36394300 | 36393900 | 36393600 | 36217500 | 36041400 | 35865400 | 35689300 | 35337600 | 34985800 | 34634100 | 34282400 | 33930800 | 33579100 | 33227500 | 32875800 | 32524200 | 32172600 | 31820900 | 31645100 | 31469300 | 31293500 | 31117600 | 30941800 | 30941800 | 30941800 | 30941800 | 30941700 | 30941700 | 30941700 | 30941700
Direct Buildings Pollutant Emissions[commercial,petroleum diesel bf,CH4] | NoSettings | 62106900 | 62106300 | 62105700 | 62105100 | 61804600 | 61504100 | 61203700 | 60903300 | 60303000 | 59702700 | 59102500 | 58502400 | 57902300 | 57302200 | 56702200 | 56102100 | 55502000 | 54902000 | 54301900 | 54001900 | 53701800 | 53401800 | 53101800 | 52801700 | 52801700 | 52801700 | 52801600 | 52801600 | 52801600 | 52801600 | 52801500
Direct Buildings Pollutant Emissions[commercial,petroleum diesel bf,N2O] | NoSettings | 12421400 | 12421300 | 12421100 | 12421000 | 12360900 | 12300800 | 12240700 | 12180700 | 12060600 | 11940500 | 11820500 | 11700500 | 11580500 | 11460400 | 11340400 | 11220400 | 11100400 | 10980400 | 10860400 | 10800400 | 10740400 | 10680400 | 10620400 | 10560300 | 10560300 | 10560300 | 10560300 | 10560300 | 10560300 | 10560300 | 10560300
Direct Buildings Pollutant Emissions[commercial,petroleum diesel bf,F gases] | NoSettings | 0 | 0 | 0 | 0 | 0 | 0 | 0 | 0 | 0 | 0 | 0 | 0 | 0 | 0 | 0 | 0 | 0 | 0 | 0 | 0 | 0 | 0 | 0 | 0 | 0 | 0 | 0 | 0 | 0 | 0 | 0
Direct Buildings Pollutant Emissions[commercial,heat bf,CO2] | NoSettings | 0 | 0 | 0 | 0 | 0 | 0 | 0 | 0 | 0 | 0 | 0 | 0 | 0 | 0 | 0 | 0 | 0 | 0 | 0 | 0 | 0 | 0 | 0 | 0 | 0 | 0 | 0 | 0 | 0 | 0 | 0
Direct Buildings Pollutant Emissions[commercial,heat bf,VOC] | NoSettings | 0 | 0 | 0 | 0 | 0 | 0 | 0 | 0 | 0 | 0 | 0 | 0 | 0 | 0 | 0 | 0 | 0 | 0 | 0 | 0 | 0 | 0 | 0 | 0 | 0 | 0 | 0 | 0 | 0 | 0 | 0
Direct Buildings Pollutant Emissions[commercial,heat bf,CO] | NoSettings | 0 | 0 | 0 | 0 | 0 | 0 | 0 | 0 | 0 | 0 | 0 | 0 | 0 | 0 | 0 | 0 | 0 | 0 | 0 | 0 | 0 | 0 | 0 | 0 | 0 | 0 | 0 | 0 | 0 | 0 | 0
Direct Buildings Pollutant Emissions[commercial,heat bf,NOx] | NoSettings | 0 | 0 | 0 | 0 | 0 | 0 | 0 | 0 | 0 | 0 | 0 | 0 | 0 | 0 | 0 | 0 | 0 | 0 | 0 | 0 | 0 | 0 | 0 | 0 | 0 | 0 | 0 | 0 | 0 | 0 | 0
Direct Buildings Pollutant Emissions[commercial,heat bf,PM10] | NoSettings | 0 | 0 | 0 | 0 | 0 | 0 | 0 | 0 | 0 | 0 | 0 | 0 | 0 | 0 | 0 | 0 | 0 | 0 | 0 | 0 | 0 | 0 | 0 | 0 | 0 | 0 | 0 | 0 | 0 | 0 | 0
Direct Buildings Pollutant Emissions[commercial,heat bf,PM25] | NoSettings | 0 | 0 | 0 | 0 | 0 | 0 | 0 | 0 | 0 | 0 | 0 | 0 | 0 | 0 | 0 | 0 | 0 | 0 | 0 | 0 | 0 | 0 | 0 | 0 | 0 | 0 | 0 | 0 | 0 | 0 | 0
Direct Buildings Pollutant Emissions[commercial,heat bf,SOx] | NoSettings | 0 | 0 | 0 | 0 | 0 | 0 | 0 | 0 | 0 | 0 | 0 | 0 | 0 | 0 | 0 | 0 | 0 | 0 | 0 | 0 | 0 | 0 | 0 | 0 | 0 | 0 | 0 | 0 | 0 | 0 | 0
Direct Buildings Pollutant Emissions[commercial,heat bf,BC] | NoSettings | 0 | 0 | 0 | 0 | 0 | 0 | 0 | 0 | 0 | 0 | 0 | 0 | 0 | 0 | 0 | 0 | 0 | 0 | 0 | 0 | 0 | 0 | 0 | 0 | 0 | 0 | 0 | 0 | 0 | 0 | 0
Direct Buildings Pollutant Emissions[commercial,heat bf,OC] | NoSettings | 0 | 0 | 0 | 0 | 0 | 0 | 0 | 0 | 0 | 0 | 0 | 0 | 0 | 0 | 0 | 0 | 0 | 0 | 0 | 0 | 0 | 0 | 0 | 0 | 0 | 0 | 0 | 0 | 0 | 0 | 0
Direct Buildings Pollutant Emissions[commercial,heat bf,CH4] | NoSettings | 0 | 0 | 0 | 0 | 0 | 0 | 0 | 0 | 0 | 0 | 0 | 0 | 0 | 0 | 0 | 0 | 0 | 0 | 0 | 0 | 0 | 0 | 0 | 0 | 0 | 0 | 0 | 0 | 0 | 0 | 0
Direct Buildings Pollutant Emissions[commercial,heat bf,N2O] | NoSettings | 0 | 0 | 0 | 0 | 0 | 0 | 0 | 0 | 0 | 0 | 0 | 0 | 0 | 0 | 0 | 0 | 0 | 0 | 0 | 0 | 0 | 0 | 0 | 0 | 0 | 0 | 0 | 0 | 0 | 0 | 0
Direct Buildings Pollutant Emissions[commercial,heat bf,F gases] | NoSettings | 0 | 0 | 0 | 0 | 0 | 0 | 0 | 0 | 0 | 0 | 0 | 0 | 0 | 0 | 0 | 0 | 0 | 0 | 0 | 0 | 0 | 0 | 0 | 0 | 0 | 0 | 0 | 0 | 0 | 0 | 0
Direct Buildings Pollutant Emissions[commercial,biomass bf,CO2] | NoSettings | 0 | 0 | 0 | 0 | 0 | 0 | 0 | 0 | 0 | 0 | 0 | 0 | 0 | 0 | 0 | 0 | 0 | 0 | 0 | 0 | 0 | 0 | 0 | 0 | 0 | 0 | 0 | 0 | 0 | 0 | 0
Direct Buildings Pollutant Emissions[commercial,biomass bf,VOC] | NoSettings | 2194590 | 2194590 | 2194590 | 2194590 | 2194590 | 2194590 | 2194590 | 2194590 | 2194590 | 2194590 | 2194590 | 2194590 | 2194590 | 2194590 | 2194590 | 2194590 | 2194590 | 2194590 | 2194590 | 2194590 | 2194590 | 2194590 | 2194590 | 2194590 | 2194590 | 2194590 | 2194590 | 2194590 | 2194590 | 2194590 | 2194590
Direct Buildings Pollutant Emissions[commercial,biomass bf,CO] | NoSettings | 34799400 | 34799400 | 34799400 | 34799400 | 34799400 | 34799400 | 34799400 | 34799400 | 34799400 | 34799400 | 34799400 | 34799400 | 34799400 | 34799400 | 34799400 | 34799400 | 34799400 | 34799400 | 34799400 | 34799400 | 34799400 | 34799400 | 34799400 | 34799400 | 34799400 | 34799400 | 34799400 | 34799400 | 34799400 | 34799400 | 34799400
Direct Buildings Pollutant Emissions[commercial,biomass bf,NOx] | NoSettings | 229149000 | 229149000 | 229149000 | 229149000 | 229149000 | 229149000 | 229149000 | 229149000 | 229149000 | 229149000 | 229149000 | 229149000 | 229149000 | 229149000 | 229149000 | 229149000 | 229149000 | 229149000 | 229149000 | 229149000 | 229149000 | 229149000 | 229149000 | 229149000 | 229149000 | 229149000 | 229149000 | 229149000 | 229149000 | 229149000 | 229149000
Direct Buildings Pollutant Emissions[commercial,biomass bf,PM10] | NoSettings | 5120710 | 5120710 | 5120710 | 5120710 | 5120710 | 5120710 | 5120710 | 5120710 | 5120710 | 5120710 | 5120710 | 5120710 | 5120710 | 5120710 | 5120710 | 5120710 | 5120710 | 5120710 | 5120710 | 5120710 | 5120710 | 5120710 | 5120710 | 5120710 | 5120710 | 5120710 | 5120710 | 5120710 | 5120710 | 5120710 | 5120710
Direct Buildings Pollutant Emissions[commercial,biomass bf,PM25] | NoSettings | 4523230 | 4523230 | 4523230 | 4523230 | 4523230 | 4523230 | 4523230 | 4523230 | 4523230 | 4523230 | 4523230 | 4523230 | 4523230 | 4523230 | 4523230 | 4523230 | 4523230 | 4523230 | 4523230 | 4523230 | 4523230 | 4523230 | 4523230 | 4523230 | 4523230 | 4523230 | 4523230 | 4523230 | 4523230 | 4523230 | 4523230
Direct Buildings Pollutant Emissions[commercial,biomass bf,SOx] | NoSettings | 155234000 | 155234000 | 155234000 | 155234000 | 155234000 | 155234000 | 155234000 | 155234000 | 155234000 | 155234000 | 155234000 | 155234000 | 155234000 | 155234000 | 155234000 | 155234000 | 155234000 | 155234000 | 155234000 | 155234000 | 155234000 | 155234000 | 155234000 | 155234000 | 155234000 | 155234000 | 155234000 | 155234000 | 155234000 | 155234000 | 155234000
Direct Buildings Pollutant Emissions[commercial,biomass bf,BC] | NoSettings | 624290 | 624290 | 624290 | 624290 | 624290 | 624290 | 624290 | 624290 | 624290 | 624290 | 624290 | 624290 | 624290 | 624290 | 624290 | 624290 | 624290 | 624290 | 624290 | 624290 | 624290 | 624290 | 624290 | 624290 | 624290 | 624290 | 624290 | 624290 | 624290 | 624290 | 624290
Direct Buildings Pollutant Emissions[commercial,biomass bf,OC] | NoSettings | 1474550 | 1474550 | 1474550 | 1474550 | 1474550 | 1474550 | 1474550 | 1474550 | 1474550 | 1474550 | 1474550 | 1474550 | 1474550 | 1474550 | 1474550 | 1474550 | 1474550 | 1474550 | 1474550 | 1474550 | 1474550 | 1474550 | 1474550 | 1474550 | 1474550 | 1474550 | 1474550 | 1474550 | 1474550 | 1474550 | 1474550
Direct Buildings Pollutant Emissions[commercial,biomass bf,CH4] | NoSettings | 0 | 0 | 0 | 0 | 0 | 0 | 0 | 0 | 0 | 0 | 0 | 0 | 0 | 0 | 0 | 0 | 0 | 0 | 0 | 0 | 0 | 0 | 0 | 0 | 0 | 0 | 0 | 0 | 0 | 0 | 0
Direct Buildings Pollutant Emissions[commercial,biomass bf,N2O] | NoSettings | 0 | 0 | 0 | 0 | 0 | 0 | 0 | 0 | 0 | 0 | 0 | 0 | 0 | 0 | 0 | 0 | 0 | 0 | 0 | 0 | 0 | 0 | 0 | 0 | 0 | 0 | 0 | 0 | 0 | 0 | 0
Direct Buildings Pollutant Emissions[commercial,biomass bf,F gases] | NoSettings | 0 | 0 | 0 | 0 | 0 | 0 | 0 | 0 | 0 | 0 | 0 | 0 | 0 | 0 | 0 | 0 | 0 | 0 | 0 | 0 | 0 | 0 | 0 | 0 | 0 | 0 | 0 | 0 | 0 | 0 | 0
Direct Buildings Pollutant Emissions[commercial,kerosene bf,CO2] | NoSettings | 0 | 0 | 0 | 0 | 0 | 0 | 0 | 0 | 0 | 0 | 0 | 0 | 0 | 0 | 0 | 0 | 0 | 0 | 0 | 0 | 0 | 0 | 0 | 0 | 0 | 0 | 0 | 0 | 0 | 0 | 0
Direct Buildings Pollutant Emissions[commercial,kerosene bf,VOC] | NoSettings | 0 | 0 | 0 | 0 | 0 | 0 | 0 | 0 | 0 | 0 | 0 | 0 | 0 | 0 | 0 | 0 | 0 | 0 | 0 | 0 | 0 | 0 | 0 | 0 | 0 | 0 | 0 | 0 | 0 | 0 | 0
Direct Buildings Pollutant Emissions[commercial,kerosene bf,CO] | NoSettings | 0 | 0 | 0 | 0 | 0 | 0 | 0 | 0 | 0 | 0 | 0 | 0 | 0 | 0 | 0 | 0 | 0 | 0 | 0 | 0 | 0 | 0 | 0 | 0 | 0 | 0 | 0 | 0 | 0 | 0 | 0
Direct Buildings Pollutant Emissions[commercial,kerosene bf,NOx] | NoSettings | 0 | 0 | 0 | 0 | 0 | 0 | 0 | 0 | 0 | 0 | 0 | 0 | 0 | 0 | 0 | 0 | 0 | 0 | 0 | 0 | 0 | 0 | 0 | 0 | 0 | 0 | 0 | 0 | 0 | 0 | 0
Direct Buildings Pollutant Emissions[commercial,kerosene bf,PM10] | NoSettings | 0 | 0 | 0 | 0 | 0 | 0 | 0 | 0 | 0 | 0 | 0 | 0 | 0 | 0 | 0 | 0 | 0 | 0 | 0 | 0 | 0 | 0 | 0 | 0 | 0 | 0 | 0 | 0 | 0 | 0 | 0
Direct Buildings Pollutant Emissions[commercial,kerosene bf,PM25] | NoSettings | 0 | 0 | 0 | 0 | 0 | 0 | 0 | 0 | 0 | 0 | 0 | 0 | 0 | 0 | 0 | 0 | 0 | 0 | 0 | 0 | 0 | 0 | 0 | 0 | 0 | 0 | 0 | 0 | 0 | 0 | 0
Direct Buildings Pollutant Emissions[commercial,kerosene bf,SOx] | NoSettings | 0 | 0 | 0 | 0 | 0 | 0 | 0 | 0 | 0 | 0 | 0 | 0 | 0 | 0 | 0 | 0 | 0 | 0 | 0 | 0 | 0 | 0 | 0 | 0 | 0 | 0 | 0 | 0 | 0 | 0 | 0
Direct Buildings Pollutant Emissions[commercial,kerosene bf,BC] | NoSettings | 0 | 0 | 0 | 0 | 0 | 0 | 0 | 0 | 0 | 0 | 0 | 0 | 0 | 0 | 0 | 0 | 0 | 0 | 0 | 0 | 0 | 0 | 0 | 0 | 0 | 0 | 0 | 0 | 0 | 0 | 0
Direct Buildings Pollutant Emissions[commercial,kerosene bf,OC] | NoSettings | 0 | 0 | 0 | 0 | 0 | 0 | 0 | 0 | 0 | 0 | 0 | 0 | 0 | 0 | 0 | 0 | 0 | 0 | 0 | 0 | 0 | 0 | 0 | 0 | 0 | 0 | 0 | 0 | 0 | 0 | 0
Direct Buildings Pollutant Emissions[commercial,kerosene bf,CH4] | NoSettings | 0 | 0 | 0 | 0 | 0 | 0 | 0 | 0 | 0 | 0 | 0 | 0 | 0 | 0 | 0 | 0 | 0 | 0 | 0 | 0 | 0 | 0 | 0 | 0 | 0 | 0 | 0 | 0 | 0 | 0 | 0
Direct Buildings Pollutant Emissions[commercial,kerosene bf,N2O] | NoSettings | 0 | 0 | 0 | 0 | 0 | 0 | 0 | 0 | 0 | 0 | 0 | 0 | 0 | 0 | 0 | 0 | 0 | 0 | 0 | 0 | 0 | 0 | 0 | 0 | 0 | 0 | 0 | 0 | 0 | 0 | 0
Direct Buildings Pollutant Emissions[commercial,kerosene bf,F gases] | NoSettings | 0 | 0 | 0 | 0 | 0 | 0 | 0 | 0 | 0 | 0 | 0 | 0 | 0 | 0 | 0 | 0 | 0 | 0 | 0 | 0 | 0 | 0 | 0 | 0 | 0 | 0 | 0 | 0 | 0 | 0 | 0
Direct Buildings Pollutant Emissions[commercial,heavy or residual fuel oil bf,CO2] | NoSettings | 0 | 0 | 0 | 0 | 0 | 0 | 0 | 0 | 0 | 0 | 0 | 0 | 0 | 0 | 0 | 0 | 0 | 0 | 0 | 0 | 0 | 0 | 0 | 0 | 0 | 0 | 0 | 0 | 0 | 0 | 0
Direct Buildings Pollutant Emissions[commercial,heavy or residual fuel oil bf,VOC] | NoSettings | 0 | 0 | 0 | 0 | 0 | 0 | 0 | 0 | 0 | 0 | 0 | 0 | 0 | 0 | 0 | 0 | 0 | 0 | 0 | 0 | 0 | 0 | 0 | 0 | 0 | 0 | 0 | 0 | 0 | 0 | 0
Direct Buildings Pollutant Emissions[commercial,heavy or residual fuel oil bf,CO] | NoSettings | 0 | 0 | 0 | 0 | 0 | 0 | 0 | 0 | 0 | 0 | 0 | 0 | 0 | 0 | 0 | 0 | 0 | 0 | 0 | 0 | 0 | 0 | 0 | 0 | 0 | 0 | 0 | 0 | 0 | 0 | 0
Direct Buildings Pollutant Emissions[commercial,heavy or residual fuel oil bf,NOx] | NoSettings | 0 | 0 | 0 | 0 | 0 | 0 | 0 | 0 | 0 | 0 | 0 | 0 | 0 | 0 | 0 | 0 | 0 | 0 | 0 | 0 | 0 | 0 | 0 | 0 | 0 | 0 | 0 | 0 | 0 | 0 | 0
Direct Buildings Pollutant Emissions[commercial,heavy or residual fuel oil bf,PM10] | NoSettings | 0 | 0 | 0 | 0 | 0 | 0 | 0 | 0 | 0 | 0 | 0 | 0 | 0 | 0 | 0 | 0 | 0 | 0 | 0 | 0 | 0 | 0 | 0 | 0 | 0 | 0 | 0 | 0 | 0 | 0 | 0
Direct Buildings Pollutant Emissions[commercial,heavy or residual fuel oil bf,PM25] | NoSettings | 0 | 0 | 0 | 0 | 0 | 0 | 0 | 0 | 0 | 0 | 0 | 0 | 0 | 0 | 0 | 0 | 0 | 0 | 0 | 0 | 0 | 0 | 0 | 0 | 0 | 0 | 0 | 0 | 0 | 0 | 0
Direct Buildings Pollutant Emissions[commercial,heavy or residual fuel oil bf,SOx] | NoSettings | 0 | 0 | 0 | 0 | 0 | 0 | 0 | 0 | 0 | 0 | 0 | 0 | 0 | 0 | 0 | 0 | 0 | 0 | 0 | 0 | 0 | 0 | 0 | 0 | 0 | 0 | 0 | 0 | 0 | 0 | 0
Direct Buildings Pollutant Emissions[commercial,heavy or residual fuel oil bf,BC] | NoSettings | 0 | 0 | 0 | 0 | 0 | 0 | 0 | 0 | 0 | 0 | 0 | 0 | 0 | 0 | 0 | 0 | 0 | 0 | 0 | 0 | 0 | 0 | 0 | 0 | 0 | 0 | 0 | 0 | 0 | 0 | 0
Direct Buildings Pollutant Emissions[commercial,heavy or residual fuel oil bf,OC] | NoSettings | 0 | 0 | 0 | 0 | 0 | 0 | 0 | 0 | 0 | 0 | 0 | 0 | 0 | 0 | 0 | 0 | 0 | 0 | 0 | 0 | 0 | 0 | 0 | 0 | 0 | 0 | 0 | 0 | 0 | 0 | 0
Direct Buildings Pollutant Emissions[commercial,heavy or residual fuel oil bf,CH4] | NoSettings | 0 | 0 | 0 | 0 | 0 | 0 | 0 | 0 | 0 | 0 | 0 | 0 | 0 | 0 | 0 | 0 | 0 | 0 | 0 | 0 | 0 | 0 | 0 | 0 | 0 | 0 | 0 | 0 | 0 | 0 | 0
Direct Buildings Pollutant Emissions[commercial,heavy or residual fuel oil bf,N2O] | NoSettings | 0 | 0 | 0 | 0 | 0 | 0 | 0 | 0 | 0 | 0 | 0 | 0 | 0 | 0 | 0 | 0 | 0 | 0 | 0 | 0 | 0 | 0 | 0 | 0 | 0 | 0 | 0 | 0 | 0 | 0 | 0
Direct Buildings Pollutant Emissions[commercial,heavy or residual fuel oil bf,F gases] | NoSettings | 0 | 0 | 0 | 0 | 0 | 0 | 0 | 0 | 0 | 0 | 0 | 0 | 0 | 0 | 0 | 0 | 0 | 0 | 0 | 0 | 0 | 0 | 0 | 0 | 0 | 0 | 0 | 0 | 0 | 0 | 0
Direct Buildings Pollutant Emissions[commercial,LPG propane or butane bf,CO2] | NoSettings | 817418000000 | 817418000000 | 817418000000 | 817418000000 | 817418000000 | 811272000000 | 805126000000 | 805126000000 | 798980000000 | 792834000000 | 786688000000 | 780542000000 | 774396000000 | 768250000000 | 762104000000 | 755958000000 | 749812000000 | 743666000000 | 737520000000 | 731374000000 | 725228000000 | 719082000000 | 712936000000 | 706790000000 | 700644000000 | 700644000000 | 694498000000 | 694498000000 | 694498000000 | 694498000000 | 694498000000
Direct Buildings Pollutant Emissions[commercial,LPG propane or butane bf,VOC] | NoSettings | 52801000 | 52801000 | 52801000 | 52801000 | 52801000 | 52404000 | 52007000 | 52007000 | 51610000 | 51213000 | 50816000 | 50419000 | 50022000 | 49625000 | 49228000 | 48831000 | 48434000 | 48037000 | 47640000 | 47243000 | 46846000 | 46449000 | 46052000 | 45655000 | 45258000 | 45258000 | 44861000 | 44861000 | 44861000 | 44861000 | 44861000
Direct Buildings Pollutant Emissions[commercial,LPG propane or butane bf,CO] | NoSettings | 43637300 | 43637300 | 43637300 | 43637300 | 43637300 | 43309200 | 42981100 | 42981100 | 42653000 | 42324900 | 41996800 | 41668700 | 41340600 | 41012500 | 40684400 | 40356300 | 40028200 | 39700100 | 39372000 | 39043900 | 38715800 | 38387700 | 38059600 | 37731500 | 37403400 | 37403400 | 37075300 | 37075300 | 37075300 | 37075300 | 37075300
Direct Buildings Pollutant Emissions[commercial,LPG propane or butane bf,NOx] | NoSettings | 857956000 | 857956000 | 857956000 | 857956000 | 857956000 | 851506000 | 845055000 | 845055000 | 838604000 | 832153000 | 825702000 | 819252000 | 812801000 | 806350000 | 799899000 | 793448000 | 786998000 | 780547000 | 774096000 | 767645000 | 761194000 | 754744000 | 748293000 | 741842000 | 735391000 | 735391000 | 728940000 | 728940000 | 728940000 | 728940000 | 728940000
Direct Buildings Pollutant Emissions[commercial,LPG propane or butane bf,PM10] | NoSettings | 46204200 | 46204200 | 46204200 | 46204200 | 46204200 | 45856800 | 45509400 | 45509400 | 45162000 | 44814600 | 44467200 | 44119800 | 43772400 | 43425000 | 43077600 | 42730200 | 42382800 | 42035400 | 41688000 | 41340600 | 40993200 | 40645800 | 40298400 | 39951000 | 39603600 | 39603600 | 39256200 | 39256200 | 39256200 | 39256200 | 39256200
Direct Buildings Pollutant Emissions[commercial,LPG propane or butane bf,PM25] | NoSettings | 46204200 | 46204200 | 46204200 | 46204200 | 46204200 | 45856800 | 45509400 | 45509400 | 45162000 | 44814600 | 44467200 | 44119800 | 43772400 | 43425000 | 43077600 | 42730200 | 42382800 | 42035400 | 41688000 | 41340600 | 40993200 | 40645800 | 40298400 | 39951000 | 39603600 | 39603600 | 39256200 | 39256200 | 39256200 | 39256200 | 39256200
Direct Buildings Pollutant Emissions[commercial,LPG propane or butane bf,SOx] | NoSettings | 0 | 0 | 0 | 0 | 0 | 0 | 0 | 0 | 0 | 0 | 0 | 0 | 0 | 0 | 0 | 0 | 0 | 0 | 0 | 0 | 0 | 0 | 0 | 0 | 0 | 0 | 0 | 0 | 0 | 0 | 0
Direct Buildings Pollutant Emissions[commercial,LPG propane or butane bf,BC] | NoSettings | 7620900 | 7620900 | 7620900 | 7620900 | 7620900 | 7563600 | 7506300 | 7506300 | 7449000 | 7391700 | 7334400 | 7277100 | 7219800 | 7162500 | 7105200 | 7047900 | 6990600 | 6933300 | 6876000 | 6818700 | 6761400 | 6704100 | 6646800 | 6589500 | 6532200 | 6532200 | 6474900 | 6474900 | 6474900 | 6474900 | 6474900
Direct Buildings Pollutant Emissions[commercial,LPG propane or butane bf,OC] | NoSettings | 19777100 | 19777100 | 19777100 | 19777100 | 19777100 | 19628400 | 19479700 | 19479700 | 19331000 | 19182300 | 19033600 | 18884900 | 18736200 | 18587500 | 18438800 | 18290100 | 18141400 | 17992700 | 17844000 | 17695300 | 17546600 | 17397900 | 17249200 | 17100500 | 16951800 | 16951800 | 16803100 | 16803100 | 16803100 | 16803100 | 16803100
Direct Buildings Pollutant Emissions[commercial,LPG propane or butane bf,CH4] | NoSettings | 39900000 | 39900000 | 39900000 | 39900000 | 39900000 | 39600000 | 39300000 | 39300000 | 39000000 | 38700000 | 38400000 | 38100000 | 37800000 | 37500000 | 37200000 | 36900000 | 36600000 | 36300000 | 36000000 | 35700000 | 35400000 | 35100000 | 34800000 | 34500000 | 34200000 | 34200000 | 33900000 | 33900000 | 33900000 | 33900000 | 33900000
Direct Buildings Pollutant Emissions[commercial,LPG propane or butane bf,N2O] | NoSettings | 7980000 | 7980000 | 7980000 | 7980000 | 7980000 | 7920000 | 7860000 | 7860000 | 7800000 | 7740000 | 7680000 | 7620000 | 7560000 | 7500000 | 7440000 | 7380000 | 7320000 | 7260000 | 7200000 | 7140000 | 7080000 | 7020000 | 6960000 | 6900000 | 6840000 | 6840000 | 6780000 | 6780000 | 6780000 | 6780000 | 6780000
Direct Buildings Pollutant Emissions[commercial,LPG propane or butane bf,F gases] | NoSettings | 0 | 0 | 0 | 0 | 0 | 0 | 0 | 0 | 0 | 0 | 0 | 0 | 0 | 0 | 0 | 0 | 0 | 0 | 0 | 0 | 0 | 0 | 0 | 0 | 0 | 0 | 0 | 0 | 0 | 0 | 0
Direct Buildings Pollutant Emissions[commercial,hydrogen bf,CO2] | NoSettings | 0 | 0 | 0 | 0 | 0 | 0 | 0 | 0 | 0 | 0 | 0 | 0 | 0 | 0 | 0 | 0 | 0 | 0 | 0 | 0 | 0 | 0 | 0 | 0 | 0 | 0 | 0 | 0 | 0 | 0 | 0
Direct Buildings Pollutant Emissions[commercial,hydrogen bf,VOC] | NoSettings | 0 | 0 | 0 | 0 | 0 | 0 | 0 | 0 | 0 | 0 | 0 | 0 | 0 | 0 | 0 | 0 | 0 | 0 | 0 | 0 | 0 | 0 | 0 | 0 | 0 | 0 | 0 | 0 | 0 | 0 | 0
Direct Buildings Pollutant Emissions[commercial,hydrogen bf,CO] | NoSettings | 0 | 0 | 0 | 0 | 0 | 0 | 0 | 0 | 0 | 0 | 0 | 0 | 0 | 0 | 0 | 0 | 0 | 0 | 0 | 0 | 0 | 0 | 0 | 0 | 0 | 0 | 0 | 0 | 0 | 0 | 0
Direct Buildings Pollutant Emissions[commercial,hydrogen bf,NOx] | NoSettings | 0 | 0 | 0 | 0 | 0 | 0 | 0 | 0 | 0 | 0 | 0 | 0 | 0 | 0 | 0 | 0 | 0 | 0 | 0 | 0 | 0 | 0 | 0 | 0 | 0 | 0 | 0 | 0 | 0 | 0 | 0
Direct Buildings Pollutant Emissions[commercial,hydrogen bf,PM10] | NoSettings | 0 | 0 | 0 | 0 | 0 | 0 | 0 | 0 | 0 | 0 | 0 | 0 | 0 | 0 | 0 | 0 | 0 | 0 | 0 | 0 | 0 | 0 | 0 | 0 | 0 | 0 | 0 | 0 | 0 | 0 | 0
Direct Buildings Pollutant Emissions[commercial,hydrogen bf,PM25] | NoSettings | 0 | 0 | 0 | 0 | 0 | 0 | 0 | 0 | 0 | 0 | 0 | 0 | 0 | 0 | 0 | 0 | 0 | 0 | 0 | 0 | 0 | 0 | 0 | 0 | 0 | 0 | 0 | 0 | 0 | 0 | 0
Direct Buildings Pollutant Emissions[commercial,hydrogen bf,SOx] | NoSettings | 0 | 0 | 0 | 0 | 0 | 0 | 0 | 0 | 0 | 0 | 0 | 0 | 0 | 0 | 0 | 0 | 0 | 0 | 0 | 0 | 0 | 0 | 0 | 0 | 0 | 0 | 0 | 0 | 0 | 0 | 0
Direct Buildings Pollutant Emissions[commercial,hydrogen bf,BC] | NoSettings | 0 | 0 | 0 | 0 | 0 | 0 | 0 | 0 | 0 | 0 | 0 | 0 | 0 | 0 | 0 | 0 | 0 | 0 | 0 | 0 | 0 | 0 | 0 | 0 | 0 | 0 | 0 | 0 | 0 | 0 | 0
Direct Buildings Pollutant Emissions[commercial,hydrogen bf,OC] | NoSettings | 0 | 0 | 0 | 0 | 0 | 0 | 0 | 0 | 0 | 0 | 0 | 0 | 0 | 0 | 0 | 0 | 0 | 0 | 0 | 0 | 0 | 0 | 0 | 0 | 0 | 0 | 0 | 0 | 0 | 0 | 0
Direct Buildings Pollutant Emissions[commercial,hydrogen bf,CH4] | NoSettings | 0 | 0 | 0 | 0 | 0 | 0 | 0 | 0 | 0 | 0 | 0 | 0 | 0 | 0 | 0 | 0 | 0 | 0 | 0 | 0 | 0 | 0 | 0 | 0 | 0 | 0 | 0 | 0 | 0 | 0 | 0
Direct Buildings Pollutant Emissions[commercial,hydrogen bf,N2O] | NoSettings | 0 | 0 | 0 | 0 | 0 | 0 | 0 | 0 | 0 | 0 | 0 | 0 | 0 | 0 | 0 | 0 | 0 | 0 | 0 | 0 | 0 | 0 | 0 | 0 | 0 | 0 | 0 | 0 | 0 | 0 | 0
Direct Buildings Pollutant Emissions[commercial,hydrogen bf,F gases] | NoSettings | 0 | 0 | 0 | 0 | 0 | 0 | 0 | 0 | 0 | 0 | 0 | 0 | 0 | 0 | 0 | 0 | 0 | 0 | 0 | 0 | 0 | 0 | 0 | 0 | 0 | 0 | 0 | 0 | 0 | 0 | 0
Transportation Pollutant Emissions Disaggregated[LDVs,CO2,passenger,electricity tf] | NoSettings | 0 | 0 | 0 | 0 | 0 | 0 | 0 | 0 | 0 | 0 | 0 | 0 | 0 | 0 | 0 | 0 | 0 | 0 | 0 | 0 | 0 | 0 | 0 | 0 | 0 | 0 | 0 | 0 | 0 | 0 | 0
Transportation Pollutant Emissions Disaggregated[LDVs,CO2,passenger,natural gas tf] | NoSettings | 24574400000 | 24063500000 | 20295700000 | 16696100000 | 13323200000 | 10248600000 | 7542990000 | 5254660000 | 3371200000 | 1899640000 | 845246000 | 211417000 | 0 | 0 | 0 | 0 | 0 | 0 | 0 | 0 | 0 | 0 | 0 | 0 | 0 | 0 | 0 | 0 | 0 | 0 | 0
Transportation Pollutant Emissions Disaggregated[LDVs,CO2,passenger,petroleum gasoline tf] | NoSettings | 100042000000000 | 113006000000000 | 112064000000000 | 110941000000000 | 108864000000000 | 106630000000000 | 104127000000000 | 101571000000000 | 99007300000000 | 96214800000000 | 92966700000000 | 89515500000000 | 85925000000000 | 82823300000000 | 79713900000000 | 76783100000000 | 73753000000000 | 70463400000000 | 66858300000000 | 63080400000000 | 59291500000000 | 55534300000000 | 51991000000000 | 48692100000000 | 45486200000000 | 42595700000000 | 40016900000000 | 37735400000000 | 35733100000000 | 33985300000000 | 32473800000000
Transportation Pollutant Emissions Disaggregated[LDVs,CO2,passenger,petroleum diesel tf] | NoSettings | 402884000000 | 411844000000 | 366909000000 | 322898000000 | 277259000000 | 233561000000 | 191945000000 | 152299000000 | 115238000000 | 80665900000 | 48243000000 | 19564500000 | 0 | 0 | 0 | 0 | 0 | 0 | 0 | 0 | 0 | 0 | 0 | 0 | 0 | 0 | 0 | 0 | 0 | 0 | 0
Transportation Pollutant Emissions Disaggregated[LDVs,CO2,passenger,biofuel gasoline tf] | NoSettings | 0 | 0 | 0 | 0 | 0 | 0 | 0 | 0 | 0 | 0 | 0 | 0 | 0 | 0 | 0 | 0 | 0 | 0 | 0 | 0 | 0 | 0 | 0 | 0 | 0 | 0 | 0 | 0 | 0 | 0 | 0
Transportation Pollutant Emissions Disaggregated[LDVs,CO2,passenger,biofuel diesel tf] | NoSettings | 0 | 0 | 0 | 0 | 0 | 0 | 0 | 0 | 0 | 0 | 0 | 0 | 0 | 0 | 0 | 0 | 0 | 0 | 0 | 0 | 0 | 0 | 0 | 0 | 0 | 0 | 0 | 0 | 0 | 0 | 0
Transportation Pollutant Emissions Disaggregated[LDVs,CO2,passenger,jet fuel tf] | NoSettings | 0 | 0 | 0 | 0 | 0 | 0 | 0 | 0 | 0 | 0 | 0 | 0 | 0 | 0 | 0 | 0 | 0 | 0 | 0 | 0 | 0 | 0 | 0 | 0 | 0 | 0 | 0 | 0 | 0 | 0 | 0
Transportation Pollutant Emissions Disaggregated[LDVs,CO2,passenger,heavy or residual fuel oil tf] | NoSettings | 0 | 0 | 0 | 0 | 0 | 0 | 0 | 0 | 0 | 0 | 0 | 0 | 0 | 0 | 0 | 0 | 0 | 0 | 0 | 0 | 0 | 0 | 0 | 0 | 0 | 0 | 0 | 0 | 0 | 0 | 0
Transportation Pollutant Emissions Disaggregated[LDVs,CO2,passenger,LPG propane or butane tf] | NoSettings | 0 | 0 | 0 | 0 | 0 | 0 | 0 | 0 | 0 | 0 | 0 | 0 | 0 | 0 | 0 | 0 | 0 | 0 | 0 | 0 | 0 | 0 | 0 | 0 | 0 | 0 | 0 | 0 | 0 | 0 | 0
Transportation Pollutant Emissions Disaggregated[LDVs,CO2,passenger,hydrogen tf] | NoSettings | 0 | 0 | 0 | 0 | 0 | 0 | 0 | 0 | 0 | 0 | 0 | 0 | 0 | 0 | 0 | 0 | 0 | 0 | 0 | 0 | 0 | 0 | 0 | 0 | 0 | 0 | 0 | 0 | 0 | 0 | 0
Transportation Pollutant Emissions Disaggregated[LDVs,CO2,freight,electricity tf] | NoSettings | 0 | 0 | 0 | 0 | 0 | 0 | 0 | 0 | 0 | 0 | 0 | 0 | 0 | 0 | 0 | 0 | 0 | 0 | 0 | 0 | 0 | 0 | 0 | 0 | 0 | 0 | 0 | 0 | 0 | 0 | 0
Transportation Pollutant Emissions Disaggregated[LDVs,CO2,freight,natural gas tf] | NoSettings | 17496600000 | 17237800000 | 15526100000 | 13775900000 | 11988400000 | 10231200000 | 8578340000 | 7052860000 | 5639980000 | 4348130000 | 3188450000 | 2202170000 | 1368310000 | 717755000 | 641745000 | 538214000 | 408962000 | 315512000 | 252117000 | 206743000 | 170815000 | 137820000 | 107896000 | 85462200 | 69179900 | 54466200 | 44494600 | 32657600 | 24907400 | 18153800 | 14220800
Transportation Pollutant Emissions Disaggregated[LDVs,CO2,freight,petroleum gasoline tf] | NoSettings | 7323520000000 | 7971490000000 | 7949630000000 | 7931950000000 | 7891680000000 | 7837160000000 | 7789940000000 | 7717920000000 | 7631150000000 | 7531850000000 | 7403230000000 | 7293360000000 | 7164320000000 | 7050490000000 | 6717410000000 | 6437570000000 | 6168500000000 | 5883820000000 | 5616340000000 | 5339440000000 | 5086250000000 | 4869740000000 | 4687840000000 | 4547980000000 | 4450160000000 | 4377490000000 | 4336590000000 | 4326990000000 | 4346710000000 | 4398320000000 | 4451450000000
Transportation Pollutant Emissions Disaggregated[LDVs,CO2,freight,petroleum diesel tf] | NoSettings | 7275540000000 | 7599060000000 | 7247280000000 | 6899240000000 | 6524400000000 | 6120880000000 | 5748660000000 | 5376070000000 | 5013180000000 | 4656910000000 | 4304570000000 | 4095890000000 | 3879230000000 | 3652930000000 | 3500100000000 | 3319050000000 | 3141210000000 | 2976620000000 | 2824610000000 | 2695790000000 | 2568080000000 | 2453520000000 | 2358140000000 | 2278500000000 | 2210870000000 | 2162250000000 | 2127090000000 | 2107460000000 | 2104010000000 | 2119260000000 | 2136040000000
Transportation Pollutant Emissions Disaggregated[LDVs,CO2,freight,biofuel gasoline tf] | NoSettings | 0 | 0 | 0 | 0 | 0 | 0 | 0 | 0 | 0 | 0 | 0 | 0 | 0 | 0 | 0 | 0 | 0 | 0 | 0 | 0 | 0 | 0 | 0 | 0 | 0 | 0 | 0 | 0 | 0 | 0 | 0
Transportation Pollutant Emissions Disaggregated[LDVs,CO2,freight,biofuel diesel tf] | NoSettings | 0 | 0 | 0 | 0 | 0 | 0 | 0 | 0 | 0 | 0 | 0 | 0 | 0 | 0 | 0 | 0 | 0 | 0 | 0 | 0 | 0 | 0 | 0 | 0 | 0 | 0 | 0 | 0 | 0 | 0 | 0
Transportation Pollutant Emissions Disaggregated[LDVs,CO2,freight,jet fuel tf] | NoSettings | 0 | 0 | 0 | 0 | 0 | 0 | 0 | 0 | 0 | 0 | 0 | 0 | 0 | 0 | 0 | 0 | 0 | 0 | 0 | 0 | 0 | 0 | 0 | 0 | 0 | 0 | 0 | 0 | 0 | 0 | 0
Transportation Pollutant Emissions Disaggregated[LDVs,CO2,freight,heavy or residual fuel oil tf] | NoSettings | 0 | 0 | 0 | 0 | 0 | 0 | 0 | 0 | 0 | 0 | 0 | 0 | 0 | 0 | 0 | 0 | 0 | 0 | 0 | 0 | 0 | 0 | 0 | 0 | 0 | 0 | 0 | 0 | 0 | 0 | 0
Transportation Pollutant Emissions Disaggregated[LDVs,CO2,freight,LPG propane or butane tf] | NoSettings | 0 | 0 | 0 | 0 | 0 | 0 | 0 | 0 | 0 | 0 | 0 | 0 | 0 | 0 | 0 | 0 | 0 | 0 | 0 | 0 | 0 | 0 | 0 | 0 | 0 | 0 | 0 | 0 | 0 | 0 | 0
Transportation Pollutant Emissions Disaggregated[LDVs,CO2,freight,hydrogen tf] | NoSettings | 0 | 0 | 0 | 0 | 0 | 0 | 0 | 0 | 0 | 0 | 0 | 0 | 0 | 0 | 0 | 0 | 0 | 0 | 0 | 0 | 0 | 0 | 0 | 0 | 0 | 0 | 0 | 0 | 0 | 0 | 0
Transportation Pollutant Emissions Disaggregated[LDVs,VOC,passenger,electricity tf] | NoSettings | 0 | 0 | 0 | 0 | 0 | 0 | 0 | 0 | 0 | 0 | 0 | 0 | 0 | 0 | 0 | 0 | 0 | 0 | 0 | 0 | 0 | 0 | 0 | 0 | 0 | 0 | 0 | 0 | 0 | 0 | 0
Transportation Pollutant Emissions Disaggregated[LDVs,VOC,passenger,natural gas tf] | NoSettings | 16091800 | 15757300 | 13290000 | 10933000 | 8724280 | 6711000 | 4939290 | 3440860 | 2207530 | 1243920 | 553484 | 138440 | 0 | 0 | 0 | 0 | 0 | 0 | 0 | 0 | 0 | 0 | 0 | 0 | 0 | 0 | 0 | 0 | 0 | 0 | 0
Transportation Pollutant Emissions Disaggregated[LDVs,VOC,passenger,petroleum gasoline tf] | NoSettings | 70970100000 | 80166400000 | 79498400000 | 78701600000 | 77228500000 | 75643200000 | 73867900000 | 72054600000 | 70235800000 | 68254800000 | 65950600000 | 63502400000 | 60955300000 | 58754900000 | 56549100000 | 54470000000 | 52320400000 | 49986800000 | 47429300000 | 44749300000 | 42061500000 | 39396000000 | 36882500000 | 34542200000 | 32268000000 | 30217400000 | 28388100000 | 26769500000 | 25349100000 | 24109200000 | 23037000000
Transportation Pollutant Emissions Disaggregated[LDVs,VOC,passenger,petroleum diesel tf] | NoSettings | 173768000 | 177632000 | 158251000 | 139269000 | 119584000 | 100737000 | 82787600 | 65687900 | 49703000 | 34791900 | 20807600 | 8438330 | 0 | 0 | 0 | 0 | 0 | 0 | 0 | 0 | 0 | 0 | 0 | 0 | 0 | 0 | 0 | 0 | 0 | 0 | 0
Transportation Pollutant Emissions Disaggregated[LDVs,VOC,passenger,biofuel gasoline tf] | NoSettings | 4958170000 | 5617510000 | 5587430000 | 5547990000 | 5460410000 | 5364260000 | 5253930000 | 5140100000 | 5025170000 | 4890670000 | 4739490000 | 4563550000 | 4380510000 | 4222380000 | 4063860000 | 3914450000 | 3759970000 | 3592270000 | 3408480000 | 3215880000 | 3022720000 | 2831170000 | 2650540000 | 2482360000 | 2318920000 | 2171560000 | 2040090000 | 1923780000 | 1821700000 | 1732600000 | 1655540000
Transportation Pollutant Emissions Disaggregated[LDVs,VOC,passenger,biofuel diesel tf] | NoSettings | 40333300 | 46339800 | 46064500 | 44963100 | 42607400 | 39444300 | 35498400 | 30752200 | 25341200 | 19277800 | 12507600 | 5072320 | 0 | 0 | 0 | 0 | 0 | 0 | 0 | 0 | 0 | 0 | 0 | 0 | 0 | 0 | 0 | 0 | 0 | 0 | 0
Transportation Pollutant Emissions Disaggregated[LDVs,VOC,passenger,jet fuel tf] | NoSettings | 0 | 0 | 0 | 0 | 0 | 0 | 0 | 0 | 0 | 0 | 0 | 0 | 0 | 0 | 0 | 0 | 0 | 0 | 0 | 0 | 0 | 0 | 0 | 0 | 0 | 0 | 0 | 0 | 0 | 0 | 0
Transportation Pollutant Emissions Disaggregated[LDVs,VOC,passenger,heavy or residual fuel oil tf] | NoSettings | 0 | 0 | 0 | 0 | 0 | 0 | 0 | 0 | 0 | 0 | 0 | 0 | 0 | 0 | 0 | 0 | 0 | 0 | 0 | 0 | 0 | 0 | 0 | 0 | 0 | 0 | 0 | 0 | 0 | 0 | 0
Transportation Pollutant Emissions Disaggregated[LDVs,VOC,passenger,LPG propane or butane tf] | NoSettings | 0 | 0 | 0 | 0 | 0 | 0 | 0 | 0 | 0 | 0 | 0 | 0 | 0 | 0 | 0 | 0 | 0 | 0 | 0 | 0 | 0 | 0 | 0 | 0 | 0 | 0 | 0 | 0 | 0 | 0 | 0
Transportation Pollutant Emissions Disaggregated[LDVs,VOC,passenger,hydrogen tf] | NoSettings | 0 | 0 | 0 | 0 | 0 | 0 | 0 | 0 | 0 | 0 | 0 | 0 | 0 | 0 | 0 | 0 | 0 | 0 | 0 | 0 | 0 | 0 | 0 | 0 | 0 | 0 | 0 | 0 | 0 | 0 | 0
Transportation Pollutant Emissions Disaggregated[LDVs,VOC,freight,electricity tf] | NoSettings | 0 | 0 | 0 | 0 | 0 | 0 | 0 | 0 | 0 | 0 | 0 | 0 | 0 | 0 | 0 | 0 | 0 | 0 | 0 | 0 | 0 | 0 | 0 | 0 | 0 | 0 | 0 | 0 | 0 | 0 | 0
Transportation Pollutant Emissions Disaggregated[LDVs,VOC,freight,natural gas tf] | NoSettings | 11457100 | 11287700 | 10166800 | 9020730 | 7850240 | 6699600 | 5617270 | 4618350 | 3693170 | 2847240 | 2087860 | 1442030 | 895997 | 470000 | 420227 | 352433 | 267796 | 206603 | 165091 | 135379 | 111853 | 90247 | 70652.1 | 55962.3 | 45300.4 | 35665.5 | 29136 | 21384.9 | 16309.8 | 11887.5 | 9312.07
Transportation Pollutant Emissions Disaggregated[LDVs,VOC,freight,petroleum gasoline tf] | NoSettings | 5195310000 | 5654980000 | 5639470000 | 5626930000 | 5598360000 | 5559690000 | 5526190000 | 5475100000 | 5413550000 | 5343100000 | 5251860000 | 5173910000 | 5082370000 | 5001620000 | 4765330000 | 4566820000 | 4375940000 | 4173980000 | 3984240000 | 3787800000 | 3608190000 | 3454590000 | 3325560000 | 3226340000 | 3156950000 | 3105400000 | 3076380000 | 3069570000 | 3083560000 | 3120170000 | 3157860000
Transportation Pollutant Emissions Disaggregated[LDVs,VOC,freight,petroleum diesel tf] | NoSettings | 3138000000 | 3277540000 | 3125820000 | 2975700000 | 2814030000 | 2639990000 | 2479440000 | 2318750000 | 2162230000 | 2008560000 | 1856600000 | 1766590000 | 1673140000 | 1575540000 | 1509620000 | 1431530000 | 1354830000 | 1283840000 | 1218280000 | 1162720000 | 1107640000 | 1058230000 | 1017090000 | 982737000 | 953566000 | 932597000 | 917433000 | 908964000 | 907476000 | 914056000 | 921292000
Transportation Pollutant Emissions Disaggregated[LDVs,VOC,freight,biofuel gasoline tf] | NoSettings | 362960000 | 396263000 | 396362000 | 396665000 | 395829000 | 394266000 | 393055000 | 390575000 | 387325000 | 382849000 | 377419000 | 371818000 | 365239000 | 359436000 | 342456000 | 328189000 | 314472000 | 299959000 | 286323000 | 272206000 | 259299000 | 248261000 | 238988000 | 231858000 | 226871000 | 223166000 | 221081000 | 220592000 | 221597000 | 224228000 | 226937000
Transportation Pollutant Emissions Disaggregated[LDVs,VOC,freight,biofuel diesel tf] | NoSettings | 728363000 | 855031000 | 909880000 | 960710000 | 1002630000 | 1033710000 | 1063160000 | 1085540000 | 1102420000 | 1112920000 | 1116010000 | 1061900000 | 1005730000 | 947063000 | 907440000 | 860501000 | 814396000 | 771723000 | 732313000 | 698914000 | 665805000 | 636103000 | 611376000 | 590727000 | 573192000 | 560588000 | 551473000 | 546382000 | 545487000 | 549443000 | 553792000
Transportation Pollutant Emissions Disaggregated[LDVs,VOC,freight,jet fuel tf] | NoSettings | 0 | 0 | 0 | 0 | 0 | 0 | 0 | 0 | 0 | 0 | 0 | 0 | 0 | 0 | 0 | 0 | 0 | 0 | 0 | 0 | 0 | 0 | 0 | 0 | 0 | 0 | 0 | 0 | 0 | 0 | 0
Transportation Pollutant Emissions Disaggregated[LDVs,VOC,freight,heavy or residual fuel oil tf] | NoSettings | 0 | 0 | 0 | 0 | 0 | 0 | 0 | 0 | 0 | 0 | 0 | 0 | 0 | 0 | 0 | 0 | 0 | 0 | 0 | 0 | 0 | 0 | 0 | 0 | 0 | 0 | 0 | 0 | 0 | 0 | 0
Transportation Pollutant Emissions Disaggregated[LDVs,VOC,freight,LPG propane or butane tf] | NoSettings | 0 | 0 | 0 | 0 | 0 | 0 | 0 | 0 | 0 | 0 | 0 | 0 | 0 | 0 | 0 | 0 | 0 | 0 | 0 | 0 | 0 | 0 | 0 | 0 | 0 | 0 | 0 | 0 | 0 | 0 | 0
Transportation Pollutant Emissions Disaggregated[LDVs,VOC,freight,hydrogen tf] | NoSettings | 0 | 0 | 0 | 0 | 0 | 0 | 0 | 0 | 0 | 0 | 0 | 0 | 0 | 0 | 0 | 0 | 0 | 0 | 0 | 0 | 0 | 0 | 0 | 0 | 0 | 0 | 0 | 0 | 0 | 0 | 0
Transportation Pollutant Emissions Disaggregated[LDVs,CO,passenger,electricity tf] | NoSettings | 0 | 0 | 0 | 0 | 0 | 0 | 0 | 0 | 0 | 0 | 0 | 0 | 0 | 0 | 0 | 0 | 0 | 0 | 0 | 0 | 0 | 0 | 0 | 0 | 0 | 0 | 0 | 0 | 0 | 0 | 0
Transportation Pollutant Emissions Disaggregated[LDVs,CO,passenger,natural gas tf] | NoSettings | 251049000 | 245829000 | 207338000 | 170565000 | 136108000 | 104698000 | 77058000 | 53680900 | 34439600 | 19406400 | 8634910 | 2159800 | 0 | 0 | 0 | 0 | 0 | 0 | 0 | 0 | 0 | 0 | 0 | 0 | 0 | 0 | 0 | 0 | 0 | 0 | 0
Transportation Pollutant Emissions Disaggregated[LDVs,CO,passenger,petroleum gasoline tf] | NoSettings | 803154000000 | 907227000000 | 899667000000 | 890650000000 | 873980000000 | 856039000000 | 835948000000 | 815428000000 | 794845000000 | 772426000000 | 746350000000 | 718644000000 | 689819000000 | 664917000000 | 639955000000 | 616426000000 | 592100000000 | 565691000000 | 536748000000 | 506418000000 | 476001000000 | 445837000000 | 417392000000 | 390907000000 | 365170000000 | 341965000000 | 321262000000 | 302945000000 | 286870000000 | 272839000000 | 260705000000
Transportation Pollutant Emissions Disaggregated[LDVs,CO,passenger,petroleum diesel tf] | NoSettings | 3973250000 | 4061610000 | 3618460000 | 3184420000 | 2734330000 | 2303380000 | 1892960000 | 1501980000 | 1136480000 | 795528000 | 475773000 | 192945000 | 0 | 0 | 0 | 0 | 0 | 0 | 0 | 0 | 0 | 0 | 0 | 0 | 0 | 0 | 0 | 0 | 0 | 0 | 0
Transportation Pollutant Emissions Disaggregated[LDVs,CO,passenger,biofuel gasoline tf] | NoSettings | 60042400000 | 68026900000 | 67662600000 | 67185000000 | 66124500000 | 64960100000 | 63624100000 | 62245600000 | 60853800000 | 59225000000 | 57394200000 | 55263600000 | 53047000000 | 51132100000 | 49212500000 | 47403100000 | 45532500000 | 43501600000 | 41276000000 | 38943600000 | 36604500000 | 34284900000 | 32097500000 | 30060800000 | 28081600000 | 26297100000 | 24705100000 | 23296500000 | 22060400000 | 20981400000 | 20048200000
Transportation Pollutant Emissions Disaggregated[LDVs,CO,passenger,biofuel diesel tf] | NoSettings | 977950000 | 1123590000 | 1116910000 | 1090210000 | 1033090000 | 956395000 | 860719000 | 745641000 | 614441000 | 467423000 | 303267000 | 122987000 | 0 | 0 | 0 | 0 | 0 | 0 | 0 | 0 | 0 | 0 | 0 | 0 | 0 | 0 | 0 | 0 | 0 | 0 | 0
Transportation Pollutant Emissions Disaggregated[LDVs,CO,passenger,jet fuel tf] | NoSettings | 0 | 0 | 0 | 0 | 0 | 0 | 0 | 0 | 0 | 0 | 0 | 0 | 0 | 0 | 0 | 0 | 0 | 0 | 0 | 0 | 0 | 0 | 0 | 0 | 0 | 0 | 0 | 0 | 0 | 0 | 0
Transportation Pollutant Emissions Disaggregated[LDVs,CO,passenger,heavy or residual fuel oil tf] | NoSettings | 0 | 0 | 0 | 0 | 0 | 0 | 0 | 0 | 0 | 0 | 0 | 0 | 0 | 0 | 0 | 0 | 0 | 0 | 0 | 0 | 0 | 0 | 0 | 0 | 0 | 0 | 0 | 0 | 0 | 0 | 0
Transportation Pollutant Emissions Disaggregated[LDVs,CO,passenger,LPG propane or butane tf] | NoSettings | 0 | 0 | 0 | 0 | 0 | 0 | 0 | 0 | 0 | 0 | 0 | 0 | 0 | 0 | 0 | 0 | 0 | 0 | 0 | 0 | 0 | 0 | 0 | 0 | 0 | 0 | 0 | 0 | 0 | 0 | 0
Transportation Pollutant Emissions Disaggregated[LDVs,CO,passenger,hydrogen tf] | NoSettings | 0 | 0 | 0 | 0 | 0 | 0 | 0 | 0 | 0 | 0 | 0 | 0 | 0 | 0 | 0 | 0 | 0 | 0 | 0 | 0 | 0 | 0 | 0 | 0 | 0 | 0 | 0 | 0 | 0 | 0 | 0
Transportation Pollutant Emissions Disaggregated[LDVs,CO,freight,electricity tf] | NoSettings | 0 | 0 | 0 | 0 | 0 | 0 | 0 | 0 | 0 | 0 | 0 | 0 | 0 | 0 | 0 | 0 | 0 | 0 | 0 | 0 | 0 | 0 | 0 | 0 | 0 | 0 | 0 | 0 | 0 | 0 | 0
Transportation Pollutant Emissions Disaggregated[LDVs,CO,freight,natural gas tf] | NoSettings | 178743000 | 176099000 | 158612000 | 140733000 | 122472000 | 104521000 | 87635100 | 72051000 | 57617200 | 44419800 | 32572700 | 22497100 | 13978500 | 7332480 | 6555970 | 5498310 | 4177890 | 3223220 | 2575590 | 2112050 | 1745020 | 1407950 | 1102240 | 873069 | 706732 | 556418 | 454551 | 333626 | 254450 | 185457 | 145278
Transportation Pollutant Emissions Disaggregated[LDVs,CO,freight,petroleum gasoline tf] | NoSettings | 58794300000 | 63996300000 | 63820700000 | 63678800000 | 63355500000 | 62917900000 | 62538800000 | 61960600000 | 61264000000 | 60466800000 | 59434200000 | 58552100000 | 57516200000 | 56602300000 | 53928300000 | 51681800000 | 49521600000 | 47236100000 | 45088800000 | 42865800000 | 40833200000 | 39094900000 | 37634700000 | 36511900000 | 35726600000 | 35143200000 | 34814800000 | 34737700000 | 34896000000 | 35310300000 | 35736900000
Transportation Pollutant Emissions Disaggregated[LDVs,CO,freight,petroleum diesel tf] | NoSettings | 71751500000 | 74942000000 | 71472800000 | 68040400000 | 64343700000 | 60364200000 | 56693300000 | 53018900000 | 49440000000 | 45926500000 | 42451700000 | 40393700000 | 38257000000 | 36025200000 | 34518000000 | 32732500000 | 30978700000 | 29355500000 | 27856400000 | 26585900000 | 25326500000 | 24196700000 | 23256000000 | 22470600000 | 21803600000 | 21324100000 | 20977400000 | 20783800000 | 20749700000 | 20900200000 | 21065600000
Transportation Pollutant Emissions Disaggregated[LDVs,CO,freight,biofuel gasoline tf] | NoSettings | 4395370000 | 4798660000 | 4799860000 | 4803530000 | 4793410000 | 4774480000 | 4759810000 | 4729780000 | 4690430000 | 4636220000 | 4570470000 | 4502640000 | 4422970000 | 4352700000 | 4147070000 | 3974310000 | 3808190000 | 3632440000 | 3467310000 | 3296360000 | 3140060000 | 3006390000 | 2894090000 | 2807750000 | 2747360000 | 2702500000 | 2677240000 | 2671320000 | 2683490000 | 2715350000 | 2748150000
Transportation Pollutant Emissions Disaggregated[LDVs,CO,freight,biofuel diesel tf] | NoSettings | 17660400000 | 20731700000 | 22061600000 | 23294100000 | 24310500000 | 25064100000 | 25778100000 | 26320700000 | 26730000000 | 26984700000 | 27059500000 | 25747700000 | 24385800000 | 22963200000 | 22002400000 | 20864300000 | 19746400000 | 18711700000 | 17756200000 | 16946400000 | 16143600000 | 15423400000 | 14823900000 | 14323200000 | 13898000000 | 13592400000 | 13371400000 | 13248000000 | 13226300000 | 13322200000 | 13427600000
Transportation Pollutant Emissions Disaggregated[LDVs,CO,freight,jet fuel tf] | NoSettings | 0 | 0 | 0 | 0 | 0 | 0 | 0 | 0 | 0 | 0 | 0 | 0 | 0 | 0 | 0 | 0 | 0 | 0 | 0 | 0 | 0 | 0 | 0 | 0 | 0 | 0 | 0 | 0 | 0 | 0 | 0
Transportation Pollutant Emissions Disaggregated[LDVs,CO,freight,heavy or residual fuel oil tf] | NoSettings | 0 | 0 | 0 | 0 | 0 | 0 | 0 | 0 | 0 | 0 | 0 | 0 | 0 | 0 | 0 | 0 | 0 | 0 | 0 | 0 | 0 | 0 | 0 | 0 | 0 | 0 | 0 | 0 | 0 | 0 | 0
Transportation Pollutant Emissions Disaggregated[LDVs,CO,freight,LPG propane or butane tf] | NoSettings | 0 | 0 | 0 | 0 | 0 | 0 | 0 | 0 | 0 | 0 | 0 | 0 | 0 | 0 | 0 | 0 | 0 | 0 | 0 | 0 | 0 | 0 | 0 | 0 | 0 | 0 | 0 | 0 | 0 | 0 | 0
Transportation Pollutant Emissions Disaggregated[LDVs,CO,freight,hydrogen tf] | NoSettings | 0 | 0 | 0 | 0 | 0 | 0 | 0 | 0 | 0 | 0 | 0 | 0 | 0 | 0 | 0 | 0 | 0 | 0 | 0 | 0 | 0 | 0 | 0 | 0 | 0 | 0 | 0 | 0 | 0 | 0 | 0
Transportation Pollutant Emissions Disaggregated[LDVs,NOx,passenger,electricity tf] | NoSettings | 0 | 0 | 0 | 0 | 0 | 0 | 0 | 0 | 0 | 0 | 0 | 0 | 0 | 0 | 0 | 0 | 0 | 0 | 0 | 0 | 0 | 0 | 0 | 0 | 0 | 0 | 0 | 0 | 0 | 0 | 0
Transportation Pollutant Emissions Disaggregated[LDVs,NOx,passenger,natural gas tf] | NoSettings | 11146800 | 10915100 | 9206030 | 7573280 | 6043330 | 4648720 | 3421460 | 2383490 | 1529160 | 861666 | 383399 | 95897.5 | 0 | 0 | 0 | 0 | 0 | 0 | 0 | 0 | 0 | 0 | 0 | 0 | 0 | 0 | 0 | 0 | 0 | 0 | 0
Transportation Pollutant Emissions Disaggregated[LDVs,NOx,passenger,petroleum gasoline tf] | NoSettings | 35660600000 | 40281500000 | 39945900000 | 39545500000 | 38805400000 | 38008800000 | 37116700000 | 36205600000 | 35291700000 | 34296300000 | 33138500000 | 31908300000 | 30628500000 | 29522800000 | 28414500000 | 27369800000 | 26289700000 | 25117100000 | 23832000000 | 22485400000 | 21134800000 | 19795500000 | 18532500000 | 17356600000 | 16213800000 | 15183500000 | 14264300000 | 13451000000 | 12737300000 | 12114300000 | 11575500000
Transportation Pollutant Emissions Disaggregated[LDVs,NOx,passenger,petroleum diesel tf] | NoSettings | 186085000 | 190223000 | 169468000 | 149141000 | 128061000 | 107877000 | 88655900 | 70344200 | 53226200 | 37258100 | 22282600 | 9036480 | 0 | 0 | 0 | 0 | 0 | 0 | 0 | 0 | 0 | 0 | 0 | 0 | 0 | 0 | 0 | 0 | 0 | 0 | 0
Transportation Pollutant Emissions Disaggregated[LDVs,NOx,passenger,biofuel gasoline tf] | NoSettings | 2665990000 | 3020520000 | 3004340000 | 2983140000 | 2936050000 | 2884340000 | 2825020000 | 2763810000 | 2702020000 | 2629690000 | 2548410000 | 2453810000 | 2355380000 | 2270360000 | 2185130000 | 2104780000 | 2021720000 | 1931550000 | 1832730000 | 1729170000 | 1625310000 | 1522310000 | 1425190000 | 1334760000 | 1246880000 | 1167640000 | 1096950000 | 1034410000 | 979520000 | 931611000 | 890178000
Transportation Pollutant Emissions Disaggregated[LDVs,NOx,passenger,biofuel diesel tf] | NoSettings | 45802300 | 52623300 | 52310700 | 51059900 | 48384800 | 44792800 | 40311800 | 34922100 | 28777400 | 21891800 | 14203500 | 5760100 | 0 | 0 | 0 | 0 | 0 | 0 | 0 | 0 | 0 | 0 | 0 | 0 | 0 | 0 | 0 | 0 | 0 | 0 | 0
Transportation Pollutant Emissions Disaggregated[LDVs,NOx,passenger,jet fuel tf] | NoSettings | 0 | 0 | 0 | 0 | 0 | 0 | 0 | 0 | 0 | 0 | 0 | 0 | 0 | 0 | 0 | 0 | 0 | 0 | 0 | 0 | 0 | 0 | 0 | 0 | 0 | 0 | 0 | 0 | 0 | 0 | 0
Transportation Pollutant Emissions Disaggregated[LDVs,NOx,passenger,heavy or residual fuel oil tf] | NoSettings | 0 | 0 | 0 | 0 | 0 | 0 | 0 | 0 | 0 | 0 | 0 | 0 | 0 | 0 | 0 | 0 | 0 | 0 | 0 | 0 | 0 | 0 | 0 | 0 | 0 | 0 | 0 | 0 | 0 | 0 | 0
Transportation Pollutant Emissions Disaggregated[LDVs,NOx,passenger,LPG propane or butane tf] | NoSettings | 0 | 0 | 0 | 0 | 0 | 0 | 0 | 0 | 0 | 0 | 0 | 0 | 0 | 0 | 0 | 0 | 0 | 0 | 0 | 0 | 0 | 0 | 0 | 0 | 0 | 0 | 0 | 0 | 0 | 0 | 0
Transportation Pollutant Emissions Disaggregated[LDVs,NOx,passenger,hydrogen tf] | NoSettings | 0 | 0 | 0 | 0 | 0 | 0 | 0 | 0 | 0 | 0 | 0 | 0 | 0 | 0 | 0 | 0 | 0 | 0 | 0 | 0 | 0 | 0 | 0 | 0 | 0 | 0 | 0 | 0 | 0 | 0 | 0
Transportation Pollutant Emissions Disaggregated[LDVs,NOx,freight,electricity tf] | NoSettings | 0 | 0 | 0 | 0 | 0 | 0 | 0 | 0 | 0 | 0 | 0 | 0 | 0 | 0 | 0 | 0 | 0 | 0 | 0 | 0 | 0 | 0 | 0 | 0 | 0 | 0 | 0 | 0 | 0 | 0 | 0
Transportation Pollutant Emissions Disaggregated[LDVs,NOx,freight,natural gas tf] | NoSettings | 7936360 | 7818990 | 7042540 | 6248670 | 5437880 | 4640830 | 3891090 | 3199140 | 2558260 | 1972290 | 1446260 | 998894 | 620659 | 325570 | 291092 | 244131 | 185503 | 143115 | 114359 | 93777.5 | 77480.9 | 62514.3 | 48940.8 | 38765.2 | 31379.6 | 24705.6 | 20182.5 | 14813.3 | 11297.9 | 8234.47 | 6450.49
Transportation Pollutant Emissions Disaggregated[LDVs,NOx,freight,petroleum gasoline tf] | NoSettings | 2610510000 | 2841480000 | 2833690000 | 2827390000 | 2813030000 | 2793600000 | 2776770000 | 2751100000 | 2720170000 | 2684770000 | 2638920000 | 2599760000 | 2553760000 | 2513190000 | 2394460000 | 2294710000 | 2198800000 | 2097320000 | 2001980000 | 1903270000 | 1813020000 | 1735840000 | 1671010000 | 1621150000 | 1586290000 | 1560380000 | 1545800000 | 1542380000 | 1549410000 | 1567810000 | 1586750000
Transportation Pollutant Emissions Disaggregated[LDVs,NOx,freight,petroleum diesel tf] | NoSettings | 3360440000 | 3509870000 | 3347390000 | 3186630000 | 3013500000 | 2827120000 | 2655200000 | 2483110000 | 2315490000 | 2150940000 | 1988200000 | 1891810000 | 1791740000 | 1687220000 | 1616630000 | 1533010000 | 1450870000 | 1374850000 | 1304640000 | 1245140000 | 1186150000 | 1133240000 | 1089180000 | 1052400000 | 1021160000 | 998703000 | 982465000 | 973395000 | 971802000 | 978848000 | 986597000
Transportation Pollutant Emissions Disaggregated[LDVs,NOx,freight,biofuel gasoline tf] | NoSettings | 195162000 | 213069000 | 213122000 | 213285000 | 212836000 | 211995000 | 211344000 | 210011000 | 208264000 | 205857000 | 202937000 | 199925000 | 196388000 | 193268000 | 184137000 | 176466000 | 169091000 | 161287000 | 153955000 | 146364000 | 139424000 | 133489000 | 128503000 | 124669000 | 121988000 | 119996000 | 118874000 | 118611000 | 119152000 | 120566000 | 122023000
Transportation Pollutant Emissions Disaggregated[LDVs,NOx,freight,biofuel diesel tf] | NoSettings | 827127000 | 970970000 | 1033260000 | 1090980000 | 1138580000 | 1173880000 | 1207320000 | 1232730000 | 1251900000 | 1263830000 | 1267330000 | 1205900000 | 1142110000 | 1075480000 | 1030490000 | 977182000 | 924825000 | 876366000 | 831612000 | 793685000 | 756085000 | 722357000 | 694276000 | 670828000 | 650915000 | 636602000 | 626250000 | 620469000 | 619454000 | 623945000 | 628884000
Transportation Pollutant Emissions Disaggregated[LDVs,NOx,freight,jet fuel tf] | NoSettings | 0 | 0 | 0 | 0 | 0 | 0 | 0 | 0 | 0 | 0 | 0 | 0 | 0 | 0 | 0 | 0 | 0 | 0 | 0 | 0 | 0 | 0 | 0 | 0 | 0 | 0 | 0 | 0 | 0 | 0 | 0
Transportation Pollutant Emissions Disaggregated[LDVs,NOx,freight,heavy or residual fuel oil tf] | NoSettings | 0 | 0 | 0 | 0 | 0 | 0 | 0 | 0 | 0 | 0 | 0 | 0 | 0 | 0 | 0 | 0 | 0 | 0 | 0 | 0 | 0 | 0 | 0 | 0 | 0 | 0 | 0 | 0 | 0 | 0 | 0
Transportation Pollutant Emissions Disaggregated[LDVs,NOx,freight,LPG propane or butane tf] | NoSettings | 0 | 0 | 0 | 0 | 0 | 0 | 0 | 0 | 0 | 0 | 0 | 0 | 0 | 0 | 0 | 0 | 0 | 0 | 0 | 0 | 0 | 0 | 0 | 0 | 0 | 0 | 0 | 0 | 0 | 0 | 0
Transportation Pollutant Emissions Disaggregated[LDVs,NOx,freight,hydrogen tf] | NoSettings | 0 | 0 | 0 | 0 | 0 | 0 | 0 | 0 | 0 | 0 | 0 | 0 | 0 | 0 | 0 | 0 | 0 | 0 | 0 | 0 | 0 | 0 | 0 | 0 | 0 | 0 | 0 | 0 | 0 | 0 | 0
Transportation Pollutant Emissions Disaggregated[LDVs,PM10,passenger,electricity tf] | NoSettings | 0 | 0 | 0 | 0 | 0 | 0 | 0 | 0 | 0 | 0 | 0 | 0 | 0 | 0 | 0 | 0 | 0 | 0 | 0 | 0 | 0 | 0 | 0 | 0 | 0 | 0 | 0 | 0 | 0 | 0 | 0
Transportation Pollutant Emissions Disaggregated[LDVs,PM10,passenger,natural gas tf] | NoSettings | 2173650 | 2128460 | 1795190 | 1476800 | 1178460 | 906508 | 667190 | 464784 | 298188 | 168026 | 74763.5 | 18700.2 | 0 | 0 | 0 | 0 | 0 | 0 | 0 | 0 | 0 | 0 | 0 | 0 | 0 | 0 | 0 | 0 | 0 | 0 | 0
Transportation Pollutant Emissions Disaggregated[LDVs,PM10,passenger,petroleum gasoline tf] | NoSettings | 6952950000 | 7853920000 | 7788480000 | 7710420000 | 7566100000 | 7410780000 | 7236860000 | 7059210000 | 6881020000 | 6686940000 | 6461200000 | 6221340000 | 5971800000 | 5756230000 | 5540130000 | 5336430000 | 5125840000 | 4897220000 | 4646660000 | 4384090000 | 4120770000 | 3859640000 | 3613390000 | 3384110000 | 3161300000 | 2960410000 | 2781180000 | 2622610000 | 2483450000 | 2361980000 | 2256940000
Transportation Pollutant Emissions Disaggregated[LDVs,PM10,passenger,petroleum diesel tf] | NoSettings | 33331200 | 34072500 | 30354900 | 26713800 | 22938000 | 19322800 | 15879900 | 12599900 | 9533790 | 6673610 | 3991220 | 1618600 | 0 | 0 | 0 | 0 | 0 | 0 | 0 | 0 | 0 | 0 | 0 | 0 | 0 | 0 | 0 | 0 | 0 | 0 | 0
Transportation Pollutant Emissions Disaggregated[LDVs,PM10,passenger,biofuel gasoline tf] | NoSettings | 519825000 | 588951000 | 585797000 | 581663000 | 572481000 | 562400000 | 550833000 | 538898000 | 526849000 | 512747000 | 496898000 | 478452000 | 459261000 | 442682000 | 426063000 | 410398000 | 394203000 | 376621000 | 357352000 | 337159000 | 316908000 | 296826000 | 277888000 | 260255000 | 243120000 | 227671000 | 213887000 | 201692000 | 190990000 | 181649000 | 173570000
Transportation Pollutant Emissions Disaggregated[LDVs,PM10,passenger,biofuel diesel tf] | NoSettings | 8203580 | 9425280 | 9369290 | 9145260 | 8666120 | 8022770 | 7220180 | 6254850 | 5154270 | 3921000 | 2543970 | 1031680 | 0 | 0 | 0 | 0 | 0 | 0 | 0 | 0 | 0 | 0 | 0 | 0 | 0 | 0 | 0 | 0 | 0 | 0 | 0
Transportation Pollutant Emissions Disaggregated[LDVs,PM10,passenger,jet fuel tf] | NoSettings | 0 | 0 | 0 | 0 | 0 | 0 | 0 | 0 | 0 | 0 | 0 | 0 | 0 | 0 | 0 | 0 | 0 | 0 | 0 | 0 | 0 | 0 | 0 | 0 | 0 | 0 | 0 | 0 | 0 | 0 | 0
Transportation Pollutant Emissions Disaggregated[LDVs,PM10,passenger,heavy or residual fuel oil tf] | NoSettings | 0 | 0 | 0 | 0 | 0 | 0 | 0 | 0 | 0 | 0 | 0 | 0 | 0 | 0 | 0 | 0 | 0 | 0 | 0 | 0 | 0 | 0 | 0 | 0 | 0 | 0 | 0 | 0 | 0 | 0 | 0
Transportation Pollutant Emissions Disaggregated[LDVs,PM10,passenger,LPG propane or butane tf] | NoSettings | 0 | 0 | 0 | 0 | 0 | 0 | 0 | 0 | 0 | 0 | 0 | 0 | 0 | 0 | 0 | 0 | 0 | 0 | 0 | 0 | 0 | 0 | 0 | 0 | 0 | 0 | 0 | 0 | 0 | 0 | 0
Transportation Pollutant Emissions Disaggregated[LDVs,PM10,passenger,hydrogen tf] | NoSettings | 0 | 0 | 0 | 0 | 0 | 0 | 0 | 0 | 0 | 0 | 0 | 0 | 0 | 0 | 0 | 0 | 0 | 0 | 0 | 0 | 0 | 0 | 0 | 0 | 0 | 0 | 0 | 0 | 0 | 0 | 0
Transportation Pollutant Emissions Disaggregated[LDVs,PM10,freight,electricity tf] | NoSettings | 0 | 0 | 0 | 0 | 0 | 0 | 0 | 0 | 0 | 0 | 0 | 0 | 0 | 0 | 0 | 0 | 0 | 0 | 0 | 0 | 0 | 0 | 0 | 0 | 0 | 0 | 0 | 0 | 0 | 0 | 0
Transportation Pollutant Emissions Disaggregated[LDVs,PM10,freight,natural gas tf] | NoSettings | 1547600 | 1524720 | 1373310 | 1218500 | 1060390 | 904969 | 758769 | 623837 | 498866 | 384599 | 282024 | 194786 | 121029 | 63486.6 | 56763.4 | 47605.9 | 36173.4 | 27907.6 | 22300.2 | 18286.8 | 15108.9 | 12190.4 | 9543.54 | 7559.28 | 6119.08 | 4817.63 | 3935.63 | 2888.63 | 2203.1 | 1605.74 | 1257.86
Transportation Pollutant Emissions Disaggregated[LDVs,PM10,freight,petroleum gasoline tf] | NoSettings | 508986000 | 554020000 | 552500000 | 551272000 | 548473000 | 544684000 | 541402000 | 536397000 | 530366000 | 523465000 | 514526000 | 506889000 | 497921000 | 490010000 | 466861000 | 447412000 | 428712000 | 408926000 | 390336000 | 371092000 | 353495000 | 338447000 | 325806000 | 316085000 | 309287000 | 304237000 | 301394000 | 300727000 | 302097000 | 305684000 | 309377000
Transportation Pollutant Emissions Disaggregated[LDVs,PM10,freight,petroleum diesel tf] | NoSettings | 601916000 | 628682000 | 599579000 | 570785000 | 539774000 | 506390000 | 475595000 | 444771000 | 414747000 | 385273000 | 356123000 | 338859000 | 320934000 | 302212000 | 289568000 | 274590000 | 259877000 | 246260000 | 233684000 | 223027000 | 212461000 | 202984000 | 195093000 | 188504000 | 182908000 | 178886000 | 175977000 | 174353000 | 174068000 | 175330000 | 176718000
Transportation Pollutant Emissions Disaggregated[LDVs,PM10,freight,biofuel gasoline tf] | NoSettings | 38053400 | 41544900 | 41555400 | 41587100 | 41499500 | 41335600 | 41208600 | 40948600 | 40608000 | 40138600 | 39569400 | 38982100 | 38292400 | 37684000 | 35903700 | 34408000 | 32969900 | 31448300 | 30018700 | 28538600 | 27185400 | 26028100 | 25056000 | 24308400 | 23785600 | 23397200 | 23178600 | 23127300 | 23232600 | 23508500 | 23792500
Transportation Pollutant Emissions Disaggregated[LDVs,PM10,freight,biofuel diesel tf] | NoSettings | 148145000 | 173909000 | 185065000 | 195403000 | 203930000 | 210251000 | 216241000 | 220793000 | 224226000 | 226363000 | 226990000 | 215986000 | 204561000 | 192628000 | 184569000 | 175021000 | 165644000 | 156964000 | 148949000 | 142156000 | 135421000 | 129380000 | 124351000 | 120151000 | 116584000 | 114021000 | 112167000 | 111131000 | 110949000 | 111754000 | 112638000
Transportation Pollutant Emissions Disaggregated[LDVs,PM10,freight,jet fuel tf] | NoSettings | 0 | 0 | 0 | 0 | 0 | 0 | 0 | 0 | 0 | 0 | 0 | 0 | 0 | 0 | 0 | 0 | 0 | 0 | 0 | 0 | 0 | 0 | 0 | 0 | 0 | 0 | 0 | 0 | 0 | 0 | 0
Transportation Pollutant Emissions Disaggregated[LDVs,PM10,freight,heavy or residual fuel oil tf] | NoSettings | 0 | 0 | 0 | 0 | 0 | 0 | 0 | 0 | 0 | 0 | 0 | 0 | 0 | 0 | 0 | 0 | 0 | 0 | 0 | 0 | 0 | 0 | 0 | 0 | 0 | 0 | 0 | 0 | 0 | 0 | 0
Transportation Pollutant Emissions Disaggregated[LDVs,PM10,freight,LPG propane or butane tf] | NoSettings | 0 | 0 | 0 | 0 | 0 | 0 | 0 | 0 | 0 | 0 | 0 | 0 | 0 | 0 | 0 | 0 | 0 | 0 | 0 | 0 | 0 | 0 | 0 | 0 | 0 | 0 | 0 | 0 | 0 | 0 | 0
Transportation Pollutant Emissions Disaggregated[LDVs,PM10,freight,hydrogen tf] | NoSettings | 0 | 0 | 0 | 0 | 0 | 0 | 0 | 0 | 0 | 0 | 0 | 0 | 0 | 0 | 0 | 0 | 0 | 0 | 0 | 0 | 0 | 0 | 0 | 0 | 0 | 0 | 0 | 0 | 0 | 0 | 0
Transportation Pollutant Emissions Disaggregated[LDVs,PM25,passenger,electricity tf] | NoSettings | 0 | 0 | 0 | 0 | 0 | 0 | 0 | 0 | 0 | 0 | 0 | 0 | 0 | 0 | 0 | 0 | 0 | 0 | 0 | 0 | 0 | 0 | 0 | 0 | 0 | 0 | 0 | 0 | 0 | 0 | 0
Transportation Pollutant Emissions Disaggregated[LDVs,PM25,passenger,natural gas tf] | NoSettings | 871138 | 853026 | 719461 | 591861 | 472293 | 363303 | 267391 | 186272 | 119505 | 67340.2 | 29963.1 | 7494.49 | 0 | 0 | 0 | 0 | 0 | 0 | 0 | 0 | 0 | 0 | 0 | 0 | 0 | 0 | 0 | 0 | 0 | 0 | 0
Transportation Pollutant Emissions Disaggregated[LDVs,PM25,passenger,petroleum gasoline tf] | NoSettings | 2787770000 | 3149010000 | 3122770000 | 3091470000 | 3033610000 | 2971330000 | 2901600000 | 2830370000 | 2758930000 | 2681110000 | 2590600000 | 2494430000 | 2394380000 | 2307940000 | 2221300000 | 2139630000 | 2055190000 | 1963530000 | 1863070000 | 1757790000 | 1652210000 | 1547510000 | 1448780000 | 1356850000 | 1267510000 | 1186970000 | 1115110000 | 1051530000 | 995734000 | 947031000 | 904913000
Transportation Pollutant Emissions Disaggregated[LDVs,PM25,passenger,petroleum diesel tf] | NoSettings | 13728800 | 14034100 | 12502900 | 11003100 | 9447920 | 7958860 | 6540760 | 5189780 | 3926860 | 2748790 | 1643940 | 666684 | 0 | 0 | 0 | 0 | 0 | 0 | 0 | 0 | 0 | 0 | 0 | 0 | 0 | 0 | 0 | 0 | 0 | 0 | 0
Transportation Pollutant Emissions Disaggregated[LDVs,PM25,passenger,biofuel gasoline tf] | NoSettings | 208332000 | 236036000 | 234772000 | 233115000 | 229435000 | 225395000 | 220759000 | 215976000 | 211147000 | 205495000 | 199143000 | 191751000 | 184060000 | 177415000 | 170755000 | 164477000 | 157986000 | 150940000 | 143217000 | 135124000 | 127008000 | 118960000 | 111370000 | 104303000 | 97436100 | 91244300 | 85720300 | 80833000 | 76543900 | 72800000 | 69562300
Transportation Pollutant Emissions Disaggregated[LDVs,PM25,passenger,biofuel diesel tf] | NoSettings | 3379050 | 3882260 | 3859200 | 3766920 | 3569570 | 3304570 | 2973990 | 2576370 | 2123040 | 1615060 | 1047860 | 424949 | 0 | 0 | 0 | 0 | 0 | 0 | 0 | 0 | 0 | 0 | 0 | 0 | 0 | 0 | 0 | 0 | 0 | 0 | 0
Transportation Pollutant Emissions Disaggregated[LDVs,PM25,passenger,jet fuel tf] | NoSettings | 0 | 0 | 0 | 0 | 0 | 0 | 0 | 0 | 0 | 0 | 0 | 0 | 0 | 0 | 0 | 0 | 0 | 0 | 0 | 0 | 0 | 0 | 0 | 0 | 0 | 0 | 0 | 0 | 0 | 0 | 0
Transportation Pollutant Emissions Disaggregated[LDVs,PM25,passenger,heavy or residual fuel oil tf] | NoSettings | 0 | 0 | 0 | 0 | 0 | 0 | 0 | 0 | 0 | 0 | 0 | 0 | 0 | 0 | 0 | 0 | 0 | 0 | 0 | 0 | 0 | 0 | 0 | 0 | 0 | 0 | 0 | 0 | 0 | 0 | 0
Transportation Pollutant Emissions Disaggregated[LDVs,PM25,passenger,LPG propane or butane tf] | NoSettings | 0 | 0 | 0 | 0 | 0 | 0 | 0 | 0 | 0 | 0 | 0 | 0 | 0 | 0 | 0 | 0 | 0 | 0 | 0 | 0 | 0 | 0 | 0 | 0 | 0 | 0 | 0 | 0 | 0 | 0 | 0
Transportation Pollutant Emissions Disaggregated[LDVs,PM25,passenger,hydrogen tf] | NoSettings | 0 | 0 | 0 | 0 | 0 | 0 | 0 | 0 | 0 | 0 | 0 | 0 | 0 | 0 | 0 | 0 | 0 | 0 | 0 | 0 | 0 | 0 | 0 | 0 | 0 | 0 | 0 | 0 | 0 | 0 | 0
Transportation Pollutant Emissions Disaggregated[LDVs,PM25,freight,electricity tf] | NoSettings | 0 | 0 | 0 | 0 | 0 | 0 | 0 | 0 | 0 | 0 | 0 | 0 | 0 | 0 | 0 | 0 | 0 | 0 | 0 | 0 | 0 | 0 | 0 | 0 | 0 | 0 | 0 | 0 | 0 | 0 | 0
Transportation Pollutant Emissions Disaggregated[LDVs,PM25,freight,natural gas tf] | NoSettings | 620236 | 611063 | 550382 | 488341 | 424976 | 362686 | 304093 | 250016 | 199931 | 154136 | 113027 | 78064.7 | 48505.2 | 25443.6 | 22749.2 | 19079.1 | 14497.3 | 11184.6 | 8937.29 | 7328.81 | 6055.22 | 4885.56 | 3824.78 | 3029.54 | 2452.35 | 1930.77 | 1577.29 | 1157.68 | 882.94 | 643.533 | 504.113
Transportation Pollutant Emissions Disaggregated[LDVs,PM25,freight,petroleum gasoline tf] | NoSettings | 204076000 | 222133000 | 221523000 | 221031000 | 219909000 | 218389000 | 217074000 | 215067000 | 212649000 | 209882000 | 206298000 | 203236000 | 199640000 | 196468000 | 187186000 | 179389000 | 171891000 | 163958000 | 156504000 | 148788000 | 141733000 | 135699000 | 130631000 | 126734000 | 124008000 | 121983000 | 120843000 | 120576000 | 121125000 | 122563000 | 124044000
Transportation Pollutant Emissions Disaggregated[LDVs,PM25,freight,petroleum diesel tf] | NoSettings | 247923000 | 258947000 | 246960000 | 235100000 | 222327000 | 208576000 | 195892000 | 183196000 | 170830000 | 158690000 | 146683000 | 139572000 | 132189000 | 124478000 | 119270000 | 113101000 | 107041000 | 101432000 | 96252100 | 91862300 | 87510500 | 83606700 | 80356600 | 77642700 | 75338000 | 73681300 | 72483200 | 71814100 | 71696600 | 72216400 | 72788100
Transportation Pollutant Emissions Disaggregated[LDVs,PM25,freight,biofuel gasoline tf] | NoSettings | 15250800 | 16650100 | 16654300 | 16667000 | 16631900 | 16566200 | 16515300 | 16411100 | 16274600 | 16086500 | 15858400 | 15623000 | 15346600 | 15102700 | 14389300 | 13789800 | 13213500 | 12603600 | 12030700 | 11437500 | 10895200 | 10431400 | 10041800 | 9742170 | 9532630 | 9376970 | 9289350 | 9268790 | 9311030 | 9421570 | 9535390
Transportation Pollutant Emissions Disaggregated[LDVs,PM25,freight,biofuel diesel tf] | NoSettings | 61020900 | 71632900 | 76228000 | 80486500 | 83998500 | 86602300 | 89069300 | 90944200 | 92358300 | 93238500 | 93497000 | 88964400 | 84258500 | 79343200 | 76023600 | 72091100 | 68228500 | 64653500 | 61351800 | 58553700 | 55779900 | 53291500 | 51219900 | 49490000 | 48021000 | 46965000 | 46201400 | 45774800 | 45699900 | 46031300 | 46395700
Transportation Pollutant Emissions Disaggregated[LDVs,PM25,freight,jet fuel tf] | NoSettings | 0 | 0 | 0 | 0 | 0 | 0 | 0 | 0 | 0 | 0 | 0 | 0 | 0 | 0 | 0 | 0 | 0 | 0 | 0 | 0 | 0 | 0 | 0 | 0 | 0 | 0 | 0 | 0 | 0 | 0 | 0
Transportation Pollutant Emissions Disaggregated[LDVs,PM25,freight,heavy or residual fuel oil tf] | NoSettings | 0 | 0 | 0 | 0 | 0 | 0 | 0 | 0 | 0 | 0 | 0 | 0 | 0 | 0 | 0 | 0 | 0 | 0 | 0 | 0 | 0 | 0 | 0 | 0 | 0 | 0 | 0 | 0 | 0 | 0 | 0
Transportation Pollutant Emissions Disaggregated[LDVs,PM25,freight,LPG propane or butane tf] | NoSettings | 0 | 0 | 0 | 0 | 0 | 0 | 0 | 0 | 0 | 0 | 0 | 0 | 0 | 0 | 0 | 0 | 0 | 0 | 0 | 0 | 0 | 0 | 0 | 0 | 0 | 0 | 0 | 0 | 0 | 0 | 0
Transportation Pollutant Emissions Disaggregated[LDVs,PM25,freight,hydrogen tf] | NoSettings | 0 | 0 | 0 | 0 | 0 | 0 | 0 | 0 | 0 | 0 | 0 | 0 | 0 | 0 | 0 | 0 | 0 | 0 | 0 | 0 | 0 | 0 | 0 | 0 | 0 | 0 | 0 | 0 | 0 | 0 | 0
Transportation Pollutant Emissions Disaggregated[LDVs,SOx,passenger,electricity tf] | NoSettings | 0 | 0 | 0 | 0 | 0 | 0 | 0 | 0 | 0 | 0 | 0 | 0 | 0 | 0 | 0 | 0 | 0 | 0 | 0 | 0 | 0 | 0 | 0 | 0 | 0 | 0 | 0 | 0 | 0 | 0 | 0
Transportation Pollutant Emissions Disaggregated[LDVs,SOx,passenger,natural gas tf] | NoSettings | 112736 | 110392 | 93106.8 | 76593.7 | 61120.2 | 47015.6 | 34603.5 | 24105.8 | 15465.4 | 8714.61 | 3877.57 | 969.876 | 0 | 0 | 0 | 0 | 0 | 0 | 0 | 0 | 0 | 0 | 0 | 0 | 0 | 0 | 0 | 0 | 0 | 0 | 0
Transportation Pollutant Emissions Disaggregated[LDVs,SOx,passenger,petroleum gasoline tf] | NoSettings | 583071000 | 658626000 | 653138000 | 646592000 | 634489000 | 621465000 | 606879000 | 591982000 | 577039000 | 560764000 | 541833000 | 521719000 | 500793000 | 482715000 | 464593000 | 447511000 | 429851000 | 410678000 | 389667000 | 367648000 | 345566000 | 323667000 | 303017000 | 283790000 | 265105000 | 248258000 | 233229000 | 219931000 | 208261000 | 198075000 | 189266000
Transportation Pollutant Emissions Disaggregated[LDVs,SOx,passenger,petroleum diesel tf] | NoSettings | 2763130 | 2824570 | 2516390 | 2214550 | 1901540 | 1601840 | 1316430 | 1044520 | 790342 | 553236 | 330868 | 134180 | 0 | 0 | 0 | 0 | 0 | 0 | 0 | 0 | 0 | 0 | 0 | 0 | 0 | 0 | 0 | 0 | 0 | 0 | 0
Transportation Pollutant Emissions Disaggregated[LDVs,SOx,passenger,biofuel gasoline tf] | NoSettings | 14072200 | 15943500 | 15858100 | 15746200 | 15497600 | 15224700 | 14911600 | 14588500 | 14262300 | 13880600 | 13451500 | 12952200 | 12432700 | 11983900 | 11534000 | 11109900 | 10671500 | 10195500 | 9673880 | 9127240 | 8579030 | 8035380 | 7522710 | 7045380 | 6581510 | 6163280 | 5790150 | 5460020 | 5170310 | 4917420 | 4698720
Transportation Pollutant Emissions Disaggregated[LDVs,SOx,passenger,biofuel diesel tf] | NoSettings | 0 | 0 | 0 | 0 | 0 | 0 | 0 | 0 | 0 | 0 | 0 | 0 | 0 | 0 | 0 | 0 | 0 | 0 | 0 | 0 | 0 | 0 | 0 | 0 | 0 | 0 | 0 | 0 | 0 | 0 | 0
Transportation Pollutant Emissions Disaggregated[LDVs,SOx,passenger,jet fuel tf] | NoSettings | 0 | 0 | 0 | 0 | 0 | 0 | 0 | 0 | 0 | 0 | 0 | 0 | 0 | 0 | 0 | 0 | 0 | 0 | 0 | 0 | 0 | 0 | 0 | 0 | 0 | 0 | 0 | 0 | 0 | 0 | 0
Transportation Pollutant Emissions Disaggregated[LDVs,SOx,passenger,heavy or residual fuel oil tf] | NoSettings | 0 | 0 | 0 | 0 | 0 | 0 | 0 | 0 | 0 | 0 | 0 | 0 | 0 | 0 | 0 | 0 | 0 | 0 | 0 | 0 | 0 | 0 | 0 | 0 | 0 | 0 | 0 | 0 | 0 | 0 | 0
Transportation Pollutant Emissions Disaggregated[LDVs,SOx,passenger,LPG propane or butane tf] | NoSettings | 0 | 0 | 0 | 0 | 0 | 0 | 0 | 0 | 0 | 0 | 0 | 0 | 0 | 0 | 0 | 0 | 0 | 0 | 0 | 0 | 0 | 0 | 0 | 0 | 0 | 0 | 0 | 0 | 0 | 0 | 0
Transportation Pollutant Emissions Disaggregated[LDVs,SOx,passenger,hydrogen tf] | NoSettings | 0 | 0 | 0 | 0 | 0 | 0 | 0 | 0 | 0 | 0 | 0 | 0 | 0 | 0 | 0 | 0 | 0 | 0 | 0 | 0 | 0 | 0 | 0 | 0 | 0 | 0 | 0 | 0 | 0 | 0 | 0
Transportation Pollutant Emissions Disaggregated[LDVs,SOx,freight,electricity tf] | NoSettings | 0 | 0 | 0 | 0 | 0 | 0 | 0 | 0 | 0 | 0 | 0 | 0 | 0 | 0 | 0 | 0 | 0 | 0 | 0 | 0 | 0 | 0 | 0 | 0 | 0 | 0 | 0 | 0 | 0 | 0 | 0
Transportation Pollutant Emissions Disaggregated[LDVs,SOx,freight,natural gas tf] | NoSettings | 80265.8 | 79078.7 | 71226 | 63197.1 | 54996.9 | 46935.8 | 39353.2 | 32355.1 | 25873.4 | 19947.1 | 14627 | 10102.5 | 6277.14 | 3292.71 | 2944.01 | 2469.06 | 1876.12 | 1447.41 | 1156.59 | 948.435 | 783.616 | 632.249 | 494.972 | 392.059 | 317.363 | 249.864 | 204.12 | 149.817 | 114.263 | 83.2807 | 65.2382
Transportation Pollutant Emissions Disaggregated[LDVs,SOx,freight,petroleum gasoline tf] | NoSettings | 42683300 | 46459800 | 46332400 | 46229400 | 45994600 | 45676900 | 45401700 | 44982000 | 44476300 | 43897500 | 43147900 | 42507500 | 41755400 | 41092000 | 39150700 | 37519800 | 35951600 | 34292300 | 32733400 | 31119600 | 29644000 | 28382000 | 27321900 | 26506800 | 25936700 | 25513100 | 25274700 | 25218800 | 25333700 | 25634500 | 25944200
Transportation Pollutant Emissions Disaggregated[LDVs,SOx,freight,petroleum diesel tf] | NoSettings | 49898300 | 52117100 | 49704500 | 47317500 | 44746700 | 41979200 | 39426300 | 36871100 | 34382200 | 31938800 | 29522300 | 28091100 | 26605100 | 25053100 | 24004900 | 22763200 | 21543600 | 20414700 | 19372200 | 18488700 | 17612800 | 16827100 | 16173000 | 15626800 | 15162900 | 14829500 | 14588400 | 14453700 | 14430000 | 14534700 | 14649700
Transportation Pollutant Emissions Disaggregated[LDVs,SOx,freight,biofuel gasoline tf] | NoSettings | 1030150 | 1124660 | 1124950 | 1125810 | 1123430 | 1119000 | 1115560 | 1108520 | 1099300 | 1086590 | 1071180 | 1055290 | 1036620 | 1020140 | 971951 | 931461 | 892529 | 851337 | 812636 | 772571 | 735937 | 704609 | 678291 | 658054 | 643900 | 633386 | 627468 | 626079 | 628932 | 636399 | 644087
Transportation Pollutant Emissions Disaggregated[LDVs,SOx,freight,biofuel diesel tf] | NoSettings | 0 | 0 | 0 | 0 | 0 | 0 | 0 | 0 | 0 | 0 | 0 | 0 | 0 | 0 | 0 | 0 | 0 | 0 | 0 | 0 | 0 | 0 | 0 | 0 | 0 | 0 | 0 | 0 | 0 | 0 | 0
Transportation Pollutant Emissions Disaggregated[LDVs,SOx,freight,jet fuel tf] | NoSettings | 0 | 0 | 0 | 0 | 0 | 0 | 0 | 0 | 0 | 0 | 0 | 0 | 0 | 0 | 0 | 0 | 0 | 0 | 0 | 0 | 0 | 0 | 0 | 0 | 0 | 0 | 0 | 0 | 0 | 0 | 0
Transportation Pollutant Emissions Disaggregated[LDVs,SOx,freight,heavy or residual fuel oil tf] | NoSettings | 0 | 0 | 0 | 0 | 0 | 0 | 0 | 0 | 0 | 0 | 0 | 0 | 0 | 0 | 0 | 0 | 0 | 0 | 0 | 0 | 0 | 0 | 0 | 0 | 0 | 0 | 0 | 0 | 0 | 0 | 0
Transportation Pollutant Emissions Disaggregated[LDVs,SOx,freight,LPG propane or butane tf] | NoSettings | 0 | 0 | 0 | 0 | 0 | 0 | 0 | 0 | 0 | 0 | 0 | 0 | 0 | 0 | 0 | 0 | 0 | 0 | 0 | 0 | 0 | 0 | 0 | 0 | 0 | 0 | 0 | 0 | 0 | 0 | 0
Transportation Pollutant Emissions Disaggregated[LDVs,SOx,freight,hydrogen tf] | NoSettings | 0 | 0 | 0 | 0 | 0 | 0 | 0 | 0 | 0 | 0 | 0 | 0 | 0 | 0 | 0 | 0 | 0 | 0 | 0 | 0 | 0 | 0 | 0 | 0 | 0 | 0 | 0 | 0 | 0 | 0 | 0
Transportation Pollutant Emissions Disaggregated[LDVs,BC,passenger,electricity tf] | NoSettings | 0 | 0 | 0 | 0 | 0 | 0 | 0 | 0 | 0 | 0 | 0 | 0 | 0 | 0 | 0 | 0 | 0 | 0 | 0 | 0 | 0 | 0 | 0 | 0 | 0 | 0 | 0 | 0 | 0 | 0 | 0
Transportation Pollutant Emissions Disaggregated[LDVs,BC,passenger,natural gas tf] | NoSettings | 161650 | 158289 | 133504 | 109827 | 87639.4 | 67415 | 49617.4 | 34564.9 | 22175.6 | 12495.7 | 5559.99 | 1390.69 | 0 | 0 | 0 | 0 | 0 | 0 | 0 | 0 | 0 | 0 | 0 | 0 | 0 | 0 | 0 | 0 | 0 | 0 | 0
Transportation Pollutant Emissions Disaggregated[LDVs,BC,passenger,petroleum gasoline tf] | NoSettings | 515847000 | 582690000 | 577835000 | 572043000 | 561336000 | 549813000 | 536910000 | 523730000 | 510510000 | 496111000 | 479363000 | 461568000 | 443054000 | 427060000 | 411028000 | 395915000 | 380291000 | 363330000 | 344741000 | 325260000 | 305724000 | 286350000 | 268081000 | 251071000 | 234540000 | 219636000 | 206339000 | 194574000 | 184250000 | 175238000 | 167444000
Transportation Pollutant Emissions Disaggregated[LDVs,BC,passenger,petroleum diesel tf] | NoSettings | 2279990 | 2330690 | 2076390 | 1827330 | 1569050 | 1321760 | 1086250 | 861885 | 652148 | 456501 | 273015 | 110719 | 0 | 0 | 0 | 0 | 0 | 0 | 0 | 0 | 0 | 0 | 0 | 0 | 0 | 0 | 0 | 0 | 0 | 0 | 0
Transportation Pollutant Emissions Disaggregated[LDVs,BC,passenger,biofuel gasoline tf] | NoSettings | 38619200 | 43754700 | 43520400 | 43213300 | 42531100 | 41782200 | 40922900 | 40036200 | 39141000 | 38093400 | 36915900 | 35545500 | 34119700 | 32888100 | 31653400 | 30489600 | 29286400 | 27980200 | 26548600 | 25048400 | 23544000 | 22052000 | 20645000 | 19335100 | 18062000 | 16914300 | 15890300 | 14984300 | 14189200 | 13495200 | 12895000
Transportation Pollutant Emissions Disaggregated[LDVs,BC,passenger,biofuel diesel tf] | NoSettings | 561614 | 645252 | 641419 | 626081 | 593280 | 549236 | 494291 | 428205 | 352859 | 268431 | 174159 | 70628.7 | 0 | 0 | 0 | 0 | 0 | 0 | 0 | 0 | 0 | 0 | 0 | 0 | 0 | 0 | 0 | 0 | 0 | 0 | 0
Transportation Pollutant Emissions Disaggregated[LDVs,BC,passenger,jet fuel tf] | NoSettings | 0 | 0 | 0 | 0 | 0 | 0 | 0 | 0 | 0 | 0 | 0 | 0 | 0 | 0 | 0 | 0 | 0 | 0 | 0 | 0 | 0 | 0 | 0 | 0 | 0 | 0 | 0 | 0 | 0 | 0 | 0
Transportation Pollutant Emissions Disaggregated[LDVs,BC,passenger,heavy or residual fuel oil tf] | NoSettings | 0 | 0 | 0 | 0 | 0 | 0 | 0 | 0 | 0 | 0 | 0 | 0 | 0 | 0 | 0 | 0 | 0 | 0 | 0 | 0 | 0 | 0 | 0 | 0 | 0 | 0 | 0 | 0 | 0 | 0 | 0
Transportation Pollutant Emissions Disaggregated[LDVs,BC,passenger,LPG propane or butane tf] | NoSettings | 0 | 0 | 0 | 0 | 0 | 0 | 0 | 0 | 0 | 0 | 0 | 0 | 0 | 0 | 0 | 0 | 0 | 0 | 0 | 0 | 0 | 0 | 0 | 0 | 0 | 0 | 0 | 0 | 0 | 0 | 0
Transportation Pollutant Emissions Disaggregated[LDVs,BC,passenger,hydrogen tf] | NoSettings | 0 | 0 | 0 | 0 | 0 | 0 | 0 | 0 | 0 | 0 | 0 | 0 | 0 | 0 | 0 | 0 | 0 | 0 | 0 | 0 | 0 | 0 | 0 | 0 | 0 | 0 | 0 | 0 | 0 | 0 | 0
Transportation Pollutant Emissions Disaggregated[LDVs,BC,freight,electricity tf] | NoSettings | 0 | 0 | 0 | 0 | 0 | 0 | 0 | 0 | 0 | 0 | 0 | 0 | 0 | 0 | 0 | 0 | 0 | 0 | 0 | 0 | 0 | 0 | 0 | 0 | 0 | 0 | 0 | 0 | 0 | 0 | 0
Transportation Pollutant Emissions Disaggregated[LDVs,BC,freight,natural gas tf] | NoSettings | 115092 | 113390 | 102130 | 90617.3 | 78859.2 | 67300.5 | 56428 | 46393.4 | 37099.5 | 28601.8 | 20973.5 | 14485.8 | 9000.69 | 4721.36 | 4221.37 | 3540.35 | 2690.13 | 2075.42 | 1658.42 | 1359.95 | 1123.61 | 906.572 | 709.732 | 562.167 | 455.063 | 358.276 | 292.684 | 214.821 | 163.84 | 119.415 | 93.544
Transportation Pollutant Emissions Disaggregated[LDVs,BC,freight,petroleum gasoline tf] | NoSettings | 37762200 | 41103300 | 40990500 | 40899400 | 40691700 | 40410600 | 40167200 | 39795800 | 39348400 | 38836400 | 38173200 | 37606600 | 36941300 | 36354300 | 34636900 | 33194000 | 31806600 | 30338600 | 28959500 | 27531700 | 26226200 | 25109700 | 24171900 | 23450700 | 22946300 | 22571600 | 22360700 | 22311200 | 22412900 | 22679000 | 22953000
Transportation Pollutant Emissions Disaggregated[LDVs,BC,freight,petroleum diesel tf] | NoSettings | 41173400 | 43004300 | 41013500 | 39043900 | 36922600 | 34639000 | 32532500 | 30424000 | 28370300 | 26354200 | 24360200 | 23179300 | 21953200 | 20672500 | 19807600 | 18783000 | 17776600 | 16845200 | 15984900 | 15255900 | 14533200 | 13884900 | 13345100 | 12894400 | 12511600 | 12236500 | 12037500 | 11926400 | 11906900 | 11993200 | 12088200
Transportation Pollutant Emissions Disaggregated[LDVs,BC,freight,biofuel gasoline tf] | NoSettings | 2827090 | 3086490 | 3087260 | 3089620 | 3083110 | 3070930 | 3061500 | 3042180 | 3016870 | 2982010 | 2939720 | 2896090 | 2844850 | 2799650 | 2667380 | 2556270 | 2449420 | 2336380 | 2230170 | 2120210 | 2019680 | 1933700 | 1861470 | 1805940 | 1767090 | 1738240 | 1722000 | 1718190 | 1726020 | 1746510 | 1767610
Transportation Pollutant Emissions Disaggregated[LDVs,BC,freight,biofuel diesel tf] | NoSettings | 10142000 | 11905700 | 12669500 | 13377300 | 13961000 | 14393700 | 14803800 | 15115400 | 15350400 | 15496700 | 15539700 | 14786300 | 14004200 | 13187200 | 12635500 | 11981900 | 11339900 | 10745700 | 10197000 | 9731920 | 9270890 | 8857320 | 8513010 | 8225490 | 7981330 | 7805820 | 7678900 | 7608010 | 7595560 | 7650630 | 7711190
Transportation Pollutant Emissions Disaggregated[LDVs,BC,freight,jet fuel tf] | NoSettings | 0 | 0 | 0 | 0 | 0 | 0 | 0 | 0 | 0 | 0 | 0 | 0 | 0 | 0 | 0 | 0 | 0 | 0 | 0 | 0 | 0 | 0 | 0 | 0 | 0 | 0 | 0 | 0 | 0 | 0 | 0
Transportation Pollutant Emissions Disaggregated[LDVs,BC,freight,heavy or residual fuel oil tf] | NoSettings | 0 | 0 | 0 | 0 | 0 | 0 | 0 | 0 | 0 | 0 | 0 | 0 | 0 | 0 | 0 | 0 | 0 | 0 | 0 | 0 | 0 | 0 | 0 | 0 | 0 | 0 | 0 | 0 | 0 | 0 | 0
Transportation Pollutant Emissions Disaggregated[LDVs,BC,freight,LPG propane or butane tf] | NoSettings | 0 | 0 | 0 | 0 | 0 | 0 | 0 | 0 | 0 | 0 | 0 | 0 | 0 | 0 | 0 | 0 | 0 | 0 | 0 | 0 | 0 | 0 | 0 | 0 | 0 | 0 | 0 | 0 | 0 | 0 | 0
Transportation Pollutant Emissions Disaggregated[LDVs,BC,freight,hydrogen tf] | NoSettings | 0 | 0 | 0 | 0 | 0 | 0 | 0 | 0 | 0 | 0 | 0 | 0 | 0 | 0 | 0 | 0 | 0 | 0 | 0 | 0 | 0 | 0 | 0 | 0 | 0 | 0 | 0 | 0 | 0 | 0 | 0
Transportation Pollutant Emissions Disaggregated[LDVs,OC,passenger,electricity tf] | NoSettings | 0 | 0 | 0 | 0 | 0 | 0 | 0 | 0 | 0 | 0 | 0 | 0 | 0 | 0 | 0 | 0 | 0 | 0 | 0 | 0 | 0 | 0 | 0 | 0 | 0 | 0 | 0 | 0 | 0 | 0 | 0
Transportation Pollutant Emissions Disaggregated[LDVs,OC,passenger,natural gas tf] | NoSettings | 305131 | 298787 | 252004 | 207309 | 165429 | 127253 | 93658.3 | 65245.1 | 41858.8 | 23587.1 | 10495.1 | 2625.08 | 0 | 0 | 0 | 0 | 0 | 0 | 0 | 0 | 0 | 0 | 0 | 0 | 0 | 0 | 0 | 0 | 0 | 0 | 0
Transportation Pollutant Emissions Disaggregated[LDVs,OC,passenger,petroleum gasoline tf] | NoSettings | 976816000 | 1103390000 | 1094200000 | 1083230000 | 1062960000 | 1041140000 | 1016700000 | 991743000 | 966710000 | 939444000 | 907730000 | 874032000 | 838975000 | 808689000 | 778329000 | 749712000 | 720126000 | 688007000 | 652807000 | 615919000 | 578924000 | 542238000 | 507642000 | 475431000 | 444129000 | 415906000 | 390727000 | 368449000 | 348899000 | 331834000 | 317076000
Transportation Pollutant Emissions Disaggregated[LDVs,OC,passenger,petroleum diesel tf] | NoSettings | 2117130 | 2164210 | 1928080 | 1696810 | 1456970 | 1227350 | 1008660 | 800322 | 605566 | 423894 | 253514 | 102810 | 0 | 0 | 0 | 0 | 0 | 0 | 0 | 0 | 0 | 0 | 0 | 0 | 0 | 0 | 0 | 0 | 0 | 0 | 0
Transportation Pollutant Emissions Disaggregated[LDVs,OC,passenger,biofuel gasoline tf] | NoSettings | 73006100 | 82714500 | 82271500 | 81690900 | 80401300 | 78985500 | 77361000 | 75684900 | 73992600 | 72012100 | 69786100 | 67195500 | 64500300 | 62172000 | 59837900 | 57637900 | 55363300 | 52894000 | 50187800 | 47351900 | 44507700 | 41687300 | 39027600 | 36551200 | 34144700 | 31974900 | 30039100 | 28326400 | 26823400 | 25511400 | 24376800
Transportation Pollutant Emissions Disaggregated[LDVs,OC,passenger,biofuel diesel tf] | NoSettings | 521499 | 599162 | 595603 | 581361 | 550903 | 510005 | 458985 | 397619 | 327655 | 249257 | 161719 | 65583.8 | 0 | 0 | 0 | 0 | 0 | 0 | 0 | 0 | 0 | 0 | 0 | 0 | 0 | 0 | 0 | 0 | 0 | 0 | 0
Transportation Pollutant Emissions Disaggregated[LDVs,OC,passenger,jet fuel tf] | NoSettings | 0 | 0 | 0 | 0 | 0 | 0 | 0 | 0 | 0 | 0 | 0 | 0 | 0 | 0 | 0 | 0 | 0 | 0 | 0 | 0 | 0 | 0 | 0 | 0 | 0 | 0 | 0 | 0 | 0 | 0 | 0
Transportation Pollutant Emissions Disaggregated[LDVs,OC,passenger,heavy or residual fuel oil tf] | NoSettings | 0 | 0 | 0 | 0 | 0 | 0 | 0 | 0 | 0 | 0 | 0 | 0 | 0 | 0 | 0 | 0 | 0 | 0 | 0 | 0 | 0 | 0 | 0 | 0 | 0 | 0 | 0 | 0 | 0 | 0 | 0
Transportation Pollutant Emissions Disaggregated[LDVs,OC,passenger,LPG propane or butane tf] | NoSettings | 0 | 0 | 0 | 0 | 0 | 0 | 0 | 0 | 0 | 0 | 0 | 0 | 0 | 0 | 0 | 0 | 0 | 0 | 0 | 0 | 0 | 0 | 0 | 0 | 0 | 0 | 0 | 0 | 0 | 0 | 0
Transportation Pollutant Emissions Disaggregated[LDVs,OC,passenger,hydrogen tf] | NoSettings | 0 | 0 | 0 | 0 | 0 | 0 | 0 | 0 | 0 | 0 | 0 | 0 | 0 | 0 | 0 | 0 | 0 | 0 | 0 | 0 | 0 | 0 | 0 | 0 | 0 | 0 | 0 | 0 | 0 | 0 | 0
Transportation Pollutant Emissions Disaggregated[LDVs,OC,freight,electricity tf] | NoSettings | 0 | 0 | 0 | 0 | 0 | 0 | 0 | 0 | 0 | 0 | 0 | 0 | 0 | 0 | 0 | 0 | 0 | 0 | 0 | 0 | 0 | 0 | 0 | 0 | 0 | 0 | 0 | 0 | 0 | 0 | 0
Transportation Pollutant Emissions Disaggregated[LDVs,OC,freight,natural gas tf] | NoSettings | 217248 | 214035 | 192781 | 171050 | 148855 | 127037 | 106514 | 87572.6 | 70029.4 | 53989 | 39589.7 | 27343.5 | 16989.8 | 8912.08 | 7968.29 | 6682.79 | 5077.92 | 3917.59 | 3130.44 | 2567.04 | 2120.94 | 1711.25 | 1339.7 | 1061.15 | 858.98 | 676.285 | 552.472 | 405.497 | 309.265 | 225.409 | 176.574
Transportation Pollutant Emissions Disaggregated[LDVs,OC,freight,petroleum gasoline tf] | NoSettings | 71507100 | 77833900 | 77620400 | 77447800 | 77054600 | 76522300 | 76061300 | 75358000 | 74510800 | 73541300 | 72285400 | 71212600 | 69952600 | 68841200 | 65589000 | 62856600 | 60229400 | 57449800 | 54838100 | 52134400 | 49662300 | 47548200 | 45772300 | 44406600 | 43451500 | 42742000 | 42342600 | 42248900 | 42441400 | 42945300 | 43464100
Transportation Pollutant Emissions Disaggregated[LDVs,OC,freight,petroleum diesel tf] | NoSettings | 38232500 | 39932500 | 38084000 | 36255100 | 34285300 | 32164800 | 30208800 | 28250900 | 26343900 | 24471700 | 22620200 | 21523600 | 20385100 | 19195900 | 18392800 | 17441400 | 16506900 | 15641900 | 14843200 | 14166200 | 13495100 | 12893100 | 12391900 | 11973400 | 11618000 | 11362500 | 11177700 | 11074500 | 11056400 | 11136600 | 11224700
Transportation Pollutant Emissions Disaggregated[LDVs,OC,freight,biofuel gasoline tf] | NoSettings | 5344360 | 5834730 | 5836190 | 5840650 | 5828350 | 5805330 | 5787490 | 5750980 | 5703130 | 5637220 | 5557270 | 5474790 | 5377930 | 5292480 | 5042450 | 4832390 | 4630410 | 4416710 | 4215930 | 4008070 | 3818020 | 3655490 | 3518950 | 3413960 | 3340530 | 3285990 | 3255280 | 3248080 | 3262880 | 3301620 | 3341500
Transportation Pollutant Emissions Disaggregated[LDVs,OC,freight,biofuel diesel tf] | NoSettings | 9417560 | 11055300 | 11764500 | 12421700 | 12963800 | 13365600 | 13746400 | 14035700 | 14254000 | 14389800 | 14429700 | 13730200 | 13003900 | 12245300 | 11733000 | 11126100 | 10529900 | 9978180 | 9468620 | 9036790 | 8608690 | 8224660 | 7904930 | 7637950 | 7411230 | 7248260 | 7130400 | 7064580 | 7053020 | 7104160 | 7160390
Transportation Pollutant Emissions Disaggregated[LDVs,OC,freight,jet fuel tf] | NoSettings | 0 | 0 | 0 | 0 | 0 | 0 | 0 | 0 | 0 | 0 | 0 | 0 | 0 | 0 | 0 | 0 | 0 | 0 | 0 | 0 | 0 | 0 | 0 | 0 | 0 | 0 | 0 | 0 | 0 | 0 | 0
Transportation Pollutant Emissions Disaggregated[LDVs,OC,freight,heavy or residual fuel oil tf] | NoSettings | 0 | 0 | 0 | 0 | 0 | 0 | 0 | 0 | 0 | 0 | 0 | 0 | 0 | 0 | 0 | 0 | 0 | 0 | 0 | 0 | 0 | 0 | 0 | 0 | 0 | 0 | 0 | 0 | 0 | 0 | 0
Transportation Pollutant Emissions Disaggregated[LDVs,OC,freight,LPG propane or butane tf] | NoSettings | 0 | 0 | 0 | 0 | 0 | 0 | 0 | 0 | 0 | 0 | 0 | 0 | 0 | 0 | 0 | 0 | 0 | 0 | 0 | 0 | 0 | 0 | 0 | 0 | 0 | 0 | 0 | 0 | 0 | 0 | 0
Transportation Pollutant Emissions Disaggregated[LDVs,OC,freight,hydrogen tf] | NoSettings | 0 | 0 | 0 | 0 | 0 | 0 | 0 | 0 | 0 | 0 | 0 | 0 | 0 | 0 | 0 | 0 | 0 | 0 | 0 | 0 | 0 | 0 | 0 | 0 | 0 | 0 | 0 | 0 | 0 | 0 | 0
Transportation Pollutant Emissions Disaggregated[LDVs,CH4,passenger,electricity tf] | NoSettings | 0 | 0 | 0 | 0 | 0 | 0 | 0 | 0 | 0 | 0 | 0 | 0 | 0 | 0 | 0 | 0 | 0 | 0 | 0 | 0 | 0 | 0 | 0 | 0 | 0 | 0 | 0 | 0 | 0 | 0 | 0
Transportation Pollutant Emissions Disaggregated[LDVs,CH4,passenger,natural gas tf] | NoSettings | 465849 | 456164 | 384739 | 316503 | 252563 | 194279 | 142990 | 99610.8 | 63906.6 | 36010.8 | 16023 | 4007.75 | 0 | 0 | 0 | 0 | 0 | 0 | 0 | 0 | 0 | 0 | 0 | 0 | 0 | 0 | 0 | 0 | 0 | 0 | 0
Transportation Pollutant Emissions Disaggregated[LDVs,CH4,passenger,petroleum gasoline tf] | NoSettings | 4115800000 | 4649120000 | 4610380000 | 4564180000 | 4478750000 | 4386810000 | 4283850000 | 4178690000 | 4073220000 | 3958330000 | 3824700000 | 3682720000 | 3535010000 | 3407400000 | 3279480000 | 3158900000 | 3034240000 | 2898910000 | 2750590000 | 2595160000 | 2439290000 | 2284710000 | 2138940000 | 2003220000 | 1871330000 | 1752410000 | 1646320000 | 1552460000 | 1470080000 | 1398180000 | 1335990000
Transportation Pollutant Emissions Disaggregated[LDVs,CH4,passenger,petroleum diesel tf] | NoSettings | 16285600 | 16647800 | 14831400 | 13052400 | 11207500 | 9441120 | 7758910 | 6156320 | 4658200 | 3260720 | 1950110 | 790847 | 0 | 0 | 0 | 0 | 0 | 0 | 0 | 0 | 0 | 0 | 0 | 0 | 0 | 0 | 0 | 0 | 0 | 0 | 0
Transportation Pollutant Emissions Disaggregated[LDVs,CH4,passenger,biofuel gasoline tf] | NoSettings | 0 | 0 | 0 | 0 | 0 | 0 | 0 | 0 | 0 | 0 | 0 | 0 | 0 | 0 | 0 | 0 | 0 | 0 | 0 | 0 | 0 | 0 | 0 | 0 | 0 | 0 | 0 | 0 | 0 | 0 | 0
Transportation Pollutant Emissions Disaggregated[LDVs,CH4,passenger,biofuel diesel tf] | NoSettings | 0 | 0 | 0 | 0 | 0 | 0 | 0 | 0 | 0 | 0 | 0 | 0 | 0 | 0 | 0 | 0 | 0 | 0 | 0 | 0 | 0 | 0 | 0 | 0 | 0 | 0 | 0 | 0 | 0 | 0 | 0
Transportation Pollutant Emissions Disaggregated[LDVs,CH4,passenger,jet fuel tf] | NoSettings | 0 | 0 | 0 | 0 | 0 | 0 | 0 | 0 | 0 | 0 | 0 | 0 | 0 | 0 | 0 | 0 | 0 | 0 | 0 | 0 | 0 | 0 | 0 | 0 | 0 | 0 | 0 | 0 | 0 | 0 | 0
Transportation Pollutant Emissions Disaggregated[LDVs,CH4,passenger,heavy or residual fuel oil tf] | NoSettings | 0 | 0 | 0 | 0 | 0 | 0 | 0 | 0 | 0 | 0 | 0 | 0 | 0 | 0 | 0 | 0 | 0 | 0 | 0 | 0 | 0 | 0 | 0 | 0 | 0 | 0 | 0 | 0 | 0 | 0 | 0
Transportation Pollutant Emissions Disaggregated[LDVs,CH4,passenger,LPG propane or butane tf] | NoSettings | 0 | 0 | 0 | 0 | 0 | 0 | 0 | 0 | 0 | 0 | 0 | 0 | 0 | 0 | 0 | 0 | 0 | 0 | 0 | 0 | 0 | 0 | 0 | 0 | 0 | 0 | 0 | 0 | 0 | 0 | 0
Transportation Pollutant Emissions Disaggregated[LDVs,CH4,passenger,hydrogen tf] | NoSettings | 0 | 0 | 0 | 0 | 0 | 0 | 0 | 0 | 0 | 0 | 0 | 0 | 0 | 0 | 0 | 0 | 0 | 0 | 0 | 0 | 0 | 0 | 0 | 0 | 0 | 0 | 0 | 0 | 0 | 0 | 0
Transportation Pollutant Emissions Disaggregated[LDVs,CH4,freight,electricity tf] | NoSettings | 0 | 0 | 0 | 0 | 0 | 0 | 0 | 0 | 0 | 0 | 0 | 0 | 0 | 0 | 0 | 0 | 0 | 0 | 0 | 0 | 0 | 0 | 0 | 0 | 0 | 0 | 0 | 0 | 0 | 0 | 0
Transportation Pollutant Emissions Disaggregated[LDVs,CH4,freight,natural gas tf] | NoSettings | 331677 | 326772 | 294322 | 261145 | 227260 | 193950 | 162617 | 133699 | 106915 | 82425.9 | 60442.3 | 41745.8 | 25938.6 | 13606.2 | 12165.3 | 10202.7 | 7752.55 | 5981.05 | 4779.3 | 3919.15 | 3238.08 | 2612.6 | 2045.34 | 1620.08 | 1311.42 | 1032.5 | 843.469 | 619.08 | 472.16 | 344.135 | 269.579
Transportation Pollutant Emissions Disaggregated[LDVs,CH4,freight,petroleum gasoline tf] | NoSettings | 301294000 | 327952000 | 327052000 | 326325000 | 324668000 | 322425000 | 320483000 | 317520000 | 313950000 | 309865000 | 304573000 | 300053000 | 294744000 | 290061000 | 276358000 | 264845000 | 253776000 | 242064000 | 231059000 | 219668000 | 209251000 | 200344000 | 192861000 | 187107000 | 183082000 | 180093000 | 178410000 | 178015000 | 178826000 | 180949000 | 183135000
Transportation Pollutant Emissions Disaggregated[LDVs,CH4,freight,petroleum diesel tf] | NoSettings | 294096000 | 307173000 | 292954000 | 278885000 | 263733000 | 247422000 | 232375000 | 217315000 | 202645000 | 188244000 | 174002000 | 165566000 | 156808000 | 147661000 | 141483000 | 134164000 | 126976000 | 120323000 | 114178000 | 108971000 | 103808000 | 99177600 | 95322200 | 92102800 | 89368900 | 87403700 | 85982500 | 85188700 | 85049300 | 85666000 | 86344100
Transportation Pollutant Emissions Disaggregated[LDVs,CH4,freight,biofuel gasoline tf] | NoSettings | 0 | 0 | 0 | 0 | 0 | 0 | 0 | 0 | 0 | 0 | 0 | 0 | 0 | 0 | 0 | 0 | 0 | 0 | 0 | 0 | 0 | 0 | 0 | 0 | 0 | 0 | 0 | 0 | 0 | 0 | 0
Transportation Pollutant Emissions Disaggregated[LDVs,CH4,freight,biofuel diesel tf] | NoSettings | 0 | 0 | 0 | 0 | 0 | 0 | 0 | 0 | 0 | 0 | 0 | 0 | 0 | 0 | 0 | 0 | 0 | 0 | 0 | 0 | 0 | 0 | 0 | 0 | 0 | 0 | 0 | 0 | 0 | 0 | 0
Transportation Pollutant Emissions Disaggregated[LDVs,CH4,freight,jet fuel tf] | NoSettings | 0 | 0 | 0 | 0 | 0 | 0 | 0 | 0 | 0 | 0 | 0 | 0 | 0 | 0 | 0 | 0 | 0 | 0 | 0 | 0 | 0 | 0 | 0 | 0 | 0 | 0 | 0 | 0 | 0 | 0 | 0
Transportation Pollutant Emissions Disaggregated[LDVs,CH4,freight,heavy or residual fuel oil tf] | NoSettings | 0 | 0 | 0 | 0 | 0 | 0 | 0 | 0 | 0 | 0 | 0 | 0 | 0 | 0 | 0 | 0 | 0 | 0 | 0 | 0 | 0 | 0 | 0 | 0 | 0 | 0 | 0 | 0 | 0 | 0 | 0
Transportation Pollutant Emissions Disaggregated[LDVs,CH4,freight,LPG propane or butane tf] | NoSettings | 0 | 0 | 0 | 0 | 0 | 0 | 0 | 0 | 0 | 0 | 0 | 0 | 0 | 0 | 0 | 0 | 0 | 0 | 0 | 0 | 0 | 0 | 0 | 0 | 0 | 0 | 0 | 0 | 0 | 0 | 0
Transportation Pollutant Emissions Disaggregated[LDVs,CH4,freight,hydrogen tf] | NoSettings | 0 | 0 | 0 | 0 | 0 | 0 | 0 | 0 | 0 | 0 | 0 | 0 | 0 | 0 | 0 | 0 | 0 | 0 | 0 | 0 | 0 | 0 | 0 | 0 | 0 | 0 | 0 | 0 | 0 | 0 | 0
Transportation Pollutant Emissions Disaggregated[LDVs,N2O,passenger,electricity tf] | NoSettings | 0 | 0 | 0 | 0 | 0 | 0 | 0 | 0 | 0 | 0 | 0 | 0 | 0 | 0 | 0 | 0 | 0 | 0 | 0 | 0 | 0 | 0 | 0 | 0 | 0 | 0 | 0 | 0 | 0 | 0 | 0
Transportation Pollutant Emissions Disaggregated[LDVs,N2O,passenger,natural gas tf] | NoSettings | 46584.9 | 45616.4 | 38473.9 | 31650.3 | 25256.3 | 19427.9 | 14299 | 9961.08 | 6390.66 | 3601.08 | 1602.3 | 400.775 | 0 | 0 | 0 | 0 | 0 | 0 | 0 | 0 | 0 | 0 | 0 | 0 | 0 | 0 | 0 | 0 | 0 | 0 | 0
Transportation Pollutant Emissions Disaggregated[LDVs,N2O,passenger,petroleum gasoline tf] | NoSettings | 823159000 | 929824000 | 922077000 | 912835000 | 895750000 | 877362000 | 856771000 | 835739000 | 814643000 | 791666000 | 764941000 | 736544000 | 707001000 | 681479000 | 655896000 | 631780000 | 606848000 | 579781000 | 550118000 | 519033000 | 487858000 | 456942000 | 427788000 | 400644000 | 374266000 | 350483000 | 329264000 | 310491000 | 294016000 | 279635000 | 267199000
Transportation Pollutant Emissions Disaggregated[LDVs,N2O,passenger,petroleum diesel tf] | NoSettings | 3257120 | 3329560 | 2966280 | 2610470 | 2241500 | 1888220 | 1551780 | 1231260 | 931640 | 652145 | 390021 | 158169 | 0 | 0 | 0 | 0 | 0 | 0 | 0 | 0 | 0 | 0 | 0 | 0 | 0 | 0 | 0 | 0 | 0 | 0 | 0
Transportation Pollutant Emissions Disaggregated[LDVs,N2O,passenger,biofuel gasoline tf] | NoSettings | 0 | 0 | 0 | 0 | 0 | 0 | 0 | 0 | 0 | 0 | 0 | 0 | 0 | 0 | 0 | 0 | 0 | 0 | 0 | 0 | 0 | 0 | 0 | 0 | 0 | 0 | 0 | 0 | 0 | 0 | 0
Transportation Pollutant Emissions Disaggregated[LDVs,N2O,passenger,biofuel diesel tf] | NoSettings | 0 | 0 | 0 | 0 | 0 | 0 | 0 | 0 | 0 | 0 | 0 | 0 | 0 | 0 | 0 | 0 | 0 | 0 | 0 | 0 | 0 | 0 | 0 | 0 | 0 | 0 | 0 | 0 | 0 | 0 | 0
Transportation Pollutant Emissions Disaggregated[LDVs,N2O,passenger,jet fuel tf] | NoSettings | 0 | 0 | 0 | 0 | 0 | 0 | 0 | 0 | 0 | 0 | 0 | 0 | 0 | 0 | 0 | 0 | 0 | 0 | 0 | 0 | 0 | 0 | 0 | 0 | 0 | 0 | 0 | 0 | 0 | 0 | 0
Transportation Pollutant Emissions Disaggregated[LDVs,N2O,passenger,heavy or residual fuel oil tf] | NoSettings | 0 | 0 | 0 | 0 | 0 | 0 | 0 | 0 | 0 | 0 | 0 | 0 | 0 | 0 | 0 | 0 | 0 | 0 | 0 | 0 | 0 | 0 | 0 | 0 | 0 | 0 | 0 | 0 | 0 | 0 | 0
Transportation Pollutant Emissions Disaggregated[LDVs,N2O,passenger,LPG propane or butane tf] | NoSettings | 0 | 0 | 0 | 0 | 0 | 0 | 0 | 0 | 0 | 0 | 0 | 0 | 0 | 0 | 0 | 0 | 0 | 0 | 0 | 0 | 0 | 0 | 0 | 0 | 0 | 0 | 0 | 0 | 0 | 0 | 0
Transportation Pollutant Emissions Disaggregated[LDVs,N2O,passenger,hydrogen tf] | NoSettings | 0 | 0 | 0 | 0 | 0 | 0 | 0 | 0 | 0 | 0 | 0 | 0 | 0 | 0 | 0 | 0 | 0 | 0 | 0 | 0 | 0 | 0 | 0 | 0 | 0 | 0 | 0 | 0 | 0 | 0 | 0
Transportation Pollutant Emissions Disaggregated[LDVs,N2O,freight,electricity tf] | NoSettings | 0 | 0 | 0 | 0 | 0 | 0 | 0 | 0 | 0 | 0 | 0 | 0 | 0 | 0 | 0 | 0 | 0 | 0 | 0 | 0 | 0 | 0 | 0 | 0 | 0 | 0 | 0 | 0 | 0 | 0 | 0
Transportation Pollutant Emissions Disaggregated[LDVs,N2O,freight,natural gas tf] | NoSettings | 33167.7 | 32677.2 | 29432.2 | 26114.5 | 22726 | 19395 | 16261.7 | 13369.9 | 10691.5 | 8242.59 | 6044.23 | 4174.58 | 2593.86 | 1360.62 | 1216.53 | 1020.27 | 775.255 | 598.105 | 477.93 | 391.915 | 323.808 | 261.26 | 204.534 | 162.008 | 131.142 | 103.25 | 84.3469 | 61.908 | 47.216 | 34.4135 | 26.9579
Transportation Pollutant Emissions Disaggregated[LDVs,N2O,freight,petroleum gasoline tf] | NoSettings | 60258800 | 65590300 | 65410400 | 65265000 | 64933600 | 64485100 | 64096600 | 63503900 | 62790000 | 61973000 | 60914700 | 60010600 | 58948900 | 58012200 | 55271600 | 52969100 | 50755100 | 48412700 | 46211900 | 43933500 | 41850300 | 40068700 | 38572100 | 37421300 | 36616500 | 36018500 | 35682000 | 35603000 | 35765200 | 36189900 | 36627100
Transportation Pollutant Emissions Disaggregated[LDVs,N2O,freight,petroleum diesel tf] | NoSettings | 58819200 | 61434700 | 58590700 | 55777000 | 52746600 | 49484300 | 46475100 | 43462900 | 40529100 | 37648800 | 34800300 | 33113200 | 31361700 | 29532100 | 28296600 | 26832900 | 25395200 | 24064500 | 22835600 | 21794100 | 20761700 | 19835500 | 19064400 | 18420600 | 17873800 | 17480700 | 17196500 | 17037700 | 17009900 | 17133200 | 17268800
Transportation Pollutant Emissions Disaggregated[LDVs,N2O,freight,biofuel gasoline tf] | NoSettings | 0 | 0 | 0 | 0 | 0 | 0 | 0 | 0 | 0 | 0 | 0 | 0 | 0 | 0 | 0 | 0 | 0 | 0 | 0 | 0 | 0 | 0 | 0 | 0 | 0 | 0 | 0 | 0 | 0 | 0 | 0
Transportation Pollutant Emissions Disaggregated[LDVs,N2O,freight,biofuel diesel tf] | NoSettings | 0 | 0 | 0 | 0 | 0 | 0 | 0 | 0 | 0 | 0 | 0 | 0 | 0 | 0 | 0 | 0 | 0 | 0 | 0 | 0 | 0 | 0 | 0 | 0 | 0 | 0 | 0 | 0 | 0 | 0 | 0
Transportation Pollutant Emissions Disaggregated[LDVs,N2O,freight,jet fuel tf] | NoSettings | 0 | 0 | 0 | 0 | 0 | 0 | 0 | 0 | 0 | 0 | 0 | 0 | 0 | 0 | 0 | 0 | 0 | 0 | 0 | 0 | 0 | 0 | 0 | 0 | 0 | 0 | 0 | 0 | 0 | 0 | 0
Transportation Pollutant Emissions Disaggregated[LDVs,N2O,freight,heavy or residual fuel oil tf] | NoSettings | 0 | 0 | 0 | 0 | 0 | 0 | 0 | 0 | 0 | 0 | 0 | 0 | 0 | 0 | 0 | 0 | 0 | 0 | 0 | 0 | 0 | 0 | 0 | 0 | 0 | 0 | 0 | 0 | 0 | 0 | 0
Transportation Pollutant Emissions Disaggregated[LDVs,N2O,freight,LPG propane or butane tf] | NoSettings | 0 | 0 | 0 | 0 | 0 | 0 | 0 | 0 | 0 | 0 | 0 | 0 | 0 | 0 | 0 | 0 | 0 | 0 | 0 | 0 | 0 | 0 | 0 | 0 | 0 | 0 | 0 | 0 | 0 | 0 | 0
Transportation Pollutant Emissions Disaggregated[LDVs,N2O,freight,hydrogen tf] | NoSettings | 0 | 0 | 0 | 0 | 0 | 0 | 0 | 0 | 0 | 0 | 0 | 0 | 0 | 0 | 0 | 0 | 0 | 0 | 0 | 0 | 0 | 0 | 0 | 0 | 0 | 0 | 0 | 0 | 0 | 0 | 0
Transportation Pollutant Emissions Disaggregated[LDVs,F gases,passenger,electricity tf] | NoSettings | 0 | 0 | 0 | 0 | 0 | 0 | 0 | 0 | 0 | 0 | 0 | 0 | 0 | 0 | 0 | 0 | 0 | 0 | 0 | 0 | 0 | 0 | 0 | 0 | 0 | 0 | 0 | 0 | 0 | 0 | 0
Transportation Pollutant Emissions Disaggregated[LDVs,F gases,passenger,natural gas tf] | NoSettings | 0 | 0 | 0 | 0 | 0 | 0 | 0 | 0 | 0 | 0 | 0 | 0 | 0 | 0 | 0 | 0 | 0 | 0 | 0 | 0 | 0 | 0 | 0 | 0 | 0 | 0 | 0 | 0 | 0 | 0 | 0
Transportation Pollutant Emissions Disaggregated[LDVs,F gases,passenger,petroleum gasoline tf] | NoSettings | 0 | 0 | 0 | 0 | 0 | 0 | 0 | 0 | 0 | 0 | 0 | 0 | 0 | 0 | 0 | 0 | 0 | 0 | 0 | 0 | 0 | 0 | 0 | 0 | 0 | 0 | 0 | 0 | 0 | 0 | 0
Transportation Pollutant Emissions Disaggregated[LDVs,F gases,passenger,petroleum diesel tf] | NoSettings | 0 | 0 | 0 | 0 | 0 | 0 | 0 | 0 | 0 | 0 | 0 | 0 | 0 | 0 | 0 | 0 | 0 | 0 | 0 | 0 | 0 | 0 | 0 | 0 | 0 | 0 | 0 | 0 | 0 | 0 | 0
Transportation Pollutant Emissions Disaggregated[LDVs,F gases,passenger,biofuel gasoline tf] | NoSettings | 0 | 0 | 0 | 0 | 0 | 0 | 0 | 0 | 0 | 0 | 0 | 0 | 0 | 0 | 0 | 0 | 0 | 0 | 0 | 0 | 0 | 0 | 0 | 0 | 0 | 0 | 0 | 0 | 0 | 0 | 0
Transportation Pollutant Emissions Disaggregated[LDVs,F gases,passenger,biofuel diesel tf] | NoSettings | 0 | 0 | 0 | 0 | 0 | 0 | 0 | 0 | 0 | 0 | 0 | 0 | 0 | 0 | 0 | 0 | 0 | 0 | 0 | 0 | 0 | 0 | 0 | 0 | 0 | 0 | 0 | 0 | 0 | 0 | 0
Transportation Pollutant Emissions Disaggregated[LDVs,F gases,passenger,jet fuel tf] | NoSettings | 0 | 0 | 0 | 0 | 0 | 0 | 0 | 0 | 0 | 0 | 0 | 0 | 0 | 0 | 0 | 0 | 0 | 0 | 0 | 0 | 0 | 0 | 0 | 0 | 0 | 0 | 0 | 0 | 0 | 0 | 0
Transportation Pollutant Emissions Disaggregated[LDVs,F gases,passenger,heavy or residual fuel oil tf] | NoSettings | 0 | 0 | 0 | 0 | 0 | 0 | 0 | 0 | 0 | 0 | 0 | 0 | 0 | 0 | 0 | 0 | 0 | 0 | 0 | 0 | 0 | 0 | 0 | 0 | 0 | 0 | 0 | 0 | 0 | 0 | 0
Transportation Pollutant Emissions Disaggregated[LDVs,F gases,passenger,LPG propane or butane tf] | NoSettings | 0 | 0 | 0 | 0 | 0 | 0 | 0 | 0 | 0 | 0 | 0 | 0 | 0 | 0 | 0 | 0 | 0 | 0 | 0 | 0 | 0 | 0 | 0 | 0 | 0 | 0 | 0 | 0 | 0 | 0 | 0
Transportation Pollutant Emissions Disaggregated[LDVs,F gases,passenger,hydrogen tf] | NoSettings | 0 | 0 | 0 | 0 | 0 | 0 | 0 | 0 | 0 | 0 | 0 | 0 | 0 | 0 | 0 | 0 | 0 | 0 | 0 | 0 | 0 | 0 | 0 | 0 | 0 | 0 | 0 | 0 | 0 | 0 | 0
Transportation Pollutant Emissions Disaggregated[LDVs,F gases,freight,electricity tf] | NoSettings | 0 | 0 | 0 | 0 | 0 | 0 | 0 | 0 | 0 | 0 | 0 | 0 | 0 | 0 | 0 | 0 | 0 | 0 | 0 | 0 | 0 | 0 | 0 | 0 | 0 | 0 | 0 | 0 | 0 | 0 | 0
Transportation Pollutant Emissions Disaggregated[LDVs,F gases,freight,natural gas tf] | NoSettings | 0 | 0 | 0 | 0 | 0 | 0 | 0 | 0 | 0 | 0 | 0 | 0 | 0 | 0 | 0 | 0 | 0 | 0 | 0 | 0 | 0 | 0 | 0 | 0 | 0 | 0 | 0 | 0 | 0 | 0 | 0
Transportation Pollutant Emissions Disaggregated[LDVs,F gases,freight,petroleum gasoline tf] | NoSettings | 0 | 0 | 0 | 0 | 0 | 0 | 0 | 0 | 0 | 0 | 0 | 0 | 0 | 0 | 0 | 0 | 0 | 0 | 0 | 0 | 0 | 0 | 0 | 0 | 0 | 0 | 0 | 0 | 0 | 0 | 0
Transportation Pollutant Emissions Disaggregated[LDVs,F gases,freight,petroleum diesel tf] | NoSettings | 0 | 0 | 0 | 0 | 0 | 0 | 0 | 0 | 0 | 0 | 0 | 0 | 0 | 0 | 0 | 0 | 0 | 0 | 0 | 0 | 0 | 0 | 0 | 0 | 0 | 0 | 0 | 0 | 0 | 0 | 0
Transportation Pollutant Emissions Disaggregated[LDVs,F gases,freight,biofuel gasoline tf] | NoSettings | 0 | 0 | 0 | 0 | 0 | 0 | 0 | 0 | 0 | 0 | 0 | 0 | 0 | 0 | 0 | 0 | 0 | 0 | 0 | 0 | 0 | 0 | 0 | 0 | 0 | 0 | 0 | 0 | 0 | 0 | 0
Transportation Pollutant Emissions Disaggregated[LDVs,F gases,freight,biofuel diesel tf] | NoSettings | 0 | 0 | 0 | 0 | 0 | 0 | 0 | 0 | 0 | 0 | 0 | 0 | 0 | 0 | 0 | 0 | 0 | 0 | 0 | 0 | 0 | 0 | 0 | 0 | 0 | 0 | 0 | 0 | 0 | 0 | 0
Transportation Pollutant Emissions Disaggregated[LDVs,F gases,freight,jet fuel tf] | NoSettings | 0 | 0 | 0 | 0 | 0 | 0 | 0 | 0 | 0 | 0 | 0 | 0 | 0 | 0 | 0 | 0 | 0 | 0 | 0 | 0 | 0 | 0 | 0 | 0 | 0 | 0 | 0 | 0 | 0 | 0 | 0
Transportation Pollutant Emissions Disaggregated[LDVs,F gases,freight,heavy or residual fuel oil tf] | NoSettings | 0 | 0 | 0 | 0 | 0 | 0 | 0 | 0 | 0 | 0 | 0 | 0 | 0 | 0 | 0 | 0 | 0 | 0 | 0 | 0 | 0 | 0 | 0 | 0 | 0 | 0 | 0 | 0 | 0 | 0 | 0
Transportation Pollutant Emissions Disaggregated[LDVs,F gases,freight,LPG propane or butane tf] | NoSettings | 0 | 0 | 0 | 0 | 0 | 0 | 0 | 0 | 0 | 0 | 0 | 0 | 0 | 0 | 0 | 0 | 0 | 0 | 0 | 0 | 0 | 0 | 0 | 0 | 0 | 0 | 0 | 0 | 0 | 0 | 0
Transportation Pollutant Emissions Disaggregated[LDVs,F gases,freight,hydrogen tf] | NoSettings | 0 | 0 | 0 | 0 | 0 | 0 | 0 | 0 | 0 | 0 | 0 | 0 | 0 | 0 | 0 | 0 | 0 | 0 | 0 | 0 | 0 | 0 | 0 | 0 | 0 | 0 | 0 | 0 | 0 | 0 | 0
Transportation Pollutant Emissions Disaggregated[HDVs,CO2,passenger,electricity tf] | NoSettings | 0 | 0 | 0 | 0 | 0 | 0 | 0 | 0 | 0 | 0 | 0 | 0 | 0 | 0 | 0 | 0 | 0 | 0 | 0 | 0 | 0 | 0 | 0 | 0 | 0 | 0 | 0 | 0 | 0 | 0 | 0
Transportation Pollutant Emissions Disaggregated[HDVs,CO2,passenger,natural gas tf] | NoSettings | 556310000000 | 542013000000 | 511723000000 | 481791000000 | 450751000000 | 420507000000 | 390926000000 | 363167000000 | 336723000000 | 308525000000 | 280819000000 | 254313000000 | 229278000000 | 205332000000 | 182631000000 | 160928000000 | 141991000000 | 124097000000 | 107354000000 | 91738000000 | 77383700000 | 64246700000 | 52342700000 | 46469900000 | 40836600000 | 34848100000 | 28646200000 | 23877500000 | 19702000000 | 16136200000 | 13602800000
Transportation Pollutant Emissions Disaggregated[HDVs,CO2,passenger,petroleum gasoline tf] | NoSettings | 1210740000000 | 1205690000000 | 1153420000000 | 1101660000000 | 1050200000000 | 1000090000000 | 950622000000 | 900641000000 | 853086000000 | 803302000000 | 752732000000 | 701991000000 | 651598000000 | 600941000000 | 550175000000 | 498308000000 | 451057000000 | 402882000000 | 352916000000 | 303958000000 | 254370000000 | 204660000000 | 154715000000 | 144456000000 | 136302000000 | 129310000000 | 120745000000 | 111239000000 | 100804000000 | 91664900000 | 82155100000
Transportation Pollutant Emissions Disaggregated[HDVs,CO2,passenger,petroleum diesel tf] | NoSettings | 1276820000000 | 1302780000000 | 1280450000000 | 1257390000000 | 1225390000000 | 1193050000000 | 1156640000000 | 1117290000000 | 1075810000000 | 1022510000000 | 964286000000 | 933666000000 | 904348000000 | 871334000000 | 841101000000 | 809545000000 | 783083000000 | 755839000000 | 725822000000 | 700172000000 | 676050000000 | 649336000000 | 623981000000 | 575111000000 | 530749000000 | 484767000000 | 439566000000 | 399723000000 | 359394000000 | 324910000000 | 294628000000
Transportation Pollutant Emissions Disaggregated[HDVs,CO2,passenger,biofuel gasoline tf] | NoSettings | 0 | 0 | 0 | 0 | 0 | 0 | 0 | 0 | 0 | 0 | 0 | 0 | 0 | 0 | 0 | 0 | 0 | 0 | 0 | 0 | 0 | 0 | 0 | 0 | 0 | 0 | 0 | 0 | 0 | 0 | 0
Transportation Pollutant Emissions Disaggregated[HDVs,CO2,passenger,biofuel diesel tf] | NoSettings | 0 | 0 | 0 | 0 | 0 | 0 | 0 | 0 | 0 | 0 | 0 | 0 | 0 | 0 | 0 | 0 | 0 | 0 | 0 | 0 | 0 | 0 | 0 | 0 | 0 | 0 | 0 | 0 | 0 | 0 | 0
Transportation Pollutant Emissions Disaggregated[HDVs,CO2,passenger,jet fuel tf] | NoSettings | 0 | 0 | 0 | 0 | 0 | 0 | 0 | 0 | 0 | 0 | 0 | 0 | 0 | 0 | 0 | 0 | 0 | 0 | 0 | 0 | 0 | 0 | 0 | 0 | 0 | 0 | 0 | 0 | 0 | 0 | 0
Transportation Pollutant Emissions Disaggregated[HDVs,CO2,passenger,heavy or residual fuel oil tf] | NoSettings | 0 | 0 | 0 | 0 | 0 | 0 | 0 | 0 | 0 | 0 | 0 | 0 | 0 | 0 | 0 | 0 | 0 | 0 | 0 | 0 | 0 | 0 | 0 | 0 | 0 | 0 | 0 | 0 | 0 | 0 | 0
Transportation Pollutant Emissions Disaggregated[HDVs,CO2,passenger,LPG propane or butane tf] | NoSettings | 0 | 0 | 0 | 0 | 0 | 0 | 0 | 0 | 0 | 0 | 0 | 0 | 0 | 0 | 0 | 0 | 0 | 0 | 0 | 0 | 0 | 0 | 0 | 0 | 0 | 0 | 0 | 0 | 0 | 0 | 0
Transportation Pollutant Emissions Disaggregated[HDVs,CO2,passenger,hydrogen tf] | NoSettings | 0 | 0 | 0 | 0 | 0 | 0 | 0 | 0 | 0 | 0 | 0 | 0 | 0 | 0 | 0 | 0 | 0 | 0 | 0 | 0 | 0 | 0 | 0 | 0 | 0 | 0 | 0 | 0 | 0 | 0 | 0
Transportation Pollutant Emissions Disaggregated[HDVs,CO2,freight,electricity tf] | NoSettings | 0 | 0 | 0 | 0 | 0 | 0 | 0 | 0 | 0 | 0 | 0 | 0 | 0 | 0 | 0 | 0 | 0 | 0 | 0 | 0 | 0 | 0 | 0 | 0 | 0 | 0 | 0 | 0 | 0 | 0 | 0
Transportation Pollutant Emissions Disaggregated[HDVs,CO2,freight,natural gas tf] | NoSettings | 98698300000 | 93643600000 | 89173900000 | 84453400000 | 79451300000 | 74346000000 | 69295000000 | 64314300000 | 59421300000 | 54777600000 | 50249100000 | 46416800000 | 42845900000 | 39474900000 | 36455800000 | 33788000000 | 31599400000 | 29739700000 | 28196200000 | 27083100000 | 26251800000 | 25690800000 | 25388500000 | 25335800000 | 25525400000 | 29390700000 | 33567500000 | 37478400000 | 42076700000 | 47261500000 | 52892400000
Transportation Pollutant Emissions Disaggregated[HDVs,CO2,freight,petroleum gasoline tf] | NoSettings | 0 | 0 | 0 | 0 | 0 | 0 | 0 | 0 | 0 | 0 | 0 | 0 | 0 | 0 | 0 | 0 | 0 | 0 | 0 | 0 | 0 | 0 | 0 | 0 | 0 | 0 | 0 | 0 | 0 | 0 | 0
Transportation Pollutant Emissions Disaggregated[HDVs,CO2,freight,petroleum diesel tf] | NoSettings | 5111750000000 | 5064400000000 | 5014310000000 | 4962400000000 | 4885240000000 | 4803870000000 | 4716340000000 | 4610410000000 | 4495660000000 | 4370560000000 | 4235270000000 | 4262230000000 | 4278840000000 | 4291580000000 | 4301010000000 | 4307170000000 | 4307040000000 | 4291130000000 | 4272950000000 | 4253860000000 | 4241550000000 | 4227620000000 | 4223660000000 | 4204700000000 | 4186860000000 | 4175540000000 | 4187870000000 | 4202540000000 | 4218190000000 | 4256550000000 | 4300390000000
Transportation Pollutant Emissions Disaggregated[HDVs,CO2,freight,biofuel gasoline tf] | NoSettings | 0 | 0 | 0 | 0 | 0 | 0 | 0 | 0 | 0 | 0 | 0 | 0 | 0 | 0 | 0 | 0 | 0 | 0 | 0 | 0 | 0 | 0 | 0 | 0 | 0 | 0 | 0 | 0 | 0 | 0 | 0
Transportation Pollutant Emissions Disaggregated[HDVs,CO2,freight,biofuel diesel tf] | NoSettings | 0 | 0 | 0 | 0 | 0 | 0 | 0 | 0 | 0 | 0 | 0 | 0 | 0 | 0 | 0 | 0 | 0 | 0 | 0 | 0 | 0 | 0 | 0 | 0 | 0 | 0 | 0 | 0 | 0 | 0 | 0
Transportation Pollutant Emissions Disaggregated[HDVs,CO2,freight,jet fuel tf] | NoSettings | 0 | 0 | 0 | 0 | 0 | 0 | 0 | 0 | 0 | 0 | 0 | 0 | 0 | 0 | 0 | 0 | 0 | 0 | 0 | 0 | 0 | 0 | 0 | 0 | 0 | 0 | 0 | 0 | 0 | 0 | 0
Transportation Pollutant Emissions Disaggregated[HDVs,CO2,freight,heavy or residual fuel oil tf] | NoSettings | 0 | 0 | 0 | 0 | 0 | 0 | 0 | 0 | 0 | 0 | 0 | 0 | 0 | 0 | 0 | 0 | 0 | 0 | 0 | 0 | 0 | 0 | 0 | 0 | 0 | 0 | 0 | 0 | 0 | 0 | 0
Transportation Pollutant Emissions Disaggregated[HDVs,CO2,freight,LPG propane or butane tf] | NoSettings | 0 | 0 | 0 | 0 | 0 | 0 | 0 | 0 | 0 | 0 | 0 | 0 | 0 | 0 | 0 | 0 | 0 | 0 | 0 | 0 | 0 | 0 | 0 | 0 | 0 | 0 | 0 | 0 | 0 | 0 | 0
Transportation Pollutant Emissions Disaggregated[HDVs,CO2,freight,hydrogen tf] | NoSettings | 0 | 0 | 0 | 0 | 0 | 0 | 0 | 0 | 0 | 0 | 0 | 0 | 0 | 0 | 0 | 0 | 0 | 0 | 0 | 0 | 0 | 0 | 0 | 0 | 0 | 0 | 0 | 0 | 0 | 0 | 0
Transportation Pollutant Emissions Disaggregated[HDVs,VOC,passenger,electricity tf] | NoSettings | 0 | 0 | 0 | 0 | 0 | 0 | 0 | 0 | 0 | 0 | 0 | 0 | 0 | 0 | 0 | 0 | 0 | 0 | 0 | 0 | 0 | 0 | 0 | 0 | 0 | 0 | 0 | 0 | 0 | 0 | 0
Transportation Pollutant Emissions Disaggregated[HDVs,VOC,passenger,natural gas tf] | NoSettings | 212149000 | 206697000 | 195146000 | 183731000 | 171894000 | 160361000 | 149080000 | 138494000 | 128410000 | 117656000 | 107091000 | 96982500 | 87435300 | 78303700 | 69646400 | 61370000 | 54148400 | 47324600 | 40939400 | 34984400 | 29510300 | 24500500 | 19960900 | 17721300 | 15573100 | 13289400 | 10924300 | 9105720 | 7513390 | 6153540 | 5187420
Transportation Pollutant Emissions Disaggregated[HDVs,VOC,passenger,petroleum gasoline tf] | NoSettings | 858898000 | 855317000 | 818234000 | 781520000 | 745012000 | 709464000 | 674372000 | 638915000 | 605180000 | 569863000 | 533988000 | 497993000 | 462244000 | 426308000 | 390294000 | 353500000 | 319980000 | 285805000 | 250359000 | 215628000 | 180450000 | 145186000 | 109755000 | 102477000 | 96692600 | 91732300 | 85656900 | 78913000 | 71510100 | 65027200 | 58280900
Transportation Pollutant Emissions Disaggregated[HDVs,VOC,passenger,petroleum diesel tf] | NoSettings | 323264000 | 329839000 | 324185000 | 318346000 | 310243000 | 302057000 | 292839000 | 282876000 | 272374000 | 258880000 | 244138000 | 236386000 | 228963000 | 220604000 | 212950000 | 204961000 | 198261000 | 191363000 | 183763000 | 177269000 | 171162000 | 164399000 | 157980000 | 145607000 | 134375000 | 122733000 | 111289000 | 101202000 | 90991300 | 82260700 | 74594000
Transportation Pollutant Emissions Disaggregated[HDVs,VOC,passenger,biofuel gasoline tf] | NoSettings | 23248300 | 23221200 | 22285400 | 21344900 | 20399100 | 19480400 | 18570600 | 17645200 | 16756700 | 15817100 | 14853700 | 13852500 | 12858000 | 11858400 | 10856700 | 9833160 | 8900760 | 7950110 | 6964130 | 5998030 | 5019500 | 4038580 | 3053000 | 2850560 | 2689660 | 2551680 | 2382680 | 2195090 | 1989170 | 1808830 | 1621170
Transportation Pollutant Emissions Disaggregated[HDVs,VOC,passenger,biofuel diesel tf] | NoSettings | 79568200 | 91247900 | 100069000 | 108991000 | 117220000 | 125422000 | 133156000 | 140435000 | 147264000 | 152112000 | 155622000 | 150681000 | 145949000 | 140621000 | 135742000 | 130649000 | 126379000 | 121982000 | 117138000 | 112998000 | 109105000 | 104794000 | 100702000 | 92815000 | 85655600 | 78234700 | 70939900 | 64509800 | 58001200 | 52436000 | 47549000
Transportation Pollutant Emissions Disaggregated[HDVs,VOC,passenger,jet fuel tf] | NoSettings | 0 | 0 | 0 | 0 | 0 | 0 | 0 | 0 | 0 | 0 | 0 | 0 | 0 | 0 | 0 | 0 | 0 | 0 | 0 | 0 | 0 | 0 | 0 | 0 | 0 | 0 | 0 | 0 | 0 | 0 | 0
Transportation Pollutant Emissions Disaggregated[HDVs,VOC,passenger,heavy or residual fuel oil tf] | NoSettings | 0 | 0 | 0 | 0 | 0 | 0 | 0 | 0 | 0 | 0 | 0 | 0 | 0 | 0 | 0 | 0 | 0 | 0 | 0 | 0 | 0 | 0 | 0 | 0 | 0 | 0 | 0 | 0 | 0 | 0 | 0
Transportation Pollutant Emissions Disaggregated[HDVs,VOC,passenger,LPG propane or butane tf] | NoSettings | 0 | 0 | 0 | 0 | 0 | 0 | 0 | 0 | 0 | 0 | 0 | 0 | 0 | 0 | 0 | 0 | 0 | 0 | 0 | 0 | 0 | 0 | 0 | 0 | 0 | 0 | 0 | 0 | 0 | 0 | 0
Transportation Pollutant Emissions Disaggregated[HDVs,VOC,passenger,hydrogen tf] | NoSettings | 0 | 0 | 0 | 0 | 0 | 0 | 0 | 0 | 0 | 0 | 0 | 0 | 0 | 0 | 0 | 0 | 0 | 0 | 0 | 0 | 0 | 0 | 0 | 0 | 0 | 0 | 0 | 0 | 0 | 0 | 0
Transportation Pollutant Emissions Disaggregated[HDVs,VOC,freight,electricity tf] | NoSettings | 0 | 0 | 0 | 0 | 0 | 0 | 0 | 0 | 0 | 0 | 0 | 0 | 0 | 0 | 0 | 0 | 0 | 0 | 0 | 0 | 0 | 0 | 0 | 0 | 0 | 0 | 0 | 0 | 0 | 0 | 0
Transportation Pollutant Emissions Disaggregated[HDVs,VOC,freight,natural gas tf] | NoSettings | 37638700 | 35711100 | 34006500 | 32206400 | 30298800 | 28351900 | 26425700 | 24526300 | 22660400 | 20889500 | 19162500 | 17701100 | 16339300 | 15053800 | 13902500 | 12885100 | 12050500 | 11341300 | 10752700 | 10328200 | 10011200 | 9797200 | 9681910 | 9661820 | 9734120 | 11208200 | 12801000 | 14292400 | 16046000 | 18023200 | 20170600
Transportation Pollutant Emissions Disaggregated[HDVs,VOC,freight,petroleum gasoline tf] | NoSettings | 0 | 0 | 0 | 0 | 0 | 0 | 0 | 0 | 0 | 0 | 0 | 0 | 0 | 0 | 0 | 0 | 0 | 0 | 0 | 0 | 0 | 0 | 0 | 0 | 0 | 0 | 0 | 0 | 0 | 0 | 0
Transportation Pollutant Emissions Disaggregated[HDVs,VOC,freight,petroleum diesel tf] | NoSettings | 1294190000 | 1282210000 | 1269520000 | 1256380000 | 1236850000 | 1216240000 | 1194080000 | 1167260000 | 1138210000 | 1106540000 | 1072290000 | 1079110000 | 1083320000 | 1086540000 | 1088930000 | 1090490000 | 1090460000 | 1086430000 | 1081820000 | 1076990000 | 1073880000 | 1070350000 | 1069350000 | 1064540000 | 1060030000 | 1057160000 | 1060290000 | 1064000000 | 1067960000 | 1077670000 | 1088770000
Transportation Pollutant Emissions Disaggregated[HDVs,VOC,freight,biofuel gasoline tf] | NoSettings | 0 | 0 | 0 | 0 | 0 | 0 | 0 | 0 | 0 | 0 | 0 | 0 | 0 | 0 | 0 | 0 | 0 | 0 | 0 | 0 | 0 | 0 | 0 | 0 | 0 | 0 | 0 | 0 | 0 | 0 | 0
Transportation Pollutant Emissions Disaggregated[HDVs,VOC,freight,biofuel diesel tf] | NoSettings | 318552000 | 354714000 | 391876000 | 430141000 | 467320000 | 505015000 | 542956000 | 579491000 | 615395000 | 650178000 | 683515000 | 687865000 | 690546000 | 692602000 | 694123000 | 695118000 | 695097000 | 692529000 | 689595000 | 686514000 | 684528000 | 682279000 | 681640000 | 678580000 | 675702000 | 673874000 | 675865000 | 678232000 | 680757000 | 686948000 | 694024000
Transportation Pollutant Emissions Disaggregated[HDVs,VOC,freight,jet fuel tf] | NoSettings | 0 | 0 | 0 | 0 | 0 | 0 | 0 | 0 | 0 | 0 | 0 | 0 | 0 | 0 | 0 | 0 | 0 | 0 | 0 | 0 | 0 | 0 | 0 | 0 | 0 | 0 | 0 | 0 | 0 | 0 | 0
Transportation Pollutant Emissions Disaggregated[HDVs,VOC,freight,heavy or residual fuel oil tf] | NoSettings | 0 | 0 | 0 | 0 | 0 | 0 | 0 | 0 | 0 | 0 | 0 | 0 | 0 | 0 | 0 | 0 | 0 | 0 | 0 | 0 | 0 | 0 | 0 | 0 | 0 | 0 | 0 | 0 | 0 | 0 | 0
Transportation Pollutant Emissions Disaggregated[HDVs,VOC,freight,LPG propane or butane tf] | NoSettings | 0 | 0 | 0 | 0 | 0 | 0 | 0 | 0 | 0 | 0 | 0 | 0 | 0 | 0 | 0 | 0 | 0 | 0 | 0 | 0 | 0 | 0 | 0 | 0 | 0 | 0 | 0 | 0 | 0 | 0 | 0
Transportation Pollutant Emissions Disaggregated[HDVs,VOC,freight,hydrogen tf] | NoSettings | 0 | 0 | 0 | 0 | 0 | 0 | 0 | 0 | 0 | 0 | 0 | 0 | 0 | 0 | 0 | 0 | 0 | 0 | 0 | 0 | 0 | 0 | 0 | 0 | 0 | 0 | 0 | 0 | 0 | 0 | 0
Transportation Pollutant Emissions Disaggregated[HDVs,CO,passenger,electricity tf] | NoSettings | 0 | 0 | 0 | 0 | 0 | 0 | 0 | 0 | 0 | 0 | 0 | 0 | 0 | 0 | 0 | 0 | 0 | 0 | 0 | 0 | 0 | 0 | 0 | 0 | 0 | 0 | 0 | 0 | 0 | 0 | 0
Transportation Pollutant Emissions Disaggregated[HDVs,CO,passenger,natural gas tf] | NoSettings | 11748700000 | 11446800000 | 10807100000 | 10175000000 | 9519420000 | 8880710000 | 8255990000 | 7669730000 | 7111270000 | 6515740000 | 5930620000 | 5370840000 | 4842130000 | 4336420000 | 3856990000 | 3398640000 | 2998710000 | 2620810000 | 2267210000 | 1937420000 | 1634270000 | 1356830000 | 1105430000 | 981399000 | 862429000 | 735958000 | 604981000 | 504270000 | 416088000 | 340780000 | 287277000
Transportation Pollutant Emissions Disaggregated[HDVs,CO,passenger,petroleum gasoline tf] | NoSettings | 9719980000 | 9679440000 | 9259790000 | 8844310000 | 8431150000 | 8028860000 | 7631730000 | 7230470000 | 6848700000 | 6449020000 | 6043040000 | 5635690000 | 5231120000 | 4824440000 | 4416880000 | 4000490000 | 3621150000 | 3234400000 | 2833260000 | 2440220000 | 2042120000 | 1643040000 | 1242070000 | 1159710000 | 1094250000 | 1038120000 | 969362000 | 893043000 | 809266000 | 735899000 | 659553000
Transportation Pollutant Emissions Disaggregated[HDVs,CO,passenger,petroleum diesel tf] | NoSettings | 1109950000 | 1132530000 | 1113120000 | 1093070000 | 1065240000 | 1037140000 | 1005490000 | 971278000 | 935217000 | 888885000 | 838268000 | 811649000 | 786163000 | 757462000 | 731181000 | 703749000 | 680745000 | 657061000 | 630967000 | 608669000 | 587699000 | 564477000 | 542436000 | 499952000 | 461388000 | 421415000 | 382121000 | 347485000 | 312426000 | 282449000 | 256125000
Transportation Pollutant Emissions Disaggregated[HDVs,CO,passenger,biofuel gasoline tf] | NoSettings | 79823400 | 79730200 | 76517100 | 73288000 | 70040600 | 66886200 | 63762600 | 60585000 | 57534500 | 54308200 | 51000500 | 47562600 | 44148300 | 40716100 | 37276500 | 33762300 | 30560900 | 27296800 | 23911500 | 20594300 | 17234500 | 13866500 | 10482500 | 9787440 | 9234980 | 8761230 | 8180970 | 7536880 | 6829840 | 6210660 | 5566330
Transportation Pollutant Emissions Disaggregated[HDVs,CO,passenger,biofuel diesel tf] | NoSettings | 273196000 | 313298000 | 343586000 | 374217000 | 402472000 | 430633000 | 457187000 | 482180000 | 505628000 | 522275000 | 534326000 | 517359000 | 501114000 | 482820000 | 466067000 | 448582000 | 433919000 | 418822000 | 402189000 | 387976000 | 374610000 | 359808000 | 345758000 | 318678000 | 294097000 | 268617000 | 243571000 | 221493000 | 199146000 | 180038000 | 163258000
Transportation Pollutant Emissions Disaggregated[HDVs,CO,passenger,jet fuel tf] | NoSettings | 0 | 0 | 0 | 0 | 0 | 0 | 0 | 0 | 0 | 0 | 0 | 0 | 0 | 0 | 0 | 0 | 0 | 0 | 0 | 0 | 0 | 0 | 0 | 0 | 0 | 0 | 0 | 0 | 0 | 0 | 0
Transportation Pollutant Emissions Disaggregated[HDVs,CO,passenger,heavy or residual fuel oil tf] | NoSettings | 0 | 0 | 0 | 0 | 0 | 0 | 0 | 0 | 0 | 0 | 0 | 0 | 0 | 0 | 0 | 0 | 0 | 0 | 0 | 0 | 0 | 0 | 0 | 0 | 0 | 0 | 0 | 0 | 0 | 0 | 0
Transportation Pollutant Emissions Disaggregated[HDVs,CO,passenger,LPG propane or butane tf] | NoSettings | 0 | 0 | 0 | 0 | 0 | 0 | 0 | 0 | 0 | 0 | 0 | 0 | 0 | 0 | 0 | 0 | 0 | 0 | 0 | 0 | 0 | 0 | 0 | 0 | 0 | 0 | 0 | 0 | 0 | 0 | 0
Transportation Pollutant Emissions Disaggregated[HDVs,CO,passenger,hydrogen tf] | NoSettings | 0 | 0 | 0 | 0 | 0 | 0 | 0 | 0 | 0 | 0 | 0 | 0 | 0 | 0 | 0 | 0 | 0 | 0 | 0 | 0 | 0 | 0 | 0 | 0 | 0 | 0 | 0 | 0 | 0 | 0 | 0
Transportation Pollutant Emissions Disaggregated[HDVs,CO,freight,electricity tf] | NoSettings | 0 | 0 | 0 | 0 | 0 | 0 | 0 | 0 | 0 | 0 | 0 | 0 | 0 | 0 | 0 | 0 | 0 | 0 | 0 | 0 | 0 | 0 | 0 | 0 | 0 | 0 | 0 | 0 | 0 | 0 | 0
Transportation Pollutant Emissions Disaggregated[HDVs,CO,freight,natural gas tf] | NoSettings | 2084410000 | 1977660000 | 1883270000 | 1783570000 | 1677930000 | 1570120000 | 1463440000 | 1358260000 | 1254920000 | 1156850000 | 1061210000 | 980279000 | 904863000 | 833672000 | 769912000 | 713570000 | 667349000 | 628073000 | 595478000 | 571969000 | 554413000 | 542565000 | 536180000 | 535067000 | 539071000 | 620704000 | 708914000 | 791508000 | 888620000 | 998117000 | 1117040000
Transportation Pollutant Emissions Disaggregated[HDVs,CO,freight,petroleum gasoline tf] | NoSettings | 0 | 0 | 0 | 0 | 0 | 0 | 0 | 0 | 0 | 0 | 0 | 0 | 0 | 0 | 0 | 0 | 0 | 0 | 0 | 0 | 0 | 0 | 0 | 0 | 0 | 0 | 0 | 0 | 0 | 0 | 0
Transportation Pollutant Emissions Disaggregated[HDVs,CO,freight,petroleum diesel tf] | NoSettings | 4443710000 | 4402560000 | 4359010000 | 4313880000 | 4246810000 | 4176070000 | 4099980000 | 4007890000 | 3908140000 | 3799380000 | 3681780000 | 3705220000 | 3719660000 | 3730730000 | 3738930000 | 3744290000 | 3744170000 | 3730340000 | 3714530000 | 3697940000 | 3687240000 | 3675130000 | 3671690000 | 3655200000 | 3639700000 | 3629850000 | 3640580000 | 3653330000 | 3666930000 | 3700270000 | 3738390000
Transportation Pollutant Emissions Disaggregated[HDVs,CO,freight,biofuel gasoline tf] | NoSettings | 0 | 0 | 0 | 0 | 0 | 0 | 0 | 0 | 0 | 0 | 0 | 0 | 0 | 0 | 0 | 0 | 0 | 0 | 0 | 0 | 0 | 0 | 0 | 0 | 0 | 0 | 0 | 0 | 0 | 0 | 0
Transportation Pollutant Emissions Disaggregated[HDVs,CO,freight,biofuel diesel tf] | NoSettings | 1093740000 | 1217900000 | 1345500000 | 1476880000 | 1604530000 | 1733960000 | 1864230000 | 1989670000 | 2112950000 | 2232370000 | 2346830000 | 2361770000 | 2370970000 | 2378030000 | 2383260000 | 2386670000 | 2386600000 | 2377790000 | 2367710000 | 2357130000 | 2350310000 | 2342590000 | 2340400000 | 2329890000 | 2320010000 | 2313730000 | 2320570000 | 2328690000 | 2337360000 | 2358620000 | 2382920000
Transportation Pollutant Emissions Disaggregated[HDVs,CO,freight,jet fuel tf] | NoSettings | 0 | 0 | 0 | 0 | 0 | 0 | 0 | 0 | 0 | 0 | 0 | 0 | 0 | 0 | 0 | 0 | 0 | 0 | 0 | 0 | 0 | 0 | 0 | 0 | 0 | 0 | 0 | 0 | 0 | 0 | 0
Transportation Pollutant Emissions Disaggregated[HDVs,CO,freight,heavy or residual fuel oil tf] | NoSettings | 0 | 0 | 0 | 0 | 0 | 0 | 0 | 0 | 0 | 0 | 0 | 0 | 0 | 0 | 0 | 0 | 0 | 0 | 0 | 0 | 0 | 0 | 0 | 0 | 0 | 0 | 0 | 0 | 0 | 0 | 0
Transportation Pollutant Emissions Disaggregated[HDVs,CO,freight,LPG propane or butane tf] | NoSettings | 0 | 0 | 0 | 0 | 0 | 0 | 0 | 0 | 0 | 0 | 0 | 0 | 0 | 0 | 0 | 0 | 0 | 0 | 0 | 0 | 0 | 0 | 0 | 0 | 0 | 0 | 0 | 0 | 0 | 0 | 0
Transportation Pollutant Emissions Disaggregated[HDVs,CO,freight,hydrogen tf] | NoSettings | 0 | 0 | 0 | 0 | 0 | 0 | 0 | 0 | 0 | 0 | 0 | 0 | 0 | 0 | 0 | 0 | 0 | 0 | 0 | 0 | 0 | 0 | 0 | 0 | 0 | 0 | 0 | 0 | 0 | 0 | 0
Transportation Pollutant Emissions Disaggregated[HDVs,NOx,passenger,electricity tf] | NoSettings | 0 | 0 | 0 | 0 | 0 | 0 | 0 | 0 | 0 | 0 | 0 | 0 | 0 | 0 | 0 | 0 | 0 | 0 | 0 | 0 | 0 | 0 | 0 | 0 | 0 | 0 | 0 | 0 | 0 | 0 | 0
Transportation Pollutant Emissions Disaggregated[HDVs,NOx,passenger,natural gas tf] | NoSettings | 665417000 | 648316000 | 612086000 | 576283000 | 539155000 | 502980000 | 467597000 | 434393000 | 402764000 | 369035000 | 335895000 | 304190000 | 274245000 | 245604000 | 218450000 | 192490000 | 169839000 | 148436000 | 128409000 | 109730000 | 92560700 | 76847200 | 62608500 | 55583900 | 48845700 | 41682700 | 34264500 | 28560500 | 23566100 | 19300900 | 16270600
Transportation Pollutant Emissions Disaggregated[HDVs,NOx,passenger,petroleum gasoline tf] | NoSettings | 431574000 | 429775000 | 411142000 | 392694000 | 374349000 | 356487000 | 338855000 | 321038000 | 304087000 | 286341000 | 268316000 | 250229000 | 232266000 | 214209000 | 196113000 | 177625000 | 160782000 | 143610000 | 125799000 | 108348000 | 90671500 | 72952300 | 55149000 | 51492100 | 48585600 | 46093100 | 43040400 | 39651800 | 35932000 | 32674500 | 29284600
Transportation Pollutant Emissions Disaggregated[HDVs,NOx,passenger,petroleum diesel tf] | NoSettings | 2718170000 | 2773460000 | 2725910000 | 2676820000 | 2608680000 | 2539850000 | 2462340000 | 2378570000 | 2290260000 | 2176790000 | 2052840000 | 1987650000 | 1925240000 | 1854950000 | 1790590000 | 1723410000 | 1667080000 | 1609080000 | 1545180000 | 1490570000 | 1439220000 | 1382350000 | 1328370000 | 1224340000 | 1129890000 | 1032000000 | 935778000 | 850958000 | 765102000 | 691690000 | 627225000
Transportation Pollutant Emissions Disaggregated[HDVs,NOx,passenger,biofuel gasoline tf] | NoSettings | 195482000 | 195254000 | 187385000 | 179477000 | 171525000 | 163800000 | 156150000 | 148369000 | 140898000 | 132997000 | 124897000 | 116478000 | 108116000 | 99711000 | 91287500 | 82681600 | 74841500 | 66848100 | 58557500 | 50434100 | 42206200 | 33958200 | 25671000 | 23968800 | 22615800 | 21455600 | 20034600 | 18457300 | 16725800 | 15209500 | 13631600
Transportation Pollutant Emissions Disaggregated[HDVs,NOx,passenger,biofuel diesel tf] | NoSettings | 669033000 | 767239000 | 841411000 | 916425000 | 985618000 | 1054580000 | 1119610000 | 1180820000 | 1238240000 | 1279000000 | 1308520000 | 1266970000 | 1227180000 | 1182380000 | 1141360000 | 1098540000 | 1062630000 | 1025660000 | 984926000 | 950120000 | 917387000 | 881137000 | 846731000 | 780415000 | 720217000 | 657820000 | 596483000 | 542417000 | 487691000 | 440897000 | 399805000
Transportation Pollutant Emissions Disaggregated[HDVs,NOx,passenger,jet fuel tf] | NoSettings | 0 | 0 | 0 | 0 | 0 | 0 | 0 | 0 | 0 | 0 | 0 | 0 | 0 | 0 | 0 | 0 | 0 | 0 | 0 | 0 | 0 | 0 | 0 | 0 | 0 | 0 | 0 | 0 | 0 | 0 | 0
Transportation Pollutant Emissions Disaggregated[HDVs,NOx,passenger,heavy or residual fuel oil tf] | NoSettings | 0 | 0 | 0 | 0 | 0 | 0 | 0 | 0 | 0 | 0 | 0 | 0 | 0 | 0 | 0 | 0 | 0 | 0 | 0 | 0 | 0 | 0 | 0 | 0 | 0 | 0 | 0 | 0 | 0 | 0 | 0
Transportation Pollutant Emissions Disaggregated[HDVs,NOx,passenger,LPG propane or butane tf] | NoSettings | 0 | 0 | 0 | 0 | 0 | 0 | 0 | 0 | 0 | 0 | 0 | 0 | 0 | 0 | 0 | 0 | 0 | 0 | 0 | 0 | 0 | 0 | 0 | 0 | 0 | 0 | 0 | 0 | 0 | 0 | 0
Transportation Pollutant Emissions Disaggregated[HDVs,NOx,passenger,hydrogen tf] | NoSettings | 0 | 0 | 0 | 0 | 0 | 0 | 0 | 0 | 0 | 0 | 0 | 0 | 0 | 0 | 0 | 0 | 0 | 0 | 0 | 0 | 0 | 0 | 0 | 0 | 0 | 0 | 0 | 0 | 0 | 0 | 0
Transportation Pollutant Emissions Disaggregated[HDVs,NOx,freight,electricity tf] | NoSettings | 0 | 0 | 0 | 0 | 0 | 0 | 0 | 0 | 0 | 0 | 0 | 0 | 0 | 0 | 0 | 0 | 0 | 0 | 0 | 0 | 0 | 0 | 0 | 0 | 0 | 0 | 0 | 0 | 0 | 0 | 0
Transportation Pollutant Emissions Disaggregated[HDVs,NOx,freight,natural gas tf] | NoSettings | 118056000 | 112010000 | 106663000 | 101017000 | 95033800 | 88927300 | 82885600 | 76928000 | 71075400 | 65520900 | 60104200 | 55520400 | 51249100 | 47217000 | 43605800 | 40414700 | 37796900 | 35572400 | 33726300 | 32394800 | 31400500 | 30729400 | 30367800 | 30304800 | 30531600 | 35155000 | 40151000 | 44828900 | 50329100 | 56530700 | 63266000
Transportation Pollutant Emissions Disaggregated[HDVs,NOx,freight,petroleum gasoline tf] | NoSettings | 0 | 0 | 0 | 0 | 0 | 0 | 0 | 0 | 0 | 0 | 0 | 0 | 0 | 0 | 0 | 0 | 0 | 0 | 0 | 0 | 0 | 0 | 0 | 0 | 0 | 0 | 0 | 0 | 0 | 0 | 0
Transportation Pollutant Emissions Disaggregated[HDVs,NOx,freight,petroleum diesel tf] | NoSettings | 10882200000 | 10781400000 | 10674800000 | 10564300000 | 10400000000 | 10226800000 | 10040500000 | 9814940000 | 9570660000 | 9304330000 | 9016330000 | 9073720000 | 9109080000 | 9136210000 | 9156270000 | 9169400000 | 9169120000 | 9135250000 | 9096540000 | 9055910000 | 9029700000 | 9000040000 | 8991610000 | 8951240000 | 8913280000 | 8889170000 | 8915420000 | 8946650000 | 8979960000 | 9061620000 | 9154960000
Transportation Pollutant Emissions Disaggregated[HDVs,NOx,freight,biofuel gasoline tf] | NoSettings | 0 | 0 | 0 | 0 | 0 | 0 | 0 | 0 | 0 | 0 | 0 | 0 | 0 | 0 | 0 | 0 | 0 | 0 | 0 | 0 | 0 | 0 | 0 | 0 | 0 | 0 | 0 | 0 | 0 | 0 | 0
Transportation Pollutant Emissions Disaggregated[HDVs,NOx,freight,biofuel diesel tf] | NoSettings | 2678480000 | 2982540000 | 3295000000 | 3616750000 | 3929360000 | 4246310000 | 4565330000 | 4872530000 | 5174420000 | 5466880000 | 5747190000 | 5783770000 | 5806310000 | 5823590000 | 5836390000 | 5844750000 | 5844580000 | 5822990000 | 5798310000 | 5772410000 | 5755700000 | 5736800000 | 5731430000 | 5705690000 | 5681500000 | 5666130000 | 5682860000 | 5702770000 | 5724000000 | 5776050000 | 5835550000
Transportation Pollutant Emissions Disaggregated[HDVs,NOx,freight,jet fuel tf] | NoSettings | 0 | 0 | 0 | 0 | 0 | 0 | 0 | 0 | 0 | 0 | 0 | 0 | 0 | 0 | 0 | 0 | 0 | 0 | 0 | 0 | 0 | 0 | 0 | 0 | 0 | 0 | 0 | 0 | 0 | 0 | 0
Transportation Pollutant Emissions Disaggregated[HDVs,NOx,freight,heavy or residual fuel oil tf] | NoSettings | 0 | 0 | 0 | 0 | 0 | 0 | 0 | 0 | 0 | 0 | 0 | 0 | 0 | 0 | 0 | 0 | 0 | 0 | 0 | 0 | 0 | 0 | 0 | 0 | 0 | 0 | 0 | 0 | 0 | 0 | 0
Transportation Pollutant Emissions Disaggregated[HDVs,NOx,freight,LPG propane or butane tf] | NoSettings | 0 | 0 | 0 | 0 | 0 | 0 | 0 | 0 | 0 | 0 | 0 | 0 | 0 | 0 | 0 | 0 | 0 | 0 | 0 | 0 | 0 | 0 | 0 | 0 | 0 | 0 | 0 | 0 | 0 | 0 | 0
Transportation Pollutant Emissions Disaggregated[HDVs,NOx,freight,hydrogen tf] | NoSettings | 0 | 0 | 0 | 0 | 0 | 0 | 0 | 0 | 0 | 0 | 0 | 0 | 0 | 0 | 0 | 0 | 0 | 0 | 0 | 0 | 0 | 0 | 0 | 0 | 0 | 0 | 0 | 0 | 0 | 0 | 0
Transportation Pollutant Emissions Disaggregated[HDVs,PM10,passenger,electricity tf] | NoSettings | 0 | 0 | 0 | 0 | 0 | 0 | 0 | 0 | 0 | 0 | 0 | 0 | 0 | 0 | 0 | 0 | 0 | 0 | 0 | 0 | 0 | 0 | 0 | 0 | 0 | 0 | 0 | 0 | 0 | 0 | 0
Transportation Pollutant Emissions Disaggregated[HDVs,PM10,passenger,natural gas tf] | NoSettings | 59984300 | 58442800 | 55176800 | 51949300 | 48602400 | 45341400 | 42151800 | 39158600 | 36307300 | 33266800 | 30279400 | 27421400 | 24722000 | 22140100 | 19692200 | 17352100 | 15310200 | 13380800 | 11575500 | 9891690 | 8343930 | 6927430 | 5643870 | 5010640 | 4403220 | 3757510 | 3088790 | 2574600 | 2124380 | 1739890 | 1466720
Transportation Pollutant Emissions Disaggregated[HDVs,PM10,passenger,petroleum gasoline tf] | NoSettings | 84146400 | 83795600 | 80162600 | 76565700 | 72989000 | 69506300 | 66068400 | 62594700 | 59289600 | 55829600 | 52315000 | 48788500 | 45286200 | 41765500 | 38237200 | 34632500 | 31348500 | 28000400 | 24527700 | 21125100 | 17678700 | 14223900 | 10752700 | 10039700 | 9473000 | 8987030 | 8391820 | 7731130 | 7005860 | 6370730 | 5709790
Transportation Pollutant Emissions Disaggregated[HDVs,PM10,passenger,petroleum diesel tf] | NoSettings | 91405200 | 93264200 | 91665500 | 90014500 | 87723300 | 85408600 | 82802300 | 79985200 | 77015500 | 73200000 | 69031700 | 66839600 | 64740800 | 62377300 | 60213000 | 57954000 | 56059600 | 54109200 | 51960400 | 50124100 | 48397300 | 46484900 | 44669800 | 41171300 | 37995500 | 34703700 | 31467800 | 28615500 | 25728400 | 23259800 | 21092000
Transportation Pollutant Emissions Disaggregated[HDVs,PM10,passenger,biofuel gasoline tf] | NoSettings | 6573370 | 6565700 | 6301110 | 6035190 | 5767780 | 5508010 | 5250780 | 4989110 | 4737910 | 4472230 | 4199840 | 3916730 | 3635570 | 3352930 | 3069680 | 2780290 | 2516660 | 2247870 | 1969080 | 1695920 | 1419250 | 1141890 | 863226 | 805986 | 760491 | 721478 | 673695 | 620654 | 562430 | 511441 | 458381
Transportation Pollutant Emissions Disaggregated[HDVs,PM10,passenger,biofuel diesel tf] | NoSettings | 22498300 | 25800800 | 28295000 | 30817600 | 33144500 | 35463500 | 37650400 | 39708600 | 41639600 | 43010500 | 44003000 | 42605700 | 41267800 | 39761300 | 38381700 | 36941700 | 35734200 | 34490900 | 33121200 | 31950700 | 30850000 | 29631000 | 28473900 | 26243900 | 24219500 | 22121200 | 20058600 | 18240400 | 16400100 | 14826500 | 13444700
Transportation Pollutant Emissions Disaggregated[HDVs,PM10,passenger,jet fuel tf] | NoSettings | 0 | 0 | 0 | 0 | 0 | 0 | 0 | 0 | 0 | 0 | 0 | 0 | 0 | 0 | 0 | 0 | 0 | 0 | 0 | 0 | 0 | 0 | 0 | 0 | 0 | 0 | 0 | 0 | 0 | 0 | 0
Transportation Pollutant Emissions Disaggregated[HDVs,PM10,passenger,heavy or residual fuel oil tf] | NoSettings | 0 | 0 | 0 | 0 | 0 | 0 | 0 | 0 | 0 | 0 | 0 | 0 | 0 | 0 | 0 | 0 | 0 | 0 | 0 | 0 | 0 | 0 | 0 | 0 | 0 | 0 | 0 | 0 | 0 | 0 | 0
Transportation Pollutant Emissions Disaggregated[HDVs,PM10,passenger,LPG propane or butane tf] | NoSettings | 0 | 0 | 0 | 0 | 0 | 0 | 0 | 0 | 0 | 0 | 0 | 0 | 0 | 0 | 0 | 0 | 0 | 0 | 0 | 0 | 0 | 0 | 0 | 0 | 0 | 0 | 0 | 0 | 0 | 0 | 0
Transportation Pollutant Emissions Disaggregated[HDVs,PM10,passenger,hydrogen tf] | NoSettings | 0 | 0 | 0 | 0 | 0 | 0 | 0 | 0 | 0 | 0 | 0 | 0 | 0 | 0 | 0 | 0 | 0 | 0 | 0 | 0 | 0 | 0 | 0 | 0 | 0 | 0 | 0 | 0 | 0 | 0 | 0
Transportation Pollutant Emissions Disaggregated[HDVs,PM10,freight,electricity tf] | NoSettings | 0 | 0 | 0 | 0 | 0 | 0 | 0 | 0 | 0 | 0 | 0 | 0 | 0 | 0 | 0 | 0 | 0 | 0 | 0 | 0 | 0 | 0 | 0 | 0 | 0 | 0 | 0 | 0 | 0 | 0 | 0
Transportation Pollutant Emissions Disaggregated[HDVs,PM10,freight,natural gas tf] | NoSettings | 10642200 | 10097200 | 9615210 | 9106220 | 8566870 | 8016390 | 7471760 | 6934710 | 6407130 | 5906420 | 5418130 | 5004920 | 4619870 | 4256400 | 3930870 | 3643210 | 3407220 | 3206690 | 3040270 | 2920250 | 2830610 | 2770120 | 2737520 | 2731840 | 2752280 | 3169070 | 3619430 | 4041130 | 4536940 | 5095990 | 5703150
Transportation Pollutant Emissions Disaggregated[HDVs,PM10,freight,petroleum gasoline tf] | NoSettings | 0 | 0 | 0 | 0 | 0 | 0 | 0 | 0 | 0 | 0 | 0 | 0 | 0 | 0 | 0 | 0 | 0 | 0 | 0 | 0 | 0 | 0 | 0 | 0 | 0 | 0 | 0 | 0 | 0 | 0 | 0
Transportation Pollutant Emissions Disaggregated[HDVs,PM10,freight,petroleum diesel tf] | NoSettings | 365942000 | 362552000 | 358966000 | 355250000 | 349726000 | 343901000 | 337635000 | 330051000 | 321837000 | 312881000 | 303196000 | 305126000 | 306315000 | 307227000 | 307902000 | 308343000 | 308334000 | 307195000 | 305893000 | 304527000 | 303646000 | 302648000 | 302365000 | 301007000 | 299731000 | 298920000 | 299803000 | 300853000 | 301973000 | 304719000 | 307858000
Transportation Pollutant Emissions Disaggregated[HDVs,PM10,freight,biofuel gasoline tf] | NoSettings | 0 | 0 | 0 | 0 | 0 | 0 | 0 | 0 | 0 | 0 | 0 | 0 | 0 | 0 | 0 | 0 | 0 | 0 | 0 | 0 | 0 | 0 | 0 | 0 | 0 | 0 | 0 | 0 | 0 | 0 | 0
Transportation Pollutant Emissions Disaggregated[HDVs,PM10,freight,biofuel diesel tf] | NoSettings | 90072100 | 100297000 | 110805000 | 121624000 | 132137000 | 142795000 | 153523000 | 163854000 | 174006000 | 183841000 | 193267000 | 194497000 | 195255000 | 195836000 | 196267000 | 196548000 | 196542000 | 195816000 | 194986000 | 194115000 | 193553000 | 192918000 | 192737000 | 191872000 | 191058000 | 190541000 | 191104000 | 191773000 | 192487000 | 194238000 | 196238000
Transportation Pollutant Emissions Disaggregated[HDVs,PM10,freight,jet fuel tf] | NoSettings | 0 | 0 | 0 | 0 | 0 | 0 | 0 | 0 | 0 | 0 | 0 | 0 | 0 | 0 | 0 | 0 | 0 | 0 | 0 | 0 | 0 | 0 | 0 | 0 | 0 | 0 | 0 | 0 | 0 | 0 | 0
Transportation Pollutant Emissions Disaggregated[HDVs,PM10,freight,heavy or residual fuel oil tf] | NoSettings | 0 | 0 | 0 | 0 | 0 | 0 | 0 | 0 | 0 | 0 | 0 | 0 | 0 | 0 | 0 | 0 | 0 | 0 | 0 | 0 | 0 | 0 | 0 | 0 | 0 | 0 | 0 | 0 | 0 | 0 | 0
Transportation Pollutant Emissions Disaggregated[HDVs,PM10,freight,LPG propane or butane tf] | NoSettings | 0 | 0 | 0 | 0 | 0 | 0 | 0 | 0 | 0 | 0 | 0 | 0 | 0 | 0 | 0 | 0 | 0 | 0 | 0 | 0 | 0 | 0 | 0 | 0 | 0 | 0 | 0 | 0 | 0 | 0 | 0
Transportation Pollutant Emissions Disaggregated[HDVs,PM10,freight,hydrogen tf] | NoSettings | 0 | 0 | 0 | 0 | 0 | 0 | 0 | 0 | 0 | 0 | 0 | 0 | 0 | 0 | 0 | 0 | 0 | 0 | 0 | 0 | 0 | 0 | 0 | 0 | 0 | 0 | 0 | 0 | 0 | 0 | 0
Transportation Pollutant Emissions Disaggregated[HDVs,PM25,passenger,electricity tf] | NoSettings | 0 | 0 | 0 | 0 | 0 | 0 | 0 | 0 | 0 | 0 | 0 | 0 | 0 | 0 | 0 | 0 | 0 | 0 | 0 | 0 | 0 | 0 | 0 | 0 | 0 | 0 | 0 | 0 | 0 | 0 | 0
Transportation Pollutant Emissions Disaggregated[HDVs,PM25,passenger,natural gas tf] | NoSettings | 29254000 | 28502200 | 26909400 | 25335300 | 23703100 | 22112700 | 20557100 | 19097400 | 17706800 | 16224000 | 14767100 | 13373200 | 12056700 | 10797600 | 9603770 | 8462510 | 7466700 | 6525740 | 5645280 | 4824110 | 4069280 | 3378460 | 2752480 | 2443650 | 2147420 | 1832510 | 1506380 | 1255620 | 1036050 | 848532 | 715311
Transportation Pollutant Emissions Disaggregated[HDVs,PM25,passenger,petroleum gasoline tf] | NoSettings | 33738300 | 33597600 | 32141000 | 30698800 | 29264700 | 27868400 | 26489900 | 25097200 | 23772000 | 22384700 | 20975500 | 19561600 | 18157400 | 16745800 | 15331100 | 13885800 | 12569100 | 11226700 | 9834320 | 8470060 | 7088240 | 5703040 | 4311270 | 4025390 | 3798170 | 3603320 | 3364680 | 3099770 | 2808980 | 2554320 | 2289320
Transportation Pollutant Emissions Disaggregated[HDVs,PM25,passenger,petroleum diesel tf] | NoSettings | 44575700 | 45482300 | 44702700 | 43897500 | 42780200 | 41651400 | 40380300 | 39006500 | 37558300 | 35697600 | 33664800 | 32595800 | 31572300 | 30419700 | 29364200 | 28262500 | 27338700 | 26387600 | 25339600 | 24444100 | 23602000 | 22669400 | 21784200 | 20078100 | 18529300 | 16924000 | 15346000 | 13955000 | 12547000 | 11343100 | 10286000
Transportation Pollutant Emissions Disaggregated[HDVs,PM25,passenger,biofuel gasoline tf] | NoSettings | 3205340 | 3201600 | 3072570 | 2942910 | 2812510 | 2685840 | 2560410 | 2432810 | 2310320 | 2180770 | 2047940 | 1909890 | 1772790 | 1634970 | 1496850 | 1355740 | 1227180 | 1096110 | 960173 | 826973 | 692059 | 556815 | 420930 | 393018 | 370834 | 351810 | 328510 | 302646 | 274255 | 249391 | 223518
Transportation Pollutant Emissions Disaggregated[HDVs,PM25,passenger,biofuel diesel tf] | NoSettings | 10971600 | 12582100 | 13798400 | 15028600 | 16163300 | 17294200 | 18360700 | 19364400 | 20306100 | 20974600 | 21458600 | 20777200 | 20124800 | 19390100 | 18717300 | 18015100 | 17426200 | 16819900 | 16152000 | 15581200 | 15044400 | 14449900 | 13885700 | 12798200 | 11810900 | 10787700 | 9781820 | 8895180 | 7997710 | 7230340 | 6556470
Transportation Pollutant Emissions Disaggregated[HDVs,PM25,passenger,jet fuel tf] | NoSettings | 0 | 0 | 0 | 0 | 0 | 0 | 0 | 0 | 0 | 0 | 0 | 0 | 0 | 0 | 0 | 0 | 0 | 0 | 0 | 0 | 0 | 0 | 0 | 0 | 0 | 0 | 0 | 0 | 0 | 0 | 0
Transportation Pollutant Emissions Disaggregated[HDVs,PM25,passenger,heavy or residual fuel oil tf] | NoSettings | 0 | 0 | 0 | 0 | 0 | 0 | 0 | 0 | 0 | 0 | 0 | 0 | 0 | 0 | 0 | 0 | 0 | 0 | 0 | 0 | 0 | 0 | 0 | 0 | 0 | 0 | 0 | 0 | 0 | 0 | 0
Transportation Pollutant Emissions Disaggregated[HDVs,PM25,passenger,LPG propane or butane tf] | NoSettings | 0 | 0 | 0 | 0 | 0 | 0 | 0 | 0 | 0 | 0 | 0 | 0 | 0 | 0 | 0 | 0 | 0 | 0 | 0 | 0 | 0 | 0 | 0 | 0 | 0 | 0 | 0 | 0 | 0 | 0 | 0
Transportation Pollutant Emissions Disaggregated[HDVs,PM25,passenger,hydrogen tf] | NoSettings | 0 | 0 | 0 | 0 | 0 | 0 | 0 | 0 | 0 | 0 | 0 | 0 | 0 | 0 | 0 | 0 | 0 | 0 | 0 | 0 | 0 | 0 | 0 | 0 | 0 | 0 | 0 | 0 | 0 | 0 | 0
Transportation Pollutant Emissions Disaggregated[HDVs,PM25,freight,electricity tf] | NoSettings | 0 | 0 | 0 | 0 | 0 | 0 | 0 | 0 | 0 | 0 | 0 | 0 | 0 | 0 | 0 | 0 | 0 | 0 | 0 | 0 | 0 | 0 | 0 | 0 | 0 | 0 | 0 | 0 | 0 | 0 | 0
Transportation Pollutant Emissions Disaggregated[HDVs,PM25,freight,natural gas tf] | NoSettings | 5190130 | 4924320 | 4689270 | 4441040 | 4178000 | 3909540 | 3643930 | 3382010 | 3124720 | 2880520 | 2642380 | 2440860 | 2253080 | 2075820 | 1917060 | 1776770 | 1661680 | 1563880 | 1482720 | 1424190 | 1380470 | 1350970 | 1335070 | 1332300 | 1342270 | 1545530 | 1765170 | 1970830 | 2212640 | 2485280 | 2781390
Transportation Pollutant Emissions Disaggregated[HDVs,PM25,freight,petroleum gasoline tf] | NoSettings | 0 | 0 | 0 | 0 | 0 | 0 | 0 | 0 | 0 | 0 | 0 | 0 | 0 | 0 | 0 | 0 | 0 | 0 | 0 | 0 | 0 | 0 | 0 | 0 | 0 | 0 | 0 | 0 | 0 | 0 | 0
Transportation Pollutant Emissions Disaggregated[HDVs,PM25,freight,petroleum diesel tf] | NoSettings | 178459000 | 176807000 | 175058000 | 173245000 | 170552000 | 167711000 | 164655000 | 160957000 | 156951000 | 152583000 | 147860000 | 148801000 | 149381000 | 149826000 | 150155000 | 150370000 | 150366000 | 149810000 | 149176000 | 148509000 | 148079000 | 147593000 | 147455000 | 146793000 | 146170000 | 145775000 | 146205000 | 146717000 | 147264000 | 148603000 | 150134000
Transportation Pollutant Emissions Disaggregated[HDVs,PM25,freight,biofuel gasoline tf] | NoSettings | 0 | 0 | 0 | 0 | 0 | 0 | 0 | 0 | 0 | 0 | 0 | 0 | 0 | 0 | 0 | 0 | 0 | 0 | 0 | 0 | 0 | 0 | 0 | 0 | 0 | 0 | 0 | 0 | 0 | 0 | 0
Transportation Pollutant Emissions Disaggregated[HDVs,PM25,freight,biofuel diesel tf] | NoSettings | 43924800 | 48911100 | 54035300 | 59311600 | 64438200 | 69635900 | 74867600 | 79905400 | 84856100 | 89652300 | 94249000 | 94848900 | 95218500 | 95502000 | 95711800 | 95849000 | 95846100 | 95492000 | 95087400 | 94662700 | 94388700 | 94078700 | 93990600 | 93568600 | 93171700 | 92919700 | 93194200 | 93520600 | 93868800 | 94722400 | 95698100
Transportation Pollutant Emissions Disaggregated[HDVs,PM25,freight,jet fuel tf] | NoSettings | 0 | 0 | 0 | 0 | 0 | 0 | 0 | 0 | 0 | 0 | 0 | 0 | 0 | 0 | 0 | 0 | 0 | 0 | 0 | 0 | 0 | 0 | 0 | 0 | 0 | 0 | 0 | 0 | 0 | 0 | 0
Transportation Pollutant Emissions Disaggregated[HDVs,PM25,freight,heavy or residual fuel oil tf] | NoSettings | 0 | 0 | 0 | 0 | 0 | 0 | 0 | 0 | 0 | 0 | 0 | 0 | 0 | 0 | 0 | 0 | 0 | 0 | 0 | 0 | 0 | 0 | 0 | 0 | 0 | 0 | 0 | 0 | 0 | 0 | 0
Transportation Pollutant Emissions Disaggregated[HDVs,PM25,freight,LPG propane or butane tf] | NoSettings | 0 | 0 | 0 | 0 | 0 | 0 | 0 | 0 | 0 | 0 | 0 | 0 | 0 | 0 | 0 | 0 | 0 | 0 | 0 | 0 | 0 | 0 | 0 | 0 | 0 | 0 | 0 | 0 | 0 | 0 | 0
Transportation Pollutant Emissions Disaggregated[HDVs,PM25,freight,hydrogen tf] | NoSettings | 0 | 0 | 0 | 0 | 0 | 0 | 0 | 0 | 0 | 0 | 0 | 0 | 0 | 0 | 0 | 0 | 0 | 0 | 0 | 0 | 0 | 0 | 0 | 0 | 0 | 0 | 0 | 0 | 0 | 0 | 0
Transportation Pollutant Emissions Disaggregated[HDVs,SOx,passenger,electricity tf] | NoSettings | 0 | 0 | 0 | 0 | 0 | 0 | 0 | 0 | 0 | 0 | 0 | 0 | 0 | 0 | 0 | 0 | 0 | 0 | 0 | 0 | 0 | 0 | 0 | 0 | 0 | 0 | 0 | 0 | 0 | 0 | 0
Transportation Pollutant Emissions Disaggregated[HDVs,SOx,passenger,natural gas tf] | NoSettings | 0 | 0 | 0 | 0 | 0 | 0 | 0 | 0 | 0 | 0 | 0 | 0 | 0 | 0 | 0 | 0 | 0 | 0 | 0 | 0 | 0 | 0 | 0 | 0 | 0 | 0 | 0 | 0 | 0 | 0 | 0
Transportation Pollutant Emissions Disaggregated[HDVs,SOx,passenger,petroleum gasoline tf] | NoSettings | 7056480 | 7027050 | 6722400 | 6420760 | 6120820 | 5828760 | 5540460 | 5249160 | 4972000 | 4681840 | 4387110 | 4091380 | 3797670 | 3502430 | 3206550 | 2904260 | 2628870 | 2348100 | 2056880 | 1771540 | 1482530 | 1192810 | 901717 | 841924 | 794401 | 753648 | 703734 | 648329 | 587508 | 534246 | 478820
Transportation Pollutant Emissions Disaggregated[HDVs,SOx,passenger,petroleum diesel tf] | NoSettings | 8756870 | 8934970 | 8781810 | 8623640 | 8404140 | 8182380 | 7932680 | 7662800 | 7378290 | 7012760 | 6613420 | 6403420 | 6202350 | 5975920 | 5768570 | 5552150 | 5370660 | 5183810 | 4977950 | 4802030 | 4636590 | 4453380 | 4279490 | 3944320 | 3640070 | 3324710 | 3014700 | 2741450 | 2464850 | 2228350 | 2020670
Transportation Pollutant Emissions Disaggregated[HDVs,SOx,passenger,biofuel gasoline tf] | NoSettings | 0 | 0 | 0 | 0 | 0 | 0 | 0 | 0 | 0 | 0 | 0 | 0 | 0 | 0 | 0 | 0 | 0 | 0 | 0 | 0 | 0 | 0 | 0 | 0 | 0 | 0 | 0 | 0 | 0 | 0 | 0
Transportation Pollutant Emissions Disaggregated[HDVs,SOx,passenger,biofuel diesel tf] | NoSettings | 0 | 0 | 0 | 0 | 0 | 0 | 0 | 0 | 0 | 0 | 0 | 0 | 0 | 0 | 0 | 0 | 0 | 0 | 0 | 0 | 0 | 0 | 0 | 0 | 0 | 0 | 0 | 0 | 0 | 0 | 0
Transportation Pollutant Emissions Disaggregated[HDVs,SOx,passenger,jet fuel tf] | NoSettings | 0 | 0 | 0 | 0 | 0 | 0 | 0 | 0 | 0 | 0 | 0 | 0 | 0 | 0 | 0 | 0 | 0 | 0 | 0 | 0 | 0 | 0 | 0 | 0 | 0 | 0 | 0 | 0 | 0 | 0 | 0
Transportation Pollutant Emissions Disaggregated[HDVs,SOx,passenger,heavy or residual fuel oil tf] | NoSettings | 0 | 0 | 0 | 0 | 0 | 0 | 0 | 0 | 0 | 0 | 0 | 0 | 0 | 0 | 0 | 0 | 0 | 0 | 0 | 0 | 0 | 0 | 0 | 0 | 0 | 0 | 0 | 0 | 0 | 0 | 0
Transportation Pollutant Emissions Disaggregated[HDVs,SOx,passenger,LPG propane or butane tf] | NoSettings | 0 | 0 | 0 | 0 | 0 | 0 | 0 | 0 | 0 | 0 | 0 | 0 | 0 | 0 | 0 | 0 | 0 | 0 | 0 | 0 | 0 | 0 | 0 | 0 | 0 | 0 | 0 | 0 | 0 | 0 | 0
Transportation Pollutant Emissions Disaggregated[HDVs,SOx,passenger,hydrogen tf] | NoSettings | 0 | 0 | 0 | 0 | 0 | 0 | 0 | 0 | 0 | 0 | 0 | 0 | 0 | 0 | 0 | 0 | 0 | 0 | 0 | 0 | 0 | 0 | 0 | 0 | 0 | 0 | 0 | 0 | 0 | 0 | 0
Transportation Pollutant Emissions Disaggregated[HDVs,SOx,freight,electricity tf] | NoSettings | 0 | 0 | 0 | 0 | 0 | 0 | 0 | 0 | 0 | 0 | 0 | 0 | 0 | 0 | 0 | 0 | 0 | 0 | 0 | 0 | 0 | 0 | 0 | 0 | 0 | 0 | 0 | 0 | 0 | 0 | 0
Transportation Pollutant Emissions Disaggregated[HDVs,SOx,freight,natural gas tf] | NoSettings | 0 | 0 | 0 | 0 | 0 | 0 | 0 | 0 | 0 | 0 | 0 | 0 | 0 | 0 | 0 | 0 | 0 | 0 | 0 | 0 | 0 | 0 | 0 | 0 | 0 | 0 | 0 | 0 | 0 | 0 | 0
Transportation Pollutant Emissions Disaggregated[HDVs,SOx,freight,petroleum gasoline tf] | NoSettings | 0 | 0 | 0 | 0 | 0 | 0 | 0 | 0 | 0 | 0 | 0 | 0 | 0 | 0 | 0 | 0 | 0 | 0 | 0 | 0 | 0 | 0 | 0 | 0 | 0 | 0 | 0 | 0 | 0 | 0 | 0
Transportation Pollutant Emissions Disaggregated[HDVs,SOx,freight,petroleum diesel tf] | NoSettings | 35058200 | 34733500 | 34389900 | 34033900 | 33504700 | 32946700 | 32346400 | 31619800 | 30832800 | 29974800 | 29047000 | 29231900 | 29345800 | 29433200 | 29497900 | 29540200 | 29539300 | 29430100 | 29305400 | 29174500 | 29090100 | 28994500 | 28967400 | 28837300 | 28715000 | 28637400 | 28721900 | 28822500 | 28929800 | 29192900 | 29493600
Transportation Pollutant Emissions Disaggregated[HDVs,SOx,freight,biofuel gasoline tf] | NoSettings | 0 | 0 | 0 | 0 | 0 | 0 | 0 | 0 | 0 | 0 | 0 | 0 | 0 | 0 | 0 | 0 | 0 | 0 | 0 | 0 | 0 | 0 | 0 | 0 | 0 | 0 | 0 | 0 | 0 | 0 | 0
Transportation Pollutant Emissions Disaggregated[HDVs,SOx,freight,biofuel diesel tf] | NoSettings | 0 | 0 | 0 | 0 | 0 | 0 | 0 | 0 | 0 | 0 | 0 | 0 | 0 | 0 | 0 | 0 | 0 | 0 | 0 | 0 | 0 | 0 | 0 | 0 | 0 | 0 | 0 | 0 | 0 | 0 | 0
Transportation Pollutant Emissions Disaggregated[HDVs,SOx,freight,jet fuel tf] | NoSettings | 0 | 0 | 0 | 0 | 0 | 0 | 0 | 0 | 0 | 0 | 0 | 0 | 0 | 0 | 0 | 0 | 0 | 0 | 0 | 0 | 0 | 0 | 0 | 0 | 0 | 0 | 0 | 0 | 0 | 0 | 0
Transportation Pollutant Emissions Disaggregated[HDVs,SOx,freight,heavy or residual fuel oil tf] | NoSettings | 0 | 0 | 0 | 0 | 0 | 0 | 0 | 0 | 0 | 0 | 0 | 0 | 0 | 0 | 0 | 0 | 0 | 0 | 0 | 0 | 0 | 0 | 0 | 0 | 0 | 0 | 0 | 0 | 0 | 0 | 0
Transportation Pollutant Emissions Disaggregated[HDVs,SOx,freight,LPG propane or butane tf] | NoSettings | 0 | 0 | 0 | 0 | 0 | 0 | 0 | 0 | 0 | 0 | 0 | 0 | 0 | 0 | 0 | 0 | 0 | 0 | 0 | 0 | 0 | 0 | 0 | 0 | 0 | 0 | 0 | 0 | 0 | 0 | 0
Transportation Pollutant Emissions Disaggregated[HDVs,SOx,freight,hydrogen tf] | NoSettings | 0 | 0 | 0 | 0 | 0 | 0 | 0 | 0 | 0 | 0 | 0 | 0 | 0 | 0 | 0 | 0 | 0 | 0 | 0 | 0 | 0 | 0 | 0 | 0 | 0 | 0 | 0 | 0 | 0 | 0 | 0
Transportation Pollutant Emissions Disaggregated[HDVs,BC,passenger,electricity tf] | NoSettings | 0 | 0 | 0 | 0 | 0 | 0 | 0 | 0 | 0 | 0 | 0 | 0 | 0 | 0 | 0 | 0 | 0 | 0 | 0 | 0 | 0 | 0 | 0 | 0 | 0 | 0 | 0 | 0 | 0 | 0 | 0
Transportation Pollutant Emissions Disaggregated[HDVs,BC,passenger,natural gas tf] | NoSettings | 2320070 | 2260450 | 2134120 | 2009290 | 1879840 | 1753710 | 1630340 | 1514570 | 1404290 | 1286690 | 1171140 | 1060600 | 956195 | 856331 | 761655 | 671143 | 592168 | 517542 | 447715 | 382590 | 322726 | 267938 | 218293 | 193801 | 170307 | 145333 | 119468 | 99580.3 | 82166.6 | 67295.3 | 56729.8
Transportation Pollutant Emissions Disaggregated[HDVs,BC,passenger,petroleum gasoline tf] | NoSettings | 6242910 | 6216880 | 5947340 | 5680490 | 5415130 | 5156740 | 4901680 | 4643960 | 4398760 | 4142050 | 3881300 | 3619670 | 3359820 | 3098620 | 2836860 | 2569420 | 2325780 | 2077380 | 1819740 | 1567290 | 1311600 | 1055290 | 797754 | 744855 | 702811 | 666757 | 622598 | 573580 | 519772 | 472651 | 423615
Transportation Pollutant Emissions Disaggregated[HDVs,BC,passenger,petroleum diesel tf] | NoSettings | 3544040 | 3616120 | 3554130 | 3490120 | 3401280 | 3311530 | 3210480 | 3101250 | 2986110 | 2838170 | 2676550 | 2591560 | 2510180 | 2418540 | 2334630 | 2247040 | 2173590 | 2097970 | 2014650 | 1943450 | 1876500 | 1802350 | 1731970 | 1596330 | 1473190 | 1345560 | 1220100 | 1109500 | 997563 | 901847 | 817795
Transportation Pollutant Emissions Disaggregated[HDVs,BC,passenger,biofuel gasoline tf] | NoSettings | 254941 | 254643 | 244381 | 234068 | 223697 | 213622 | 203646 | 193497 | 183754 | 173450 | 162886 | 151906 | 141001 | 130040 | 119054 | 107830 | 97605.7 | 87181 | 76368.7 | 65774.4 | 55043.9 | 44287.1 | 33479.3 | 31259.2 | 29494.8 | 27981.7 | 26128.5 | 24071.4 | 21813.2 | 19835.7 | 17777.8
Transportation Pollutant Emissions Disaggregated[HDVs,BC,passenger,biofuel diesel tf] | NoSettings | 868741 | 996263 | 1092580 | 1189980 | 1279830 | 1369380 | 1453820 | 1533300 | 1607860 | 1660790 | 1699120 | 1645160 | 1593500 | 1535330 | 1482060 | 1426460 | 1379830 | 1331820 | 1278930 | 1233730 | 1191230 | 1144160 | 1099480 | 1013370 | 935204 | 854181 | 774536 | 704330 | 633268 | 572506 | 519149
Transportation Pollutant Emissions Disaggregated[HDVs,BC,passenger,jet fuel tf] | NoSettings | 0 | 0 | 0 | 0 | 0 | 0 | 0 | 0 | 0 | 0 | 0 | 0 | 0 | 0 | 0 | 0 | 0 | 0 | 0 | 0 | 0 | 0 | 0 | 0 | 0 | 0 | 0 | 0 | 0 | 0 | 0
Transportation Pollutant Emissions Disaggregated[HDVs,BC,passenger,heavy or residual fuel oil tf] | NoSettings | 0 | 0 | 0 | 0 | 0 | 0 | 0 | 0 | 0 | 0 | 0 | 0 | 0 | 0 | 0 | 0 | 0 | 0 | 0 | 0 | 0 | 0 | 0 | 0 | 0 | 0 | 0 | 0 | 0 | 0 | 0
Transportation Pollutant Emissions Disaggregated[HDVs,BC,passenger,LPG propane or butane tf] | NoSettings | 0 | 0 | 0 | 0 | 0 | 0 | 0 | 0 | 0 | 0 | 0 | 0 | 0 | 0 | 0 | 0 | 0 | 0 | 0 | 0 | 0 | 0 | 0 | 0 | 0 | 0 | 0 | 0 | 0 | 0 | 0
Transportation Pollutant Emissions Disaggregated[HDVs,BC,passenger,hydrogen tf] | NoSettings | 0 | 0 | 0 | 0 | 0 | 0 | 0 | 0 | 0 | 0 | 0 | 0 | 0 | 0 | 0 | 0 | 0 | 0 | 0 | 0 | 0 | 0 | 0 | 0 | 0 | 0 | 0 | 0 | 0 | 0 | 0
Transportation Pollutant Emissions Disaggregated[HDVs,BC,freight,electricity tf] | NoSettings | 0 | 0 | 0 | 0 | 0 | 0 | 0 | 0 | 0 | 0 | 0 | 0 | 0 | 0 | 0 | 0 | 0 | 0 | 0 | 0 | 0 | 0 | 0 | 0 | 0 | 0 | 0 | 0 | 0 | 0 | 0
Transportation Pollutant Emissions Disaggregated[HDVs,BC,freight,natural gas tf] | NoSettings | 411618 | 390537 | 371896 | 352210 | 331349 | 310057 | 288992 | 268220 | 247814 | 228448 | 209562 | 193580 | 178687 | 164629 | 152038 | 140912 | 131784 | 124028 | 117591 | 112949 | 109482 | 107142 | 105882 | 105662 | 106453 | 122573 | 139992 | 156302 | 175479 | 197102 | 220586
Transportation Pollutant Emissions Disaggregated[HDVs,BC,freight,petroleum gasoline tf] | NoSettings | 0 | 0 | 0 | 0 | 0 | 0 | 0 | 0 | 0 | 0 | 0 | 0 | 0 | 0 | 0 | 0 | 0 | 0 | 0 | 0 | 0 | 0 | 0 | 0 | 0 | 0 | 0 | 0 | 0 | 0 | 0
Transportation Pollutant Emissions Disaggregated[HDVs,BC,freight,petroleum diesel tf] | NoSettings | 14188600 | 14057200 | 13918100 | 13774000 | 13559900 | 13334000 | 13091100 | 12797000 | 12478500 | 12131300 | 11755800 | 11830600 | 11876700 | 11912100 | 11938200 | 11955300 | 11955000 | 11910800 | 11860300 | 11807400 | 11773200 | 11734500 | 11723500 | 11670900 | 11621400 | 11590000 | 11624200 | 11664900 | 11708300 | 11814800 | 11936500
Transportation Pollutant Emissions Disaggregated[HDVs,BC,freight,biofuel gasoline tf] | NoSettings | 0 | 0 | 0 | 0 | 0 | 0 | 0 | 0 | 0 | 0 | 0 | 0 | 0 | 0 | 0 | 0 | 0 | 0 | 0 | 0 | 0 | 0 | 0 | 0 | 0 | 0 | 0 | 0 | 0 | 0 | 0
Transportation Pollutant Emissions Disaggregated[HDVs,BC,freight,biofuel diesel tf] | NoSettings | 3478020 | 3872840 | 4278580 | 4696360 | 5102290 | 5513850 | 5928100 | 6327000 | 6719010 | 7098770 | 7462740 | 7510240 | 7539510 | 7561960 | 7578570 | 7589440 | 7589210 | 7561170 | 7529130 | 7495500 | 7473800 | 7449260 | 7442280 | 7408870 | 7377450 | 7357490 | 7379220 | 7405070 | 7432640 | 7500230 | 7577480
Transportation Pollutant Emissions Disaggregated[HDVs,BC,freight,jet fuel tf] | NoSettings | 0 | 0 | 0 | 0 | 0 | 0 | 0 | 0 | 0 | 0 | 0 | 0 | 0 | 0 | 0 | 0 | 0 | 0 | 0 | 0 | 0 | 0 | 0 | 0 | 0 | 0 | 0 | 0 | 0 | 0 | 0
Transportation Pollutant Emissions Disaggregated[HDVs,BC,freight,heavy or residual fuel oil tf] | NoSettings | 0 | 0 | 0 | 0 | 0 | 0 | 0 | 0 | 0 | 0 | 0 | 0 | 0 | 0 | 0 | 0 | 0 | 0 | 0 | 0 | 0 | 0 | 0 | 0 | 0 | 0 | 0 | 0 | 0 | 0 | 0
Transportation Pollutant Emissions Disaggregated[HDVs,BC,freight,LPG propane or butane tf] | NoSettings | 0 | 0 | 0 | 0 | 0 | 0 | 0 | 0 | 0 | 0 | 0 | 0 | 0 | 0 | 0 | 0 | 0 | 0 | 0 | 0 | 0 | 0 | 0 | 0 | 0 | 0 | 0 | 0 | 0 | 0 | 0
Transportation Pollutant Emissions Disaggregated[HDVs,BC,freight,hydrogen tf] | NoSettings | 0 | 0 | 0 | 0 | 0 | 0 | 0 | 0 | 0 | 0 | 0 | 0 | 0 | 0 | 0 | 0 | 0 | 0 | 0 | 0 | 0 | 0 | 0 | 0 | 0 | 0 | 0 | 0 | 0 | 0 | 0
Transportation Pollutant Emissions Disaggregated[HDVs,OC,passenger,electricity tf] | NoSettings | 0 | 0 | 0 | 0 | 0 | 0 | 0 | 0 | 0 | 0 | 0 | 0 | 0 | 0 | 0 | 0 | 0 | 0 | 0 | 0 | 0 | 0 | 0 | 0 | 0 | 0 | 0 | 0 | 0 | 0 | 0
Transportation Pollutant Emissions Disaggregated[HDVs,OC,passenger,natural gas tf] | NoSettings | 4218310 | 4109900 | 3880220 | 3653260 | 3417890 | 3188560 | 2964260 | 2753770 | 2553260 | 2339440 | 2129350 | 1928370 | 1738540 | 1556970 | 1384830 | 1220260 | 1076670 | 940986 | 814027 | 695618 | 586774 | 487161 | 396897 | 352365 | 309650 | 264241 | 217215 | 181055 | 149394 | 122355 | 103145
Transportation Pollutant Emissions Disaggregated[HDVs,OC,passenger,petroleum gasoline tf] | NoSettings | 11821700 | 11772400 | 11262000 | 10756700 | 10254200 | 9764900 | 9281900 | 8793880 | 8329560 | 7843460 | 7349700 | 6854260 | 6362220 | 5867610 | 5371920 | 4865500 | 4404140 | 3933750 | 3445890 | 2967860 | 2483670 | 1998310 | 1510640 | 1410470 | 1330860 | 1262580 | 1178960 | 1086140 | 984249 | 895019 | 802165
Transportation Pollutant Emissions Disaggregated[HDVs,OC,passenger,petroleum diesel tf] | NoSettings | 6434320 | 6565180 | 6452640 | 6336430 | 6175140 | 6012200 | 5828730 | 5630430 | 5421380 | 5152800 | 4859370 | 4705070 | 4557320 | 4390950 | 4238600 | 4079580 | 3946230 | 3808930 | 3657670 | 3528410 | 3406850 | 3272230 | 3144460 | 2898180 | 2674630 | 2442910 | 2215130 | 2014340 | 1811110 | 1637330 | 1484730
Transportation Pollutant Emissions Disaggregated[HDVs,OC,passenger,biofuel gasoline tf] | NoSettings | 462480 | 461941 | 443325 | 424616 | 405801 | 387525 | 369427 | 351017 | 333343 | 314651 | 295487 | 275568 | 255786 | 235901 | 215972 | 195612 | 177064 | 158152 | 138538 | 119319 | 99853.5 | 80339.9 | 60733.7 | 56706.5 | 53505.6 | 50760.8 | 47398.9 | 43667.2 | 39570.7 | 35983.3 | 32250.2
Transportation Pollutant Emissions Disaggregated[HDVs,OC,passenger,biofuel diesel tf] | NoSettings | 1580690 | 1812710 | 1987950 | 2165190 | 2328660 | 2491600 | 2645240 | 2789850 | 2925520 | 3021830 | 3091560 | 2993390 | 2899400 | 2793550 | 2696620 | 2595450 | 2510610 | 2423270 | 2327030 | 2244800 | 2167460 | 2081810 | 2000520 | 1843840 | 1701620 | 1554190 | 1409280 | 1281540 | 1152240 | 1041680 | 944597
Transportation Pollutant Emissions Disaggregated[HDVs,OC,passenger,jet fuel tf] | NoSettings | 0 | 0 | 0 | 0 | 0 | 0 | 0 | 0 | 0 | 0 | 0 | 0 | 0 | 0 | 0 | 0 | 0 | 0 | 0 | 0 | 0 | 0 | 0 | 0 | 0 | 0 | 0 | 0 | 0 | 0 | 0
Transportation Pollutant Emissions Disaggregated[HDVs,OC,passenger,heavy or residual fuel oil tf] | NoSettings | 0 | 0 | 0 | 0 | 0 | 0 | 0 | 0 | 0 | 0 | 0 | 0 | 0 | 0 | 0 | 0 | 0 | 0 | 0 | 0 | 0 | 0 | 0 | 0 | 0 | 0 | 0 | 0 | 0 | 0 | 0
Transportation Pollutant Emissions Disaggregated[HDVs,OC,passenger,LPG propane or butane tf] | NoSettings | 0 | 0 | 0 | 0 | 0 | 0 | 0 | 0 | 0 | 0 | 0 | 0 | 0 | 0 | 0 | 0 | 0 | 0 | 0 | 0 | 0 | 0 | 0 | 0 | 0 | 0 | 0 | 0 | 0 | 0 | 0
Transportation Pollutant Emissions Disaggregated[HDVs,OC,passenger,hydrogen tf] | NoSettings | 0 | 0 | 0 | 0 | 0 | 0 | 0 | 0 | 0 | 0 | 0 | 0 | 0 | 0 | 0 | 0 | 0 | 0 | 0 | 0 | 0 | 0 | 0 | 0 | 0 | 0 | 0 | 0 | 0 | 0 | 0
Transportation Pollutant Emissions Disaggregated[HDVs,OC,freight,electricity tf] | NoSettings | 0 | 0 | 0 | 0 | 0 | 0 | 0 | 0 | 0 | 0 | 0 | 0 | 0 | 0 | 0 | 0 | 0 | 0 | 0 | 0 | 0 | 0 | 0 | 0 | 0 | 0 | 0 | 0 | 0 | 0 | 0
Transportation Pollutant Emissions Disaggregated[HDVs,OC,freight,natural gas tf] | NoSettings | 748396 | 710067 | 676175 | 640381 | 602452 | 563741 | 525440 | 487673 | 450572 | 415360 | 381021 | 351963 | 324886 | 299325 | 276432 | 256203 | 239608 | 225506 | 213803 | 205362 | 199059 | 194804 | 192512 | 192112 | 193550 | 222860 | 254531 | 284186 | 319053 | 358368 | 401065
Transportation Pollutant Emissions Disaggregated[HDVs,OC,freight,petroleum gasoline tf] | NoSettings | 0 | 0 | 0 | 0 | 0 | 0 | 0 | 0 | 0 | 0 | 0 | 0 | 0 | 0 | 0 | 0 | 0 | 0 | 0 | 0 | 0 | 0 | 0 | 0 | 0 | 0 | 0 | 0 | 0 | 0 | 0
Transportation Pollutant Emissions Disaggregated[HDVs,OC,freight,petroleum diesel tf] | NoSettings | 25759900 | 25521300 | 25268800 | 25007200 | 24618400 | 24208400 | 23767300 | 23233400 | 22655200 | 22024700 | 21343000 | 21478800 | 21562600 | 21626800 | 21674300 | 21705300 | 21704700 | 21624500 | 21532900 | 21436700 | 21374600 | 21304400 | 21284500 | 21188900 | 21099100 | 21042000 | 21104100 | 21178000 | 21256900 | 21450200 | 21671200
Transportation Pollutant Emissions Disaggregated[HDVs,OC,freight,biofuel gasoline tf] | NoSettings | 0 | 0 | 0 | 0 | 0 | 0 | 0 | 0 | 0 | 0 | 0 | 0 | 0 | 0 | 0 | 0 | 0 | 0 | 0 | 0 | 0 | 0 | 0 | 0 | 0 | 0 | 0 | 0 | 0 | 0 | 0
Transportation Pollutant Emissions Disaggregated[HDVs,OC,freight,biofuel diesel tf] | NoSettings | 6328290 | 7046680 | 7784920 | 8545090 | 9283680 | 10032500 | 10786300 | 11512100 | 12225300 | 12916300 | 13578600 | 13665000 | 13718200 | 13759100 | 13789300 | 13809100 | 13808700 | 13757600 | 13699300 | 13638100 | 13598700 | 13554000 | 13541300 | 13480500 | 13423400 | 13387000 | 13426600 | 13473600 | 13523800 | 13646800 | 13787300
Transportation Pollutant Emissions Disaggregated[HDVs,OC,freight,jet fuel tf] | NoSettings | 0 | 0 | 0 | 0 | 0 | 0 | 0 | 0 | 0 | 0 | 0 | 0 | 0 | 0 | 0 | 0 | 0 | 0 | 0 | 0 | 0 | 0 | 0 | 0 | 0 | 0 | 0 | 0 | 0 | 0 | 0
Transportation Pollutant Emissions Disaggregated[HDVs,OC,freight,heavy or residual fuel oil tf] | NoSettings | 0 | 0 | 0 | 0 | 0 | 0 | 0 | 0 | 0 | 0 | 0 | 0 | 0 | 0 | 0 | 0 | 0 | 0 | 0 | 0 | 0 | 0 | 0 | 0 | 0 | 0 | 0 | 0 | 0 | 0 | 0
Transportation Pollutant Emissions Disaggregated[HDVs,OC,freight,LPG propane or butane tf] | NoSettings | 0 | 0 | 0 | 0 | 0 | 0 | 0 | 0 | 0 | 0 | 0 | 0 | 0 | 0 | 0 | 0 | 0 | 0 | 0 | 0 | 0 | 0 | 0 | 0 | 0 | 0 | 0 | 0 | 0 | 0 | 0
Transportation Pollutant Emissions Disaggregated[HDVs,OC,freight,hydrogen tf] | NoSettings | 0 | 0 | 0 | 0 | 0 | 0 | 0 | 0 | 0 | 0 | 0 | 0 | 0 | 0 | 0 | 0 | 0 | 0 | 0 | 0 | 0 | 0 | 0 | 0 | 0 | 0 | 0 | 0 | 0 | 0 | 0
Transportation Pollutant Emissions Disaggregated[HDVs,CH4,passenger,electricity tf] | NoSettings | 0 | 0 | 0 | 0 | 0 | 0 | 0 | 0 | 0 | 0 | 0 | 0 | 0 | 0 | 0 | 0 | 0 | 0 | 0 | 0 | 0 | 0 | 0 | 0 | 0 | 0 | 0 | 0 | 0 | 0 | 0
Transportation Pollutant Emissions Disaggregated[HDVs,CH4,passenger,natural gas tf] | NoSettings | 10545800 | 10274800 | 9700560 | 9133140 | 8544730 | 7971410 | 7410650 | 6884420 | 6383140 | 5848600 | 5323390 | 4820920 | 4346340 | 3892420 | 3462070 | 3050650 | 2691670 | 2352470 | 2035070 | 1739050 | 1466940 | 1217900 | 992242 | 880913 | 774124 | 660603 | 543037 | 452638 | 373485 | 305888 | 257863
Transportation Pollutant Emissions Disaggregated[HDVs,CH4,passenger,petroleum gasoline tf] | NoSettings | 49810400 | 49602700 | 47452200 | 45323000 | 43205800 | 41144200 | 39109100 | 37052900 | 35096500 | 33048300 | 30967800 | 28880300 | 26807100 | 24723100 | 22634500 | 20500700 | 18556800 | 16574800 | 14519200 | 12505000 | 10464900 | 8419840 | 6365060 | 5942990 | 5607540 | 5319870 | 4967540 | 4576440 | 4147120 | 3771150 | 3379910
Transportation Pollutant Emissions Disaggregated[HDVs,CH4,passenger,petroleum diesel tf] | NoSettings | 51612200 | 52661900 | 51759200 | 50826900 | 49533200 | 48226200 | 46754500 | 45163800 | 43487000 | 41332600 | 38978900 | 37741200 | 36556100 | 35221500 | 33999400 | 32723900 | 31654200 | 30552900 | 29339600 | 28302700 | 27327700 | 26247800 | 25222900 | 23247500 | 21454200 | 19595500 | 17768400 | 16157800 | 14527600 | 13133700 | 11909600
Transportation Pollutant Emissions Disaggregated[HDVs,CH4,passenger,biofuel gasoline tf] | NoSettings | 0 | 0 | 0 | 0 | 0 | 0 | 0 | 0 | 0 | 0 | 0 | 0 | 0 | 0 | 0 | 0 | 0 | 0 | 0 | 0 | 0 | 0 | 0 | 0 | 0 | 0 | 0 | 0 | 0 | 0 | 0
Transportation Pollutant Emissions Disaggregated[HDVs,CH4,passenger,biofuel diesel tf] | NoSettings | 0 | 0 | 0 | 0 | 0 | 0 | 0 | 0 | 0 | 0 | 0 | 0 | 0 | 0 | 0 | 0 | 0 | 0 | 0 | 0 | 0 | 0 | 0 | 0 | 0 | 0 | 0 | 0 | 0 | 0 | 0
Transportation Pollutant Emissions Disaggregated[HDVs,CH4,passenger,jet fuel tf] | NoSettings | 0 | 0 | 0 | 0 | 0 | 0 | 0 | 0 | 0 | 0 | 0 | 0 | 0 | 0 | 0 | 0 | 0 | 0 | 0 | 0 | 0 | 0 | 0 | 0 | 0 | 0 | 0 | 0 | 0 | 0 | 0
Transportation Pollutant Emissions Disaggregated[HDVs,CH4,passenger,heavy or residual fuel oil tf] | NoSettings | 0 | 0 | 0 | 0 | 0 | 0 | 0 | 0 | 0 | 0 | 0 | 0 | 0 | 0 | 0 | 0 | 0 | 0 | 0 | 0 | 0 | 0 | 0 | 0 | 0 | 0 | 0 | 0 | 0 | 0 | 0
Transportation Pollutant Emissions Disaggregated[HDVs,CH4,passenger,LPG propane or butane tf] | NoSettings | 0 | 0 | 0 | 0 | 0 | 0 | 0 | 0 | 0 | 0 | 0 | 0 | 0 | 0 | 0 | 0 | 0 | 0 | 0 | 0 | 0 | 0 | 0 | 0 | 0 | 0 | 0 | 0 | 0 | 0 | 0
Transportation Pollutant Emissions Disaggregated[HDVs,CH4,passenger,hydrogen tf] | NoSettings | 0 | 0 | 0 | 0 | 0 | 0 | 0 | 0 | 0 | 0 | 0 | 0 | 0 | 0 | 0 | 0 | 0 | 0 | 0 | 0 | 0 | 0 | 0 | 0 | 0 | 0 | 0 | 0 | 0 | 0 | 0
Transportation Pollutant Emissions Disaggregated[HDVs,CH4,freight,electricity tf] | NoSettings | 0 | 0 | 0 | 0 | 0 | 0 | 0 | 0 | 0 | 0 | 0 | 0 | 0 | 0 | 0 | 0 | 0 | 0 | 0 | 0 | 0 | 0 | 0 | 0 | 0 | 0 | 0 | 0 | 0 | 0 | 0
Transportation Pollutant Emissions Disaggregated[HDVs,CH4,freight,natural gas tf] | NoSettings | 1870990 | 1775170 | 1690440 | 1600950 | 1506130 | 1409350 | 1313600 | 1219180 | 1126430 | 1038400 | 952554 | 879908 | 812214 | 748312 | 691080 | 640507 | 599019 | 563765 | 534506 | 513405 | 497647 | 487011 | 481280 | 480281 | 483875 | 557150 | 636328 | 710465 | 797634 | 895920 | 1002660
Transportation Pollutant Emissions Disaggregated[HDVs,CH4,freight,petroleum gasoline tf] | NoSettings | 0 | 0 | 0 | 0 | 0 | 0 | 0 | 0 | 0 | 0 | 0 | 0 | 0 | 0 | 0 | 0 | 0 | 0 | 0 | 0 | 0 | 0 | 0 | 0 | 0 | 0 | 0 | 0 | 0 | 0 | 0
Transportation Pollutant Emissions Disaggregated[HDVs,CH4,freight,petroleum diesel tf] | NoSettings | 206630000 | 204716000 | 202691000 | 200593000 | 197474000 | 194185000 | 190646000 | 186364000 | 181726000 | 176669000 | 171201000 | 172290000 | 172962000 | 173477000 | 173858000 | 174107000 | 174102000 | 173459000 | 172723000 | 171952000 | 171454000 | 170891000 | 170731000 | 169965000 | 169244000 | 168786000 | 169284000 | 169877000 | 170510000 | 172060000 | 173833000
Transportation Pollutant Emissions Disaggregated[HDVs,CH4,freight,biofuel gasoline tf] | NoSettings | 0 | 0 | 0 | 0 | 0 | 0 | 0 | 0 | 0 | 0 | 0 | 0 | 0 | 0 | 0 | 0 | 0 | 0 | 0 | 0 | 0 | 0 | 0 | 0 | 0 | 0 | 0 | 0 | 0 | 0 | 0
Transportation Pollutant Emissions Disaggregated[HDVs,CH4,freight,biofuel diesel tf] | NoSettings | 0 | 0 | 0 | 0 | 0 | 0 | 0 | 0 | 0 | 0 | 0 | 0 | 0 | 0 | 0 | 0 | 0 | 0 | 0 | 0 | 0 | 0 | 0 | 0 | 0 | 0 | 0 | 0 | 0 | 0 | 0
Transportation Pollutant Emissions Disaggregated[HDVs,CH4,freight,jet fuel tf] | NoSettings | 0 | 0 | 0 | 0 | 0 | 0 | 0 | 0 | 0 | 0 | 0 | 0 | 0 | 0 | 0 | 0 | 0 | 0 | 0 | 0 | 0 | 0 | 0 | 0 | 0 | 0 | 0 | 0 | 0 | 0 | 0
Transportation Pollutant Emissions Disaggregated[HDVs,CH4,freight,heavy or residual fuel oil tf] | NoSettings | 0 | 0 | 0 | 0 | 0 | 0 | 0 | 0 | 0 | 0 | 0 | 0 | 0 | 0 | 0 | 0 | 0 | 0 | 0 | 0 | 0 | 0 | 0 | 0 | 0 | 0 | 0 | 0 | 0 | 0 | 0
Transportation Pollutant Emissions Disaggregated[HDVs,CH4,freight,LPG propane or butane tf] | NoSettings | 0 | 0 | 0 | 0 | 0 | 0 | 0 | 0 | 0 | 0 | 0 | 0 | 0 | 0 | 0 | 0 | 0 | 0 | 0 | 0 | 0 | 0 | 0 | 0 | 0 | 0 | 0 | 0 | 0 | 0 | 0
Transportation Pollutant Emissions Disaggregated[HDVs,CH4,freight,hydrogen tf] | NoSettings | 0 | 0 | 0 | 0 | 0 | 0 | 0 | 0 | 0 | 0 | 0 | 0 | 0 | 0 | 0 | 0 | 0 | 0 | 0 | 0 | 0 | 0 | 0 | 0 | 0 | 0 | 0 | 0 | 0 | 0 | 0
Transportation Pollutant Emissions Disaggregated[HDVs,N2O,passenger,electricity tf] | NoSettings | 0 | 0 | 0 | 0 | 0 | 0 | 0 | 0 | 0 | 0 | 0 | 0 | 0 | 0 | 0 | 0 | 0 | 0 | 0 | 0 | 0 | 0 | 0 | 0 | 0 | 0 | 0 | 0 | 0 | 0 | 0
Transportation Pollutant Emissions Disaggregated[HDVs,N2O,passenger,natural gas tf] | NoSettings | 1054580 | 1027480 | 970056 | 913314 | 854473 | 797141 | 741065 | 688442 | 638314 | 584860 | 532339 | 482092 | 434634 | 389242 | 346207 | 305065 | 269167 | 235247 | 203507 | 173905 | 146694 | 121790 | 99224.2 | 88091.3 | 77412.4 | 66060.3 | 54303.7 | 45263.8 | 37348.5 | 30588.8 | 25786.3
Transportation Pollutant Emissions Disaggregated[HDVs,N2O,passenger,petroleum gasoline tf] | NoSettings | 9962090 | 9920550 | 9490440 | 9064610 | 8641160 | 8228840 | 7821830 | 7410580 | 7019290 | 6609660 | 6193560 | 5776060 | 5361420 | 4944610 | 4526900 | 4100140 | 3711350 | 3314960 | 2903840 | 2501000 | 2092980 | 1683970 | 1273010 | 1188600 | 1121510 | 1063970 | 993507 | 915288 | 829423 | 754230 | 675981
Transportation Pollutant Emissions Disaggregated[HDVs,N2O,passenger,petroleum diesel tf] | NoSettings | 10322400 | 10532400 | 10351800 | 10165400 | 9906640 | 9645240 | 9350900 | 9032770 | 8697400 | 8266520 | 7795780 | 7548230 | 7311210 | 7044310 | 6799890 | 6544780 | 6330840 | 6110590 | 5867910 | 5660550 | 5465530 | 5249570 | 5044580 | 4649490 | 4290850 | 3919100 | 3553680 | 3231570 | 2905520 | 2626740 | 2381930
Transportation Pollutant Emissions Disaggregated[HDVs,N2O,passenger,biofuel gasoline tf] | NoSettings | 0 | 0 | 0 | 0 | 0 | 0 | 0 | 0 | 0 | 0 | 0 | 0 | 0 | 0 | 0 | 0 | 0 | 0 | 0 | 0 | 0 | 0 | 0 | 0 | 0 | 0 | 0 | 0 | 0 | 0 | 0
Transportation Pollutant Emissions Disaggregated[HDVs,N2O,passenger,biofuel diesel tf] | NoSettings | 0 | 0 | 0 | 0 | 0 | 0 | 0 | 0 | 0 | 0 | 0 | 0 | 0 | 0 | 0 | 0 | 0 | 0 | 0 | 0 | 0 | 0 | 0 | 0 | 0 | 0 | 0 | 0 | 0 | 0 | 0
Transportation Pollutant Emissions Disaggregated[HDVs,N2O,passenger,jet fuel tf] | NoSettings | 0 | 0 | 0 | 0 | 0 | 0 | 0 | 0 | 0 | 0 | 0 | 0 | 0 | 0 | 0 | 0 | 0 | 0 | 0 | 0 | 0 | 0 | 0 | 0 | 0 | 0 | 0 | 0 | 0 | 0 | 0
Transportation Pollutant Emissions Disaggregated[HDVs,N2O,passenger,heavy or residual fuel oil tf] | NoSettings | 0 | 0 | 0 | 0 | 0 | 0 | 0 | 0 | 0 | 0 | 0 | 0 | 0 | 0 | 0 | 0 | 0 | 0 | 0 | 0 | 0 | 0 | 0 | 0 | 0 | 0 | 0 | 0 | 0 | 0 | 0
Transportation Pollutant Emissions Disaggregated[HDVs,N2O,passenger,LPG propane or butane tf] | NoSettings | 0 | 0 | 0 | 0 | 0 | 0 | 0 | 0 | 0 | 0 | 0 | 0 | 0 | 0 | 0 | 0 | 0 | 0 | 0 | 0 | 0 | 0 | 0 | 0 | 0 | 0 | 0 | 0 | 0 | 0 | 0
Transportation Pollutant Emissions Disaggregated[HDVs,N2O,passenger,hydrogen tf] | NoSettings | 0 | 0 | 0 | 0 | 0 | 0 | 0 | 0 | 0 | 0 | 0 | 0 | 0 | 0 | 0 | 0 | 0 | 0 | 0 | 0 | 0 | 0 | 0 | 0 | 0 | 0 | 0 | 0 | 0 | 0 | 0
Transportation Pollutant Emissions Disaggregated[HDVs,N2O,freight,electricity tf] | NoSettings | 0 | 0 | 0 | 0 | 0 | 0 | 0 | 0 | 0 | 0 | 0 | 0 | 0 | 0 | 0 | 0 | 0 | 0 | 0 | 0 | 0 | 0 | 0 | 0 | 0 | 0 | 0 | 0 | 0 | 0 | 0
Transportation Pollutant Emissions Disaggregated[HDVs,N2O,freight,natural gas tf] | NoSettings | 187099 | 177517 | 169044 | 160095 | 150613 | 140935 | 131360 | 121918 | 112643 | 103840 | 95255.4 | 87990.8 | 81221.4 | 74831.2 | 69108 | 64050.7 | 59901.9 | 56376.5 | 53450.6 | 51340.5 | 49764.7 | 48701.1 | 48128 | 48028.1 | 48387.5 | 55715 | 63632.8 | 71046.5 | 79763.4 | 89592 | 100266
Transportation Pollutant Emissions Disaggregated[HDVs,N2O,freight,petroleum gasoline tf] | NoSettings | 0 | 0 | 0 | 0 | 0 | 0 | 0 | 0 | 0 | 0 | 0 | 0 | 0 | 0 | 0 | 0 | 0 | 0 | 0 | 0 | 0 | 0 | 0 | 0 | 0 | 0 | 0 | 0 | 0 | 0 | 0
Transportation Pollutant Emissions Disaggregated[HDVs,N2O,freight,petroleum diesel tf] | NoSettings | 41326000 | 40943200 | 40538200 | 40118500 | 39494800 | 38836900 | 38129300 | 37272900 | 36345200 | 35333800 | 34240100 | 34458000 | 34592300 | 34695300 | 34771500 | 34821400 | 34820300 | 34691700 | 34544700 | 34390400 | 34290900 | 34178200 | 34146200 | 33992900 | 33848800 | 33757200 | 33856900 | 33975500 | 34102000 | 34412100 | 34766600
Transportation Pollutant Emissions Disaggregated[HDVs,N2O,freight,biofuel gasoline tf] | NoSettings | 0 | 0 | 0 | 0 | 0 | 0 | 0 | 0 | 0 | 0 | 0 | 0 | 0 | 0 | 0 | 0 | 0 | 0 | 0 | 0 | 0 | 0 | 0 | 0 | 0 | 0 | 0 | 0 | 0 | 0 | 0
Transportation Pollutant Emissions Disaggregated[HDVs,N2O,freight,biofuel diesel tf] | NoSettings | 0 | 0 | 0 | 0 | 0 | 0 | 0 | 0 | 0 | 0 | 0 | 0 | 0 | 0 | 0 | 0 | 0 | 0 | 0 | 0 | 0 | 0 | 0 | 0 | 0 | 0 | 0 | 0 | 0 | 0 | 0
Transportation Pollutant Emissions Disaggregated[HDVs,N2O,freight,jet fuel tf] | NoSettings | 0 | 0 | 0 | 0 | 0 | 0 | 0 | 0 | 0 | 0 | 0 | 0 | 0 | 0 | 0 | 0 | 0 | 0 | 0 | 0 | 0 | 0 | 0 | 0 | 0 | 0 | 0 | 0 | 0 | 0 | 0
Transportation Pollutant Emissions Disaggregated[HDVs,N2O,freight,heavy or residual fuel oil tf] | NoSettings | 0 | 0 | 0 | 0 | 0 | 0 | 0 | 0 | 0 | 0 | 0 | 0 | 0 | 0 | 0 | 0 | 0 | 0 | 0 | 0 | 0 | 0 | 0 | 0 | 0 | 0 | 0 | 0 | 0 | 0 | 0
Transportation Pollutant Emissions Disaggregated[HDVs,N2O,freight,LPG propane or butane tf] | NoSettings | 0 | 0 | 0 | 0 | 0 | 0 | 0 | 0 | 0 | 0 | 0 | 0 | 0 | 0 | 0 | 0 | 0 | 0 | 0 | 0 | 0 | 0 | 0 | 0 | 0 | 0 | 0 | 0 | 0 | 0 | 0
Transportation Pollutant Emissions Disaggregated[HDVs,N2O,freight,hydrogen tf] | NoSettings | 0 | 0 | 0 | 0 | 0 | 0 | 0 | 0 | 0 | 0 | 0 | 0 | 0 | 0 | 0 | 0 | 0 | 0 | 0 | 0 | 0 | 0 | 0 | 0 | 0 | 0 | 0 | 0 | 0 | 0 | 0
Transportation Pollutant Emissions Disaggregated[HDVs,F gases,passenger,electricity tf] | NoSettings | 0 | 0 | 0 | 0 | 0 | 0 | 0 | 0 | 0 | 0 | 0 | 0 | 0 | 0 | 0 | 0 | 0 | 0 | 0 | 0 | 0 | 0 | 0 | 0 | 0 | 0 | 0 | 0 | 0 | 0 | 0
Transportation Pollutant Emissions Disaggregated[HDVs,F gases,passenger,natural gas tf] | NoSettings | 0 | 0 | 0 | 0 | 0 | 0 | 0 | 0 | 0 | 0 | 0 | 0 | 0 | 0 | 0 | 0 | 0 | 0 | 0 | 0 | 0 | 0 | 0 | 0 | 0 | 0 | 0 | 0 | 0 | 0 | 0
Transportation Pollutant Emissions Disaggregated[HDVs,F gases,passenger,petroleum gasoline tf] | NoSettings | 0 | 0 | 0 | 0 | 0 | 0 | 0 | 0 | 0 | 0 | 0 | 0 | 0 | 0 | 0 | 0 | 0 | 0 | 0 | 0 | 0 | 0 | 0 | 0 | 0 | 0 | 0 | 0 | 0 | 0 | 0
Transportation Pollutant Emissions Disaggregated[HDVs,F gases,passenger,petroleum diesel tf] | NoSettings | 0 | 0 | 0 | 0 | 0 | 0 | 0 | 0 | 0 | 0 | 0 | 0 | 0 | 0 | 0 | 0 | 0 | 0 | 0 | 0 | 0 | 0 | 0 | 0 | 0 | 0 | 0 | 0 | 0 | 0 | 0
Transportation Pollutant Emissions Disaggregated[HDVs,F gases,passenger,biofuel gasoline tf] | NoSettings | 0 | 0 | 0 | 0 | 0 | 0 | 0 | 0 | 0 | 0 | 0 | 0 | 0 | 0 | 0 | 0 | 0 | 0 | 0 | 0 | 0 | 0 | 0 | 0 | 0 | 0 | 0 | 0 | 0 | 0 | 0
Transportation Pollutant Emissions Disaggregated[HDVs,F gases,passenger,biofuel diesel tf] | NoSettings | 0 | 0 | 0 | 0 | 0 | 0 | 0 | 0 | 0 | 0 | 0 | 0 | 0 | 0 | 0 | 0 | 0 | 0 | 0 | 0 | 0 | 0 | 0 | 0 | 0 | 0 | 0 | 0 | 0 | 0 | 0
Transportation Pollutant Emissions Disaggregated[HDVs,F gases,passenger,jet fuel tf] | NoSettings | 0 | 0 | 0 | 0 | 0 | 0 | 0 | 0 | 0 | 0 | 0 | 0 | 0 | 0 | 0 | 0 | 0 | 0 | 0 | 0 | 0 | 0 | 0 | 0 | 0 | 0 | 0 | 0 | 0 | 0 | 0
Transportation Pollutant Emissions Disaggregated[HDVs,F gases,passenger,heavy or residual fuel oil tf] | NoSettings | 0 | 0 | 0 | 0 | 0 | 0 | 0 | 0 | 0 | 0 | 0 | 0 | 0 | 0 | 0 | 0 | 0 | 0 | 0 | 0 | 0 | 0 | 0 | 0 | 0 | 0 | 0 | 0 | 0 | 0 | 0
Transportation Pollutant Emissions Disaggregated[HDVs,F gases,passenger,LPG propane or butane tf] | NoSettings | 0 | 0 | 0 | 0 | 0 | 0 | 0 | 0 | 0 | 0 | 0 | 0 | 0 | 0 | 0 | 0 | 0 | 0 | 0 | 0 | 0 | 0 | 0 | 0 | 0 | 0 | 0 | 0 | 0 | 0 | 0
Transportation Pollutant Emissions Disaggregated[HDVs,F gases,passenger,hydrogen tf] | NoSettings | 0 | 0 | 0 | 0 | 0 | 0 | 0 | 0 | 0 | 0 | 0 | 0 | 0 | 0 | 0 | 0 | 0 | 0 | 0 | 0 | 0 | 0 | 0 | 0 | 0 | 0 | 0 | 0 | 0 | 0 | 0
Transportation Pollutant Emissions Disaggregated[HDVs,F gases,freight,electricity tf] | NoSettings | 0 | 0 | 0 | 0 | 0 | 0 | 0 | 0 | 0 | 0 | 0 | 0 | 0 | 0 | 0 | 0 | 0 | 0 | 0 | 0 | 0 | 0 | 0 | 0 | 0 | 0 | 0 | 0 | 0 | 0 | 0
Transportation Pollutant Emissions Disaggregated[HDVs,F gases,freight,natural gas tf] | NoSettings | 0 | 0 | 0 | 0 | 0 | 0 | 0 | 0 | 0 | 0 | 0 | 0 | 0 | 0 | 0 | 0 | 0 | 0 | 0 | 0 | 0 | 0 | 0 | 0 | 0 | 0 | 0 | 0 | 0 | 0 | 0
Transportation Pollutant Emissions Disaggregated[HDVs,F gases,freight,petroleum gasoline tf] | NoSettings | 0 | 0 | 0 | 0 | 0 | 0 | 0 | 0 | 0 | 0 | 0 | 0 | 0 | 0 | 0 | 0 | 0 | 0 | 0 | 0 | 0 | 0 | 0 | 0 | 0 | 0 | 0 | 0 | 0 | 0 | 0
Transportation Pollutant Emissions Disaggregated[HDVs,F gases,freight,petroleum diesel tf] | NoSettings | 0 | 0 | 0 | 0 | 0 | 0 | 0 | 0 | 0 | 0 | 0 | 0 | 0 | 0 | 0 | 0 | 0 | 0 | 0 | 0 | 0 | 0 | 0 | 0 | 0 | 0 | 0 | 0 | 0 | 0 | 0
Transportation Pollutant Emissions Disaggregated[HDVs,F gases,freight,biofuel gasoline tf] | NoSettings | 0 | 0 | 0 | 0 | 0 | 0 | 0 | 0 | 0 | 0 | 0 | 0 | 0 | 0 | 0 | 0 | 0 | 0 | 0 | 0 | 0 | 0 | 0 | 0 | 0 | 0 | 0 | 0 | 0 | 0 | 0
Transportation Pollutant Emissions Disaggregated[HDVs,F gases,freight,biofuel diesel tf] | NoSettings | 0 | 0 | 0 | 0 | 0 | 0 | 0 | 0 | 0 | 0 | 0 | 0 | 0 | 0 | 0 | 0 | 0 | 0 | 0 | 0 | 0 | 0 | 0 | 0 | 0 | 0 | 0 | 0 | 0 | 0 | 0
Transportation Pollutant Emissions Disaggregated[HDVs,F gases,freight,jet fuel tf] | NoSettings | 0 | 0 | 0 | 0 | 0 | 0 | 0 | 0 | 0 | 0 | 0 | 0 | 0 | 0 | 0 | 0 | 0 | 0 | 0 | 0 | 0 | 0 | 0 | 0 | 0 | 0 | 0 | 0 | 0 | 0 | 0
Transportation Pollutant Emissions Disaggregated[HDVs,F gases,freight,heavy or residual fuel oil tf] | NoSettings | 0 | 0 | 0 | 0 | 0 | 0 | 0 | 0 | 0 | 0 | 0 | 0 | 0 | 0 | 0 | 0 | 0 | 0 | 0 | 0 | 0 | 0 | 0 | 0 | 0 | 0 | 0 | 0 | 0 | 0 | 0
Transportation Pollutant Emissions Disaggregated[HDVs,F gases,freight,LPG propane or butane tf] | NoSettings | 0 | 0 | 0 | 0 | 0 | 0 | 0 | 0 | 0 | 0 | 0 | 0 | 0 | 0 | 0 | 0 | 0 | 0 | 0 | 0 | 0 | 0 | 0 | 0 | 0 | 0 | 0 | 0 | 0 | 0 | 0
Transportation Pollutant Emissions Disaggregated[HDVs,F gases,freight,hydrogen tf] | NoSettings | 0 | 0 | 0 | 0 | 0 | 0 | 0 | 0 | 0 | 0 | 0 | 0 | 0 | 0 | 0 | 0 | 0 | 0 | 0 | 0 | 0 | 0 | 0 | 0 | 0 | 0 | 0 | 0 | 0 | 0 | 0
Transportation Pollutant Emissions Disaggregated[aircraft,CO2,passenger,electricity tf] | NoSettings | 0 | 0 | 0 | 0 | 0 | 0 | 0 | 0 | 0 | 0 | 0 | 0 | 0 | 0 | 0 | 0 | 0 | 0 | 0 | 0 | 0 | 0 | 0 | 0 | 0 | 0 | 0 | 0 | 0 | 0 | 0
Transportation Pollutant Emissions Disaggregated[aircraft,CO2,passenger,natural gas tf] | NoSettings | 0 | 0 | 0 | 0 | 0 | 0 | 0 | 0 | 0 | 0 | 0 | 0 | 0 | 0 | 0 | 0 | 0 | 0 | 0 | 0 | 0 | 0 | 0 | 0 | 0 | 0 | 0 | 0 | 0 | 0 | 0
Transportation Pollutant Emissions Disaggregated[aircraft,CO2,passenger,petroleum gasoline tf] | NoSettings | 0 | 0 | 0 | 0 | 0 | 0 | 0 | 0 | 0 | 0 | 0 | 0 | 0 | 0 | 0 | 0 | 0 | 0 | 0 | 0 | 0 | 0 | 0 | 0 | 0 | 0 | 0 | 0 | 0 | 0 | 0
Transportation Pollutant Emissions Disaggregated[aircraft,CO2,passenger,petroleum diesel tf] | NoSettings | 0 | 0 | 0 | 0 | 0 | 0 | 0 | 0 | 0 | 0 | 0 | 0 | 0 | 0 | 0 | 0 | 0 | 0 | 0 | 0 | 0 | 0 | 0 | 0 | 0 | 0 | 0 | 0 | 0 | 0 | 0
Transportation Pollutant Emissions Disaggregated[aircraft,CO2,passenger,biofuel gasoline tf] | NoSettings | 0 | 0 | 0 | 0 | 0 | 0 | 0 | 0 | 0 | 0 | 0 | 0 | 0 | 0 | 0 | 0 | 0 | 0 | 0 | 0 | 0 | 0 | 0 | 0 | 0 | 0 | 0 | 0 | 0 | 0 | 0
Transportation Pollutant Emissions Disaggregated[aircraft,CO2,passenger,biofuel diesel tf] | NoSettings | 0 | 0 | 0 | 0 | 0 | 0 | 0 | 0 | 0 | 0 | 0 | 0 | 0 | 0 | 0 | 0 | 0 | 0 | 0 | 0 | 0 | 0 | 0 | 0 | 0 | 0 | 0 | 0 | 0 | 0 | 0
Transportation Pollutant Emissions Disaggregated[aircraft,CO2,passenger,jet fuel tf] | NoSettings | 2630620000000 | 3546960000000 | 3923340000000 | 4071400000000 | 4129090000000 | 4174340000000 | 4164700000000 | 4150900000000 | 4151210000000 | 4142800000000 | 4148860000000 | 4165610000000 | 4193920000000 | 4224540000000 | 4256220000000 | 4288870000000 | 4308100000000 | 4321440000000 | 4340360000000 | 4361250000000 | 4390810000000 | 4419730000000 | 4456930000000 | 4497320000000 | 4540420000000 | 4577460000000 | 4611050000000 | 4638440000000 | 4662070000000 | 4681620000000 | 4703580000000
Transportation Pollutant Emissions Disaggregated[aircraft,CO2,passenger,heavy or residual fuel oil tf] | NoSettings | 0 | 0 | 0 | 0 | 0 | 0 | 0 | 0 | 0 | 0 | 0 | 0 | 0 | 0 | 0 | 0 | 0 | 0 | 0 | 0 | 0 | 0 | 0 | 0 | 0 | 0 | 0 | 0 | 0 | 0 | 0
Transportation Pollutant Emissions Disaggregated[aircraft,CO2,passenger,LPG propane or butane tf] | NoSettings | 0 | 0 | 0 | 0 | 0 | 0 | 0 | 0 | 0 | 0 | 0 | 0 | 0 | 0 | 0 | 0 | 0 | 0 | 0 | 0 | 0 | 0 | 0 | 0 | 0 | 0 | 0 | 0 | 0 | 0 | 0
Transportation Pollutant Emissions Disaggregated[aircraft,CO2,passenger,hydrogen tf] | NoSettings | 0 | 0 | 0 | 0 | 0 | 0 | 0 | 0 | 0 | 0 | 0 | 0 | 0 | 0 | 0 | 0 | 0 | 0 | 0 | 0 | 0 | 0 | 0 | 0 | 0 | 0 | 0 | 0 | 0 | 0 | 0
Transportation Pollutant Emissions Disaggregated[aircraft,CO2,freight,electricity tf] | NoSettings | 0 | 0 | 0 | 0 | 0 | 0 | 0 | 0 | 0 | 0 | 0 | 0 | 0 | 0 | 0 | 0 | 0 | 0 | 0 | 0 | 0 | 0 | 0 | 0 | 0 | 0 | 0 | 0 | 0 | 0 | 0
Transportation Pollutant Emissions Disaggregated[aircraft,CO2,freight,natural gas tf] | NoSettings | 0 | 0 | 0 | 0 | 0 | 0 | 0 | 0 | 0 | 0 | 0 | 0 | 0 | 0 | 0 | 0 | 0 | 0 | 0 | 0 | 0 | 0 | 0 | 0 | 0 | 0 | 0 | 0 | 0 | 0 | 0
Transportation Pollutant Emissions Disaggregated[aircraft,CO2,freight,petroleum gasoline tf] | NoSettings | 0 | 0 | 0 | 0 | 0 | 0 | 0 | 0 | 0 | 0 | 0 | 0 | 0 | 0 | 0 | 0 | 0 | 0 | 0 | 0 | 0 | 0 | 0 | 0 | 0 | 0 | 0 | 0 | 0 | 0 | 0
Transportation Pollutant Emissions Disaggregated[aircraft,CO2,freight,petroleum diesel tf] | NoSettings | 0 | 0 | 0 | 0 | 0 | 0 | 0 | 0 | 0 | 0 | 0 | 0 | 0 | 0 | 0 | 0 | 0 | 0 | 0 | 0 | 0 | 0 | 0 | 0 | 0 | 0 | 0 | 0 | 0 | 0 | 0
Transportation Pollutant Emissions Disaggregated[aircraft,CO2,freight,biofuel gasoline tf] | NoSettings | 0 | 0 | 0 | 0 | 0 | 0 | 0 | 0 | 0 | 0 | 0 | 0 | 0 | 0 | 0 | 0 | 0 | 0 | 0 | 0 | 0 | 0 | 0 | 0 | 0 | 0 | 0 | 0 | 0 | 0 | 0
Transportation Pollutant Emissions Disaggregated[aircraft,CO2,freight,biofuel diesel tf] | NoSettings | 0 | 0 | 0 | 0 | 0 | 0 | 0 | 0 | 0 | 0 | 0 | 0 | 0 | 0 | 0 | 0 | 0 | 0 | 0 | 0 | 0 | 0 | 0 | 0 | 0 | 0 | 0 | 0 | 0 | 0 | 0
Transportation Pollutant Emissions Disaggregated[aircraft,CO2,freight,jet fuel tf] | NoSettings | 391634000000 | 526445000000 | 580884000000 | 601869000000 | 609305000000 | 614602000000 | 612174000000 | 609687000000 | 609473000000 | 608454000000 | 609255000000 | 611505000000 | 615909000000 | 620753000000 | 625638000000 | 630418000000 | 633269000000 | 635344000000 | 638264000000 | 641437000000 | 645918000000 | 650261000000 | 655662000000 | 661387000000 | 667685000000 | 672709000000 | 677062000000 | 680169000000 | 682871000000 | 684925000000 | 687282000000
Transportation Pollutant Emissions Disaggregated[aircraft,CO2,freight,heavy or residual fuel oil tf] | NoSettings | 0 | 0 | 0 | 0 | 0 | 0 | 0 | 0 | 0 | 0 | 0 | 0 | 0 | 0 | 0 | 0 | 0 | 0 | 0 | 0 | 0 | 0 | 0 | 0 | 0 | 0 | 0 | 0 | 0 | 0 | 0
Transportation Pollutant Emissions Disaggregated[aircraft,CO2,freight,LPG propane or butane tf] | NoSettings | 0 | 0 | 0 | 0 | 0 | 0 | 0 | 0 | 0 | 0 | 0 | 0 | 0 | 0 | 0 | 0 | 0 | 0 | 0 | 0 | 0 | 0 | 0 | 0 | 0 | 0 | 0 | 0 | 0 | 0 | 0
Transportation Pollutant Emissions Disaggregated[aircraft,CO2,freight,hydrogen tf] | NoSettings | 0 | 0 | 0 | 0 | 0 | 0 | 0 | 0 | 0 | 0 | 0 | 0 | 0 | 0 | 0 | 0 | 0 | 0 | 0 | 0 | 0 | 0 | 0 | 0 | 0 | 0 | 0 | 0 | 0 | 0 | 0
Transportation Pollutant Emissions Disaggregated[aircraft,VOC,passenger,electricity tf] | NoSettings | 0 | 0 | 0 | 0 | 0 | 0 | 0 | 0 | 0 | 0 | 0 | 0 | 0 | 0 | 0 | 0 | 0 | 0 | 0 | 0 | 0 | 0 | 0 | 0 | 0 | 0 | 0 | 0 | 0 | 0 | 0
Transportation Pollutant Emissions Disaggregated[aircraft,VOC,passenger,natural gas tf] | NoSettings | 0 | 0 | 0 | 0 | 0 | 0 | 0 | 0 | 0 | 0 | 0 | 0 | 0 | 0 | 0 | 0 | 0 | 0 | 0 | 0 | 0 | 0 | 0 | 0 | 0 | 0 | 0 | 0 | 0 | 0 | 0
Transportation Pollutant Emissions Disaggregated[aircraft,VOC,passenger,petroleum gasoline tf] | NoSettings | 0 | 0 | 0 | 0 | 0 | 0 | 0 | 0 | 0 | 0 | 0 | 0 | 0 | 0 | 0 | 0 | 0 | 0 | 0 | 0 | 0 | 0 | 0 | 0 | 0 | 0 | 0 | 0 | 0 | 0 | 0
Transportation Pollutant Emissions Disaggregated[aircraft,VOC,passenger,petroleum diesel tf] | NoSettings | 0 | 0 | 0 | 0 | 0 | 0 | 0 | 0 | 0 | 0 | 0 | 0 | 0 | 0 | 0 | 0 | 0 | 0 | 0 | 0 | 0 | 0 | 0 | 0 | 0 | 0 | 0 | 0 | 0 | 0 | 0
Transportation Pollutant Emissions Disaggregated[aircraft,VOC,passenger,biofuel gasoline tf] | NoSettings | 0 | 0 | 0 | 0 | 0 | 0 | 0 | 0 | 0 | 0 | 0 | 0 | 0 | 0 | 0 | 0 | 0 | 0 | 0 | 0 | 0 | 0 | 0 | 0 | 0 | 0 | 0 | 0 | 0 | 0 | 0
Transportation Pollutant Emissions Disaggregated[aircraft,VOC,passenger,biofuel diesel tf] | NoSettings | 0 | 0 | 0 | 0 | 0 | 0 | 0 | 0 | 0 | 0 | 0 | 0 | 0 | 0 | 0 | 0 | 0 | 0 | 0 | 0 | 0 | 0 | 0 | 0 | 0 | 0 | 0 | 0 | 0 | 0 | 0
Transportation Pollutant Emissions Disaggregated[aircraft,VOC,passenger,jet fuel tf] | NoSettings | 438107000 | 590717000 | 653400000 | 678057000 | 687665000 | 695200000 | 693595000 | 691297000 | 691350000 | 689948000 | 690958000 | 693748000 | 698462000 | 703561000 | 708837000 | 714275000 | 717478000 | 719699000 | 722849000 | 726329000 | 731253000 | 736069000 | 742263000 | 748990000 | 756169000 | 762338000 | 767932000 | 772493000 | 776428000 | 779684000 | 783342000
Transportation Pollutant Emissions Disaggregated[aircraft,VOC,passenger,heavy or residual fuel oil tf] | NoSettings | 0 | 0 | 0 | 0 | 0 | 0 | 0 | 0 | 0 | 0 | 0 | 0 | 0 | 0 | 0 | 0 | 0 | 0 | 0 | 0 | 0 | 0 | 0 | 0 | 0 | 0 | 0 | 0 | 0 | 0 | 0
Transportation Pollutant Emissions Disaggregated[aircraft,VOC,passenger,LPG propane or butane tf] | NoSettings | 0 | 0 | 0 | 0 | 0 | 0 | 0 | 0 | 0 | 0 | 0 | 0 | 0 | 0 | 0 | 0 | 0 | 0 | 0 | 0 | 0 | 0 | 0 | 0 | 0 | 0 | 0 | 0 | 0 | 0 | 0
Transportation Pollutant Emissions Disaggregated[aircraft,VOC,passenger,hydrogen tf] | NoSettings | 0 | 0 | 0 | 0 | 0 | 0 | 0 | 0 | 0 | 0 | 0 | 0 | 0 | 0 | 0 | 0 | 0 | 0 | 0 | 0 | 0 | 0 | 0 | 0 | 0 | 0 | 0 | 0 | 0 | 0 | 0
Transportation Pollutant Emissions Disaggregated[aircraft,VOC,freight,electricity tf] | NoSettings | 0 | 0 | 0 | 0 | 0 | 0 | 0 | 0 | 0 | 0 | 0 | 0 | 0 | 0 | 0 | 0 | 0 | 0 | 0 | 0 | 0 | 0 | 0 | 0 | 0 | 0 | 0 | 0 | 0 | 0 | 0
Transportation Pollutant Emissions Disaggregated[aircraft,VOC,freight,natural gas tf] | NoSettings | 0 | 0 | 0 | 0 | 0 | 0 | 0 | 0 | 0 | 0 | 0 | 0 | 0 | 0 | 0 | 0 | 0 | 0 | 0 | 0 | 0 | 0 | 0 | 0 | 0 | 0 | 0 | 0 | 0 | 0 | 0
Transportation Pollutant Emissions Disaggregated[aircraft,VOC,freight,petroleum gasoline tf] | NoSettings | 0 | 0 | 0 | 0 | 0 | 0 | 0 | 0 | 0 | 0 | 0 | 0 | 0 | 0 | 0 | 0 | 0 | 0 | 0 | 0 | 0 | 0 | 0 | 0 | 0 | 0 | 0 | 0 | 0 | 0 | 0
Transportation Pollutant Emissions Disaggregated[aircraft,VOC,freight,petroleum diesel tf] | NoSettings | 0 | 0 | 0 | 0 | 0 | 0 | 0 | 0 | 0 | 0 | 0 | 0 | 0 | 0 | 0 | 0 | 0 | 0 | 0 | 0 | 0 | 0 | 0 | 0 | 0 | 0 | 0 | 0 | 0 | 0 | 0
Transportation Pollutant Emissions Disaggregated[aircraft,VOC,freight,biofuel gasoline tf] | NoSettings | 0 | 0 | 0 | 0 | 0 | 0 | 0 | 0 | 0 | 0 | 0 | 0 | 0 | 0 | 0 | 0 | 0 | 0 | 0 | 0 | 0 | 0 | 0 | 0 | 0 | 0 | 0 | 0 | 0 | 0 | 0
Transportation Pollutant Emissions Disaggregated[aircraft,VOC,freight,biofuel diesel tf] | NoSettings | 0 | 0 | 0 | 0 | 0 | 0 | 0 | 0 | 0 | 0 | 0 | 0 | 0 | 0 | 0 | 0 | 0 | 0 | 0 | 0 | 0 | 0 | 0 | 0 | 0 | 0 | 0 | 0 | 0 | 0 | 0
Transportation Pollutant Emissions Disaggregated[aircraft,VOC,freight,jet fuel tf] | NoSettings | 65223300 | 87675000 | 96741200 | 100236000 | 101475000 | 102357000 | 101952000 | 101538000 | 101503000 | 101333000 | 101466000 | 101841000 | 102574000 | 103381000 | 104195000 | 104991000 | 105466000 | 105811000 | 106297000 | 106826000 | 107572000 | 108295000 | 109195000 | 110148000 | 111197000 | 112034000 | 112759000 | 113276000 | 113726000 | 114068000 | 114461000
Transportation Pollutant Emissions Disaggregated[aircraft,VOC,freight,heavy or residual fuel oil tf] | NoSettings | 0 | 0 | 0 | 0 | 0 | 0 | 0 | 0 | 0 | 0 | 0 | 0 | 0 | 0 | 0 | 0 | 0 | 0 | 0 | 0 | 0 | 0 | 0 | 0 | 0 | 0 | 0 | 0 | 0 | 0 | 0
Transportation Pollutant Emissions Disaggregated[aircraft,VOC,freight,LPG propane or butane tf] | NoSettings | 0 | 0 | 0 | 0 | 0 | 0 | 0 | 0 | 0 | 0 | 0 | 0 | 0 | 0 | 0 | 0 | 0 | 0 | 0 | 0 | 0 | 0 | 0 | 0 | 0 | 0 | 0 | 0 | 0 | 0 | 0
Transportation Pollutant Emissions Disaggregated[aircraft,VOC,freight,hydrogen tf] | NoSettings | 0 | 0 | 0 | 0 | 0 | 0 | 0 | 0 | 0 | 0 | 0 | 0 | 0 | 0 | 0 | 0 | 0 | 0 | 0 | 0 | 0 | 0 | 0 | 0 | 0 | 0 | 0 | 0 | 0 | 0 | 0
Transportation Pollutant Emissions Disaggregated[aircraft,CO,passenger,electricity tf] | NoSettings | 0 | 0 | 0 | 0 | 0 | 0 | 0 | 0 | 0 | 0 | 0 | 0 | 0 | 0 | 0 | 0 | 0 | 0 | 0 | 0 | 0 | 0 | 0 | 0 | 0 | 0 | 0 | 0 | 0 | 0 | 0
Transportation Pollutant Emissions Disaggregated[aircraft,CO,passenger,natural gas tf] | NoSettings | 0 | 0 | 0 | 0 | 0 | 0 | 0 | 0 | 0 | 0 | 0 | 0 | 0 | 0 | 0 | 0 | 0 | 0 | 0 | 0 | 0 | 0 | 0 | 0 | 0 | 0 | 0 | 0 | 0 | 0 | 0
Transportation Pollutant Emissions Disaggregated[aircraft,CO,passenger,petroleum gasoline tf] | NoSettings | 0 | 0 | 0 | 0 | 0 | 0 | 0 | 0 | 0 | 0 | 0 | 0 | 0 | 0 | 0 | 0 | 0 | 0 | 0 | 0 | 0 | 0 | 0 | 0 | 0 | 0 | 0 | 0 | 0 | 0 | 0
Transportation Pollutant Emissions Disaggregated[aircraft,CO,passenger,petroleum diesel tf] | NoSettings | 0 | 0 | 0 | 0 | 0 | 0 | 0 | 0 | 0 | 0 | 0 | 0 | 0 | 0 | 0 | 0 | 0 | 0 | 0 | 0 | 0 | 0 | 0 | 0 | 0 | 0 | 0 | 0 | 0 | 0 | 0
Transportation Pollutant Emissions Disaggregated[aircraft,CO,passenger,biofuel gasoline tf] | NoSettings | 0 | 0 | 0 | 0 | 0 | 0 | 0 | 0 | 0 | 0 | 0 | 0 | 0 | 0 | 0 | 0 | 0 | 0 | 0 | 0 | 0 | 0 | 0 | 0 | 0 | 0 | 0 | 0 | 0 | 0 | 0
Transportation Pollutant Emissions Disaggregated[aircraft,CO,passenger,biofuel diesel tf] | NoSettings | 0 | 0 | 0 | 0 | 0 | 0 | 0 | 0 | 0 | 0 | 0 | 0 | 0 | 0 | 0 | 0 | 0 | 0 | 0 | 0 | 0 | 0 | 0 | 0 | 0 | 0 | 0 | 0 | 0 | 0 | 0
Transportation Pollutant Emissions Disaggregated[aircraft,CO,passenger,jet fuel tf] | NoSettings | 3279650000 | 4422080000 | 4891320000 | 5075900000 | 5147830000 | 5204230000 | 5192220000 | 5175010000 | 5175410000 | 5164920000 | 5172470000 | 5193360000 | 5228650000 | 5266820000 | 5306320000 | 5347020000 | 5371000000 | 5387630000 | 5411210000 | 5437270000 | 5474120000 | 5510180000 | 5556550000 | 5606900000 | 5660640000 | 5706820000 | 5748700000 | 5782850000 | 5812300000 | 5836670000 | 5864060000
Transportation Pollutant Emissions Disaggregated[aircraft,CO,passenger,heavy or residual fuel oil tf] | NoSettings | 0 | 0 | 0 | 0 | 0 | 0 | 0 | 0 | 0 | 0 | 0 | 0 | 0 | 0 | 0 | 0 | 0 | 0 | 0 | 0 | 0 | 0 | 0 | 0 | 0 | 0 | 0 | 0 | 0 | 0 | 0
Transportation Pollutant Emissions Disaggregated[aircraft,CO,passenger,LPG propane or butane tf] | NoSettings | 0 | 0 | 0 | 0 | 0 | 0 | 0 | 0 | 0 | 0 | 0 | 0 | 0 | 0 | 0 | 0 | 0 | 0 | 0 | 0 | 0 | 0 | 0 | 0 | 0 | 0 | 0 | 0 | 0 | 0 | 0
Transportation Pollutant Emissions Disaggregated[aircraft,CO,passenger,hydrogen tf] | NoSettings | 0 | 0 | 0 | 0 | 0 | 0 | 0 | 0 | 0 | 0 | 0 | 0 | 0 | 0 | 0 | 0 | 0 | 0 | 0 | 0 | 0 | 0 | 0 | 0 | 0 | 0 | 0 | 0 | 0 | 0 | 0
Transportation Pollutant Emissions Disaggregated[aircraft,CO,freight,electricity tf] | NoSettings | 0 | 0 | 0 | 0 | 0 | 0 | 0 | 0 | 0 | 0 | 0 | 0 | 0 | 0 | 0 | 0 | 0 | 0 | 0 | 0 | 0 | 0 | 0 | 0 | 0 | 0 | 0 | 0 | 0 | 0 | 0
Transportation Pollutant Emissions Disaggregated[aircraft,CO,freight,natural gas tf] | NoSettings | 0 | 0 | 0 | 0 | 0 | 0 | 0 | 0 | 0 | 0 | 0 | 0 | 0 | 0 | 0 | 0 | 0 | 0 | 0 | 0 | 0 | 0 | 0 | 0 | 0 | 0 | 0 | 0 | 0 | 0 | 0
Transportation Pollutant Emissions Disaggregated[aircraft,CO,freight,petroleum gasoline tf] | NoSettings | 0 | 0 | 0 | 0 | 0 | 0 | 0 | 0 | 0 | 0 | 0 | 0 | 0 | 0 | 0 | 0 | 0 | 0 | 0 | 0 | 0 | 0 | 0 | 0 | 0 | 0 | 0 | 0 | 0 | 0 | 0
Transportation Pollutant Emissions Disaggregated[aircraft,CO,freight,petroleum diesel tf] | NoSettings | 0 | 0 | 0 | 0 | 0 | 0 | 0 | 0 | 0 | 0 | 0 | 0 | 0 | 0 | 0 | 0 | 0 | 0 | 0 | 0 | 0 | 0 | 0 | 0 | 0 | 0 | 0 | 0 | 0 | 0 | 0
Transportation Pollutant Emissions Disaggregated[aircraft,CO,freight,biofuel gasoline tf] | NoSettings | 0 | 0 | 0 | 0 | 0 | 0 | 0 | 0 | 0 | 0 | 0 | 0 | 0 | 0 | 0 | 0 | 0 | 0 | 0 | 0 | 0 | 0 | 0 | 0 | 0 | 0 | 0 | 0 | 0 | 0 | 0
Transportation Pollutant Emissions Disaggregated[aircraft,CO,freight,biofuel diesel tf] | NoSettings | 0 | 0 | 0 | 0 | 0 | 0 | 0 | 0 | 0 | 0 | 0 | 0 | 0 | 0 | 0 | 0 | 0 | 0 | 0 | 0 | 0 | 0 | 0 | 0 | 0 | 0 | 0 | 0 | 0 | 0 | 0
Transportation Pollutant Emissions Disaggregated[aircraft,CO,freight,jet fuel tf] | NoSettings | 488258000 | 656331000 | 724200000 | 750363000 | 759634000 | 766237000 | 763211000 | 760110000 | 759843000 | 758572000 | 759572000 | 762376000 | 767867000 | 773906000 | 779996000 | 785955000 | 789510000 | 792097000 | 795737000 | 799693000 | 805280000 | 810694000 | 817428000 | 824565000 | 832417000 | 838681000 | 844108000 | 847981000 | 851350000 | 853911000 | 856849000
Transportation Pollutant Emissions Disaggregated[aircraft,CO,freight,heavy or residual fuel oil tf] | NoSettings | 0 | 0 | 0 | 0 | 0 | 0 | 0 | 0 | 0 | 0 | 0 | 0 | 0 | 0 | 0 | 0 | 0 | 0 | 0 | 0 | 0 | 0 | 0 | 0 | 0 | 0 | 0 | 0 | 0 | 0 | 0
Transportation Pollutant Emissions Disaggregated[aircraft,CO,freight,LPG propane or butane tf] | NoSettings | 0 | 0 | 0 | 0 | 0 | 0 | 0 | 0 | 0 | 0 | 0 | 0 | 0 | 0 | 0 | 0 | 0 | 0 | 0 | 0 | 0 | 0 | 0 | 0 | 0 | 0 | 0 | 0 | 0 | 0 | 0
Transportation Pollutant Emissions Disaggregated[aircraft,CO,freight,hydrogen tf] | NoSettings | 0 | 0 | 0 | 0 | 0 | 0 | 0 | 0 | 0 | 0 | 0 | 0 | 0 | 0 | 0 | 0 | 0 | 0 | 0 | 0 | 0 | 0 | 0 | 0 | 0 | 0 | 0 | 0 | 0 | 0 | 0
Transportation Pollutant Emissions Disaggregated[aircraft,NOx,passenger,electricity tf] | NoSettings | 0 | 0 | 0 | 0 | 0 | 0 | 0 | 0 | 0 | 0 | 0 | 0 | 0 | 0 | 0 | 0 | 0 | 0 | 0 | 0 | 0 | 0 | 0 | 0 | 0 | 0 | 0 | 0 | 0 | 0 | 0
Transportation Pollutant Emissions Disaggregated[aircraft,NOx,passenger,natural gas tf] | NoSettings | 0 | 0 | 0 | 0 | 0 | 0 | 0 | 0 | 0 | 0 | 0 | 0 | 0 | 0 | 0 | 0 | 0 | 0 | 0 | 0 | 0 | 0 | 0 | 0 | 0 | 0 | 0 | 0 | 0 | 0 | 0
Transportation Pollutant Emissions Disaggregated[aircraft,NOx,passenger,petroleum gasoline tf] | NoSettings | 0 | 0 | 0 | 0 | 0 | 0 | 0 | 0 | 0 | 0 | 0 | 0 | 0 | 0 | 0 | 0 | 0 | 0 | 0 | 0 | 0 | 0 | 0 | 0 | 0 | 0 | 0 | 0 | 0 | 0 | 0
Transportation Pollutant Emissions Disaggregated[aircraft,NOx,passenger,petroleum diesel tf] | NoSettings | 0 | 0 | 0 | 0 | 0 | 0 | 0 | 0 | 0 | 0 | 0 | 0 | 0 | 0 | 0 | 0 | 0 | 0 | 0 | 0 | 0 | 0 | 0 | 0 | 0 | 0 | 0 | 0 | 0 | 0 | 0
Transportation Pollutant Emissions Disaggregated[aircraft,NOx,passenger,biofuel gasoline tf] | NoSettings | 0 | 0 | 0 | 0 | 0 | 0 | 0 | 0 | 0 | 0 | 0 | 0 | 0 | 0 | 0 | 0 | 0 | 0 | 0 | 0 | 0 | 0 | 0 | 0 | 0 | 0 | 0 | 0 | 0 | 0 | 0
Transportation Pollutant Emissions Disaggregated[aircraft,NOx,passenger,biofuel diesel tf] | NoSettings | 0 | 0 | 0 | 0 | 0 | 0 | 0 | 0 | 0 | 0 | 0 | 0 | 0 | 0 | 0 | 0 | 0 | 0 | 0 | 0 | 0 | 0 | 0 | 0 | 0 | 0 | 0 | 0 | 0 | 0 | 0
Transportation Pollutant Emissions Disaggregated[aircraft,NOx,passenger,jet fuel tf] | NoSettings | 12851700000 | 17328500000 | 19167200000 | 19890600000 | 20172400000 | 20393400000 | 20346400000 | 20278900000 | 20280500000 | 20239400000 | 20269000000 | 20350800000 | 20489100000 | 20638700000 | 20793500000 | 20953000000 | 21047000000 | 21112100000 | 21204500000 | 21306600000 | 21451000000 | 21592300000 | 21774000000 | 21971400000 | 22181900000 | 22362900000 | 22527000000 | 22660800000 | 22776200000 | 22871700000 | 22979000000
Transportation Pollutant Emissions Disaggregated[aircraft,NOx,passenger,heavy or residual fuel oil tf] | NoSettings | 0 | 0 | 0 | 0 | 0 | 0 | 0 | 0 | 0 | 0 | 0 | 0 | 0 | 0 | 0 | 0 | 0 | 0 | 0 | 0 | 0 | 0 | 0 | 0 | 0 | 0 | 0 | 0 | 0 | 0 | 0
Transportation Pollutant Emissions Disaggregated[aircraft,NOx,passenger,LPG propane or butane tf] | NoSettings | 0 | 0 | 0 | 0 | 0 | 0 | 0 | 0 | 0 | 0 | 0 | 0 | 0 | 0 | 0 | 0 | 0 | 0 | 0 | 0 | 0 | 0 | 0 | 0 | 0 | 0 | 0 | 0 | 0 | 0 | 0
Transportation Pollutant Emissions Disaggregated[aircraft,NOx,passenger,hydrogen tf] | NoSettings | 0 | 0 | 0 | 0 | 0 | 0 | 0 | 0 | 0 | 0 | 0 | 0 | 0 | 0 | 0 | 0 | 0 | 0 | 0 | 0 | 0 | 0 | 0 | 0 | 0 | 0 | 0 | 0 | 0 | 0 | 0
Transportation Pollutant Emissions Disaggregated[aircraft,NOx,freight,electricity tf] | NoSettings | 0 | 0 | 0 | 0 | 0 | 0 | 0 | 0 | 0 | 0 | 0 | 0 | 0 | 0 | 0 | 0 | 0 | 0 | 0 | 0 | 0 | 0 | 0 | 0 | 0 | 0 | 0 | 0 | 0 | 0 | 0
Transportation Pollutant Emissions Disaggregated[aircraft,NOx,freight,natural gas tf] | NoSettings | 0 | 0 | 0 | 0 | 0 | 0 | 0 | 0 | 0 | 0 | 0 | 0 | 0 | 0 | 0 | 0 | 0 | 0 | 0 | 0 | 0 | 0 | 0 | 0 | 0 | 0 | 0 | 0 | 0 | 0 | 0
Transportation Pollutant Emissions Disaggregated[aircraft,NOx,freight,petroleum gasoline tf] | NoSettings | 0 | 0 | 0 | 0 | 0 | 0 | 0 | 0 | 0 | 0 | 0 | 0 | 0 | 0 | 0 | 0 | 0 | 0 | 0 | 0 | 0 | 0 | 0 | 0 | 0 | 0 | 0 | 0 | 0 | 0 | 0
Transportation Pollutant Emissions Disaggregated[aircraft,NOx,freight,petroleum diesel tf] | NoSettings | 0 | 0 | 0 | 0 | 0 | 0 | 0 | 0 | 0 | 0 | 0 | 0 | 0 | 0 | 0 | 0 | 0 | 0 | 0 | 0 | 0 | 0 | 0 | 0 | 0 | 0 | 0 | 0 | 0 | 0 | 0
Transportation Pollutant Emissions Disaggregated[aircraft,NOx,freight,biofuel gasoline tf] | NoSettings | 0 | 0 | 0 | 0 | 0 | 0 | 0 | 0 | 0 | 0 | 0 | 0 | 0 | 0 | 0 | 0 | 0 | 0 | 0 | 0 | 0 | 0 | 0 | 0 | 0 | 0 | 0 | 0 | 0 | 0 | 0
Transportation Pollutant Emissions Disaggregated[aircraft,NOx,freight,biofuel diesel tf] | NoSettings | 0 | 0 | 0 | 0 | 0 | 0 | 0 | 0 | 0 | 0 | 0 | 0 | 0 | 0 | 0 | 0 | 0 | 0 | 0 | 0 | 0 | 0 | 0 | 0 | 0 | 0 | 0 | 0 | 0 | 0 | 0
Transportation Pollutant Emissions Disaggregated[aircraft,NOx,freight,jet fuel tf] | NoSettings | 1913300000 | 2571920000 | 2837870000 | 2940390000 | 2976720000 | 3002600000 | 2990740000 | 2978590000 | 2977540000 | 2972560000 | 2976480000 | 2987470000 | 3008980000 | 3032650000 | 3056510000 | 3079860000 | 3093790000 | 3103930000 | 3118200000 | 3133700000 | 3155590000 | 3176810000 | 3203190000 | 3231160000 | 3261930000 | 3286480000 | 3307740000 | 3322920000 | 3336120000 | 3346160000 | 3357670000
Transportation Pollutant Emissions Disaggregated[aircraft,NOx,freight,heavy or residual fuel oil tf] | NoSettings | 0 | 0 | 0 | 0 | 0 | 0 | 0 | 0 | 0 | 0 | 0 | 0 | 0 | 0 | 0 | 0 | 0 | 0 | 0 | 0 | 0 | 0 | 0 | 0 | 0 | 0 | 0 | 0 | 0 | 0 | 0
Transportation Pollutant Emissions Disaggregated[aircraft,NOx,freight,LPG propane or butane tf] | NoSettings | 0 | 0 | 0 | 0 | 0 | 0 | 0 | 0 | 0 | 0 | 0 | 0 | 0 | 0 | 0 | 0 | 0 | 0 | 0 | 0 | 0 | 0 | 0 | 0 | 0 | 0 | 0 | 0 | 0 | 0 | 0
Transportation Pollutant Emissions Disaggregated[aircraft,NOx,freight,hydrogen tf] | NoSettings | 0 | 0 | 0 | 0 | 0 | 0 | 0 | 0 | 0 | 0 | 0 | 0 | 0 | 0 | 0 | 0 | 0 | 0 | 0 | 0 | 0 | 0 | 0 | 0 | 0 | 0 | 0 | 0 | 0 | 0 | 0
Transportation Pollutant Emissions Disaggregated[aircraft,PM10,passenger,electricity tf] | NoSettings | 0 | 0 | 0 | 0 | 0 | 0 | 0 | 0 | 0 | 0 | 0 | 0 | 0 | 0 | 0 | 0 | 0 | 0 | 0 | 0 | 0 | 0 | 0 | 0 | 0 | 0 | 0 | 0 | 0 | 0 | 0
Transportation Pollutant Emissions Disaggregated[aircraft,PM10,passenger,natural gas tf] | NoSettings | 0 | 0 | 0 | 0 | 0 | 0 | 0 | 0 | 0 | 0 | 0 | 0 | 0 | 0 | 0 | 0 | 0 | 0 | 0 | 0 | 0 | 0 | 0 | 0 | 0 | 0 | 0 | 0 | 0 | 0 | 0
Transportation Pollutant Emissions Disaggregated[aircraft,PM10,passenger,petroleum gasoline tf] | NoSettings | 0 | 0 | 0 | 0 | 0 | 0 | 0 | 0 | 0 | 0 | 0 | 0 | 0 | 0 | 0 | 0 | 0 | 0 | 0 | 0 | 0 | 0 | 0 | 0 | 0 | 0 | 0 | 0 | 0 | 0 | 0
Transportation Pollutant Emissions Disaggregated[aircraft,PM10,passenger,petroleum diesel tf] | NoSettings | 0 | 0 | 0 | 0 | 0 | 0 | 0 | 0 | 0 | 0 | 0 | 0 | 0 | 0 | 0 | 0 | 0 | 0 | 0 | 0 | 0 | 0 | 0 | 0 | 0 | 0 | 0 | 0 | 0 | 0 | 0
Transportation Pollutant Emissions Disaggregated[aircraft,PM10,passenger,biofuel gasoline tf] | NoSettings | 0 | 0 | 0 | 0 | 0 | 0 | 0 | 0 | 0 | 0 | 0 | 0 | 0 | 0 | 0 | 0 | 0 | 0 | 0 | 0 | 0 | 0 | 0 | 0 | 0 | 0 | 0 | 0 | 0 | 0 | 0
Transportation Pollutant Emissions Disaggregated[aircraft,PM10,passenger,biofuel diesel tf] | NoSettings | 0 | 0 | 0 | 0 | 0 | 0 | 0 | 0 | 0 | 0 | 0 | 0 | 0 | 0 | 0 | 0 | 0 | 0 | 0 | 0 | 0 | 0 | 0 | 0 | 0 | 0 | 0 | 0 | 0 | 0 | 0
Transportation Pollutant Emissions Disaggregated[aircraft,PM10,passenger,jet fuel tf] | NoSettings | 158663000 | 213931000 | 236632000 | 245562000 | 249041000 | 251770000 | 251189000 | 250357000 | 250376000 | 249868000 | 250234000 | 251244000 | 252951000 | 254798000 | 256709000 | 258678000 | 259838000 | 260643000 | 261784000 | 263044000 | 264827000 | 266571000 | 268814000 | 271251000 | 273850000 | 276084000 | 278110000 | 279762000 | 281187000 | 282366000 | 283691000
Transportation Pollutant Emissions Disaggregated[aircraft,PM10,passenger,heavy or residual fuel oil tf] | NoSettings | 0 | 0 | 0 | 0 | 0 | 0 | 0 | 0 | 0 | 0 | 0 | 0 | 0 | 0 | 0 | 0 | 0 | 0 | 0 | 0 | 0 | 0 | 0 | 0 | 0 | 0 | 0 | 0 | 0 | 0 | 0
Transportation Pollutant Emissions Disaggregated[aircraft,PM10,passenger,LPG propane or butane tf] | NoSettings | 0 | 0 | 0 | 0 | 0 | 0 | 0 | 0 | 0 | 0 | 0 | 0 | 0 | 0 | 0 | 0 | 0 | 0 | 0 | 0 | 0 | 0 | 0 | 0 | 0 | 0 | 0 | 0 | 0 | 0 | 0
Transportation Pollutant Emissions Disaggregated[aircraft,PM10,passenger,hydrogen tf] | NoSettings | 0 | 0 | 0 | 0 | 0 | 0 | 0 | 0 | 0 | 0 | 0 | 0 | 0 | 0 | 0 | 0 | 0 | 0 | 0 | 0 | 0 | 0 | 0 | 0 | 0 | 0 | 0 | 0 | 0 | 0 | 0
Transportation Pollutant Emissions Disaggregated[aircraft,PM10,freight,electricity tf] | NoSettings | 0 | 0 | 0 | 0 | 0 | 0 | 0 | 0 | 0 | 0 | 0 | 0 | 0 | 0 | 0 | 0 | 0 | 0 | 0 | 0 | 0 | 0 | 0 | 0 | 0 | 0 | 0 | 0 | 0 | 0 | 0
Transportation Pollutant Emissions Disaggregated[aircraft,PM10,freight,natural gas tf] | NoSettings | 0 | 0 | 0 | 0 | 0 | 0 | 0 | 0 | 0 | 0 | 0 | 0 | 0 | 0 | 0 | 0 | 0 | 0 | 0 | 0 | 0 | 0 | 0 | 0 | 0 | 0 | 0 | 0 | 0 | 0 | 0
Transportation Pollutant Emissions Disaggregated[aircraft,PM10,freight,petroleum gasoline tf] | NoSettings | 0 | 0 | 0 | 0 | 0 | 0 | 0 | 0 | 0 | 0 | 0 | 0 | 0 | 0 | 0 | 0 | 0 | 0 | 0 | 0 | 0 | 0 | 0 | 0 | 0 | 0 | 0 | 0 | 0 | 0 | 0
Transportation Pollutant Emissions Disaggregated[aircraft,PM10,freight,petroleum diesel tf] | NoSettings | 0 | 0 | 0 | 0 | 0 | 0 | 0 | 0 | 0 | 0 | 0 | 0 | 0 | 0 | 0 | 0 | 0 | 0 | 0 | 0 | 0 | 0 | 0 | 0 | 0 | 0 | 0 | 0 | 0 | 0 | 0
Transportation Pollutant Emissions Disaggregated[aircraft,PM10,freight,biofuel gasoline tf] | NoSettings | 0 | 0 | 0 | 0 | 0 | 0 | 0 | 0 | 0 | 0 | 0 | 0 | 0 | 0 | 0 | 0 | 0 | 0 | 0 | 0 | 0 | 0 | 0 | 0 | 0 | 0 | 0 | 0 | 0 | 0 | 0
Transportation Pollutant Emissions Disaggregated[aircraft,PM10,freight,biofuel diesel tf] | NoSettings | 0 | 0 | 0 | 0 | 0 | 0 | 0 | 0 | 0 | 0 | 0 | 0 | 0 | 0 | 0 | 0 | 0 | 0 | 0 | 0 | 0 | 0 | 0 | 0 | 0 | 0 | 0 | 0 | 0 | 0 | 0
Transportation Pollutant Emissions Disaggregated[aircraft,PM10,freight,jet fuel tf] | NoSettings | 23620900 | 31752000 | 35035300 | 36301000 | 36749500 | 37069000 | 36922600 | 36772600 | 36759700 | 36698200 | 36746500 | 36882200 | 37147800 | 37440000 | 37734600 | 38022900 | 38194900 | 38320000 | 38496200 | 38687500 | 38957800 | 39219700 | 39545500 | 39890800 | 40270700 | 40573700 | 40836200 | 41023600 | 41186600 | 41310500 | 41452600
Transportation Pollutant Emissions Disaggregated[aircraft,PM10,freight,heavy or residual fuel oil tf] | NoSettings | 0 | 0 | 0 | 0 | 0 | 0 | 0 | 0 | 0 | 0 | 0 | 0 | 0 | 0 | 0 | 0 | 0 | 0 | 0 | 0 | 0 | 0 | 0 | 0 | 0 | 0 | 0 | 0 | 0 | 0 | 0
Transportation Pollutant Emissions Disaggregated[aircraft,PM10,freight,LPG propane or butane tf] | NoSettings | 0 | 0 | 0 | 0 | 0 | 0 | 0 | 0 | 0 | 0 | 0 | 0 | 0 | 0 | 0 | 0 | 0 | 0 | 0 | 0 | 0 | 0 | 0 | 0 | 0 | 0 | 0 | 0 | 0 | 0 | 0
Transportation Pollutant Emissions Disaggregated[aircraft,PM10,freight,hydrogen tf] | NoSettings | 0 | 0 | 0 | 0 | 0 | 0 | 0 | 0 | 0 | 0 | 0 | 0 | 0 | 0 | 0 | 0 | 0 | 0 | 0 | 0 | 0 | 0 | 0 | 0 | 0 | 0 | 0 | 0 | 0 | 0 | 0
Transportation Pollutant Emissions Disaggregated[aircraft,PM25,passenger,electricity tf] | NoSettings | 0 | 0 | 0 | 0 | 0 | 0 | 0 | 0 | 0 | 0 | 0 | 0 | 0 | 0 | 0 | 0 | 0 | 0 | 0 | 0 | 0 | 0 | 0 | 0 | 0 | 0 | 0 | 0 | 0 | 0 | 0
Transportation Pollutant Emissions Disaggregated[aircraft,PM25,passenger,natural gas tf] | NoSettings | 0 | 0 | 0 | 0 | 0 | 0 | 0 | 0 | 0 | 0 | 0 | 0 | 0 | 0 | 0 | 0 | 0 | 0 | 0 | 0 | 0 | 0 | 0 | 0 | 0 | 0 | 0 | 0 | 0 | 0 | 0
Transportation Pollutant Emissions Disaggregated[aircraft,PM25,passenger,petroleum gasoline tf] | NoSettings | 0 | 0 | 0 | 0 | 0 | 0 | 0 | 0 | 0 | 0 | 0 | 0 | 0 | 0 | 0 | 0 | 0 | 0 | 0 | 0 | 0 | 0 | 0 | 0 | 0 | 0 | 0 | 0 | 0 | 0 | 0
Transportation Pollutant Emissions Disaggregated[aircraft,PM25,passenger,petroleum diesel tf] | NoSettings | 0 | 0 | 0 | 0 | 0 | 0 | 0 | 0 | 0 | 0 | 0 | 0 | 0 | 0 | 0 | 0 | 0 | 0 | 0 | 0 | 0 | 0 | 0 | 0 | 0 | 0 | 0 | 0 | 0 | 0 | 0
Transportation Pollutant Emissions Disaggregated[aircraft,PM25,passenger,biofuel gasoline tf] | NoSettings | 0 | 0 | 0 | 0 | 0 | 0 | 0 | 0 | 0 | 0 | 0 | 0 | 0 | 0 | 0 | 0 | 0 | 0 | 0 | 0 | 0 | 0 | 0 | 0 | 0 | 0 | 0 | 0 | 0 | 0 | 0
Transportation Pollutant Emissions Disaggregated[aircraft,PM25,passenger,biofuel diesel tf] | NoSettings | 0 | 0 | 0 | 0 | 0 | 0 | 0 | 0 | 0 | 0 | 0 | 0 | 0 | 0 | 0 | 0 | 0 | 0 | 0 | 0 | 0 | 0 | 0 | 0 | 0 | 0 | 0 | 0 | 0 | 0 | 0
Transportation Pollutant Emissions Disaggregated[aircraft,PM25,passenger,jet fuel tf] | NoSettings | 158663000 | 213931000 | 236632000 | 245562000 | 249041000 | 251770000 | 251189000 | 250357000 | 250376000 | 249868000 | 250234000 | 251244000 | 252951000 | 254798000 | 256709000 | 258678000 | 259838000 | 260643000 | 261784000 | 263044000 | 264827000 | 266571000 | 268814000 | 271251000 | 273850000 | 276084000 | 278110000 | 279762000 | 281187000 | 282366000 | 283691000
Transportation Pollutant Emissions Disaggregated[aircraft,PM25,passenger,heavy or residual fuel oil tf] | NoSettings | 0 | 0 | 0 | 0 | 0 | 0 | 0 | 0 | 0 | 0 | 0 | 0 | 0 | 0 | 0 | 0 | 0 | 0 | 0 | 0 | 0 | 0 | 0 | 0 | 0 | 0 | 0 | 0 | 0 | 0 | 0
Transportation Pollutant Emissions Disaggregated[aircraft,PM25,passenger,LPG propane or butane tf] | NoSettings | 0 | 0 | 0 | 0 | 0 | 0 | 0 | 0 | 0 | 0 | 0 | 0 | 0 | 0 | 0 | 0 | 0 | 0 | 0 | 0 | 0 | 0 | 0 | 0 | 0 | 0 | 0 | 0 | 0 | 0 | 0
Transportation Pollutant Emissions Disaggregated[aircraft,PM25,passenger,hydrogen tf] | NoSettings | 0 | 0 | 0 | 0 | 0 | 0 | 0 | 0 | 0 | 0 | 0 | 0 | 0 | 0 | 0 | 0 | 0 | 0 | 0 | 0 | 0 | 0 | 0 | 0 | 0 | 0 | 0 | 0 | 0 | 0 | 0
Transportation Pollutant Emissions Disaggregated[aircraft,PM25,freight,electricity tf] | NoSettings | 0 | 0 | 0 | 0 | 0 | 0 | 0 | 0 | 0 | 0 | 0 | 0 | 0 | 0 | 0 | 0 | 0 | 0 | 0 | 0 | 0 | 0 | 0 | 0 | 0 | 0 | 0 | 0 | 0 | 0 | 0
Transportation Pollutant Emissions Disaggregated[aircraft,PM25,freight,natural gas tf] | NoSettings | 0 | 0 | 0 | 0 | 0 | 0 | 0 | 0 | 0 | 0 | 0 | 0 | 0 | 0 | 0 | 0 | 0 | 0 | 0 | 0 | 0 | 0 | 0 | 0 | 0 | 0 | 0 | 0 | 0 | 0 | 0
Transportation Pollutant Emissions Disaggregated[aircraft,PM25,freight,petroleum gasoline tf] | NoSettings | 0 | 0 | 0 | 0 | 0 | 0 | 0 | 0 | 0 | 0 | 0 | 0 | 0 | 0 | 0 | 0 | 0 | 0 | 0 | 0 | 0 | 0 | 0 | 0 | 0 | 0 | 0 | 0 | 0 | 0 | 0
Transportation Pollutant Emissions Disaggregated[aircraft,PM25,freight,petroleum diesel tf] | NoSettings | 0 | 0 | 0 | 0 | 0 | 0 | 0 | 0 | 0 | 0 | 0 | 0 | 0 | 0 | 0 | 0 | 0 | 0 | 0 | 0 | 0 | 0 | 0 | 0 | 0 | 0 | 0 | 0 | 0 | 0 | 0
Transportation Pollutant Emissions Disaggregated[aircraft,PM25,freight,biofuel gasoline tf] | NoSettings | 0 | 0 | 0 | 0 | 0 | 0 | 0 | 0 | 0 | 0 | 0 | 0 | 0 | 0 | 0 | 0 | 0 | 0 | 0 | 0 | 0 | 0 | 0 | 0 | 0 | 0 | 0 | 0 | 0 | 0 | 0
Transportation Pollutant Emissions Disaggregated[aircraft,PM25,freight,biofuel diesel tf] | NoSettings | 0 | 0 | 0 | 0 | 0 | 0 | 0 | 0 | 0 | 0 | 0 | 0 | 0 | 0 | 0 | 0 | 0 | 0 | 0 | 0 | 0 | 0 | 0 | 0 | 0 | 0 | 0 | 0 | 0 | 0 | 0
Transportation Pollutant Emissions Disaggregated[aircraft,PM25,freight,jet fuel tf] | NoSettings | 23620900 | 31752000 | 35035300 | 36301000 | 36749500 | 37069000 | 36922600 | 36772600 | 36759700 | 36698200 | 36746500 | 36882200 | 37147800 | 37440000 | 37734600 | 38022900 | 38194900 | 38320000 | 38496200 | 38687500 | 38957800 | 39219700 | 39545500 | 39890800 | 40270700 | 40573700 | 40836200 | 41023600 | 41186600 | 41310500 | 41452600
Transportation Pollutant Emissions Disaggregated[aircraft,PM25,freight,heavy or residual fuel oil tf] | NoSettings | 0 | 0 | 0 | 0 | 0 | 0 | 0 | 0 | 0 | 0 | 0 | 0 | 0 | 0 | 0 | 0 | 0 | 0 | 0 | 0 | 0 | 0 | 0 | 0 | 0 | 0 | 0 | 0 | 0 | 0 | 0
Transportation Pollutant Emissions Disaggregated[aircraft,PM25,freight,LPG propane or butane tf] | NoSettings | 0 | 0 | 0 | 0 | 0 | 0 | 0 | 0 | 0 | 0 | 0 | 0 | 0 | 0 | 0 | 0 | 0 | 0 | 0 | 0 | 0 | 0 | 0 | 0 | 0 | 0 | 0 | 0 | 0 | 0 | 0
Transportation Pollutant Emissions Disaggregated[aircraft,PM25,freight,hydrogen tf] | NoSettings | 0 | 0 | 0 | 0 | 0 | 0 | 0 | 0 | 0 | 0 | 0 | 0 | 0 | 0 | 0 | 0 | 0 | 0 | 0 | 0 | 0 | 0 | 0 | 0 | 0 | 0 | 0 | 0 | 0 | 0 | 0
Transportation Pollutant Emissions Disaggregated[aircraft,SOx,passenger,electricity tf] | NoSettings | 0 | 0 | 0 | 0 | 0 | 0 | 0 | 0 | 0 | 0 | 0 | 0 | 0 | 0 | 0 | 0 | 0 | 0 | 0 | 0 | 0 | 0 | 0 | 0 | 0 | 0 | 0 | 0 | 0 | 0 | 0
Transportation Pollutant Emissions Disaggregated[aircraft,SOx,passenger,natural gas tf] | NoSettings | 0 | 0 | 0 | 0 | 0 | 0 | 0 | 0 | 0 | 0 | 0 | 0 | 0 | 0 | 0 | 0 | 0 | 0 | 0 | 0 | 0 | 0 | 0 | 0 | 0 | 0 | 0 | 0 | 0 | 0 | 0
Transportation Pollutant Emissions Disaggregated[aircraft,SOx,passenger,petroleum gasoline tf] | NoSettings | 0 | 0 | 0 | 0 | 0 | 0 | 0 | 0 | 0 | 0 | 0 | 0 | 0 | 0 | 0 | 0 | 0 | 0 | 0 | 0 | 0 | 0 | 0 | 0 | 0 | 0 | 0 | 0 | 0 | 0 | 0
Transportation Pollutant Emissions Disaggregated[aircraft,SOx,passenger,petroleum diesel tf] | NoSettings | 0 | 0 | 0 | 0 | 0 | 0 | 0 | 0 | 0 | 0 | 0 | 0 | 0 | 0 | 0 | 0 | 0 | 0 | 0 | 0 | 0 | 0 | 0 | 0 | 0 | 0 | 0 | 0 | 0 | 0 | 0
Transportation Pollutant Emissions Disaggregated[aircraft,SOx,passenger,biofuel gasoline tf] | NoSettings | 0 | 0 | 0 | 0 | 0 | 0 | 0 | 0 | 0 | 0 | 0 | 0 | 0 | 0 | 0 | 0 | 0 | 0 | 0 | 0 | 0 | 0 | 0 | 0 | 0 | 0 | 0 | 0 | 0 | 0 | 0
Transportation Pollutant Emissions Disaggregated[aircraft,SOx,passenger,biofuel diesel tf] | NoSettings | 0 | 0 | 0 | 0 | 0 | 0 | 0 | 0 | 0 | 0 | 0 | 0 | 0 | 0 | 0 | 0 | 0 | 0 | 0 | 0 | 0 | 0 | 0 | 0 | 0 | 0 | 0 | 0 | 0 | 0 | 0
Transportation Pollutant Emissions Disaggregated[aircraft,SOx,passenger,jet fuel tf] | NoSettings | 18248400 | 24605000 | 27215900 | 28243000 | 28643200 | 28957000 | 28890200 | 28794500 | 28796700 | 28738300 | 28780300 | 28896500 | 29092900 | 29305300 | 29525100 | 29751500 | 29885000 | 29977500 | 30108700 | 30253700 | 30458700 | 30659300 | 30917400 | 31197500 | 31496600 | 31753500 | 31986500 | 32176500 | 32340400 | 32476000 | 32628400
Transportation Pollutant Emissions Disaggregated[aircraft,SOx,passenger,heavy or residual fuel oil tf] | NoSettings | 0 | 0 | 0 | 0 | 0 | 0 | 0 | 0 | 0 | 0 | 0 | 0 | 0 | 0 | 0 | 0 | 0 | 0 | 0 | 0 | 0 | 0 | 0 | 0 | 0 | 0 | 0 | 0 | 0 | 0 | 0
Transportation Pollutant Emissions Disaggregated[aircraft,SOx,passenger,LPG propane or butane tf] | NoSettings | 0 | 0 | 0 | 0 | 0 | 0 | 0 | 0 | 0 | 0 | 0 | 0 | 0 | 0 | 0 | 0 | 0 | 0 | 0 | 0 | 0 | 0 | 0 | 0 | 0 | 0 | 0 | 0 | 0 | 0 | 0
Transportation Pollutant Emissions Disaggregated[aircraft,SOx,passenger,hydrogen tf] | NoSettings | 0 | 0 | 0 | 0 | 0 | 0 | 0 | 0 | 0 | 0 | 0 | 0 | 0 | 0 | 0 | 0 | 0 | 0 | 0 | 0 | 0 | 0 | 0 | 0 | 0 | 0 | 0 | 0 | 0 | 0 | 0
Transportation Pollutant Emissions Disaggregated[aircraft,SOx,freight,electricity tf] | NoSettings | 0 | 0 | 0 | 0 | 0 | 0 | 0 | 0 | 0 | 0 | 0 | 0 | 0 | 0 | 0 | 0 | 0 | 0 | 0 | 0 | 0 | 0 | 0 | 0 | 0 | 0 | 0 | 0 | 0 | 0 | 0
Transportation Pollutant Emissions Disaggregated[aircraft,SOx,freight,natural gas tf] | NoSettings | 0 | 0 | 0 | 0 | 0 | 0 | 0 | 0 | 0 | 0 | 0 | 0 | 0 | 0 | 0 | 0 | 0 | 0 | 0 | 0 | 0 | 0 | 0 | 0 | 0 | 0 | 0 | 0 | 0 | 0 | 0
Transportation Pollutant Emissions Disaggregated[aircraft,SOx,freight,petroleum gasoline tf] | NoSettings | 0 | 0 | 0 | 0 | 0 | 0 | 0 | 0 | 0 | 0 | 0 | 0 | 0 | 0 | 0 | 0 | 0 | 0 | 0 | 0 | 0 | 0 | 0 | 0 | 0 | 0 | 0 | 0 | 0 | 0 | 0
Transportation Pollutant Emissions Disaggregated[aircraft,SOx,freight,petroleum diesel tf] | NoSettings | 0 | 0 | 0 | 0 | 0 | 0 | 0 | 0 | 0 | 0 | 0 | 0 | 0 | 0 | 0 | 0 | 0 | 0 | 0 | 0 | 0 | 0 | 0 | 0 | 0 | 0 | 0 | 0 | 0 | 0 | 0
Transportation Pollutant Emissions Disaggregated[aircraft,SOx,freight,biofuel gasoline tf] | NoSettings | 0 | 0 | 0 | 0 | 0 | 0 | 0 | 0 | 0 | 0 | 0 | 0 | 0 | 0 | 0 | 0 | 0 | 0 | 0 | 0 | 0 | 0 | 0 | 0 | 0 | 0 | 0 | 0 | 0 | 0 | 0
Transportation Pollutant Emissions Disaggregated[aircraft,SOx,freight,biofuel diesel tf] | NoSettings | 0 | 0 | 0 | 0 | 0 | 0 | 0 | 0 | 0 | 0 | 0 | 0 | 0 | 0 | 0 | 0 | 0 | 0 | 0 | 0 | 0 | 0 | 0 | 0 | 0 | 0 | 0 | 0 | 0 | 0 | 0
Transportation Pollutant Emissions Disaggregated[aircraft,SOx,freight,jet fuel tf] | NoSettings | 2716730 | 3651910 | 4029540 | 4175120 | 4226700 | 4263450 | 4246610 | 4229350 | 4227870 | 4220800 | 4226360 | 4241960 | 4272510 | 4306120 | 4340000 | 4373160 | 4392940 | 4407330 | 4427590 | 4449600 | 4480690 | 4510810 | 4548280 | 4587990 | 4631680 | 4666530 | 4696730 | 4718280 | 4737020 | 4751270 | 4767620
Transportation Pollutant Emissions Disaggregated[aircraft,SOx,freight,heavy or residual fuel oil tf] | NoSettings | 0 | 0 | 0 | 0 | 0 | 0 | 0 | 0 | 0 | 0 | 0 | 0 | 0 | 0 | 0 | 0 | 0 | 0 | 0 | 0 | 0 | 0 | 0 | 0 | 0 | 0 | 0 | 0 | 0 | 0 | 0
Transportation Pollutant Emissions Disaggregated[aircraft,SOx,freight,LPG propane or butane tf] | NoSettings | 0 | 0 | 0 | 0 | 0 | 0 | 0 | 0 | 0 | 0 | 0 | 0 | 0 | 0 | 0 | 0 | 0 | 0 | 0 | 0 | 0 | 0 | 0 | 0 | 0 | 0 | 0 | 0 | 0 | 0 | 0
Transportation Pollutant Emissions Disaggregated[aircraft,SOx,freight,hydrogen tf] | NoSettings | 0 | 0 | 0 | 0 | 0 | 0 | 0 | 0 | 0 | 0 | 0 | 0 | 0 | 0 | 0 | 0 | 0 | 0 | 0 | 0 | 0 | 0 | 0 | 0 | 0 | 0 | 0 | 0 | 0 | 0 | 0
Transportation Pollutant Emissions Disaggregated[aircraft,BC,passenger,electricity tf] | NoSettings | 0 | 0 | 0 | 0 | 0 | 0 | 0 | 0 | 0 | 0 | 0 | 0 | 0 | 0 | 0 | 0 | 0 | 0 | 0 | 0 | 0 | 0 | 0 | 0 | 0 | 0 | 0 | 0 | 0 | 0 | 0
Transportation Pollutant Emissions Disaggregated[aircraft,BC,passenger,natural gas tf] | NoSettings | 0 | 0 | 0 | 0 | 0 | 0 | 0 | 0 | 0 | 0 | 0 | 0 | 0 | 0 | 0 | 0 | 0 | 0 | 0 | 0 | 0 | 0 | 0 | 0 | 0 | 0 | 0 | 0 | 0 | 0 | 0
Transportation Pollutant Emissions Disaggregated[aircraft,BC,passenger,petroleum gasoline tf] | NoSettings | 0 | 0 | 0 | 0 | 0 | 0 | 0 | 0 | 0 | 0 | 0 | 0 | 0 | 0 | 0 | 0 | 0 | 0 | 0 | 0 | 0 | 0 | 0 | 0 | 0 | 0 | 0 | 0 | 0 | 0 | 0
Transportation Pollutant Emissions Disaggregated[aircraft,BC,passenger,petroleum diesel tf] | NoSettings | 0 | 0 | 0 | 0 | 0 | 0 | 0 | 0 | 0 | 0 | 0 | 0 | 0 | 0 | 0 | 0 | 0 | 0 | 0 | 0 | 0 | 0 | 0 | 0 | 0 | 0 | 0 | 0 | 0 | 0 | 0
Transportation Pollutant Emissions Disaggregated[aircraft,BC,passenger,biofuel gasoline tf] | NoSettings | 0 | 0 | 0 | 0 | 0 | 0 | 0 | 0 | 0 | 0 | 0 | 0 | 0 | 0 | 0 | 0 | 0 | 0 | 0 | 0 | 0 | 0 | 0 | 0 | 0 | 0 | 0 | 0 | 0 | 0 | 0
Transportation Pollutant Emissions Disaggregated[aircraft,BC,passenger,biofuel diesel tf] | NoSettings | 0 | 0 | 0 | 0 | 0 | 0 | 0 | 0 | 0 | 0 | 0 | 0 | 0 | 0 | 0 | 0 | 0 | 0 | 0 | 0 | 0 | 0 | 0 | 0 | 0 | 0 | 0 | 0 | 0 | 0 | 0
Transportation Pollutant Emissions Disaggregated[aircraft,BC,passenger,jet fuel tf] | NoSettings | 50010100 | 67430500 | 74585800 | 77400400 | 78497200 | 79357300 | 79174100 | 78911700 | 78917800 | 78757800 | 78873000 | 79191500 | 79729700 | 80311700 | 80914000 | 81534700 | 81900300 | 82153900 | 82513500 | 82910700 | 83472700 | 84022500 | 84729600 | 85497500 | 86317000 | 87021100 | 87659600 | 88180300 | 88629500 | 89001100 | 89418700
Transportation Pollutant Emissions Disaggregated[aircraft,BC,passenger,heavy or residual fuel oil tf] | NoSettings | 0 | 0 | 0 | 0 | 0 | 0 | 0 | 0 | 0 | 0 | 0 | 0 | 0 | 0 | 0 | 0 | 0 | 0 | 0 | 0 | 0 | 0 | 0 | 0 | 0 | 0 | 0 | 0 | 0 | 0 | 0
Transportation Pollutant Emissions Disaggregated[aircraft,BC,passenger,LPG propane or butane tf] | NoSettings | 0 | 0 | 0 | 0 | 0 | 0 | 0 | 0 | 0 | 0 | 0 | 0 | 0 | 0 | 0 | 0 | 0 | 0 | 0 | 0 | 0 | 0 | 0 | 0 | 0 | 0 | 0 | 0 | 0 | 0 | 0
Transportation Pollutant Emissions Disaggregated[aircraft,BC,passenger,hydrogen tf] | NoSettings | 0 | 0 | 0 | 0 | 0 | 0 | 0 | 0 | 0 | 0 | 0 | 0 | 0 | 0 | 0 | 0 | 0 | 0 | 0 | 0 | 0 | 0 | 0 | 0 | 0 | 0 | 0 | 0 | 0 | 0 | 0
Transportation Pollutant Emissions Disaggregated[aircraft,BC,freight,electricity tf] | NoSettings | 0 | 0 | 0 | 0 | 0 | 0 | 0 | 0 | 0 | 0 | 0 | 0 | 0 | 0 | 0 | 0 | 0 | 0 | 0 | 0 | 0 | 0 | 0 | 0 | 0 | 0 | 0 | 0 | 0 | 0 | 0
Transportation Pollutant Emissions Disaggregated[aircraft,BC,freight,natural gas tf] | NoSettings | 0 | 0 | 0 | 0 | 0 | 0 | 0 | 0 | 0 | 0 | 0 | 0 | 0 | 0 | 0 | 0 | 0 | 0 | 0 | 0 | 0 | 0 | 0 | 0 | 0 | 0 | 0 | 0 | 0 | 0 | 0
Transportation Pollutant Emissions Disaggregated[aircraft,BC,freight,petroleum gasoline tf] | NoSettings | 0 | 0 | 0 | 0 | 0 | 0 | 0 | 0 | 0 | 0 | 0 | 0 | 0 | 0 | 0 | 0 | 0 | 0 | 0 | 0 | 0 | 0 | 0 | 0 | 0 | 0 | 0 | 0 | 0 | 0 | 0
Transportation Pollutant Emissions Disaggregated[aircraft,BC,freight,petroleum diesel tf] | NoSettings | 0 | 0 | 0 | 0 | 0 | 0 | 0 | 0 | 0 | 0 | 0 | 0 | 0 | 0 | 0 | 0 | 0 | 0 | 0 | 0 | 0 | 0 | 0 | 0 | 0 | 0 | 0 | 0 | 0 | 0 | 0
Transportation Pollutant Emissions Disaggregated[aircraft,BC,freight,biofuel gasoline tf] | NoSettings | 0 | 0 | 0 | 0 | 0 | 0 | 0 | 0 | 0 | 0 | 0 | 0 | 0 | 0 | 0 | 0 | 0 | 0 | 0 | 0 | 0 | 0 | 0 | 0 | 0 | 0 | 0 | 0 | 0 | 0 | 0
Transportation Pollutant Emissions Disaggregated[aircraft,BC,freight,biofuel diesel tf] | NoSettings | 0 | 0 | 0 | 0 | 0 | 0 | 0 | 0 | 0 | 0 | 0 | 0 | 0 | 0 | 0 | 0 | 0 | 0 | 0 | 0 | 0 | 0 | 0 | 0 | 0 | 0 | 0 | 0 | 0 | 0 | 0
Transportation Pollutant Emissions Disaggregated[aircraft,BC,freight,jet fuel tf] | NoSettings | 7445260 | 10008100 | 11043000 | 11442000 | 11583400 | 11684100 | 11637900 | 11590600 | 11586600 | 11567200 | 11582400 | 11625200 | 11708900 | 11801000 | 11893900 | 11984700 | 12038900 | 12078400 | 12133900 | 12194200 | 12279400 | 12362000 | 12464600 | 12573500 | 12693200 | 12788700 | 12871500 | 12930500 | 12981900 | 13021000 | 13065800
Transportation Pollutant Emissions Disaggregated[aircraft,BC,freight,heavy or residual fuel oil tf] | NoSettings | 0 | 0 | 0 | 0 | 0 | 0 | 0 | 0 | 0 | 0 | 0 | 0 | 0 | 0 | 0 | 0 | 0 | 0 | 0 | 0 | 0 | 0 | 0 | 0 | 0 | 0 | 0 | 0 | 0 | 0 | 0
Transportation Pollutant Emissions Disaggregated[aircraft,BC,freight,LPG propane or butane tf] | NoSettings | 0 | 0 | 0 | 0 | 0 | 0 | 0 | 0 | 0 | 0 | 0 | 0 | 0 | 0 | 0 | 0 | 0 | 0 | 0 | 0 | 0 | 0 | 0 | 0 | 0 | 0 | 0 | 0 | 0 | 0 | 0
Transportation Pollutant Emissions Disaggregated[aircraft,BC,freight,hydrogen tf] | NoSettings | 0 | 0 | 0 | 0 | 0 | 0 | 0 | 0 | 0 | 0 | 0 | 0 | 0 | 0 | 0 | 0 | 0 | 0 | 0 | 0 | 0 | 0 | 0 | 0 | 0 | 0 | 0 | 0 | 0 | 0 | 0
Transportation Pollutant Emissions Disaggregated[aircraft,OC,passenger,electricity tf] | NoSettings | 0 | 0 | 0 | 0 | 0 | 0 | 0 | 0 | 0 | 0 | 0 | 0 | 0 | 0 | 0 | 0 | 0 | 0 | 0 | 0 | 0 | 0 | 0 | 0 | 0 | 0 | 0 | 0 | 0 | 0 | 0
Transportation Pollutant Emissions Disaggregated[aircraft,OC,passenger,natural gas tf] | NoSettings | 0 | 0 | 0 | 0 | 0 | 0 | 0 | 0 | 0 | 0 | 0 | 0 | 0 | 0 | 0 | 0 | 0 | 0 | 0 | 0 | 0 | 0 | 0 | 0 | 0 | 0 | 0 | 0 | 0 | 0 | 0
Transportation Pollutant Emissions Disaggregated[aircraft,OC,passenger,petroleum gasoline tf] | NoSettings | 0 | 0 | 0 | 0 | 0 | 0 | 0 | 0 | 0 | 0 | 0 | 0 | 0 | 0 | 0 | 0 | 0 | 0 | 0 | 0 | 0 | 0 | 0 | 0 | 0 | 0 | 0 | 0 | 0 | 0 | 0
Transportation Pollutant Emissions Disaggregated[aircraft,OC,passenger,petroleum diesel tf] | NoSettings | 0 | 0 | 0 | 0 | 0 | 0 | 0 | 0 | 0 | 0 | 0 | 0 | 0 | 0 | 0 | 0 | 0 | 0 | 0 | 0 | 0 | 0 | 0 | 0 | 0 | 0 | 0 | 0 | 0 | 0 | 0
Transportation Pollutant Emissions Disaggregated[aircraft,OC,passenger,biofuel gasoline tf] | NoSettings | 0 | 0 | 0 | 0 | 0 | 0 | 0 | 0 | 0 | 0 | 0 | 0 | 0 | 0 | 0 | 0 | 0 | 0 | 0 | 0 | 0 | 0 | 0 | 0 | 0 | 0 | 0 | 0 | 0 | 0 | 0
Transportation Pollutant Emissions Disaggregated[aircraft,OC,passenger,biofuel diesel tf] | NoSettings | 0 | 0 | 0 | 0 | 0 | 0 | 0 | 0 | 0 | 0 | 0 | 0 | 0 | 0 | 0 | 0 | 0 | 0 | 0 | 0 | 0 | 0 | 0 | 0 | 0 | 0 | 0 | 0 | 0 | 0 | 0
Transportation Pollutant Emissions Disaggregated[aircraft,OC,passenger,jet fuel tf] | NoSettings | 47715300 | 64336500 | 71163400 | 73848900 | 74895400 | 75716000 | 75541200 | 75290900 | 75296600 | 75144000 | 75254000 | 75557800 | 76071300 | 76626600 | 77201200 | 77793500 | 78142300 | 78384300 | 78727400 | 79106400 | 79642600 | 80167200 | 80841800 | 81574400 | 82356300 | 83028200 | 83637400 | 84134200 | 84562700 | 84917300 | 85315700
Transportation Pollutant Emissions Disaggregated[aircraft,OC,passenger,heavy or residual fuel oil tf] | NoSettings | 0 | 0 | 0 | 0 | 0 | 0 | 0 | 0 | 0 | 0 | 0 | 0 | 0 | 0 | 0 | 0 | 0 | 0 | 0 | 0 | 0 | 0 | 0 | 0 | 0 | 0 | 0 | 0 | 0 | 0 | 0
Transportation Pollutant Emissions Disaggregated[aircraft,OC,passenger,LPG propane or butane tf] | NoSettings | 0 | 0 | 0 | 0 | 0 | 0 | 0 | 0 | 0 | 0 | 0 | 0 | 0 | 0 | 0 | 0 | 0 | 0 | 0 | 0 | 0 | 0 | 0 | 0 | 0 | 0 | 0 | 0 | 0 | 0 | 0
Transportation Pollutant Emissions Disaggregated[aircraft,OC,passenger,hydrogen tf] | NoSettings | 0 | 0 | 0 | 0 | 0 | 0 | 0 | 0 | 0 | 0 | 0 | 0 | 0 | 0 | 0 | 0 | 0 | 0 | 0 | 0 | 0 | 0 | 0 | 0 | 0 | 0 | 0 | 0 | 0 | 0 | 0
Transportation Pollutant Emissions Disaggregated[aircraft,OC,freight,electricity tf] | NoSettings | 0 | 0 | 0 | 0 | 0 | 0 | 0 | 0 | 0 | 0 | 0 | 0 | 0 | 0 | 0 | 0 | 0 | 0 | 0 | 0 | 0 | 0 | 0 | 0 | 0 | 0 | 0 | 0 | 0 | 0 | 0
Transportation Pollutant Emissions Disaggregated[aircraft,OC,freight,natural gas tf] | NoSettings | 0 | 0 | 0 | 0 | 0 | 0 | 0 | 0 | 0 | 0 | 0 | 0 | 0 | 0 | 0 | 0 | 0 | 0 | 0 | 0 | 0 | 0 | 0 | 0 | 0 | 0 | 0 | 0 | 0 | 0 | 0
Transportation Pollutant Emissions Disaggregated[aircraft,OC,freight,petroleum gasoline tf] | NoSettings | 0 | 0 | 0 | 0 | 0 | 0 | 0 | 0 | 0 | 0 | 0 | 0 | 0 | 0 | 0 | 0 | 0 | 0 | 0 | 0 | 0 | 0 | 0 | 0 | 0 | 0 | 0 | 0 | 0 | 0 | 0
Transportation Pollutant Emissions Disaggregated[aircraft,OC,freight,petroleum diesel tf] | NoSettings | 0 | 0 | 0 | 0 | 0 | 0 | 0 | 0 | 0 | 0 | 0 | 0 | 0 | 0 | 0 | 0 | 0 | 0 | 0 | 0 | 0 | 0 | 0 | 0 | 0 | 0 | 0 | 0 | 0 | 0 | 0
Transportation Pollutant Emissions Disaggregated[aircraft,OC,freight,biofuel gasoline tf] | NoSettings | 0 | 0 | 0 | 0 | 0 | 0 | 0 | 0 | 0 | 0 | 0 | 0 | 0 | 0 | 0 | 0 | 0 | 0 | 0 | 0 | 0 | 0 | 0 | 0 | 0 | 0 | 0 | 0 | 0 | 0 | 0
Transportation Pollutant Emissions Disaggregated[aircraft,OC,freight,biofuel diesel tf] | NoSettings | 0 | 0 | 0 | 0 | 0 | 0 | 0 | 0 | 0 | 0 | 0 | 0 | 0 | 0 | 0 | 0 | 0 | 0 | 0 | 0 | 0 | 0 | 0 | 0 | 0 | 0 | 0 | 0 | 0 | 0 | 0
Transportation Pollutant Emissions Disaggregated[aircraft,OC,freight,jet fuel tf] | NoSettings | 7103630 | 9548910 | 10536300 | 10917000 | 11051900 | 11147900 | 11103900 | 11058800 | 11054900 | 11036400 | 11051000 | 11091800 | 11171600 | 11259500 | 11348100 | 11434800 | 11486500 | 11524200 | 11577100 | 11634700 | 11716000 | 11794700 | 11892700 | 11996500 | 12110800 | 12201900 | 12280900 | 12337200 | 12386200 | 12423500 | 12466200
Transportation Pollutant Emissions Disaggregated[aircraft,OC,freight,heavy or residual fuel oil tf] | NoSettings | 0 | 0 | 0 | 0 | 0 | 0 | 0 | 0 | 0 | 0 | 0 | 0 | 0 | 0 | 0 | 0 | 0 | 0 | 0 | 0 | 0 | 0 | 0 | 0 | 0 | 0 | 0 | 0 | 0 | 0 | 0
Transportation Pollutant Emissions Disaggregated[aircraft,OC,freight,LPG propane or butane tf] | NoSettings | 0 | 0 | 0 | 0 | 0 | 0 | 0 | 0 | 0 | 0 | 0 | 0 | 0 | 0 | 0 | 0 | 0 | 0 | 0 | 0 | 0 | 0 | 0 | 0 | 0 | 0 | 0 | 0 | 0 | 0 | 0
Transportation Pollutant Emissions Disaggregated[aircraft,OC,freight,hydrogen tf] | NoSettings | 0 | 0 | 0 | 0 | 0 | 0 | 0 | 0 | 0 | 0 | 0 | 0 | 0 | 0 | 0 | 0 | 0 | 0 | 0 | 0 | 0 | 0 | 0 | 0 | 0 | 0 | 0 | 0 | 0 | 0 | 0
Transportation Pollutant Emissions Disaggregated[aircraft,CH4,passenger,electricity tf] | NoSettings | 0 | 0 | 0 | 0 | 0 | 0 | 0 | 0 | 0 | 0 | 0 | 0 | 0 | 0 | 0 | 0 | 0 | 0 | 0 | 0 | 0 | 0 | 0 | 0 | 0 | 0 | 0 | 0 | 0 | 0 | 0
Transportation Pollutant Emissions Disaggregated[aircraft,CH4,passenger,natural gas tf] | NoSettings | 0 | 0 | 0 | 0 | 0 | 0 | 0 | 0 | 0 | 0 | 0 | 0 | 0 | 0 | 0 | 0 | 0 | 0 | 0 | 0 | 0 | 0 | 0 | 0 | 0 | 0 | 0 | 0 | 0 | 0 | 0
Transportation Pollutant Emissions Disaggregated[aircraft,CH4,passenger,petroleum gasoline tf] | NoSettings | 0 | 0 | 0 | 0 | 0 | 0 | 0 | 0 | 0 | 0 | 0 | 0 | 0 | 0 | 0 | 0 | 0 | 0 | 0 | 0 | 0 | 0 | 0 | 0 | 0 | 0 | 0 | 0 | 0 | 0 | 0
Transportation Pollutant Emissions Disaggregated[aircraft,CH4,passenger,petroleum diesel tf] | NoSettings | 0 | 0 | 0 | 0 | 0 | 0 | 0 | 0 | 0 | 0 | 0 | 0 | 0 | 0 | 0 | 0 | 0 | 0 | 0 | 0 | 0 | 0 | 0 | 0 | 0 | 0 | 0 | 0 | 0 | 0 | 0
Transportation Pollutant Emissions Disaggregated[aircraft,CH4,passenger,biofuel gasoline tf] | NoSettings | 0 | 0 | 0 | 0 | 0 | 0 | 0 | 0 | 0 | 0 | 0 | 0 | 0 | 0 | 0 | 0 | 0 | 0 | 0 | 0 | 0 | 0 | 0 | 0 | 0 | 0 | 0 | 0 | 0 | 0 | 0
Transportation Pollutant Emissions Disaggregated[aircraft,CH4,passenger,biofuel diesel tf] | NoSettings | 0 | 0 | 0 | 0 | 0 | 0 | 0 | 0 | 0 | 0 | 0 | 0 | 0 | 0 | 0 | 0 | 0 | 0 | 0 | 0 | 0 | 0 | 0 | 0 | 0 | 0 | 0 | 0 | 0 | 0 | 0
Transportation Pollutant Emissions Disaggregated[aircraft,CH4,passenger,jet fuel tf] | NoSettings | 109272000 | 147335000 | 162970000 | 169120000 | 171516000 | 173395000 | 172995000 | 172422000 | 172435000 | 172085000 | 172337000 | 173033000 | 174209000 | 175481000 | 176797000 | 178153000 | 178952000 | 179506000 | 180292000 | 181160000 | 182388000 | 183589000 | 185134000 | 186812000 | 188602000 | 190141000 | 191536000 | 192674000 | 193655000 | 194467000 | 195380000
Transportation Pollutant Emissions Disaggregated[aircraft,CH4,passenger,heavy or residual fuel oil tf] | NoSettings | 0 | 0 | 0 | 0 | 0 | 0 | 0 | 0 | 0 | 0 | 0 | 0 | 0 | 0 | 0 | 0 | 0 | 0 | 0 | 0 | 0 | 0 | 0 | 0 | 0 | 0 | 0 | 0 | 0 | 0 | 0
Transportation Pollutant Emissions Disaggregated[aircraft,CH4,passenger,LPG propane or butane tf] | NoSettings | 0 | 0 | 0 | 0 | 0 | 0 | 0 | 0 | 0 | 0 | 0 | 0 | 0 | 0 | 0 | 0 | 0 | 0 | 0 | 0 | 0 | 0 | 0 | 0 | 0 | 0 | 0 | 0 | 0 | 0 | 0
Transportation Pollutant Emissions Disaggregated[aircraft,CH4,passenger,hydrogen tf] | NoSettings | 0 | 0 | 0 | 0 | 0 | 0 | 0 | 0 | 0 | 0 | 0 | 0 | 0 | 0 | 0 | 0 | 0 | 0 | 0 | 0 | 0 | 0 | 0 | 0 | 0 | 0 | 0 | 0 | 0 | 0 | 0
Transportation Pollutant Emissions Disaggregated[aircraft,CH4,freight,electricity tf] | NoSettings | 0 | 0 | 0 | 0 | 0 | 0 | 0 | 0 | 0 | 0 | 0 | 0 | 0 | 0 | 0 | 0 | 0 | 0 | 0 | 0 | 0 | 0 | 0 | 0 | 0 | 0 | 0 | 0 | 0 | 0 | 0
Transportation Pollutant Emissions Disaggregated[aircraft,CH4,freight,natural gas tf] | NoSettings | 0 | 0 | 0 | 0 | 0 | 0 | 0 | 0 | 0 | 0 | 0 | 0 | 0 | 0 | 0 | 0 | 0 | 0 | 0 | 0 | 0 | 0 | 0 | 0 | 0 | 0 | 0 | 0 | 0 | 0 | 0
Transportation Pollutant Emissions Disaggregated[aircraft,CH4,freight,petroleum gasoline tf] | NoSettings | 0 | 0 | 0 | 0 | 0 | 0 | 0 | 0 | 0 | 0 | 0 | 0 | 0 | 0 | 0 | 0 | 0 | 0 | 0 | 0 | 0 | 0 | 0 | 0 | 0 | 0 | 0 | 0 | 0 | 0 | 0
Transportation Pollutant Emissions Disaggregated[aircraft,CH4,freight,petroleum diesel tf] | NoSettings | 0 | 0 | 0 | 0 | 0 | 0 | 0 | 0 | 0 | 0 | 0 | 0 | 0 | 0 | 0 | 0 | 0 | 0 | 0 | 0 | 0 | 0 | 0 | 0 | 0 | 0 | 0 | 0 | 0 | 0 | 0
Transportation Pollutant Emissions Disaggregated[aircraft,CH4,freight,biofuel gasoline tf] | NoSettings | 0 | 0 | 0 | 0 | 0 | 0 | 0 | 0 | 0 | 0 | 0 | 0 | 0 | 0 | 0 | 0 | 0 | 0 | 0 | 0 | 0 | 0 | 0 | 0 | 0 | 0 | 0 | 0 | 0 | 0 | 0
Transportation Pollutant Emissions Disaggregated[aircraft,CH4,freight,biofuel diesel tf] | NoSettings | 0 | 0 | 0 | 0 | 0 | 0 | 0 | 0 | 0 | 0 | 0 | 0 | 0 | 0 | 0 | 0 | 0 | 0 | 0 | 0 | 0 | 0 | 0 | 0 | 0 | 0 | 0 | 0 | 0 | 0 | 0
Transportation Pollutant Emissions Disaggregated[aircraft,CH4,freight,jet fuel tf] | NoSettings | 16267900 | 21867700 | 24129000 | 25000700 | 25309600 | 25529600 | 25428800 | 25325500 | 25316600 | 25274200 | 25307500 | 25401000 | 25583900 | 25785100 | 25988000 | 26186600 | 26305000 | 26391200 | 26512500 | 26644300 | 26830500 | 27010800 | 27235200 | 27473000 | 27734600 | 27943300 | 28124100 | 28253200 | 28365400 | 28450700 | 28548600
Transportation Pollutant Emissions Disaggregated[aircraft,CH4,freight,heavy or residual fuel oil tf] | NoSettings | 0 | 0 | 0 | 0 | 0 | 0 | 0 | 0 | 0 | 0 | 0 | 0 | 0 | 0 | 0 | 0 | 0 | 0 | 0 | 0 | 0 | 0 | 0 | 0 | 0 | 0 | 0 | 0 | 0 | 0 | 0
Transportation Pollutant Emissions Disaggregated[aircraft,CH4,freight,LPG propane or butane tf] | NoSettings | 0 | 0 | 0 | 0 | 0 | 0 | 0 | 0 | 0 | 0 | 0 | 0 | 0 | 0 | 0 | 0 | 0 | 0 | 0 | 0 | 0 | 0 | 0 | 0 | 0 | 0 | 0 | 0 | 0 | 0 | 0
Transportation Pollutant Emissions Disaggregated[aircraft,CH4,freight,hydrogen tf] | NoSettings | 0 | 0 | 0 | 0 | 0 | 0 | 0 | 0 | 0 | 0 | 0 | 0 | 0 | 0 | 0 | 0 | 0 | 0 | 0 | 0 | 0 | 0 | 0 | 0 | 0 | 0 | 0 | 0 | 0 | 0 | 0
Transportation Pollutant Emissions Disaggregated[aircraft,N2O,passenger,electricity tf] | NoSettings | 0 | 0 | 0 | 0 | 0 | 0 | 0 | 0 | 0 | 0 | 0 | 0 | 0 | 0 | 0 | 0 | 0 | 0 | 0 | 0 | 0 | 0 | 0 | 0 | 0 | 0 | 0 | 0 | 0 | 0 | 0
Transportation Pollutant Emissions Disaggregated[aircraft,N2O,passenger,natural gas tf] | NoSettings | 0 | 0 | 0 | 0 | 0 | 0 | 0 | 0 | 0 | 0 | 0 | 0 | 0 | 0 | 0 | 0 | 0 | 0 | 0 | 0 | 0 | 0 | 0 | 0 | 0 | 0 | 0 | 0 | 0 | 0 | 0
Transportation Pollutant Emissions Disaggregated[aircraft,N2O,passenger,petroleum gasoline tf] | NoSettings | 0 | 0 | 0 | 0 | 0 | 0 | 0 | 0 | 0 | 0 | 0 | 0 | 0 | 0 | 0 | 0 | 0 | 0 | 0 | 0 | 0 | 0 | 0 | 0 | 0 | 0 | 0 | 0 | 0 | 0 | 0
Transportation Pollutant Emissions Disaggregated[aircraft,N2O,passenger,petroleum diesel tf] | NoSettings | 0 | 0 | 0 | 0 | 0 | 0 | 0 | 0 | 0 | 0 | 0 | 0 | 0 | 0 | 0 | 0 | 0 | 0 | 0 | 0 | 0 | 0 | 0 | 0 | 0 | 0 | 0 | 0 | 0 | 0 | 0
Transportation Pollutant Emissions Disaggregated[aircraft,N2O,passenger,biofuel gasoline tf] | NoSettings | 0 | 0 | 0 | 0 | 0 | 0 | 0 | 0 | 0 | 0 | 0 | 0 | 0 | 0 | 0 | 0 | 0 | 0 | 0 | 0 | 0 | 0 | 0 | 0 | 0 | 0 | 0 | 0 | 0 | 0 | 0
Transportation Pollutant Emissions Disaggregated[aircraft,N2O,passenger,biofuel diesel tf] | NoSettings | 0 | 0 | 0 | 0 | 0 | 0 | 0 | 0 | 0 | 0 | 0 | 0 | 0 | 0 | 0 | 0 | 0 | 0 | 0 | 0 | 0 | 0 | 0 | 0 | 0 | 0 | 0 | 0 | 0 | 0 | 0
Transportation Pollutant Emissions Disaggregated[aircraft,N2O,passenger,jet fuel tf] | NoSettings | 21854400 | 29467100 | 32593900 | 33823900 | 34303200 | 34679100 | 34599000 | 34484400 | 34487000 | 34417100 | 34467500 | 34606600 | 34841800 | 35096100 | 35359300 | 35630600 | 35790400 | 35901200 | 36058300 | 36231900 | 36477500 | 36717800 | 37026800 | 37362300 | 37720400 | 38028200 | 38307200 | 38534700 | 38731000 | 38893400 | 39075900
Transportation Pollutant Emissions Disaggregated[aircraft,N2O,passenger,heavy or residual fuel oil tf] | NoSettings | 0 | 0 | 0 | 0 | 0 | 0 | 0 | 0 | 0 | 0 | 0 | 0 | 0 | 0 | 0 | 0 | 0 | 0 | 0 | 0 | 0 | 0 | 0 | 0 | 0 | 0 | 0 | 0 | 0 | 0 | 0
Transportation Pollutant Emissions Disaggregated[aircraft,N2O,passenger,LPG propane or butane tf] | NoSettings | 0 | 0 | 0 | 0 | 0 | 0 | 0 | 0 | 0 | 0 | 0 | 0 | 0 | 0 | 0 | 0 | 0 | 0 | 0 | 0 | 0 | 0 | 0 | 0 | 0 | 0 | 0 | 0 | 0 | 0 | 0
Transportation Pollutant Emissions Disaggregated[aircraft,N2O,passenger,hydrogen tf] | NoSettings | 0 | 0 | 0 | 0 | 0 | 0 | 0 | 0 | 0 | 0 | 0 | 0 | 0 | 0 | 0 | 0 | 0 | 0 | 0 | 0 | 0 | 0 | 0 | 0 | 0 | 0 | 0 | 0 | 0 | 0 | 0
Transportation Pollutant Emissions Disaggregated[aircraft,N2O,freight,electricity tf] | NoSettings | 0 | 0 | 0 | 0 | 0 | 0 | 0 | 0 | 0 | 0 | 0 | 0 | 0 | 0 | 0 | 0 | 0 | 0 | 0 | 0 | 0 | 0 | 0 | 0 | 0 | 0 | 0 | 0 | 0 | 0 | 0
Transportation Pollutant Emissions Disaggregated[aircraft,N2O,freight,natural gas tf] | NoSettings | 0 | 0 | 0 | 0 | 0 | 0 | 0 | 0 | 0 | 0 | 0 | 0 | 0 | 0 | 0 | 0 | 0 | 0 | 0 | 0 | 0 | 0 | 0 | 0 | 0 | 0 | 0 | 0 | 0 | 0 | 0
Transportation Pollutant Emissions Disaggregated[aircraft,N2O,freight,petroleum gasoline tf] | NoSettings | 0 | 0 | 0 | 0 | 0 | 0 | 0 | 0 | 0 | 0 | 0 | 0 | 0 | 0 | 0 | 0 | 0 | 0 | 0 | 0 | 0 | 0 | 0 | 0 | 0 | 0 | 0 | 0 | 0 | 0 | 0
Transportation Pollutant Emissions Disaggregated[aircraft,N2O,freight,petroleum diesel tf] | NoSettings | 0 | 0 | 0 | 0 | 0 | 0 | 0 | 0 | 0 | 0 | 0 | 0 | 0 | 0 | 0 | 0 | 0 | 0 | 0 | 0 | 0 | 0 | 0 | 0 | 0 | 0 | 0 | 0 | 0 | 0 | 0
Transportation Pollutant Emissions Disaggregated[aircraft,N2O,freight,biofuel gasoline tf] | NoSettings | 0 | 0 | 0 | 0 | 0 | 0 | 0 | 0 | 0 | 0 | 0 | 0 | 0 | 0 | 0 | 0 | 0 | 0 | 0 | 0 | 0 | 0 | 0 | 0 | 0 | 0 | 0 | 0 | 0 | 0 | 0
Transportation Pollutant Emissions Disaggregated[aircraft,N2O,freight,biofuel diesel tf] | NoSettings | 0 | 0 | 0 | 0 | 0 | 0 | 0 | 0 | 0 | 0 | 0 | 0 | 0 | 0 | 0 | 0 | 0 | 0 | 0 | 0 | 0 | 0 | 0 | 0 | 0 | 0 | 0 | 0 | 0 | 0 | 0
Transportation Pollutant Emissions Disaggregated[aircraft,N2O,freight,jet fuel tf] | NoSettings | 3253570 | 4373550 | 4825800 | 5000140 | 5061920 | 5105920 | 5085750 | 5065090 | 5063310 | 5054850 | 5061510 | 5080190 | 5116780 | 5157030 | 5197610 | 5237320 | 5261000 | 5278240 | 5302500 | 5328860 | 5366090 | 5402160 | 5447040 | 5494600 | 5546920 | 5588660 | 5624830 | 5650630 | 5673080 | 5690150 | 5709730
Transportation Pollutant Emissions Disaggregated[aircraft,N2O,freight,heavy or residual fuel oil tf] | NoSettings | 0 | 0 | 0 | 0 | 0 | 0 | 0 | 0 | 0 | 0 | 0 | 0 | 0 | 0 | 0 | 0 | 0 | 0 | 0 | 0 | 0 | 0 | 0 | 0 | 0 | 0 | 0 | 0 | 0 | 0 | 0
Transportation Pollutant Emissions Disaggregated[aircraft,N2O,freight,LPG propane or butane tf] | NoSettings | 0 | 0 | 0 | 0 | 0 | 0 | 0 | 0 | 0 | 0 | 0 | 0 | 0 | 0 | 0 | 0 | 0 | 0 | 0 | 0 | 0 | 0 | 0 | 0 | 0 | 0 | 0 | 0 | 0 | 0 | 0
Transportation Pollutant Emissions Disaggregated[aircraft,N2O,freight,hydrogen tf] | NoSettings | 0 | 0 | 0 | 0 | 0 | 0 | 0 | 0 | 0 | 0 | 0 | 0 | 0 | 0 | 0 | 0 | 0 | 0 | 0 | 0 | 0 | 0 | 0 | 0 | 0 | 0 | 0 | 0 | 0 | 0 | 0
Transportation Pollutant Emissions Disaggregated[aircraft,F gases,passenger,electricity tf] | NoSettings | 0 | 0 | 0 | 0 | 0 | 0 | 0 | 0 | 0 | 0 | 0 | 0 | 0 | 0 | 0 | 0 | 0 | 0 | 0 | 0 | 0 | 0 | 0 | 0 | 0 | 0 | 0 | 0 | 0 | 0 | 0
Transportation Pollutant Emissions Disaggregated[aircraft,F gases,passenger,natural gas tf] | NoSettings | 0 | 0 | 0 | 0 | 0 | 0 | 0 | 0 | 0 | 0 | 0 | 0 | 0 | 0 | 0 | 0 | 0 | 0 | 0 | 0 | 0 | 0 | 0 | 0 | 0 | 0 | 0 | 0 | 0 | 0 | 0
Transportation Pollutant Emissions Disaggregated[aircraft,F gases,passenger,petroleum gasoline tf] | NoSettings | 0 | 0 | 0 | 0 | 0 | 0 | 0 | 0 | 0 | 0 | 0 | 0 | 0 | 0 | 0 | 0 | 0 | 0 | 0 | 0 | 0 | 0 | 0 | 0 | 0 | 0 | 0 | 0 | 0 | 0 | 0
Transportation Pollutant Emissions Disaggregated[aircraft,F gases,passenger,petroleum diesel tf] | NoSettings | 0 | 0 | 0 | 0 | 0 | 0 | 0 | 0 | 0 | 0 | 0 | 0 | 0 | 0 | 0 | 0 | 0 | 0 | 0 | 0 | 0 | 0 | 0 | 0 | 0 | 0 | 0 | 0 | 0 | 0 | 0
Transportation Pollutant Emissions Disaggregated[aircraft,F gases,passenger,biofuel gasoline tf] | NoSettings | 0 | 0 | 0 | 0 | 0 | 0 | 0 | 0 | 0 | 0 | 0 | 0 | 0 | 0 | 0 | 0 | 0 | 0 | 0 | 0 | 0 | 0 | 0 | 0 | 0 | 0 | 0 | 0 | 0 | 0 | 0
Transportation Pollutant Emissions Disaggregated[aircraft,F gases,passenger,biofuel diesel tf] | NoSettings | 0 | 0 | 0 | 0 | 0 | 0 | 0 | 0 | 0 | 0 | 0 | 0 | 0 | 0 | 0 | 0 | 0 | 0 | 0 | 0 | 0 | 0 | 0 | 0 | 0 | 0 | 0 | 0 | 0 | 0 | 0
Transportation Pollutant Emissions Disaggregated[aircraft,F gases,passenger,jet fuel tf] | NoSettings | 0 | 0 | 0 | 0 | 0 | 0 | 0 | 0 | 0 | 0 | 0 | 0 | 0 | 0 | 0 | 0 | 0 | 0 | 0 | 0 | 0 | 0 | 0 | 0 | 0 | 0 | 0 | 0 | 0 | 0 | 0
Transportation Pollutant Emissions Disaggregated[aircraft,F gases,passenger,heavy or residual fuel oil tf] | NoSettings | 0 | 0 | 0 | 0 | 0 | 0 | 0 | 0 | 0 | 0 | 0 | 0 | 0 | 0 | 0 | 0 | 0 | 0 | 0 | 0 | 0 | 0 | 0 | 0 | 0 | 0 | 0 | 0 | 0 | 0 | 0
Transportation Pollutant Emissions Disaggregated[aircraft,F gases,passenger,LPG propane or butane tf] | NoSettings | 0 | 0 | 0 | 0 | 0 | 0 | 0 | 0 | 0 | 0 | 0 | 0 | 0 | 0 | 0 | 0 | 0 | 0 | 0 | 0 | 0 | 0 | 0 | 0 | 0 | 0 | 0 | 0 | 0 | 0 | 0
Transportation Pollutant Emissions Disaggregated[aircraft,F gases,passenger,hydrogen tf] | NoSettings | 0 | 0 | 0 | 0 | 0 | 0 | 0 | 0 | 0 | 0 | 0 | 0 | 0 | 0 | 0 | 0 | 0 | 0 | 0 | 0 | 0 | 0 | 0 | 0 | 0 | 0 | 0 | 0 | 0 | 0 | 0
Transportation Pollutant Emissions Disaggregated[aircraft,F gases,freight,electricity tf] | NoSettings | 0 | 0 | 0 | 0 | 0 | 0 | 0 | 0 | 0 | 0 | 0 | 0 | 0 | 0 | 0 | 0 | 0 | 0 | 0 | 0 | 0 | 0 | 0 | 0 | 0 | 0 | 0 | 0 | 0 | 0 | 0
Transportation Pollutant Emissions Disaggregated[aircraft,F gases,freight,natural gas tf] | NoSettings | 0 | 0 | 0 | 0 | 0 | 0 | 0 | 0 | 0 | 0 | 0 | 0 | 0 | 0 | 0 | 0 | 0 | 0 | 0 | 0 | 0 | 0 | 0 | 0 | 0 | 0 | 0 | 0 | 0 | 0 | 0
Transportation Pollutant Emissions Disaggregated[aircraft,F gases,freight,petroleum gasoline tf] | NoSettings | 0 | 0 | 0 | 0 | 0 | 0 | 0 | 0 | 0 | 0 | 0 | 0 | 0 | 0 | 0 | 0 | 0 | 0 | 0 | 0 | 0 | 0 | 0 | 0 | 0 | 0 | 0 | 0 | 0 | 0 | 0
Transportation Pollutant Emissions Disaggregated[aircraft,F gases,freight,petroleum diesel tf] | NoSettings | 0 | 0 | 0 | 0 | 0 | 0 | 0 | 0 | 0 | 0 | 0 | 0 | 0 | 0 | 0 | 0 | 0 | 0 | 0 | 0 | 0 | 0 | 0 | 0 | 0 | 0 | 0 | 0 | 0 | 0 | 0
Transportation Pollutant Emissions Disaggregated[aircraft,F gases,freight,biofuel gasoline tf] | NoSettings | 0 | 0 | 0 | 0 | 0 | 0 | 0 | 0 | 0 | 0 | 0 | 0 | 0 | 0 | 0 | 0 | 0 | 0 | 0 | 0 | 0 | 0 | 0 | 0 | 0 | 0 | 0 | 0 | 0 | 0 | 0
Transportation Pollutant Emissions Disaggregated[aircraft,F gases,freight,biofuel diesel tf] | NoSettings | 0 | 0 | 0 | 0 | 0 | 0 | 0 | 0 | 0 | 0 | 0 | 0 | 0 | 0 | 0 | 0 | 0 | 0 | 0 | 0 | 0 | 0 | 0 | 0 | 0 | 0 | 0 | 0 | 0 | 0 | 0
Transportation Pollutant Emissions Disaggregated[aircraft,F gases,freight,jet fuel tf] | NoSettings | 0 | 0 | 0 | 0 | 0 | 0 | 0 | 0 | 0 | 0 | 0 | 0 | 0 | 0 | 0 | 0 | 0 | 0 | 0 | 0 | 0 | 0 | 0 | 0 | 0 | 0 | 0 | 0 | 0 | 0 | 0
Transportation Pollutant Emissions Disaggregated[aircraft,F gases,freight,heavy or residual fuel oil tf] | NoSettings | 0 | 0 | 0 | 0 | 0 | 0 | 0 | 0 | 0 | 0 | 0 | 0 | 0 | 0 | 0 | 0 | 0 | 0 | 0 | 0 | 0 | 0 | 0 | 0 | 0 | 0 | 0 | 0 | 0 | 0 | 0
Transportation Pollutant Emissions Disaggregated[aircraft,F gases,freight,LPG propane or butane tf] | NoSettings | 0 | 0 | 0 | 0 | 0 | 0 | 0 | 0 | 0 | 0 | 0 | 0 | 0 | 0 | 0 | 0 | 0 | 0 | 0 | 0 | 0 | 0 | 0 | 0 | 0 | 0 | 0 | 0 | 0 | 0 | 0
Transportation Pollutant Emissions Disaggregated[aircraft,F gases,freight,hydrogen tf] | NoSettings | 0 | 0 | 0 | 0 | 0 | 0 | 0 | 0 | 0 | 0 | 0 | 0 | 0 | 0 | 0 | 0 | 0 | 0 | 0 | 0 | 0 | 0 | 0 | 0 | 0 | 0 | 0 | 0 | 0 | 0 | 0
Transportation Pollutant Emissions Disaggregated[rail,CO2,passenger,electricity tf] | NoSettings | 0 | 0 | 0 | 0 | 0 | 0 | 0 | 0 | 0 | 0 | 0 | 0 | 0 | 0 | 0 | 0 | 0 | 0 | 0 | 0 | 0 | 0 | 0 | 0 | 0 | 0 | 0 | 0 | 0 | 0 | 0
Transportation Pollutant Emissions Disaggregated[rail,CO2,passenger,natural gas tf] | NoSettings | 0 | 0 | 0 | 0 | 0 | 0 | 0 | 0 | 0 | 0 | 0 | 0 | 0 | 0 | 0 | 0 | 0 | 0 | 0 | 0 | 0 | 0 | 0 | 0 | 0 | 0 | 0 | 0 | 0 | 0 | 0
Transportation Pollutant Emissions Disaggregated[rail,CO2,passenger,petroleum gasoline tf] | NoSettings | 0 | 0 | 0 | 0 | 0 | 0 | 0 | 0 | 0 | 0 | 0 | 0 | 0 | 0 | 0 | 0 | 0 | 0 | 0 | 0 | 0 | 0 | 0 | 0 | 0 | 0 | 0 | 0 | 0 | 0 | 0
Transportation Pollutant Emissions Disaggregated[rail,CO2,passenger,petroleum diesel tf] | NoSettings | 47537100000 | 46742600000 | 45781100000 | 44961600000 | 44124300000 | 43321800000 | 42436300000 | 41656500000 | 40877000000 | 40091400000 | 39305300000 | 38517300000 | 37736900000 | 36969100000 | 36214300000 | 35670000000 | 35134200000 | 34604700000 | 34129400000 | 33658900000 | 33195000000 | 32733900000 | 32292400000 | 31869800000 | 31606100000 | 31353400000 | 31109100000 | 30886000000 | 30676800000 | 30487300000 | 30275100000
Transportation Pollutant Emissions Disaggregated[rail,CO2,passenger,biofuel gasoline tf] | NoSettings | 0 | 0 | 0 | 0 | 0 | 0 | 0 | 0 | 0 | 0 | 0 | 0 | 0 | 0 | 0 | 0 | 0 | 0 | 0 | 0 | 0 | 0 | 0 | 0 | 0 | 0 | 0 | 0 | 0 | 0 | 0
Transportation Pollutant Emissions Disaggregated[rail,CO2,passenger,biofuel diesel tf] | NoSettings | 0 | 0 | 0 | 0 | 0 | 0 | 0 | 0 | 0 | 0 | 0 | 0 | 0 | 0 | 0 | 0 | 0 | 0 | 0 | 0 | 0 | 0 | 0 | 0 | 0 | 0 | 0 | 0 | 0 | 0 | 0
Transportation Pollutant Emissions Disaggregated[rail,CO2,passenger,jet fuel tf] | NoSettings | 0 | 0 | 0 | 0 | 0 | 0 | 0 | 0 | 0 | 0 | 0 | 0 | 0 | 0 | 0 | 0 | 0 | 0 | 0 | 0 | 0 | 0 | 0 | 0 | 0 | 0 | 0 | 0 | 0 | 0 | 0
Transportation Pollutant Emissions Disaggregated[rail,CO2,passenger,heavy or residual fuel oil tf] | NoSettings | 0 | 0 | 0 | 0 | 0 | 0 | 0 | 0 | 0 | 0 | 0 | 0 | 0 | 0 | 0 | 0 | 0 | 0 | 0 | 0 | 0 | 0 | 0 | 0 | 0 | 0 | 0 | 0 | 0 | 0 | 0
Transportation Pollutant Emissions Disaggregated[rail,CO2,passenger,LPG propane or butane tf] | NoSettings | 0 | 0 | 0 | 0 | 0 | 0 | 0 | 0 | 0 | 0 | 0 | 0 | 0 | 0 | 0 | 0 | 0 | 0 | 0 | 0 | 0 | 0 | 0 | 0 | 0 | 0 | 0 | 0 | 0 | 0 | 0
Transportation Pollutant Emissions Disaggregated[rail,CO2,passenger,hydrogen tf] | NoSettings | 0 | 0 | 0 | 0 | 0 | 0 | 0 | 0 | 0 | 0 | 0 | 0 | 0 | 0 | 0 | 0 | 0 | 0 | 0 | 0 | 0 | 0 | 0 | 0 | 0 | 0 | 0 | 0 | 0 | 0 | 0
Transportation Pollutant Emissions Disaggregated[rail,CO2,freight,electricity tf] | NoSettings | 0 | 0 | 0 | 0 | 0 | 0 | 0 | 0 | 0 | 0 | 0 | 0 | 0 | 0 | 0 | 0 | 0 | 0 | 0 | 0 | 0 | 0 | 0 | 0 | 0 | 0 | 0 | 0 | 0 | 0 | 0
Transportation Pollutant Emissions Disaggregated[rail,CO2,freight,natural gas tf] | NoSettings | 0 | 0 | 0 | 0 | 0 | 0 | 0 | 0 | 0 | 0 | 0 | 0 | 0 | 0 | 0 | 0 | 0 | 0 | 0 | 0 | 0 | 0 | 0 | 0 | 0 | 0 | 0 | 0 | 0 | 0 | 0
Transportation Pollutant Emissions Disaggregated[rail,CO2,freight,petroleum gasoline tf] | NoSettings | 0 | 0 | 0 | 0 | 0 | 0 | 0 | 0 | 0 | 0 | 0 | 0 | 0 | 0 | 0 | 0 | 0 | 0 | 0 | 0 | 0 | 0 | 0 | 0 | 0 | 0 | 0 | 0 | 0 | 0 | 0
Transportation Pollutant Emissions Disaggregated[rail,CO2,freight,petroleum diesel tf] | NoSettings | 1578530000000 | 1600550000000 | 1638630000000 | 1661970000000 | 1684980000000 | 1722860000000 | 1745060000000 | 1781620000000 | 1818240000000 | 1839740000000 | 1875670000000 | 1911650000000 | 1947870000000 | 1969570000000 | 2006280000000 | 2043480000000 | 2095880000000 | 2134100000000 | 2173820000000 | 2214110000000 | 2269810000000 | 2311470000000 | 2368060000000 | 2410870000000 | 2468600000000 | 2526900000000 | 2571230000000 | 2630470000000 | 2689950000000 | 2764350000000 | 2811030000000
Transportation Pollutant Emissions Disaggregated[rail,CO2,freight,biofuel gasoline tf] | NoSettings | 0 | 0 | 0 | 0 | 0 | 0 | 0 | 0 | 0 | 0 | 0 | 0 | 0 | 0 | 0 | 0 | 0 | 0 | 0 | 0 | 0 | 0 | 0 | 0 | 0 | 0 | 0 | 0 | 0 | 0 | 0
Transportation Pollutant Emissions Disaggregated[rail,CO2,freight,biofuel diesel tf] | NoSettings | 0 | 0 | 0 | 0 | 0 | 0 | 0 | 0 | 0 | 0 | 0 | 0 | 0 | 0 | 0 | 0 | 0 | 0 | 0 | 0 | 0 | 0 | 0 | 0 | 0 | 0 | 0 | 0 | 0 | 0 | 0
Transportation Pollutant Emissions Disaggregated[rail,CO2,freight,jet fuel tf] | NoSettings | 0 | 0 | 0 | 0 | 0 | 0 | 0 | 0 | 0 | 0 | 0 | 0 | 0 | 0 | 0 | 0 | 0 | 0 | 0 | 0 | 0 | 0 | 0 | 0 | 0 | 0 | 0 | 0 | 0 | 0 | 0
Transportation Pollutant Emissions Disaggregated[rail,CO2,freight,heavy or residual fuel oil tf] | NoSettings | 0 | 0 | 0 | 0 | 0 | 0 | 0 | 0 | 0 | 0 | 0 | 0 | 0 | 0 | 0 | 0 | 0 | 0 | 0 | 0 | 0 | 0 | 0 | 0 | 0 | 0 | 0 | 0 | 0 | 0 | 0
Transportation Pollutant Emissions Disaggregated[rail,CO2,freight,LPG propane or butane tf] | NoSettings | 0 | 0 | 0 | 0 | 0 | 0 | 0 | 0 | 0 | 0 | 0 | 0 | 0 | 0 | 0 | 0 | 0 | 0 | 0 | 0 | 0 | 0 | 0 | 0 | 0 | 0 | 0 | 0 | 0 | 0 | 0
Transportation Pollutant Emissions Disaggregated[rail,CO2,freight,hydrogen tf] | NoSettings | 0 | 0 | 0 | 0 | 0 | 0 | 0 | 0 | 0 | 0 | 0 | 0 | 0 | 0 | 0 | 0 | 0 | 0 | 0 | 0 | 0 | 0 | 0 | 0 | 0 | 0 | 0 | 0 | 0 | 0 | 0
Transportation Pollutant Emissions Disaggregated[rail,VOC,passenger,electricity tf] | NoSettings | 0 | 0 | 0 | 0 | 0 | 0 | 0 | 0 | 0 | 0 | 0 | 0 | 0 | 0 | 0 | 0 | 0 | 0 | 0 | 0 | 0 | 0 | 0 | 0 | 0 | 0 | 0 | 0 | 0 | 0 | 0
Transportation Pollutant Emissions Disaggregated[rail,VOC,passenger,natural gas tf] | NoSettings | 0 | 0 | 0 | 0 | 0 | 0 | 0 | 0 | 0 | 0 | 0 | 0 | 0 | 0 | 0 | 0 | 0 | 0 | 0 | 0 | 0 | 0 | 0 | 0 | 0 | 0 | 0 | 0 | 0 | 0 | 0
Transportation Pollutant Emissions Disaggregated[rail,VOC,passenger,petroleum gasoline tf] | NoSettings | 0 | 0 | 0 | 0 | 0 | 0 | 0 | 0 | 0 | 0 | 0 | 0 | 0 | 0 | 0 | 0 | 0 | 0 | 0 | 0 | 0 | 0 | 0 | 0 | 0 | 0 | 0 | 0 | 0 | 0 | 0
Transportation Pollutant Emissions Disaggregated[rail,VOC,passenger,petroleum diesel tf] | NoSettings | 24585200 | 24174300 | 23677000 | 23253200 | 22820200 | 22405200 | 21947200 | 21543900 | 21140700 | 20734400 | 20327900 | 19920300 | 19516800 | 19119700 | 18729300 | 18447800 | 18170700 | 17896900 | 17651000 | 17407700 | 17167800 | 16929300 | 16701000 | 16482400 | 16346000 | 16215300 | 16089000 | 15973600 | 15865400 | 15767400 | 15657600
Transportation Pollutant Emissions Disaggregated[rail,VOC,passenger,biofuel gasoline tf] | NoSettings | 0 | 0 | 0 | 0 | 0 | 0 | 0 | 0 | 0 | 0 | 0 | 0 | 0 | 0 | 0 | 0 | 0 | 0 | 0 | 0 | 0 | 0 | 0 | 0 | 0 | 0 | 0 | 0 | 0 | 0 | 0
Transportation Pollutant Emissions Disaggregated[rail,VOC,passenger,biofuel diesel tf] | NoSettings | 0 | 0 | 0 | 0 | 0 | 0 | 0 | 0 | 0 | 0 | 0 | 0 | 0 | 0 | 0 | 0 | 0 | 0 | 0 | 0 | 0 | 0 | 0 | 0 | 0 | 0 | 0 | 0 | 0 | 0 | 0
Transportation Pollutant Emissions Disaggregated[rail,VOC,passenger,jet fuel tf] | NoSettings | 0 | 0 | 0 | 0 | 0 | 0 | 0 | 0 | 0 | 0 | 0 | 0 | 0 | 0 | 0 | 0 | 0 | 0 | 0 | 0 | 0 | 0 | 0 | 0 | 0 | 0 | 0 | 0 | 0 | 0 | 0
Transportation Pollutant Emissions Disaggregated[rail,VOC,passenger,heavy or residual fuel oil tf] | NoSettings | 0 | 0 | 0 | 0 | 0 | 0 | 0 | 0 | 0 | 0 | 0 | 0 | 0 | 0 | 0 | 0 | 0 | 0 | 0 | 0 | 0 | 0 | 0 | 0 | 0 | 0 | 0 | 0 | 0 | 0 | 0
Transportation Pollutant Emissions Disaggregated[rail,VOC,passenger,LPG propane or butane tf] | NoSettings | 0 | 0 | 0 | 0 | 0 | 0 | 0 | 0 | 0 | 0 | 0 | 0 | 0 | 0 | 0 | 0 | 0 | 0 | 0 | 0 | 0 | 0 | 0 | 0 | 0 | 0 | 0 | 0 | 0 | 0 | 0
Transportation Pollutant Emissions Disaggregated[rail,VOC,passenger,hydrogen tf] | NoSettings | 0 | 0 | 0 | 0 | 0 | 0 | 0 | 0 | 0 | 0 | 0 | 0 | 0 | 0 | 0 | 0 | 0 | 0 | 0 | 0 | 0 | 0 | 0 | 0 | 0 | 0 | 0 | 0 | 0 | 0 | 0
Transportation Pollutant Emissions Disaggregated[rail,VOC,freight,electricity tf] | NoSettings | 0 | 0 | 0 | 0 | 0 | 0 | 0 | 0 | 0 | 0 | 0 | 0 | 0 | 0 | 0 | 0 | 0 | 0 | 0 | 0 | 0 | 0 | 0 | 0 | 0 | 0 | 0 | 0 | 0 | 0 | 0
Transportation Pollutant Emissions Disaggregated[rail,VOC,freight,natural gas tf] | NoSettings | 0 | 0 | 0 | 0 | 0 | 0 | 0 | 0 | 0 | 0 | 0 | 0 | 0 | 0 | 0 | 0 | 0 | 0 | 0 | 0 | 0 | 0 | 0 | 0 | 0 | 0 | 0 | 0 | 0 | 0 | 0
Transportation Pollutant Emissions Disaggregated[rail,VOC,freight,petroleum gasoline tf] | NoSettings | 0 | 0 | 0 | 0 | 0 | 0 | 0 | 0 | 0 | 0 | 0 | 0 | 0 | 0 | 0 | 0 | 0 | 0 | 0 | 0 | 0 | 0 | 0 | 0 | 0 | 0 | 0 | 0 | 0 | 0 | 0
Transportation Pollutant Emissions Disaggregated[rail,VOC,freight,petroleum diesel tf] | NoSettings | 816382000 | 827772000 | 847465000 | 859539000 | 871437000 | 891027000 | 902509000 | 921415000 | 940358000 | 951474000 | 970057000 | 988664000 | 1007400000 | 1018620000 | 1037610000 | 1056850000 | 1083940000 | 1103710000 | 1124260000 | 1145090000 | 1173900000 | 1195450000 | 1224710000 | 1246860000 | 1276710000 | 1306860000 | 1329790000 | 1360420000 | 1391190000 | 1429670000 | 1453810000
Transportation Pollutant Emissions Disaggregated[rail,VOC,freight,biofuel gasoline tf] | NoSettings | 0 | 0 | 0 | 0 | 0 | 0 | 0 | 0 | 0 | 0 | 0 | 0 | 0 | 0 | 0 | 0 | 0 | 0 | 0 | 0 | 0 | 0 | 0 | 0 | 0 | 0 | 0 | 0 | 0 | 0 | 0
Transportation Pollutant Emissions Disaggregated[rail,VOC,freight,biofuel diesel tf] | NoSettings | 0 | 0 | 0 | 0 | 0 | 0 | 0 | 0 | 0 | 0 | 0 | 0 | 0 | 0 | 0 | 0 | 0 | 0 | 0 | 0 | 0 | 0 | 0 | 0 | 0 | 0 | 0 | 0 | 0 | 0 | 0
Transportation Pollutant Emissions Disaggregated[rail,VOC,freight,jet fuel tf] | NoSettings | 0 | 0 | 0 | 0 | 0 | 0 | 0 | 0 | 0 | 0 | 0 | 0 | 0 | 0 | 0 | 0 | 0 | 0 | 0 | 0 | 0 | 0 | 0 | 0 | 0 | 0 | 0 | 0 | 0 | 0 | 0
Transportation Pollutant Emissions Disaggregated[rail,VOC,freight,heavy or residual fuel oil tf] | NoSettings | 0 | 0 | 0 | 0 | 0 | 0 | 0 | 0 | 0 | 0 | 0 | 0 | 0 | 0 | 0 | 0 | 0 | 0 | 0 | 0 | 0 | 0 | 0 | 0 | 0 | 0 | 0 | 0 | 0 | 0 | 0
Transportation Pollutant Emissions Disaggregated[rail,VOC,freight,LPG propane or butane tf] | NoSettings | 0 | 0 | 0 | 0 | 0 | 0 | 0 | 0 | 0 | 0 | 0 | 0 | 0 | 0 | 0 | 0 | 0 | 0 | 0 | 0 | 0 | 0 | 0 | 0 | 0 | 0 | 0 | 0 | 0 | 0 | 0
Transportation Pollutant Emissions Disaggregated[rail,VOC,freight,hydrogen tf] | NoSettings | 0 | 0 | 0 | 0 | 0 | 0 | 0 | 0 | 0 | 0 | 0 | 0 | 0 | 0 | 0 | 0 | 0 | 0 | 0 | 0 | 0 | 0 | 0 | 0 | 0 | 0 | 0 | 0 | 0 | 0 | 0
Transportation Pollutant Emissions Disaggregated[rail,CO,passenger,electricity tf] | NoSettings | 0 | 0 | 0 | 0 | 0 | 0 | 0 | 0 | 0 | 0 | 0 | 0 | 0 | 0 | 0 | 0 | 0 | 0 | 0 | 0 | 0 | 0 | 0 | 0 | 0 | 0 | 0 | 0 | 0 | 0 | 0
Transportation Pollutant Emissions Disaggregated[rail,CO,passenger,natural gas tf] | NoSettings | 0 | 0 | 0 | 0 | 0 | 0 | 0 | 0 | 0 | 0 | 0 | 0 | 0 | 0 | 0 | 0 | 0 | 0 | 0 | 0 | 0 | 0 | 0 | 0 | 0 | 0 | 0 | 0 | 0 | 0 | 0
Transportation Pollutant Emissions Disaggregated[rail,CO,passenger,petroleum gasoline tf] | NoSettings | 0 | 0 | 0 | 0 | 0 | 0 | 0 | 0 | 0 | 0 | 0 | 0 | 0 | 0 | 0 | 0 | 0 | 0 | 0 | 0 | 0 | 0 | 0 | 0 | 0 | 0 | 0 | 0 | 0 | 0 | 0
Transportation Pollutant Emissions Disaggregated[rail,CO,passenger,petroleum diesel tf] | NoSettings | 82502700 | 81123800 | 79455000 | 78032800 | 76579500 | 75186900 | 73650000 | 72296700 | 70943700 | 69580300 | 68216000 | 66848400 | 65494000 | 64161500 | 62851500 | 61906800 | 60976900 | 60058000 | 59233000 | 58416400 | 57611400 | 56811100 | 56044800 | 55311400 | 54853700 | 54415200 | 53991200 | 53604000 | 53240900 | 52912000 | 52543600
Transportation Pollutant Emissions Disaggregated[rail,CO,passenger,biofuel gasoline tf] | NoSettings | 0 | 0 | 0 | 0 | 0 | 0 | 0 | 0 | 0 | 0 | 0 | 0 | 0 | 0 | 0 | 0 | 0 | 0 | 0 | 0 | 0 | 0 | 0 | 0 | 0 | 0 | 0 | 0 | 0 | 0 | 0
Transportation Pollutant Emissions Disaggregated[rail,CO,passenger,biofuel diesel tf] | NoSettings | 0 | 0 | 0 | 0 | 0 | 0 | 0 | 0 | 0 | 0 | 0 | 0 | 0 | 0 | 0 | 0 | 0 | 0 | 0 | 0 | 0 | 0 | 0 | 0 | 0 | 0 | 0 | 0 | 0 | 0 | 0
Transportation Pollutant Emissions Disaggregated[rail,CO,passenger,jet fuel tf] | NoSettings | 0 | 0 | 0 | 0 | 0 | 0 | 0 | 0 | 0 | 0 | 0 | 0 | 0 | 0 | 0 | 0 | 0 | 0 | 0 | 0 | 0 | 0 | 0 | 0 | 0 | 0 | 0 | 0 | 0 | 0 | 0
Transportation Pollutant Emissions Disaggregated[rail,CO,passenger,heavy or residual fuel oil tf] | NoSettings | 0 | 0 | 0 | 0 | 0 | 0 | 0 | 0 | 0 | 0 | 0 | 0 | 0 | 0 | 0 | 0 | 0 | 0 | 0 | 0 | 0 | 0 | 0 | 0 | 0 | 0 | 0 | 0 | 0 | 0 | 0
Transportation Pollutant Emissions Disaggregated[rail,CO,passenger,LPG propane or butane tf] | NoSettings | 0 | 0 | 0 | 0 | 0 | 0 | 0 | 0 | 0 | 0 | 0 | 0 | 0 | 0 | 0 | 0 | 0 | 0 | 0 | 0 | 0 | 0 | 0 | 0 | 0 | 0 | 0 | 0 | 0 | 0 | 0
Transportation Pollutant Emissions Disaggregated[rail,CO,passenger,hydrogen tf] | NoSettings | 0 | 0 | 0 | 0 | 0 | 0 | 0 | 0 | 0 | 0 | 0 | 0 | 0 | 0 | 0 | 0 | 0 | 0 | 0 | 0 | 0 | 0 | 0 | 0 | 0 | 0 | 0 | 0 | 0 | 0 | 0
Transportation Pollutant Emissions Disaggregated[rail,CO,freight,electricity tf] | NoSettings | 0 | 0 | 0 | 0 | 0 | 0 | 0 | 0 | 0 | 0 | 0 | 0 | 0 | 0 | 0 | 0 | 0 | 0 | 0 | 0 | 0 | 0 | 0 | 0 | 0 | 0 | 0 | 0 | 0 | 0 | 0
Transportation Pollutant Emissions Disaggregated[rail,CO,freight,natural gas tf] | NoSettings | 0 | 0 | 0 | 0 | 0 | 0 | 0 | 0 | 0 | 0 | 0 | 0 | 0 | 0 | 0 | 0 | 0 | 0 | 0 | 0 | 0 | 0 | 0 | 0 | 0 | 0 | 0 | 0 | 0 | 0 | 0
Transportation Pollutant Emissions Disaggregated[rail,CO,freight,petroleum gasoline tf] | NoSettings | 0 | 0 | 0 | 0 | 0 | 0 | 0 | 0 | 0 | 0 | 0 | 0 | 0 | 0 | 0 | 0 | 0 | 0 | 0 | 0 | 0 | 0 | 0 | 0 | 0 | 0 | 0 | 0 | 0 | 0 | 0
Transportation Pollutant Emissions Disaggregated[rail,CO,freight,petroleum diesel tf] | NoSettings | 2739600000 | 2777820000 | 2843910000 | 2884430000 | 2924350000 | 2990090000 | 3028620000 | 3092070000 | 3155640000 | 3192940000 | 3255300000 | 3317740000 | 3380610000 | 3418270000 | 3481980000 | 3546550000 | 3637480000 | 3703830000 | 3772760000 | 3842680000 | 3939350000 | 4011660000 | 4109880000 | 4184180000 | 4284370000 | 4385540000 | 4462480000 | 4565290000 | 4668520000 | 4797650000 | 4878660000
Transportation Pollutant Emissions Disaggregated[rail,CO,freight,biofuel gasoline tf] | NoSettings | 0 | 0 | 0 | 0 | 0 | 0 | 0 | 0 | 0 | 0 | 0 | 0 | 0 | 0 | 0 | 0 | 0 | 0 | 0 | 0 | 0 | 0 | 0 | 0 | 0 | 0 | 0 | 0 | 0 | 0 | 0
Transportation Pollutant Emissions Disaggregated[rail,CO,freight,biofuel diesel tf] | NoSettings | 0 | 0 | 0 | 0 | 0 | 0 | 0 | 0 | 0 | 0 | 0 | 0 | 0 | 0 | 0 | 0 | 0 | 0 | 0 | 0 | 0 | 0 | 0 | 0 | 0 | 0 | 0 | 0 | 0 | 0 | 0
Transportation Pollutant Emissions Disaggregated[rail,CO,freight,jet fuel tf] | NoSettings | 0 | 0 | 0 | 0 | 0 | 0 | 0 | 0 | 0 | 0 | 0 | 0 | 0 | 0 | 0 | 0 | 0 | 0 | 0 | 0 | 0 | 0 | 0 | 0 | 0 | 0 | 0 | 0 | 0 | 0 | 0
Transportation Pollutant Emissions Disaggregated[rail,CO,freight,heavy or residual fuel oil tf] | NoSettings | 0 | 0 | 0 | 0 | 0 | 0 | 0 | 0 | 0 | 0 | 0 | 0 | 0 | 0 | 0 | 0 | 0 | 0 | 0 | 0 | 0 | 0 | 0 | 0 | 0 | 0 | 0 | 0 | 0 | 0 | 0
Transportation Pollutant Emissions Disaggregated[rail,CO,freight,LPG propane or butane tf] | NoSettings | 0 | 0 | 0 | 0 | 0 | 0 | 0 | 0 | 0 | 0 | 0 | 0 | 0 | 0 | 0 | 0 | 0 | 0 | 0 | 0 | 0 | 0 | 0 | 0 | 0 | 0 | 0 | 0 | 0 | 0 | 0
Transportation Pollutant Emissions Disaggregated[rail,CO,freight,hydrogen tf] | NoSettings | 0 | 0 | 0 | 0 | 0 | 0 | 0 | 0 | 0 | 0 | 0 | 0 | 0 | 0 | 0 | 0 | 0 | 0 | 0 | 0 | 0 | 0 | 0 | 0 | 0 | 0 | 0 | 0 | 0 | 0 | 0
Transportation Pollutant Emissions Disaggregated[rail,NOx,passenger,electricity tf] | NoSettings | 0 | 0 | 0 | 0 | 0 | 0 | 0 | 0 | 0 | 0 | 0 | 0 | 0 | 0 | 0 | 0 | 0 | 0 | 0 | 0 | 0 | 0 | 0 | 0 | 0 | 0 | 0 | 0 | 0 | 0 | 0
Transportation Pollutant Emissions Disaggregated[rail,NOx,passenger,natural gas tf] | NoSettings | 0 | 0 | 0 | 0 | 0 | 0 | 0 | 0 | 0 | 0 | 0 | 0 | 0 | 0 | 0 | 0 | 0 | 0 | 0 | 0 | 0 | 0 | 0 | 0 | 0 | 0 | 0 | 0 | 0 | 0 | 0
Transportation Pollutant Emissions Disaggregated[rail,NOx,passenger,petroleum gasoline tf] | NoSettings | 0 | 0 | 0 | 0 | 0 | 0 | 0 | 0 | 0 | 0 | 0 | 0 | 0 | 0 | 0 | 0 | 0 | 0 | 0 | 0 | 0 | 0 | 0 | 0 | 0 | 0 | 0 | 0 | 0 | 0 | 0
Transportation Pollutant Emissions Disaggregated[rail,NOx,passenger,petroleum diesel tf] | NoSettings | 592252000 | 582353000 | 570374000 | 560165000 | 549732000 | 539735000 | 528702000 | 518987000 | 509275000 | 499487000 | 489694000 | 479876000 | 470154000 | 460588000 | 451184000 | 444403000 | 437727000 | 431131000 | 425209000 | 419347000 | 413568000 | 407823000 | 402322000 | 397057000 | 393772000 | 390624000 | 387580000 | 384801000 | 382194000 | 379833000 | 377189000
Transportation Pollutant Emissions Disaggregated[rail,NOx,passenger,biofuel gasoline tf] | NoSettings | 0 | 0 | 0 | 0 | 0 | 0 | 0 | 0 | 0 | 0 | 0 | 0 | 0 | 0 | 0 | 0 | 0 | 0 | 0 | 0 | 0 | 0 | 0 | 0 | 0 | 0 | 0 | 0 | 0 | 0 | 0
Transportation Pollutant Emissions Disaggregated[rail,NOx,passenger,biofuel diesel tf] | NoSettings | 0 | 0 | 0 | 0 | 0 | 0 | 0 | 0 | 0 | 0 | 0 | 0 | 0 | 0 | 0 | 0 | 0 | 0 | 0 | 0 | 0 | 0 | 0 | 0 | 0 | 0 | 0 | 0 | 0 | 0 | 0
Transportation Pollutant Emissions Disaggregated[rail,NOx,passenger,jet fuel tf] | NoSettings | 0 | 0 | 0 | 0 | 0 | 0 | 0 | 0 | 0 | 0 | 0 | 0 | 0 | 0 | 0 | 0 | 0 | 0 | 0 | 0 | 0 | 0 | 0 | 0 | 0 | 0 | 0 | 0 | 0 | 0 | 0
Transportation Pollutant Emissions Disaggregated[rail,NOx,passenger,heavy or residual fuel oil tf] | NoSettings | 0 | 0 | 0 | 0 | 0 | 0 | 0 | 0 | 0 | 0 | 0 | 0 | 0 | 0 | 0 | 0 | 0 | 0 | 0 | 0 | 0 | 0 | 0 | 0 | 0 | 0 | 0 | 0 | 0 | 0 | 0
Transportation Pollutant Emissions Disaggregated[rail,NOx,passenger,LPG propane or butane tf] | NoSettings | 0 | 0 | 0 | 0 | 0 | 0 | 0 | 0 | 0 | 0 | 0 | 0 | 0 | 0 | 0 | 0 | 0 | 0 | 0 | 0 | 0 | 0 | 0 | 0 | 0 | 0 | 0 | 0 | 0 | 0 | 0
Transportation Pollutant Emissions Disaggregated[rail,NOx,passenger,hydrogen tf] | NoSettings | 0 | 0 | 0 | 0 | 0 | 0 | 0 | 0 | 0 | 0 | 0 | 0 | 0 | 0 | 0 | 0 | 0 | 0 | 0 | 0 | 0 | 0 | 0 | 0 | 0 | 0 | 0 | 0 | 0 | 0 | 0
Transportation Pollutant Emissions Disaggregated[rail,NOx,freight,electricity tf] | NoSettings | 0 | 0 | 0 | 0 | 0 | 0 | 0 | 0 | 0 | 0 | 0 | 0 | 0 | 0 | 0 | 0 | 0 | 0 | 0 | 0 | 0 | 0 | 0 | 0 | 0 | 0 | 0 | 0 | 0 | 0 | 0
Transportation Pollutant Emissions Disaggregated[rail,NOx,freight,natural gas tf] | NoSettings | 0 | 0 | 0 | 0 | 0 | 0 | 0 | 0 | 0 | 0 | 0 | 0 | 0 | 0 | 0 | 0 | 0 | 0 | 0 | 0 | 0 | 0 | 0 | 0 | 0 | 0 | 0 | 0 | 0 | 0 | 0
Transportation Pollutant Emissions Disaggregated[rail,NOx,freight,petroleum gasoline tf] | NoSettings | 0 | 0 | 0 | 0 | 0 | 0 | 0 | 0 | 0 | 0 | 0 | 0 | 0 | 0 | 0 | 0 | 0 | 0 | 0 | 0 | 0 | 0 | 0 | 0 | 0 | 0 | 0 | 0 | 0 | 0 | 0
Transportation Pollutant Emissions Disaggregated[rail,NOx,freight,petroleum diesel tf] | NoSettings | 19666400000 | 19940800000 | 20415200000 | 20706100000 | 20992700000 | 21464600000 | 21741200000 | 22196700000 | 22653000000 | 22920800000 | 23368400000 | 23816700000 | 24268000000 | 24538400000 | 24995700000 | 25459200000 | 26111900000 | 26588200000 | 27083100000 | 27585000000 | 28278900000 | 28798000000 | 29503100000 | 30036400000 | 30755700000 | 31481900000 | 32034300000 | 32772300000 | 33513400000 | 34440300000 | 35021900000
Transportation Pollutant Emissions Disaggregated[rail,NOx,freight,biofuel gasoline tf] | NoSettings | 0 | 0 | 0 | 0 | 0 | 0 | 0 | 0 | 0 | 0 | 0 | 0 | 0 | 0 | 0 | 0 | 0 | 0 | 0 | 0 | 0 | 0 | 0 | 0 | 0 | 0 | 0 | 0 | 0 | 0 | 0
Transportation Pollutant Emissions Disaggregated[rail,NOx,freight,biofuel diesel tf] | NoSettings | 0 | 0 | 0 | 0 | 0 | 0 | 0 | 0 | 0 | 0 | 0 | 0 | 0 | 0 | 0 | 0 | 0 | 0 | 0 | 0 | 0 | 0 | 0 | 0 | 0 | 0 | 0 | 0 | 0 | 0 | 0
Transportation Pollutant Emissions Disaggregated[rail,NOx,freight,jet fuel tf] | NoSettings | 0 | 0 | 0 | 0 | 0 | 0 | 0 | 0 | 0 | 0 | 0 | 0 | 0 | 0 | 0 | 0 | 0 | 0 | 0 | 0 | 0 | 0 | 0 | 0 | 0 | 0 | 0 | 0 | 0 | 0 | 0
Transportation Pollutant Emissions Disaggregated[rail,NOx,freight,heavy or residual fuel oil tf] | NoSettings | 0 | 0 | 0 | 0 | 0 | 0 | 0 | 0 | 0 | 0 | 0 | 0 | 0 | 0 | 0 | 0 | 0 | 0 | 0 | 0 | 0 | 0 | 0 | 0 | 0 | 0 | 0 | 0 | 0 | 0 | 0
Transportation Pollutant Emissions Disaggregated[rail,NOx,freight,LPG propane or butane tf] | NoSettings | 0 | 0 | 0 | 0 | 0 | 0 | 0 | 0 | 0 | 0 | 0 | 0 | 0 | 0 | 0 | 0 | 0 | 0 | 0 | 0 | 0 | 0 | 0 | 0 | 0 | 0 | 0 | 0 | 0 | 0 | 0
Transportation Pollutant Emissions Disaggregated[rail,NOx,freight,hydrogen tf] | NoSettings | 0 | 0 | 0 | 0 | 0 | 0 | 0 | 0 | 0 | 0 | 0 | 0 | 0 | 0 | 0 | 0 | 0 | 0 | 0 | 0 | 0 | 0 | 0 | 0 | 0 | 0 | 0 | 0 | 0 | 0 | 0
Transportation Pollutant Emissions Disaggregated[rail,PM10,passenger,electricity tf] | NoSettings | 0 | 0 | 0 | 0 | 0 | 0 | 0 | 0 | 0 | 0 | 0 | 0 | 0 | 0 | 0 | 0 | 0 | 0 | 0 | 0 | 0 | 0 | 0 | 0 | 0 | 0 | 0 | 0 | 0 | 0 | 0
Transportation Pollutant Emissions Disaggregated[rail,PM10,passenger,natural gas tf] | NoSettings | 0 | 0 | 0 | 0 | 0 | 0 | 0 | 0 | 0 | 0 | 0 | 0 | 0 | 0 | 0 | 0 | 0 | 0 | 0 | 0 | 0 | 0 | 0 | 0 | 0 | 0 | 0 | 0 | 0 | 0 | 0
Transportation Pollutant Emissions Disaggregated[rail,PM10,passenger,petroleum gasoline tf] | NoSettings | 0 | 0 | 0 | 0 | 0 | 0 | 0 | 0 | 0 | 0 | 0 | 0 | 0 | 0 | 0 | 0 | 0 | 0 | 0 | 0 | 0 | 0 | 0 | 0 | 0 | 0 | 0 | 0 | 0 | 0 | 0
Transportation Pollutant Emissions Disaggregated[rail,PM10,passenger,petroleum diesel tf] | NoSettings | 17367800 | 17077500 | 16726200 | 16426800 | 16120900 | 15827700 | 15504200 | 15219300 | 14934500 | 14647500 | 14360300 | 14072400 | 13787300 | 13506800 | 13231000 | 13032100 | 12836400 | 12642900 | 12469300 | 12297400 | 12127900 | 11959400 | 11798100 | 11643700 | 11547400 | 11455000 | 11365800 | 11284300 | 11207800 | 11138600 | 11061100
Transportation Pollutant Emissions Disaggregated[rail,PM10,passenger,biofuel gasoline tf] | NoSettings | 0 | 0 | 0 | 0 | 0 | 0 | 0 | 0 | 0 | 0 | 0 | 0 | 0 | 0 | 0 | 0 | 0 | 0 | 0 | 0 | 0 | 0 | 0 | 0 | 0 | 0 | 0 | 0 | 0 | 0 | 0
Transportation Pollutant Emissions Disaggregated[rail,PM10,passenger,biofuel diesel tf] | NoSettings | 0 | 0 | 0 | 0 | 0 | 0 | 0 | 0 | 0 | 0 | 0 | 0 | 0 | 0 | 0 | 0 | 0 | 0 | 0 | 0 | 0 | 0 | 0 | 0 | 0 | 0 | 0 | 0 | 0 | 0 | 0
Transportation Pollutant Emissions Disaggregated[rail,PM10,passenger,jet fuel tf] | NoSettings | 0 | 0 | 0 | 0 | 0 | 0 | 0 | 0 | 0 | 0 | 0 | 0 | 0 | 0 | 0 | 0 | 0 | 0 | 0 | 0 | 0 | 0 | 0 | 0 | 0 | 0 | 0 | 0 | 0 | 0 | 0
Transportation Pollutant Emissions Disaggregated[rail,PM10,passenger,heavy or residual fuel oil tf] | NoSettings | 0 | 0 | 0 | 0 | 0 | 0 | 0 | 0 | 0 | 0 | 0 | 0 | 0 | 0 | 0 | 0 | 0 | 0 | 0 | 0 | 0 | 0 | 0 | 0 | 0 | 0 | 0 | 0 | 0 | 0 | 0
Transportation Pollutant Emissions Disaggregated[rail,PM10,passenger,LPG propane or butane tf] | NoSettings | 0 | 0 | 0 | 0 | 0 | 0 | 0 | 0 | 0 | 0 | 0 | 0 | 0 | 0 | 0 | 0 | 0 | 0 | 0 | 0 | 0 | 0 | 0 | 0 | 0 | 0 | 0 | 0 | 0 | 0 | 0
Transportation Pollutant Emissions Disaggregated[rail,PM10,passenger,hydrogen tf] | NoSettings | 0 | 0 | 0 | 0 | 0 | 0 | 0 | 0 | 0 | 0 | 0 | 0 | 0 | 0 | 0 | 0 | 0 | 0 | 0 | 0 | 0 | 0 | 0 | 0 | 0 | 0 | 0 | 0 | 0 | 0 | 0
Transportation Pollutant Emissions Disaggregated[rail,PM10,freight,electricity tf] | NoSettings | 0 | 0 | 0 | 0 | 0 | 0 | 0 | 0 | 0 | 0 | 0 | 0 | 0 | 0 | 0 | 0 | 0 | 0 | 0 | 0 | 0 | 0 | 0 | 0 | 0 | 0 | 0 | 0 | 0 | 0 | 0
Transportation Pollutant Emissions Disaggregated[rail,PM10,freight,natural gas tf] | NoSettings | 0 | 0 | 0 | 0 | 0 | 0 | 0 | 0 | 0 | 0 | 0 | 0 | 0 | 0 | 0 | 0 | 0 | 0 | 0 | 0 | 0 | 0 | 0 | 0 | 0 | 0 | 0 | 0 | 0 | 0 | 0
Transportation Pollutant Emissions Disaggregated[rail,PM10,freight,petroleum gasoline tf] | NoSettings | 0 | 0 | 0 | 0 | 0 | 0 | 0 | 0 | 0 | 0 | 0 | 0 | 0 | 0 | 0 | 0 | 0 | 0 | 0 | 0 | 0 | 0 | 0 | 0 | 0 | 0 | 0 | 0 | 0 | 0 | 0
Transportation Pollutant Emissions Disaggregated[rail,PM10,freight,petroleum diesel tf] | NoSettings | 576719000 | 584765000 | 598677000 | 607207000 | 615611000 | 629451000 | 637561000 | 650918000 | 664300000 | 672152000 | 685279000 | 698424000 | 711660000 | 719588000 | 732999000 | 746592000 | 765733000 | 779700000 | 794211000 | 808930000 | 829280000 | 844502000 | 865178000 | 880819000 | 901911000 | 923208000 | 939405000 | 961048000 | 982780000 | 1009960000 | 1027020000
Transportation Pollutant Emissions Disaggregated[rail,PM10,freight,biofuel gasoline tf] | NoSettings | 0 | 0 | 0 | 0 | 0 | 0 | 0 | 0 | 0 | 0 | 0 | 0 | 0 | 0 | 0 | 0 | 0 | 0 | 0 | 0 | 0 | 0 | 0 | 0 | 0 | 0 | 0 | 0 | 0 | 0 | 0
Transportation Pollutant Emissions Disaggregated[rail,PM10,freight,biofuel diesel tf] | NoSettings | 0 | 0 | 0 | 0 | 0 | 0 | 0 | 0 | 0 | 0 | 0 | 0 | 0 | 0 | 0 | 0 | 0 | 0 | 0 | 0 | 0 | 0 | 0 | 0 | 0 | 0 | 0 | 0 | 0 | 0 | 0
Transportation Pollutant Emissions Disaggregated[rail,PM10,freight,jet fuel tf] | NoSettings | 0 | 0 | 0 | 0 | 0 | 0 | 0 | 0 | 0 | 0 | 0 | 0 | 0 | 0 | 0 | 0 | 0 | 0 | 0 | 0 | 0 | 0 | 0 | 0 | 0 | 0 | 0 | 0 | 0 | 0 | 0
Transportation Pollutant Emissions Disaggregated[rail,PM10,freight,heavy or residual fuel oil tf] | NoSettings | 0 | 0 | 0 | 0 | 0 | 0 | 0 | 0 | 0 | 0 | 0 | 0 | 0 | 0 | 0 | 0 | 0 | 0 | 0 | 0 | 0 | 0 | 0 | 0 | 0 | 0 | 0 | 0 | 0 | 0 | 0
Transportation Pollutant Emissions Disaggregated[rail,PM10,freight,LPG propane or butane tf] | NoSettings | 0 | 0 | 0 | 0 | 0 | 0 | 0 | 0 | 0 | 0 | 0 | 0 | 0 | 0 | 0 | 0 | 0 | 0 | 0 | 0 | 0 | 0 | 0 | 0 | 0 | 0 | 0 | 0 | 0 | 0 | 0
Transportation Pollutant Emissions Disaggregated[rail,PM10,freight,hydrogen tf] | NoSettings | 0 | 0 | 0 | 0 | 0 | 0 | 0 | 0 | 0 | 0 | 0 | 0 | 0 | 0 | 0 | 0 | 0 | 0 | 0 | 0 | 0 | 0 | 0 | 0 | 0 | 0 | 0 | 0 | 0 | 0 | 0
Transportation Pollutant Emissions Disaggregated[rail,PM25,passenger,electricity tf] | NoSettings | 0 | 0 | 0 | 0 | 0 | 0 | 0 | 0 | 0 | 0 | 0 | 0 | 0 | 0 | 0 | 0 | 0 | 0 | 0 | 0 | 0 | 0 | 0 | 0 | 0 | 0 | 0 | 0 | 0 | 0 | 0
Transportation Pollutant Emissions Disaggregated[rail,PM25,passenger,natural gas tf] | NoSettings | 0 | 0 | 0 | 0 | 0 | 0 | 0 | 0 | 0 | 0 | 0 | 0 | 0 | 0 | 0 | 0 | 0 | 0 | 0 | 0 | 0 | 0 | 0 | 0 | 0 | 0 | 0 | 0 | 0 | 0 | 0
Transportation Pollutant Emissions Disaggregated[rail,PM25,passenger,petroleum gasoline tf] | NoSettings | 0 | 0 | 0 | 0 | 0 | 0 | 0 | 0 | 0 | 0 | 0 | 0 | 0 | 0 | 0 | 0 | 0 | 0 | 0 | 0 | 0 | 0 | 0 | 0 | 0 | 0 | 0 | 0 | 0 | 0 | 0
Transportation Pollutant Emissions Disaggregated[rail,PM25,passenger,petroleum diesel tf] | NoSettings | 16846400 | 16564900 | 16224100 | 15933700 | 15637000 | 15352600 | 15038800 | 14762400 | 14486200 | 14207800 | 13929200 | 13649900 | 13373400 | 13101300 | 12833800 | 12640900 | 12451000 | 12263400 | 12094900 | 11928200 | 11763800 | 11600400 | 11443900 | 11294200 | 11200700 | 11111200 | 11024600 | 10945500 | 10871400 | 10804200 | 10729000
Transportation Pollutant Emissions Disaggregated[rail,PM25,passenger,biofuel gasoline tf] | NoSettings | 0 | 0 | 0 | 0 | 0 | 0 | 0 | 0 | 0 | 0 | 0 | 0 | 0 | 0 | 0 | 0 | 0 | 0 | 0 | 0 | 0 | 0 | 0 | 0 | 0 | 0 | 0 | 0 | 0 | 0 | 0
Transportation Pollutant Emissions Disaggregated[rail,PM25,passenger,biofuel diesel tf] | NoSettings | 0 | 0 | 0 | 0 | 0 | 0 | 0 | 0 | 0 | 0 | 0 | 0 | 0 | 0 | 0 | 0 | 0 | 0 | 0 | 0 | 0 | 0 | 0 | 0 | 0 | 0 | 0 | 0 | 0 | 0 | 0
Transportation Pollutant Emissions Disaggregated[rail,PM25,passenger,jet fuel tf] | NoSettings | 0 | 0 | 0 | 0 | 0 | 0 | 0 | 0 | 0 | 0 | 0 | 0 | 0 | 0 | 0 | 0 | 0 | 0 | 0 | 0 | 0 | 0 | 0 | 0 | 0 | 0 | 0 | 0 | 0 | 0 | 0
Transportation Pollutant Emissions Disaggregated[rail,PM25,passenger,heavy or residual fuel oil tf] | NoSettings | 0 | 0 | 0 | 0 | 0 | 0 | 0 | 0 | 0 | 0 | 0 | 0 | 0 | 0 | 0 | 0 | 0 | 0 | 0 | 0 | 0 | 0 | 0 | 0 | 0 | 0 | 0 | 0 | 0 | 0 | 0
Transportation Pollutant Emissions Disaggregated[rail,PM25,passenger,LPG propane or butane tf] | NoSettings | 0 | 0 | 0 | 0 | 0 | 0 | 0 | 0 | 0 | 0 | 0 | 0 | 0 | 0 | 0 | 0 | 0 | 0 | 0 | 0 | 0 | 0 | 0 | 0 | 0 | 0 | 0 | 0 | 0 | 0 | 0
Transportation Pollutant Emissions Disaggregated[rail,PM25,passenger,hydrogen tf] | NoSettings | 0 | 0 | 0 | 0 | 0 | 0 | 0 | 0 | 0 | 0 | 0 | 0 | 0 | 0 | 0 | 0 | 0 | 0 | 0 | 0 | 0 | 0 | 0 | 0 | 0 | 0 | 0 | 0 | 0 | 0 | 0
Transportation Pollutant Emissions Disaggregated[rail,PM25,freight,electricity tf] | NoSettings | 0 | 0 | 0 | 0 | 0 | 0 | 0 | 0 | 0 | 0 | 0 | 0 | 0 | 0 | 0 | 0 | 0 | 0 | 0 | 0 | 0 | 0 | 0 | 0 | 0 | 0 | 0 | 0 | 0 | 0 | 0
Transportation Pollutant Emissions Disaggregated[rail,PM25,freight,natural gas tf] | NoSettings | 0 | 0 | 0 | 0 | 0 | 0 | 0 | 0 | 0 | 0 | 0 | 0 | 0 | 0 | 0 | 0 | 0 | 0 | 0 | 0 | 0 | 0 | 0 | 0 | 0 | 0 | 0 | 0 | 0 | 0 | 0
Transportation Pollutant Emissions Disaggregated[rail,PM25,freight,petroleum gasoline tf] | NoSettings | 0 | 0 | 0 | 0 | 0 | 0 | 0 | 0 | 0 | 0 | 0 | 0 | 0 | 0 | 0 | 0 | 0 | 0 | 0 | 0 | 0 | 0 | 0 | 0 | 0 | 0 | 0 | 0 | 0 | 0 | 0
Transportation Pollutant Emissions Disaggregated[rail,PM25,freight,petroleum diesel tf] | NoSettings | 559405000 | 567210000 | 580704000 | 588978000 | 597130000 | 610555000 | 618422000 | 631377000 | 644357000 | 651974000 | 664707000 | 677457000 | 690295000 | 697986000 | 710994000 | 724179000 | 742746000 | 756293000 | 770369000 | 784645000 | 804385000 | 819150000 | 839205000 | 854377000 | 874835000 | 895493000 | 911204000 | 932197000 | 953277000 | 979643000 | 996186000
Transportation Pollutant Emissions Disaggregated[rail,PM25,freight,biofuel gasoline tf] | NoSettings | 0 | 0 | 0 | 0 | 0 | 0 | 0 | 0 | 0 | 0 | 0 | 0 | 0 | 0 | 0 | 0 | 0 | 0 | 0 | 0 | 0 | 0 | 0 | 0 | 0 | 0 | 0 | 0 | 0 | 0 | 0
Transportation Pollutant Emissions Disaggregated[rail,PM25,freight,biofuel diesel tf] | NoSettings | 0 | 0 | 0 | 0 | 0 | 0 | 0 | 0 | 0 | 0 | 0 | 0 | 0 | 0 | 0 | 0 | 0 | 0 | 0 | 0 | 0 | 0 | 0 | 0 | 0 | 0 | 0 | 0 | 0 | 0 | 0
Transportation Pollutant Emissions Disaggregated[rail,PM25,freight,jet fuel tf] | NoSettings | 0 | 0 | 0 | 0 | 0 | 0 | 0 | 0 | 0 | 0 | 0 | 0 | 0 | 0 | 0 | 0 | 0 | 0 | 0 | 0 | 0 | 0 | 0 | 0 | 0 | 0 | 0 | 0 | 0 | 0 | 0
Transportation Pollutant Emissions Disaggregated[rail,PM25,freight,heavy or residual fuel oil tf] | NoSettings | 0 | 0 | 0 | 0 | 0 | 0 | 0 | 0 | 0 | 0 | 0 | 0 | 0 | 0 | 0 | 0 | 0 | 0 | 0 | 0 | 0 | 0 | 0 | 0 | 0 | 0 | 0 | 0 | 0 | 0 | 0
Transportation Pollutant Emissions Disaggregated[rail,PM25,freight,LPG propane or butane tf] | NoSettings | 0 | 0 | 0 | 0 | 0 | 0 | 0 | 0 | 0 | 0 | 0 | 0 | 0 | 0 | 0 | 0 | 0 | 0 | 0 | 0 | 0 | 0 | 0 | 0 | 0 | 0 | 0 | 0 | 0 | 0 | 0
Transportation Pollutant Emissions Disaggregated[rail,PM25,freight,hydrogen tf] | NoSettings | 0 | 0 | 0 | 0 | 0 | 0 | 0 | 0 | 0 | 0 | 0 | 0 | 0 | 0 | 0 | 0 | 0 | 0 | 0 | 0 | 0 | 0 | 0 | 0 | 0 | 0 | 0 | 0 | 0 | 0 | 0
Transportation Pollutant Emissions Disaggregated[rail,SOx,passenger,electricity tf] | NoSettings | 0 | 0 | 0 | 0 | 0 | 0 | 0 | 0 | 0 | 0 | 0 | 0 | 0 | 0 | 0 | 0 | 0 | 0 | 0 | 0 | 0 | 0 | 0 | 0 | 0 | 0 | 0 | 0 | 0 | 0 | 0
Transportation Pollutant Emissions Disaggregated[rail,SOx,passenger,natural gas tf] | NoSettings | 0 | 0 | 0 | 0 | 0 | 0 | 0 | 0 | 0 | 0 | 0 | 0 | 0 | 0 | 0 | 0 | 0 | 0 | 0 | 0 | 0 | 0 | 0 | 0 | 0 | 0 | 0 | 0 | 0 | 0 | 0
Transportation Pollutant Emissions Disaggregated[rail,SOx,passenger,petroleum gasoline tf] | NoSettings | 0 | 0 | 0 | 0 | 0 | 0 | 0 | 0 | 0 | 0 | 0 | 0 | 0 | 0 | 0 | 0 | 0 | 0 | 0 | 0 | 0 | 0 | 0 | 0 | 0 | 0 | 0 | 0 | 0 | 0 | 0
Transportation Pollutant Emissions Disaggregated[rail,SOx,passenger,petroleum diesel tf] | NoSettings | 324746 | 319318 | 312749 | 307151 | 301431 | 295949 | 289900 | 284573 | 279248 | 273881 | 268511 | 263127 | 257796 | 252551 | 247395 | 243676 | 240016 | 236399 | 233152 | 229938 | 226769 | 223619 | 220603 | 217716 | 215914 | 214188 | 212519 | 210995 | 209566 | 208271 | 206821
Transportation Pollutant Emissions Disaggregated[rail,SOx,passenger,biofuel gasoline tf] | NoSettings | 0 | 0 | 0 | 0 | 0 | 0 | 0 | 0 | 0 | 0 | 0 | 0 | 0 | 0 | 0 | 0 | 0 | 0 | 0 | 0 | 0 | 0 | 0 | 0 | 0 | 0 | 0 | 0 | 0 | 0 | 0
Transportation Pollutant Emissions Disaggregated[rail,SOx,passenger,biofuel diesel tf] | NoSettings | 0 | 0 | 0 | 0 | 0 | 0 | 0 | 0 | 0 | 0 | 0 | 0 | 0 | 0 | 0 | 0 | 0 | 0 | 0 | 0 | 0 | 0 | 0 | 0 | 0 | 0 | 0 | 0 | 0 | 0 | 0
Transportation Pollutant Emissions Disaggregated[rail,SOx,passenger,jet fuel tf] | NoSettings | 0 | 0 | 0 | 0 | 0 | 0 | 0 | 0 | 0 | 0 | 0 | 0 | 0 | 0 | 0 | 0 | 0 | 0 | 0 | 0 | 0 | 0 | 0 | 0 | 0 | 0 | 0 | 0 | 0 | 0 | 0
Transportation Pollutant Emissions Disaggregated[rail,SOx,passenger,heavy or residual fuel oil tf] | NoSettings | 0 | 0 | 0 | 0 | 0 | 0 | 0 | 0 | 0 | 0 | 0 | 0 | 0 | 0 | 0 | 0 | 0 | 0 | 0 | 0 | 0 | 0 | 0 | 0 | 0 | 0 | 0 | 0 | 0 | 0 | 0
Transportation Pollutant Emissions Disaggregated[rail,SOx,passenger,LPG propane or butane tf] | NoSettings | 0 | 0 | 0 | 0 | 0 | 0 | 0 | 0 | 0 | 0 | 0 | 0 | 0 | 0 | 0 | 0 | 0 | 0 | 0 | 0 | 0 | 0 | 0 | 0 | 0 | 0 | 0 | 0 | 0 | 0 | 0
Transportation Pollutant Emissions Disaggregated[rail,SOx,passenger,hydrogen tf] | NoSettings | 0 | 0 | 0 | 0 | 0 | 0 | 0 | 0 | 0 | 0 | 0 | 0 | 0 | 0 | 0 | 0 | 0 | 0 | 0 | 0 | 0 | 0 | 0 | 0 | 0 | 0 | 0 | 0 | 0 | 0 | 0
Transportation Pollutant Emissions Disaggregated[rail,SOx,freight,electricity tf] | NoSettings | 0 | 0 | 0 | 0 | 0 | 0 | 0 | 0 | 0 | 0 | 0 | 0 | 0 | 0 | 0 | 0 | 0 | 0 | 0 | 0 | 0 | 0 | 0 | 0 | 0 | 0 | 0 | 0 | 0 | 0 | 0
Transportation Pollutant Emissions Disaggregated[rail,SOx,freight,natural gas tf] | NoSettings | 0 | 0 | 0 | 0 | 0 | 0 | 0 | 0 | 0 | 0 | 0 | 0 | 0 | 0 | 0 | 0 | 0 | 0 | 0 | 0 | 0 | 0 | 0 | 0 | 0 | 0 | 0 | 0 | 0 | 0 | 0
Transportation Pollutant Emissions Disaggregated[rail,SOx,freight,petroleum gasoline tf] | NoSettings | 0 | 0 | 0 | 0 | 0 | 0 | 0 | 0 | 0 | 0 | 0 | 0 | 0 | 0 | 0 | 0 | 0 | 0 | 0 | 0 | 0 | 0 | 0 | 0 | 0 | 0 | 0 | 0 | 0 | 0 | 0
Transportation Pollutant Emissions Disaggregated[rail,SOx,freight,petroleum diesel tf] | NoSettings | 10783600 | 10934000 | 11194100 | 11353600 | 11510800 | 11769600 | 11921200 | 12170900 | 12421200 | 12568000 | 12813500 | 13059200 | 13306700 | 13455000 | 13705700 | 13959900 | 14317800 | 14578900 | 14850300 | 15125500 | 15506000 | 15790600 | 16177200 | 16469700 | 16864000 | 17262300 | 17565100 | 17969800 | 18376200 | 18884400 | 19203300
Transportation Pollutant Emissions Disaggregated[rail,SOx,freight,biofuel gasoline tf] | NoSettings | 0 | 0 | 0 | 0 | 0 | 0 | 0 | 0 | 0 | 0 | 0 | 0 | 0 | 0 | 0 | 0 | 0 | 0 | 0 | 0 | 0 | 0 | 0 | 0 | 0 | 0 | 0 | 0 | 0 | 0 | 0
Transportation Pollutant Emissions Disaggregated[rail,SOx,freight,biofuel diesel tf] | NoSettings | 0 | 0 | 0 | 0 | 0 | 0 | 0 | 0 | 0 | 0 | 0 | 0 | 0 | 0 | 0 | 0 | 0 | 0 | 0 | 0 | 0 | 0 | 0 | 0 | 0 | 0 | 0 | 0 | 0 | 0 | 0
Transportation Pollutant Emissions Disaggregated[rail,SOx,freight,jet fuel tf] | NoSettings | 0 | 0 | 0 | 0 | 0 | 0 | 0 | 0 | 0 | 0 | 0 | 0 | 0 | 0 | 0 | 0 | 0 | 0 | 0 | 0 | 0 | 0 | 0 | 0 | 0 | 0 | 0 | 0 | 0 | 0 | 0
Transportation Pollutant Emissions Disaggregated[rail,SOx,freight,heavy or residual fuel oil tf] | NoSettings | 0 | 0 | 0 | 0 | 0 | 0 | 0 | 0 | 0 | 0 | 0 | 0 | 0 | 0 | 0 | 0 | 0 | 0 | 0 | 0 | 0 | 0 | 0 | 0 | 0 | 0 | 0 | 0 | 0 | 0 | 0
Transportation Pollutant Emissions Disaggregated[rail,SOx,freight,LPG propane or butane tf] | NoSettings | 0 | 0 | 0 | 0 | 0 | 0 | 0 | 0 | 0 | 0 | 0 | 0 | 0 | 0 | 0 | 0 | 0 | 0 | 0 | 0 | 0 | 0 | 0 | 0 | 0 | 0 | 0 | 0 | 0 | 0 | 0
Transportation Pollutant Emissions Disaggregated[rail,SOx,freight,hydrogen tf] | NoSettings | 0 | 0 | 0 | 0 | 0 | 0 | 0 | 0 | 0 | 0 | 0 | 0 | 0 | 0 | 0 | 0 | 0 | 0 | 0 | 0 | 0 | 0 | 0 | 0 | 0 | 0 | 0 | 0 | 0 | 0 | 0
Transportation Pollutant Emissions Disaggregated[rail,BC,passenger,electricity tf] | NoSettings | 0 | 0 | 0 | 0 | 0 | 0 | 0 | 0 | 0 | 0 | 0 | 0 | 0 | 0 | 0 | 0 | 0 | 0 | 0 | 0 | 0 | 0 | 0 | 0 | 0 | 0 | 0 | 0 | 0 | 0 | 0
Transportation Pollutant Emissions Disaggregated[rail,BC,passenger,natural gas tf] | NoSettings | 0 | 0 | 0 | 0 | 0 | 0 | 0 | 0 | 0 | 0 | 0 | 0 | 0 | 0 | 0 | 0 | 0 | 0 | 0 | 0 | 0 | 0 | 0 | 0 | 0 | 0 | 0 | 0 | 0 | 0 | 0
Transportation Pollutant Emissions Disaggregated[rail,BC,passenger,petroleum gasoline tf] | NoSettings | 0 | 0 | 0 | 0 | 0 | 0 | 0 | 0 | 0 | 0 | 0 | 0 | 0 | 0 | 0 | 0 | 0 | 0 | 0 | 0 | 0 | 0 | 0 | 0 | 0 | 0 | 0 | 0 | 0 | 0 | 0
Transportation Pollutant Emissions Disaggregated[rail,BC,passenger,petroleum diesel tf] | NoSettings | 1414920 | 1391270 | 1362650 | 1338260 | 1313340 | 1289450 | 1263090 | 1239880 | 1216680 | 1193300 | 1169900 | 1146450 | 1123220 | 1100370 | 1077900 | 1061700 | 1045750 | 1029990 | 1015840 | 1001840 | 988033 | 974308 | 961166 | 948587 | 940738 | 933217 | 925947 | 919306 | 913078 | 907438 | 901121
Transportation Pollutant Emissions Disaggregated[rail,BC,passenger,biofuel gasoline tf] | NoSettings | 0 | 0 | 0 | 0 | 0 | 0 | 0 | 0 | 0 | 0 | 0 | 0 | 0 | 0 | 0 | 0 | 0 | 0 | 0 | 0 | 0 | 0 | 0 | 0 | 0 | 0 | 0 | 0 | 0 | 0 | 0
Transportation Pollutant Emissions Disaggregated[rail,BC,passenger,biofuel diesel tf] | NoSettings | 0 | 0 | 0 | 0 | 0 | 0 | 0 | 0 | 0 | 0 | 0 | 0 | 0 | 0 | 0 | 0 | 0 | 0 | 0 | 0 | 0 | 0 | 0 | 0 | 0 | 0 | 0 | 0 | 0 | 0 | 0
Transportation Pollutant Emissions Disaggregated[rail,BC,passenger,jet fuel tf] | NoSettings | 0 | 0 | 0 | 0 | 0 | 0 | 0 | 0 | 0 | 0 | 0 | 0 | 0 | 0 | 0 | 0 | 0 | 0 | 0 | 0 | 0 | 0 | 0 | 0 | 0 | 0 | 0 | 0 | 0 | 0 | 0
Transportation Pollutant Emissions Disaggregated[rail,BC,passenger,heavy or residual fuel oil tf] | NoSettings | 0 | 0 | 0 | 0 | 0 | 0 | 0 | 0 | 0 | 0 | 0 | 0 | 0 | 0 | 0 | 0 | 0 | 0 | 0 | 0 | 0 | 0 | 0 | 0 | 0 | 0 | 0 | 0 | 0 | 0 | 0
Transportation Pollutant Emissions Disaggregated[rail,BC,passenger,LPG propane or butane tf] | NoSettings | 0 | 0 | 0 | 0 | 0 | 0 | 0 | 0 | 0 | 0 | 0 | 0 | 0 | 0 | 0 | 0 | 0 | 0 | 0 | 0 | 0 | 0 | 0 | 0 | 0 | 0 | 0 | 0 | 0 | 0 | 0
Transportation Pollutant Emissions Disaggregated[rail,BC,passenger,hydrogen tf] | NoSettings | 0 | 0 | 0 | 0 | 0 | 0 | 0 | 0 | 0 | 0 | 0 | 0 | 0 | 0 | 0 | 0 | 0 | 0 | 0 | 0 | 0 | 0 | 0 | 0 | 0 | 0 | 0 | 0 | 0 | 0 | 0
Transportation Pollutant Emissions Disaggregated[rail,BC,freight,electricity tf] | NoSettings | 0 | 0 | 0 | 0 | 0 | 0 | 0 | 0 | 0 | 0 | 0 | 0 | 0 | 0 | 0 | 0 | 0 | 0 | 0 | 0 | 0 | 0 | 0 | 0 | 0 | 0 | 0 | 0 | 0 | 0 | 0
Transportation Pollutant Emissions Disaggregated[rail,BC,freight,natural gas tf] | NoSettings | 0 | 0 | 0 | 0 | 0 | 0 | 0 | 0 | 0 | 0 | 0 | 0 | 0 | 0 | 0 | 0 | 0 | 0 | 0 | 0 | 0 | 0 | 0 | 0 | 0 | 0 | 0 | 0 | 0 | 0 | 0
Transportation Pollutant Emissions Disaggregated[rail,BC,freight,petroleum gasoline tf] | NoSettings | 0 | 0 | 0 | 0 | 0 | 0 | 0 | 0 | 0 | 0 | 0 | 0 | 0 | 0 | 0 | 0 | 0 | 0 | 0 | 0 | 0 | 0 | 0 | 0 | 0 | 0 | 0 | 0 | 0 | 0 | 0
Transportation Pollutant Emissions Disaggregated[rail,BC,freight,petroleum diesel tf] | NoSettings | 46984000 | 47639600 | 48772900 | 49467800 | 50152500 | 51280000 | 51940700 | 53028800 | 54119000 | 54758800 | 55828200 | 56899100 | 57977400 | 58623300 | 59715900 | 60823200 | 62382600 | 63520500 | 64702700 | 65901700 | 67559600 | 68799700 | 70484200 | 71758400 | 73476700 | 75211800 | 76531300 | 78294500 | 80065000 | 82279400 | 83668900
Transportation Pollutant Emissions Disaggregated[rail,BC,freight,biofuel gasoline tf] | NoSettings | 0 | 0 | 0 | 0 | 0 | 0 | 0 | 0 | 0 | 0 | 0 | 0 | 0 | 0 | 0 | 0 | 0 | 0 | 0 | 0 | 0 | 0 | 0 | 0 | 0 | 0 | 0 | 0 | 0 | 0 | 0
Transportation Pollutant Emissions Disaggregated[rail,BC,freight,biofuel diesel tf] | NoSettings | 0 | 0 | 0 | 0 | 0 | 0 | 0 | 0 | 0 | 0 | 0 | 0 | 0 | 0 | 0 | 0 | 0 | 0 | 0 | 0 | 0 | 0 | 0 | 0 | 0 | 0 | 0 | 0 | 0 | 0 | 0
Transportation Pollutant Emissions Disaggregated[rail,BC,freight,jet fuel tf] | NoSettings | 0 | 0 | 0 | 0 | 0 | 0 | 0 | 0 | 0 | 0 | 0 | 0 | 0 | 0 | 0 | 0 | 0 | 0 | 0 | 0 | 0 | 0 | 0 | 0 | 0 | 0 | 0 | 0 | 0 | 0 | 0
Transportation Pollutant Emissions Disaggregated[rail,BC,freight,heavy or residual fuel oil tf] | NoSettings | 0 | 0 | 0 | 0 | 0 | 0 | 0 | 0 | 0 | 0 | 0 | 0 | 0 | 0 | 0 | 0 | 0 | 0 | 0 | 0 | 0 | 0 | 0 | 0 | 0 | 0 | 0 | 0 | 0 | 0 | 0
Transportation Pollutant Emissions Disaggregated[rail,BC,freight,LPG propane or butane tf] | NoSettings | 0 | 0 | 0 | 0 | 0 | 0 | 0 | 0 | 0 | 0 | 0 | 0 | 0 | 0 | 0 | 0 | 0 | 0 | 0 | 0 | 0 | 0 | 0 | 0 | 0 | 0 | 0 | 0 | 0 | 0 | 0
Transportation Pollutant Emissions Disaggregated[rail,BC,freight,hydrogen tf] | NoSettings | 0 | 0 | 0 | 0 | 0 | 0 | 0 | 0 | 0 | 0 | 0 | 0 | 0 | 0 | 0 | 0 | 0 | 0 | 0 | 0 | 0 | 0 | 0 | 0 | 0 | 0 | 0 | 0 | 0 | 0 | 0
Transportation Pollutant Emissions Disaggregated[rail,OC,passenger,electricity tf] | NoSettings | 0 | 0 | 0 | 0 | 0 | 0 | 0 | 0 | 0 | 0 | 0 | 0 | 0 | 0 | 0 | 0 | 0 | 0 | 0 | 0 | 0 | 0 | 0 | 0 | 0 | 0 | 0 | 0 | 0 | 0 | 0
Transportation Pollutant Emissions Disaggregated[rail,OC,passenger,natural gas tf] | NoSettings | 0 | 0 | 0 | 0 | 0 | 0 | 0 | 0 | 0 | 0 | 0 | 0 | 0 | 0 | 0 | 0 | 0 | 0 | 0 | 0 | 0 | 0 | 0 | 0 | 0 | 0 | 0 | 0 | 0 | 0 | 0
Transportation Pollutant Emissions Disaggregated[rail,OC,passenger,petroleum gasoline tf] | NoSettings | 0 | 0 | 0 | 0 | 0 | 0 | 0 | 0 | 0 | 0 | 0 | 0 | 0 | 0 | 0 | 0 | 0 | 0 | 0 | 0 | 0 | 0 | 0 | 0 | 0 | 0 | 0 | 0 | 0 | 0 | 0
Transportation Pollutant Emissions Disaggregated[rail,OC,passenger,petroleum diesel tf] | NoSettings | 14926100 | 14676700 | 14374700 | 14117400 | 13854500 | 13602600 | 13324500 | 13079700 | 12834900 | 12588200 | 12341400 | 12094000 | 11849000 | 11607900 | 11370900 | 11200000 | 11031700 | 10865500 | 10716300 | 10568500 | 10422900 | 10278100 | 10139500 | 10006800 | 9923960 | 9844620 | 9767930 | 9697870 | 9632170 | 9572670 | 9506030
Transportation Pollutant Emissions Disaggregated[rail,OC,passenger,biofuel gasoline tf] | NoSettings | 0 | 0 | 0 | 0 | 0 | 0 | 0 | 0 | 0 | 0 | 0 | 0 | 0 | 0 | 0 | 0 | 0 | 0 | 0 | 0 | 0 | 0 | 0 | 0 | 0 | 0 | 0 | 0 | 0 | 0 | 0
Transportation Pollutant Emissions Disaggregated[rail,OC,passenger,biofuel diesel tf] | NoSettings | 0 | 0 | 0 | 0 | 0 | 0 | 0 | 0 | 0 | 0 | 0 | 0 | 0 | 0 | 0 | 0 | 0 | 0 | 0 | 0 | 0 | 0 | 0 | 0 | 0 | 0 | 0 | 0 | 0 | 0 | 0
Transportation Pollutant Emissions Disaggregated[rail,OC,passenger,jet fuel tf] | NoSettings | 0 | 0 | 0 | 0 | 0 | 0 | 0 | 0 | 0 | 0 | 0 | 0 | 0 | 0 | 0 | 0 | 0 | 0 | 0 | 0 | 0 | 0 | 0 | 0 | 0 | 0 | 0 | 0 | 0 | 0 | 0
Transportation Pollutant Emissions Disaggregated[rail,OC,passenger,heavy or residual fuel oil tf] | NoSettings | 0 | 0 | 0 | 0 | 0 | 0 | 0 | 0 | 0 | 0 | 0 | 0 | 0 | 0 | 0 | 0 | 0 | 0 | 0 | 0 | 0 | 0 | 0 | 0 | 0 | 0 | 0 | 0 | 0 | 0 | 0
Transportation Pollutant Emissions Disaggregated[rail,OC,passenger,LPG propane or butane tf] | NoSettings | 0 | 0 | 0 | 0 | 0 | 0 | 0 | 0 | 0 | 0 | 0 | 0 | 0 | 0 | 0 | 0 | 0 | 0 | 0 | 0 | 0 | 0 | 0 | 0 | 0 | 0 | 0 | 0 | 0 | 0 | 0
Transportation Pollutant Emissions Disaggregated[rail,OC,passenger,hydrogen tf] | NoSettings | 0 | 0 | 0 | 0 | 0 | 0 | 0 | 0 | 0 | 0 | 0 | 0 | 0 | 0 | 0 | 0 | 0 | 0 | 0 | 0 | 0 | 0 | 0 | 0 | 0 | 0 | 0 | 0 | 0 | 0 | 0
Transportation Pollutant Emissions Disaggregated[rail,OC,freight,electricity tf] | NoSettings | 0 | 0 | 0 | 0 | 0 | 0 | 0 | 0 | 0 | 0 | 0 | 0 | 0 | 0 | 0 | 0 | 0 | 0 | 0 | 0 | 0 | 0 | 0 | 0 | 0 | 0 | 0 | 0 | 0 | 0 | 0
Transportation Pollutant Emissions Disaggregated[rail,OC,freight,natural gas tf] | NoSettings | 0 | 0 | 0 | 0 | 0 | 0 | 0 | 0 | 0 | 0 | 0 | 0 | 0 | 0 | 0 | 0 | 0 | 0 | 0 | 0 | 0 | 0 | 0 | 0 | 0 | 0 | 0 | 0 | 0 | 0 | 0
Transportation Pollutant Emissions Disaggregated[rail,OC,freight,petroleum gasoline tf] | NoSettings | 0 | 0 | 0 | 0 | 0 | 0 | 0 | 0 | 0 | 0 | 0 | 0 | 0 | 0 | 0 | 0 | 0 | 0 | 0 | 0 | 0 | 0 | 0 | 0 | 0 | 0 | 0 | 0 | 0 | 0 | 0
Transportation Pollutant Emissions Disaggregated[rail,OC,freight,petroleum diesel tf] | NoSettings | 495640000 | 502555000 | 514511000 | 521842000 | 529065000 | 540959000 | 547929000 | 559407000 | 570908000 | 577657000 | 588939000 | 600235000 | 611610000 | 618424000 | 629950000 | 641632000 | 658082000 | 670085000 | 682556000 | 695205000 | 712694000 | 725776000 | 743546000 | 756988000 | 775114000 | 793418000 | 807338000 | 825938000 | 844615000 | 867975000 | 882633000
Transportation Pollutant Emissions Disaggregated[rail,OC,freight,biofuel gasoline tf] | NoSettings | 0 | 0 | 0 | 0 | 0 | 0 | 0 | 0 | 0 | 0 | 0 | 0 | 0 | 0 | 0 | 0 | 0 | 0 | 0 | 0 | 0 | 0 | 0 | 0 | 0 | 0 | 0 | 0 | 0 | 0 | 0
Transportation Pollutant Emissions Disaggregated[rail,OC,freight,biofuel diesel tf] | NoSettings | 0 | 0 | 0 | 0 | 0 | 0 | 0 | 0 | 0 | 0 | 0 | 0 | 0 | 0 | 0 | 0 | 0 | 0 | 0 | 0 | 0 | 0 | 0 | 0 | 0 | 0 | 0 | 0 | 0 | 0 | 0
Transportation Pollutant Emissions Disaggregated[rail,OC,freight,jet fuel tf] | NoSettings | 0 | 0 | 0 | 0 | 0 | 0 | 0 | 0 | 0 | 0 | 0 | 0 | 0 | 0 | 0 | 0 | 0 | 0 | 0 | 0 | 0 | 0 | 0 | 0 | 0 | 0 | 0 | 0 | 0 | 0 | 0
Transportation Pollutant Emissions Disaggregated[rail,OC,freight,heavy or residual fuel oil tf] | NoSettings | 0 | 0 | 0 | 0 | 0 | 0 | 0 | 0 | 0 | 0 | 0 | 0 | 0 | 0 | 0 | 0 | 0 | 0 | 0 | 0 | 0 | 0 | 0 | 0 | 0 | 0 | 0 | 0 | 0 | 0 | 0
Transportation Pollutant Emissions Disaggregated[rail,OC,freight,LPG propane or butane tf] | NoSettings | 0 | 0 | 0 | 0 | 0 | 0 | 0 | 0 | 0 | 0 | 0 | 0 | 0 | 0 | 0 | 0 | 0 | 0 | 0 | 0 | 0 | 0 | 0 | 0 | 0 | 0 | 0 | 0 | 0 | 0 | 0
Transportation Pollutant Emissions Disaggregated[rail,OC,freight,hydrogen tf] | NoSettings | 0 | 0 | 0 | 0 | 0 | 0 | 0 | 0 | 0 | 0 | 0 | 0 | 0 | 0 | 0 | 0 | 0 | 0 | 0 | 0 | 0 | 0 | 0 | 0 | 0 | 0 | 0 | 0 | 0 | 0 | 0
Transportation Pollutant Emissions Disaggregated[rail,CH4,passenger,electricity tf] | NoSettings | 0 | 0 | 0 | 0 | 0 | 0 | 0 | 0 | 0 | 0 | 0 | 0 | 0 | 0 | 0 | 0 | 0 | 0 | 0 | 0 | 0 | 0 | 0 | 0 | 0 | 0 | 0 | 0 | 0 | 0 | 0
Transportation Pollutant Emissions Disaggregated[rail,CH4,passenger,natural gas tf] | NoSettings | 0 | 0 | 0 | 0 | 0 | 0 | 0 | 0 | 0 | 0 | 0 | 0 | 0 | 0 | 0 | 0 | 0 | 0 | 0 | 0 | 0 | 0 | 0 | 0 | 0 | 0 | 0 | 0 | 0 | 0 | 0
Transportation Pollutant Emissions Disaggregated[rail,CH4,passenger,petroleum gasoline tf] | NoSettings | 0 | 0 | 0 | 0 | 0 | 0 | 0 | 0 | 0 | 0 | 0 | 0 | 0 | 0 | 0 | 0 | 0 | 0 | 0 | 0 | 0 | 0 | 0 | 0 | 0 | 0 | 0 | 0 | 0 | 0 | 0
Transportation Pollutant Emissions Disaggregated[rail,CH4,passenger,petroleum diesel tf] | NoSettings | 1921570 | 1889460 | 1850590 | 1817460 | 1783610 | 1751180 | 1715380 | 1683860 | 1652350 | 1620600 | 1588820 | 1556970 | 1525420 | 1494390 | 1463880 | 1441870 | 1420210 | 1398810 | 1379600 | 1360580 | 1341830 | 1323190 | 1305340 | 1288260 | 1277600 | 1267380 | 1257510 | 1248490 | 1240030 | 1232370 | 1223800
Transportation Pollutant Emissions Disaggregated[rail,CH4,passenger,biofuel gasoline tf] | NoSettings | 0 | 0 | 0 | 0 | 0 | 0 | 0 | 0 | 0 | 0 | 0 | 0 | 0 | 0 | 0 | 0 | 0 | 0 | 0 | 0 | 0 | 0 | 0 | 0 | 0 | 0 | 0 | 0 | 0 | 0 | 0
Transportation Pollutant Emissions Disaggregated[rail,CH4,passenger,biofuel diesel tf] | NoSettings | 0 | 0 | 0 | 0 | 0 | 0 | 0 | 0 | 0 | 0 | 0 | 0 | 0 | 0 | 0 | 0 | 0 | 0 | 0 | 0 | 0 | 0 | 0 | 0 | 0 | 0 | 0 | 0 | 0 | 0 | 0
Transportation Pollutant Emissions Disaggregated[rail,CH4,passenger,jet fuel tf] | NoSettings | 0 | 0 | 0 | 0 | 0 | 0 | 0 | 0 | 0 | 0 | 0 | 0 | 0 | 0 | 0 | 0 | 0 | 0 | 0 | 0 | 0 | 0 | 0 | 0 | 0 | 0 | 0 | 0 | 0 | 0 | 0
Transportation Pollutant Emissions Disaggregated[rail,CH4,passenger,heavy or residual fuel oil tf] | NoSettings | 0 | 0 | 0 | 0 | 0 | 0 | 0 | 0 | 0 | 0 | 0 | 0 | 0 | 0 | 0 | 0 | 0 | 0 | 0 | 0 | 0 | 0 | 0 | 0 | 0 | 0 | 0 | 0 | 0 | 0 | 0
Transportation Pollutant Emissions Disaggregated[rail,CH4,passenger,LPG propane or butane tf] | NoSettings | 0 | 0 | 0 | 0 | 0 | 0 | 0 | 0 | 0 | 0 | 0 | 0 | 0 | 0 | 0 | 0 | 0 | 0 | 0 | 0 | 0 | 0 | 0 | 0 | 0 | 0 | 0 | 0 | 0 | 0 | 0
Transportation Pollutant Emissions Disaggregated[rail,CH4,passenger,hydrogen tf] | NoSettings | 0 | 0 | 0 | 0 | 0 | 0 | 0 | 0 | 0 | 0 | 0 | 0 | 0 | 0 | 0 | 0 | 0 | 0 | 0 | 0 | 0 | 0 | 0 | 0 | 0 | 0 | 0 | 0 | 0 | 0 | 0
Transportation Pollutant Emissions Disaggregated[rail,CH4,freight,electricity tf] | NoSettings | 0 | 0 | 0 | 0 | 0 | 0 | 0 | 0 | 0 | 0 | 0 | 0 | 0 | 0 | 0 | 0 | 0 | 0 | 0 | 0 | 0 | 0 | 0 | 0 | 0 | 0 | 0 | 0 | 0 | 0 | 0
Transportation Pollutant Emissions Disaggregated[rail,CH4,freight,natural gas tf] | NoSettings | 0 | 0 | 0 | 0 | 0 | 0 | 0 | 0 | 0 | 0 | 0 | 0 | 0 | 0 | 0 | 0 | 0 | 0 | 0 | 0 | 0 | 0 | 0 | 0 | 0 | 0 | 0 | 0 | 0 | 0 | 0
Transportation Pollutant Emissions Disaggregated[rail,CH4,freight,petroleum gasoline tf] | NoSettings | 0 | 0 | 0 | 0 | 0 | 0 | 0 | 0 | 0 | 0 | 0 | 0 | 0 | 0 | 0 | 0 | 0 | 0 | 0 | 0 | 0 | 0 | 0 | 0 | 0 | 0 | 0 | 0 | 0 | 0 | 0
Transportation Pollutant Emissions Disaggregated[rail,CH4,freight,petroleum diesel tf] | NoSettings | 63808100 | 64698400 | 66237500 | 67181300 | 68111100 | 69642400 | 70539700 | 72017400 | 73498000 | 74366800 | 75819200 | 77273600 | 78737900 | 79615100 | 81098900 | 82602900 | 84720700 | 86265900 | 87871400 | 89499900 | 91751400 | 93435600 | 95723200 | 97453700 | 99787300 | 102144000 | 103936000 | 106330000 | 108735000 | 111742000 | 113629000
Transportation Pollutant Emissions Disaggregated[rail,CH4,freight,biofuel gasoline tf] | NoSettings | 0 | 0 | 0 | 0 | 0 | 0 | 0 | 0 | 0 | 0 | 0 | 0 | 0 | 0 | 0 | 0 | 0 | 0 | 0 | 0 | 0 | 0 | 0 | 0 | 0 | 0 | 0 | 0 | 0 | 0 | 0
Transportation Pollutant Emissions Disaggregated[rail,CH4,freight,biofuel diesel tf] | NoSettings | 0 | 0 | 0 | 0 | 0 | 0 | 0 | 0 | 0 | 0 | 0 | 0 | 0 | 0 | 0 | 0 | 0 | 0 | 0 | 0 | 0 | 0 | 0 | 0 | 0 | 0 | 0 | 0 | 0 | 0 | 0
Transportation Pollutant Emissions Disaggregated[rail,CH4,freight,jet fuel tf] | NoSettings | 0 | 0 | 0 | 0 | 0 | 0 | 0 | 0 | 0 | 0 | 0 | 0 | 0 | 0 | 0 | 0 | 0 | 0 | 0 | 0 | 0 | 0 | 0 | 0 | 0 | 0 | 0 | 0 | 0 | 0 | 0
Transportation Pollutant Emissions Disaggregated[rail,CH4,freight,heavy or residual fuel oil tf] | NoSettings | 0 | 0 | 0 | 0 | 0 | 0 | 0 | 0 | 0 | 0 | 0 | 0 | 0 | 0 | 0 | 0 | 0 | 0 | 0 | 0 | 0 | 0 | 0 | 0 | 0 | 0 | 0 | 0 | 0 | 0 | 0
Transportation Pollutant Emissions Disaggregated[rail,CH4,freight,LPG propane or butane tf] | NoSettings | 0 | 0 | 0 | 0 | 0 | 0 | 0 | 0 | 0 | 0 | 0 | 0 | 0 | 0 | 0 | 0 | 0 | 0 | 0 | 0 | 0 | 0 | 0 | 0 | 0 | 0 | 0 | 0 | 0 | 0 | 0
Transportation Pollutant Emissions Disaggregated[rail,CH4,freight,hydrogen tf] | NoSettings | 0 | 0 | 0 | 0 | 0 | 0 | 0 | 0 | 0 | 0 | 0 | 0 | 0 | 0 | 0 | 0 | 0 | 0 | 0 | 0 | 0 | 0 | 0 | 0 | 0 | 0 | 0 | 0 | 0 | 0 | 0
Transportation Pollutant Emissions Disaggregated[rail,N2O,passenger,electricity tf] | NoSettings | 0 | 0 | 0 | 0 | 0 | 0 | 0 | 0 | 0 | 0 | 0 | 0 | 0 | 0 | 0 | 0 | 0 | 0 | 0 | 0 | 0 | 0 | 0 | 0 | 0 | 0 | 0 | 0 | 0 | 0 | 0
Transportation Pollutant Emissions Disaggregated[rail,N2O,passenger,natural gas tf] | NoSettings | 0 | 0 | 0 | 0 | 0 | 0 | 0 | 0 | 0 | 0 | 0 | 0 | 0 | 0 | 0 | 0 | 0 | 0 | 0 | 0 | 0 | 0 | 0 | 0 | 0 | 0 | 0 | 0 | 0 | 0 | 0
Transportation Pollutant Emissions Disaggregated[rail,N2O,passenger,petroleum gasoline tf] | NoSettings | 0 | 0 | 0 | 0 | 0 | 0 | 0 | 0 | 0 | 0 | 0 | 0 | 0 | 0 | 0 | 0 | 0 | 0 | 0 | 0 | 0 | 0 | 0 | 0 | 0 | 0 | 0 | 0 | 0 | 0 | 0
Transportation Pollutant Emissions Disaggregated[rail,N2O,passenger,petroleum diesel tf] | NoSettings | 384314 | 377891 | 370117 | 363493 | 356723 | 350236 | 343077 | 336773 | 330470 | 324119 | 317764 | 311393 | 305084 | 298877 | 292775 | 288374 | 284043 | 279762 | 275920 | 272116 | 268366 | 264638 | 261068 | 257652 | 255520 | 253477 | 251502 | 249698 | 248007 | 246475 | 244759
Transportation Pollutant Emissions Disaggregated[rail,N2O,passenger,biofuel gasoline tf] | NoSettings | 0 | 0 | 0 | 0 | 0 | 0 | 0 | 0 | 0 | 0 | 0 | 0 | 0 | 0 | 0 | 0 | 0 | 0 | 0 | 0 | 0 | 0 | 0 | 0 | 0 | 0 | 0 | 0 | 0 | 0 | 0
Transportation Pollutant Emissions Disaggregated[rail,N2O,passenger,biofuel diesel tf] | NoSettings | 0 | 0 | 0 | 0 | 0 | 0 | 0 | 0 | 0 | 0 | 0 | 0 | 0 | 0 | 0 | 0 | 0 | 0 | 0 | 0 | 0 | 0 | 0 | 0 | 0 | 0 | 0 | 0 | 0 | 0 | 0
Transportation Pollutant Emissions Disaggregated[rail,N2O,passenger,jet fuel tf] | NoSettings | 0 | 0 | 0 | 0 | 0 | 0 | 0 | 0 | 0 | 0 | 0 | 0 | 0 | 0 | 0 | 0 | 0 | 0 | 0 | 0 | 0 | 0 | 0 | 0 | 0 | 0 | 0 | 0 | 0 | 0 | 0
Transportation Pollutant Emissions Disaggregated[rail,N2O,passenger,heavy or residual fuel oil tf] | NoSettings | 0 | 0 | 0 | 0 | 0 | 0 | 0 | 0 | 0 | 0 | 0 | 0 | 0 | 0 | 0 | 0 | 0 | 0 | 0 | 0 | 0 | 0 | 0 | 0 | 0 | 0 | 0 | 0 | 0 | 0 | 0
Transportation Pollutant Emissions Disaggregated[rail,N2O,passenger,LPG propane or butane tf] | NoSettings | 0 | 0 | 0 | 0 | 0 | 0 | 0 | 0 | 0 | 0 | 0 | 0 | 0 | 0 | 0 | 0 | 0 | 0 | 0 | 0 | 0 | 0 | 0 | 0 | 0 | 0 | 0 | 0 | 0 | 0 | 0
Transportation Pollutant Emissions Disaggregated[rail,N2O,passenger,hydrogen tf] | NoSettings | 0 | 0 | 0 | 0 | 0 | 0 | 0 | 0 | 0 | 0 | 0 | 0 | 0 | 0 | 0 | 0 | 0 | 0 | 0 | 0 | 0 | 0 | 0 | 0 | 0 | 0 | 0 | 0 | 0 | 0 | 0
Transportation Pollutant Emissions Disaggregated[rail,N2O,freight,electricity tf] | NoSettings | 0 | 0 | 0 | 0 | 0 | 0 | 0 | 0 | 0 | 0 | 0 | 0 | 0 | 0 | 0 | 0 | 0 | 0 | 0 | 0 | 0 | 0 | 0 | 0 | 0 | 0 | 0 | 0 | 0 | 0 | 0
Transportation Pollutant Emissions Disaggregated[rail,N2O,freight,natural gas tf] | NoSettings | 0 | 0 | 0 | 0 | 0 | 0 | 0 | 0 | 0 | 0 | 0 | 0 | 0 | 0 | 0 | 0 | 0 | 0 | 0 | 0 | 0 | 0 | 0 | 0 | 0 | 0 | 0 | 0 | 0 | 0 | 0
Transportation Pollutant Emissions Disaggregated[rail,N2O,freight,petroleum gasoline tf] | NoSettings | 0 | 0 | 0 | 0 | 0 | 0 | 0 | 0 | 0 | 0 | 0 | 0 | 0 | 0 | 0 | 0 | 0 | 0 | 0 | 0 | 0 | 0 | 0 | 0 | 0 | 0 | 0 | 0 | 0 | 0 | 0
Transportation Pollutant Emissions Disaggregated[rail,N2O,freight,petroleum diesel tf] | NoSettings | 12761600 | 12939700 | 13247500 | 13436300 | 13622200 | 13928500 | 14107900 | 14403500 | 14699600 | 14873400 | 15163800 | 15454700 | 15747600 | 15923000 | 16219800 | 16520600 | 16944100 | 17253200 | 17574300 | 17900000 | 18350300 | 18687100 | 19144600 | 19490700 | 19957500 | 20428700 | 20787100 | 21266000 | 21746900 | 22348400 | 22725800
Transportation Pollutant Emissions Disaggregated[rail,N2O,freight,biofuel gasoline tf] | NoSettings | 0 | 0 | 0 | 0 | 0 | 0 | 0 | 0 | 0 | 0 | 0 | 0 | 0 | 0 | 0 | 0 | 0 | 0 | 0 | 0 | 0 | 0 | 0 | 0 | 0 | 0 | 0 | 0 | 0 | 0 | 0
Transportation Pollutant Emissions Disaggregated[rail,N2O,freight,biofuel diesel tf] | NoSettings | 0 | 0 | 0 | 0 | 0 | 0 | 0 | 0 | 0 | 0 | 0 | 0 | 0 | 0 | 0 | 0 | 0 | 0 | 0 | 0 | 0 | 0 | 0 | 0 | 0 | 0 | 0 | 0 | 0 | 0 | 0
Transportation Pollutant Emissions Disaggregated[rail,N2O,freight,jet fuel tf] | NoSettings | 0 | 0 | 0 | 0 | 0 | 0 | 0 | 0 | 0 | 0 | 0 | 0 | 0 | 0 | 0 | 0 | 0 | 0 | 0 | 0 | 0 | 0 | 0 | 0 | 0 | 0 | 0 | 0 | 0 | 0 | 0
Transportation Pollutant Emissions Disaggregated[rail,N2O,freight,heavy or residual fuel oil tf] | NoSettings | 0 | 0 | 0 | 0 | 0 | 0 | 0 | 0 | 0 | 0 | 0 | 0 | 0 | 0 | 0 | 0 | 0 | 0 | 0 | 0 | 0 | 0 | 0 | 0 | 0 | 0 | 0 | 0 | 0 | 0 | 0
Transportation Pollutant Emissions Disaggregated[rail,N2O,freight,LPG propane or butane tf] | NoSettings | 0 | 0 | 0 | 0 | 0 | 0 | 0 | 0 | 0 | 0 | 0 | 0 | 0 | 0 | 0 | 0 | 0 | 0 | 0 | 0 | 0 | 0 | 0 | 0 | 0 | 0 | 0 | 0 | 0 | 0 | 0
Transportation Pollutant Emissions Disaggregated[rail,N2O,freight,hydrogen tf] | NoSettings | 0 | 0 | 0 | 0 | 0 | 0 | 0 | 0 | 0 | 0 | 0 | 0 | 0 | 0 | 0 | 0 | 0 | 0 | 0 | 0 | 0 | 0 | 0 | 0 | 0 | 0 | 0 | 0 | 0 | 0 | 0
Transportation Pollutant Emissions Disaggregated[rail,F gases,passenger,electricity tf] | NoSettings | 0 | 0 | 0 | 0 | 0 | 0 | 0 | 0 | 0 | 0 | 0 | 0 | 0 | 0 | 0 | 0 | 0 | 0 | 0 | 0 | 0 | 0 | 0 | 0 | 0 | 0 | 0 | 0 | 0 | 0 | 0
Transportation Pollutant Emissions Disaggregated[rail,F gases,passenger,natural gas tf] | NoSettings | 0 | 0 | 0 | 0 | 0 | 0 | 0 | 0 | 0 | 0 | 0 | 0 | 0 | 0 | 0 | 0 | 0 | 0 | 0 | 0 | 0 | 0 | 0 | 0 | 0 | 0 | 0 | 0 | 0 | 0 | 0
Transportation Pollutant Emissions Disaggregated[rail,F gases,passenger,petroleum gasoline tf] | NoSettings | 0 | 0 | 0 | 0 | 0 | 0 | 0 | 0 | 0 | 0 | 0 | 0 | 0 | 0 | 0 | 0 | 0 | 0 | 0 | 0 | 0 | 0 | 0 | 0 | 0 | 0 | 0 | 0 | 0 | 0 | 0
Transportation Pollutant Emissions Disaggregated[rail,F gases,passenger,petroleum diesel tf] | NoSettings | 0 | 0 | 0 | 0 | 0 | 0 | 0 | 0 | 0 | 0 | 0 | 0 | 0 | 0 | 0 | 0 | 0 | 0 | 0 | 0 | 0 | 0 | 0 | 0 | 0 | 0 | 0 | 0 | 0 | 0 | 0
Transportation Pollutant Emissions Disaggregated[rail,F gases,passenger,biofuel gasoline tf] | NoSettings | 0 | 0 | 0 | 0 | 0 | 0 | 0 | 0 | 0 | 0 | 0 | 0 | 0 | 0 | 0 | 0 | 0 | 0 | 0 | 0 | 0 | 0 | 0 | 0 | 0 | 0 | 0 | 0 | 0 | 0 | 0
Transportation Pollutant Emissions Disaggregated[rail,F gases,passenger,biofuel diesel tf] | NoSettings | 0 | 0 | 0 | 0 | 0 | 0 | 0 | 0 | 0 | 0 | 0 | 0 | 0 | 0 | 0 | 0 | 0 | 0 | 0 | 0 | 0 | 0 | 0 | 0 | 0 | 0 | 0 | 0 | 0 | 0 | 0
Transportation Pollutant Emissions Disaggregated[rail,F gases,passenger,jet fuel tf] | NoSettings | 0 | 0 | 0 | 0 | 0 | 0 | 0 | 0 | 0 | 0 | 0 | 0 | 0 | 0 | 0 | 0 | 0 | 0 | 0 | 0 | 0 | 0 | 0 | 0 | 0 | 0 | 0 | 0 | 0 | 0 | 0
Transportation Pollutant Emissions Disaggregated[rail,F gases,passenger,heavy or residual fuel oil tf] | NoSettings | 0 | 0 | 0 | 0 | 0 | 0 | 0 | 0 | 0 | 0 | 0 | 0 | 0 | 0 | 0 | 0 | 0 | 0 | 0 | 0 | 0 | 0 | 0 | 0 | 0 | 0 | 0 | 0 | 0 | 0 | 0
Transportation Pollutant Emissions Disaggregated[rail,F gases,passenger,LPG propane or butane tf] | NoSettings | 0 | 0 | 0 | 0 | 0 | 0 | 0 | 0 | 0 | 0 | 0 | 0 | 0 | 0 | 0 | 0 | 0 | 0 | 0 | 0 | 0 | 0 | 0 | 0 | 0 | 0 | 0 | 0 | 0 | 0 | 0
Transportation Pollutant Emissions Disaggregated[rail,F gases,passenger,hydrogen tf] | NoSettings | 0 | 0 | 0 | 0 | 0 | 0 | 0 | 0 | 0 | 0 | 0 | 0 | 0 | 0 | 0 | 0 | 0 | 0 | 0 | 0 | 0 | 0 | 0 | 0 | 0 | 0 | 0 | 0 | 0 | 0 | 0
Transportation Pollutant Emissions Disaggregated[rail,F gases,freight,electricity tf] | NoSettings | 0 | 0 | 0 | 0 | 0 | 0 | 0 | 0 | 0 | 0 | 0 | 0 | 0 | 0 | 0 | 0 | 0 | 0 | 0 | 0 | 0 | 0 | 0 | 0 | 0 | 0 | 0 | 0 | 0 | 0 | 0
Transportation Pollutant Emissions Disaggregated[rail,F gases,freight,natural gas tf] | NoSettings | 0 | 0 | 0 | 0 | 0 | 0 | 0 | 0 | 0 | 0 | 0 | 0 | 0 | 0 | 0 | 0 | 0 | 0 | 0 | 0 | 0 | 0 | 0 | 0 | 0 | 0 | 0 | 0 | 0 | 0 | 0
Transportation Pollutant Emissions Disaggregated[rail,F gases,freight,petroleum gasoline tf] | NoSettings | 0 | 0 | 0 | 0 | 0 | 0 | 0 | 0 | 0 | 0 | 0 | 0 | 0 | 0 | 0 | 0 | 0 | 0 | 0 | 0 | 0 | 0 | 0 | 0 | 0 | 0 | 0 | 0 | 0 | 0 | 0
Transportation Pollutant Emissions Disaggregated[rail,F gases,freight,petroleum diesel tf] | NoSettings | 0 | 0 | 0 | 0 | 0 | 0 | 0 | 0 | 0 | 0 | 0 | 0 | 0 | 0 | 0 | 0 | 0 | 0 | 0 | 0 | 0 | 0 | 0 | 0 | 0 | 0 | 0 | 0 | 0 | 0 | 0
Transportation Pollutant Emissions Disaggregated[rail,F gases,freight,biofuel gasoline tf] | NoSettings | 0 | 0 | 0 | 0 | 0 | 0 | 0 | 0 | 0 | 0 | 0 | 0 | 0 | 0 | 0 | 0 | 0 | 0 | 0 | 0 | 0 | 0 | 0 | 0 | 0 | 0 | 0 | 0 | 0 | 0 | 0
Transportation Pollutant Emissions Disaggregated[rail,F gases,freight,biofuel diesel tf] | NoSettings | 0 | 0 | 0 | 0 | 0 | 0 | 0 | 0 | 0 | 0 | 0 | 0 | 0 | 0 | 0 | 0 | 0 | 0 | 0 | 0 | 0 | 0 | 0 | 0 | 0 | 0 | 0 | 0 | 0 | 0 | 0
Transportation Pollutant Emissions Disaggregated[rail,F gases,freight,jet fuel tf] | NoSettings | 0 | 0 | 0 | 0 | 0 | 0 | 0 | 0 | 0 | 0 | 0 | 0 | 0 | 0 | 0 | 0 | 0 | 0 | 0 | 0 | 0 | 0 | 0 | 0 | 0 | 0 | 0 | 0 | 0 | 0 | 0
Transportation Pollutant Emissions Disaggregated[rail,F gases,freight,heavy or residual fuel oil tf] | NoSettings | 0 | 0 | 0 | 0 | 0 | 0 | 0 | 0 | 0 | 0 | 0 | 0 | 0 | 0 | 0 | 0 | 0 | 0 | 0 | 0 | 0 | 0 | 0 | 0 | 0 | 0 | 0 | 0 | 0 | 0 | 0
Transportation Pollutant Emissions Disaggregated[rail,F gases,freight,LPG propane or butane tf] | NoSettings | 0 | 0 | 0 | 0 | 0 | 0 | 0 | 0 | 0 | 0 | 0 | 0 | 0 | 0 | 0 | 0 | 0 | 0 | 0 | 0 | 0 | 0 | 0 | 0 | 0 | 0 | 0 | 0 | 0 | 0 | 0
Transportation Pollutant Emissions Disaggregated[rail,F gases,freight,hydrogen tf] | NoSettings | 0 | 0 | 0 | 0 | 0 | 0 | 0 | 0 | 0 | 0 | 0 | 0 | 0 | 0 | 0 | 0 | 0 | 0 | 0 | 0 | 0 | 0 | 0 | 0 | 0 | 0 | 0 | 0 | 0 | 0 | 0
Transportation Pollutant Emissions Disaggregated[ships,CO2,passenger,electricity tf] | NoSettings | 0 | 0 | 0 | 0 | 0 | 0 | 0 | 0 | 0 | 0 | 0 | 0 | 0 | 0 | 0 | 0 | 0 | 0 | 0 | 0 | 0 | 0 | 0 | 0 | 0 | 0 | 0 | 0 | 0 | 0 | 0
Transportation Pollutant Emissions Disaggregated[ships,CO2,passenger,natural gas tf] | NoSettings | 0 | 0 | 0 | 0 | 0 | 0 | 0 | 0 | 0 | 0 | 0 | 0 | 0 | 0 | 0 | 0 | 0 | 0 | 0 | 0 | 0 | 0 | 0 | 0 | 0 | 0 | 0 | 0 | 0 | 0 | 0
Transportation Pollutant Emissions Disaggregated[ships,CO2,passenger,petroleum gasoline tf] | NoSettings | 0 | 0 | 0 | 0 | 0 | 0 | 0 | 0 | 0 | 0 | 0 | 0 | 0 | 0 | 0 | 0 | 0 | 0 | 0 | 0 | 0 | 0 | 0 | 0 | 0 | 0 | 0 | 0 | 0 | 0 | 0
Transportation Pollutant Emissions Disaggregated[ships,CO2,passenger,petroleum diesel tf] | NoSettings | 1240500000000 | 1244770000000 | 1249100000000 | 1253550000000 | 1270680000000 | 1275480000000 | 1293090000000 | 1298260000000 | 1303470000000 | 1308720000000 | 1314000000000 | 1319280000000 | 1324600000000 | 1329950000000 | 1348540000000 | 1354250000000 | 1360000000000 | 1365750000000 | 1371500000000 | 1363800000000 | 1369340000000 | 1374910000000 | 1380470000000 | 1386080000000 | 1391720000000 | 1397360000000 | 1402990000000 | 1408660000000 | 1414380000000 | 1420080000000 | 1418540000000
Transportation Pollutant Emissions Disaggregated[ships,CO2,passenger,biofuel gasoline tf] | NoSettings | 0 | 0 | 0 | 0 | 0 | 0 | 0 | 0 | 0 | 0 | 0 | 0 | 0 | 0 | 0 | 0 | 0 | 0 | 0 | 0 | 0 | 0 | 0 | 0 | 0 | 0 | 0 | 0 | 0 | 0 | 0
Transportation Pollutant Emissions Disaggregated[ships,CO2,passenger,biofuel diesel tf] | NoSettings | 0 | 0 | 0 | 0 | 0 | 0 | 0 | 0 | 0 | 0 | 0 | 0 | 0 | 0 | 0 | 0 | 0 | 0 | 0 | 0 | 0 | 0 | 0 | 0 | 0 | 0 | 0 | 0 | 0 | 0 | 0
Transportation Pollutant Emissions Disaggregated[ships,CO2,passenger,jet fuel tf] | NoSettings | 0 | 0 | 0 | 0 | 0 | 0 | 0 | 0 | 0 | 0 | 0 | 0 | 0 | 0 | 0 | 0 | 0 | 0 | 0 | 0 | 0 | 0 | 0 | 0 | 0 | 0 | 0 | 0 | 0 | 0 | 0
Transportation Pollutant Emissions Disaggregated[ships,CO2,passenger,heavy or residual fuel oil tf] | NoSettings | 0 | 0 | 0 | 0 | 0 | 0 | 0 | 0 | 0 | 0 | 0 | 0 | 0 | 0 | 0 | 0 | 0 | 0 | 0 | 0 | 0 | 0 | 0 | 0 | 0 | 0 | 0 | 0 | 0 | 0 | 0
Transportation Pollutant Emissions Disaggregated[ships,CO2,passenger,LPG propane or butane tf] | NoSettings | 0 | 0 | 0 | 0 | 0 | 0 | 0 | 0 | 0 | 0 | 0 | 0 | 0 | 0 | 0 | 0 | 0 | 0 | 0 | 0 | 0 | 0 | 0 | 0 | 0 | 0 | 0 | 0 | 0 | 0 | 0
Transportation Pollutant Emissions Disaggregated[ships,CO2,passenger,hydrogen tf] | NoSettings | 0 | 0 | 0 | 0 | 0 | 0 | 0 | 0 | 0 | 0 | 0 | 0 | 0 | 0 | 0 | 0 | 0 | 0 | 0 | 0 | 0 | 0 | 0 | 0 | 0 | 0 | 0 | 0 | 0 | 0 | 0
Transportation Pollutant Emissions Disaggregated[ships,CO2,freight,electricity tf] | NoSettings | 0 | 0 | 0 | 0 | 0 | 0 | 0 | 0 | 0 | 0 | 0 | 0 | 0 | 0 | 0 | 0 | 0 | 0 | 0 | 0 | 0 | 0 | 0 | 0 | 0 | 0 | 0 | 0 | 0 | 0 | 0
Transportation Pollutant Emissions Disaggregated[ships,CO2,freight,natural gas tf] | NoSettings | 0 | 0 | 0 | 0 | 0 | 0 | 0 | 0 | 0 | 0 | 0 | 0 | 0 | 0 | 0 | 0 | 0 | 0 | 0 | 0 | 0 | 0 | 0 | 0 | 0 | 0 | 0 | 0 | 0 | 0 | 0
Transportation Pollutant Emissions Disaggregated[ships,CO2,freight,petroleum gasoline tf] | NoSettings | 0 | 0 | 0 | 0 | 0 | 0 | 0 | 0 | 0 | 0 | 0 | 0 | 0 | 0 | 0 | 0 | 0 | 0 | 0 | 0 | 0 | 0 | 0 | 0 | 0 | 0 | 0 | 0 | 0 | 0 | 0
Transportation Pollutant Emissions Disaggregated[ships,CO2,freight,petroleum diesel tf] | NoSettings | 1447080000000 | 1331320000000 | 1459930000000 | 1185760000000 | 1186220000000 | 1205470000000 | 1337760000000 | 1423500000000 | 1616420000000 | 1681450000000 | 1598530000000 | 1653500000000 | 1716190000000 | 1791640000000 | 1851520000000 | 1934210000000 | 2172510000000 | 2269640000000 | 2397620000000 | 2508580000000 | 2637620000000 | 2655060000000 | 2862130000000 | 2961830000000 | 3160560000000 | 3155120000000 | 3405470000000 | 3534330000000 | 3650640000000 | 3797150000000 | 3918580000000
Transportation Pollutant Emissions Disaggregated[ships,CO2,freight,biofuel gasoline tf] | NoSettings | 0 | 0 | 0 | 0 | 0 | 0 | 0 | 0 | 0 | 0 | 0 | 0 | 0 | 0 | 0 | 0 | 0 | 0 | 0 | 0 | 0 | 0 | 0 | 0 | 0 | 0 | 0 | 0 | 0 | 0 | 0
Transportation Pollutant Emissions Disaggregated[ships,CO2,freight,biofuel diesel tf] | NoSettings | 0 | 0 | 0 | 0 | 0 | 0 | 0 | 0 | 0 | 0 | 0 | 0 | 0 | 0 | 0 | 0 | 0 | 0 | 0 | 0 | 0 | 0 | 0 | 0 | 0 | 0 | 0 | 0 | 0 | 0 | 0
Transportation Pollutant Emissions Disaggregated[ships,CO2,freight,jet fuel tf] | NoSettings | 0 | 0 | 0 | 0 | 0 | 0 | 0 | 0 | 0 | 0 | 0 | 0 | 0 | 0 | 0 | 0 | 0 | 0 | 0 | 0 | 0 | 0 | 0 | 0 | 0 | 0 | 0 | 0 | 0 | 0 | 0
Transportation Pollutant Emissions Disaggregated[ships,CO2,freight,heavy or residual fuel oil tf] | NoSettings | 1278100000000 | 1510460000000 | 1524060000000 | 1921940000000 | 2044060000000 | 2148920000000 | 2168270000000 | 2238260000000 | 2202520000000 | 2301040000000 | 2553060000000 | 2637610000000 | 2745750000000 | 2844030000000 | 2933420000000 | 3032040000000 | 2976680000000 | 3100730000000 | 3167210000000 | 3285710000000 | 3359060000000 | 3549310000000 | 3578920000000 | 3692410000000 | 3739820000000 | 3967780000000 | 3970730000000 | 4069910000000 | 4184800000000 | 4305180000000 | 4394830000000
Transportation Pollutant Emissions Disaggregated[ships,CO2,freight,LPG propane or butane tf] | NoSettings | 0 | 0 | 0 | 0 | 0 | 0 | 0 | 0 | 0 | 0 | 0 | 0 | 0 | 0 | 0 | 0 | 0 | 0 | 0 | 0 | 0 | 0 | 0 | 0 | 0 | 0 | 0 | 0 | 0 | 0 | 0
Transportation Pollutant Emissions Disaggregated[ships,CO2,freight,hydrogen tf] | NoSettings | 0 | 0 | 0 | 0 | 0 | 0 | 0 | 0 | 0 | 0 | 0 | 0 | 0 | 0 | 0 | 0 | 0 | 0 | 0 | 0 | 0 | 0 | 0 | 0 | 0 | 0 | 0 | 0 | 0 | 0 | 0
Transportation Pollutant Emissions Disaggregated[ships,VOC,passenger,electricity tf] | NoSettings | 0 | 0 | 0 | 0 | 0 | 0 | 0 | 0 | 0 | 0 | 0 | 0 | 0 | 0 | 0 | 0 | 0 | 0 | 0 | 0 | 0 | 0 | 0 | 0 | 0 | 0 | 0 | 0 | 0 | 0 | 0
Transportation Pollutant Emissions Disaggregated[ships,VOC,passenger,natural gas tf] | NoSettings | 0 | 0 | 0 | 0 | 0 | 0 | 0 | 0 | 0 | 0 | 0 | 0 | 0 | 0 | 0 | 0 | 0 | 0 | 0 | 0 | 0 | 0 | 0 | 0 | 0 | 0 | 0 | 0 | 0 | 0 | 0
Transportation Pollutant Emissions Disaggregated[ships,VOC,passenger,petroleum gasoline tf] | NoSettings | 0 | 0 | 0 | 0 | 0 | 0 | 0 | 0 | 0 | 0 | 0 | 0 | 0 | 0 | 0 | 0 | 0 | 0 | 0 | 0 | 0 | 0 | 0 | 0 | 0 | 0 | 0 | 0 | 0 | 0 | 0
Transportation Pollutant Emissions Disaggregated[ships,VOC,passenger,petroleum diesel tf] | NoSettings | 1248830000 | 1253120000 | 1257490000 | 1261960000 | 1279210000 | 1284040000 | 1301770000 | 1306970000 | 1312220000 | 1317500000 | 1322820000 | 1328140000 | 1333490000 | 1338880000 | 1357590000 | 1363340000 | 1369130000 | 1374920000 | 1380700000 | 1372950000 | 1378520000 | 1384130000 | 1389740000 | 1395380000 | 1401060000 | 1406740000 | 1412410000 | 1418120000 | 1423870000 | 1429610000 | 1428060000
Transportation Pollutant Emissions Disaggregated[ships,VOC,passenger,biofuel gasoline tf] | NoSettings | 0 | 0 | 0 | 0 | 0 | 0 | 0 | 0 | 0 | 0 | 0 | 0 | 0 | 0 | 0 | 0 | 0 | 0 | 0 | 0 | 0 | 0 | 0 | 0 | 0 | 0 | 0 | 0 | 0 | 0 | 0
Transportation Pollutant Emissions Disaggregated[ships,VOC,passenger,biofuel diesel tf] | NoSettings | 0 | 0 | 0 | 0 | 0 | 0 | 0 | 0 | 0 | 0 | 0 | 0 | 0 | 0 | 0 | 0 | 0 | 0 | 0 | 0 | 0 | 0 | 0 | 0 | 0 | 0 | 0 | 0 | 0 | 0 | 0
Transportation Pollutant Emissions Disaggregated[ships,VOC,passenger,jet fuel tf] | NoSettings | 0 | 0 | 0 | 0 | 0 | 0 | 0 | 0 | 0 | 0 | 0 | 0 | 0 | 0 | 0 | 0 | 0 | 0 | 0 | 0 | 0 | 0 | 0 | 0 | 0 | 0 | 0 | 0 | 0 | 0 | 0
Transportation Pollutant Emissions Disaggregated[ships,VOC,passenger,heavy or residual fuel oil tf] | NoSettings | 0 | 0 | 0 | 0 | 0 | 0 | 0 | 0 | 0 | 0 | 0 | 0 | 0 | 0 | 0 | 0 | 0 | 0 | 0 | 0 | 0 | 0 | 0 | 0 | 0 | 0 | 0 | 0 | 0 | 0 | 0
Transportation Pollutant Emissions Disaggregated[ships,VOC,passenger,LPG propane or butane tf] | NoSettings | 0 | 0 | 0 | 0 | 0 | 0 | 0 | 0 | 0 | 0 | 0 | 0 | 0 | 0 | 0 | 0 | 0 | 0 | 0 | 0 | 0 | 0 | 0 | 0 | 0 | 0 | 0 | 0 | 0 | 0 | 0
Transportation Pollutant Emissions Disaggregated[ships,VOC,passenger,hydrogen tf] | NoSettings | 0 | 0 | 0 | 0 | 0 | 0 | 0 | 0 | 0 | 0 | 0 | 0 | 0 | 0 | 0 | 0 | 0 | 0 | 0 | 0 | 0 | 0 | 0 | 0 | 0 | 0 | 0 | 0 | 0 | 0 | 0
Transportation Pollutant Emissions Disaggregated[ships,VOC,freight,electricity tf] | NoSettings | 0 | 0 | 0 | 0 | 0 | 0 | 0 | 0 | 0 | 0 | 0 | 0 | 0 | 0 | 0 | 0 | 0 | 0 | 0 | 0 | 0 | 0 | 0 | 0 | 0 | 0 | 0 | 0 | 0 | 0 | 0
Transportation Pollutant Emissions Disaggregated[ships,VOC,freight,natural gas tf] | NoSettings | 0 | 0 | 0 | 0 | 0 | 0 | 0 | 0 | 0 | 0 | 0 | 0 | 0 | 0 | 0 | 0 | 0 | 0 | 0 | 0 | 0 | 0 | 0 | 0 | 0 | 0 | 0 | 0 | 0 | 0 | 0
Transportation Pollutant Emissions Disaggregated[ships,VOC,freight,petroleum gasoline tf] | NoSettings | 0 | 0 | 0 | 0 | 0 | 0 | 0 | 0 | 0 | 0 | 0 | 0 | 0 | 0 | 0 | 0 | 0 | 0 | 0 | 0 | 0 | 0 | 0 | 0 | 0 | 0 | 0 | 0 | 0 | 0 | 0
Transportation Pollutant Emissions Disaggregated[ships,VOC,freight,petroleum diesel tf] | NoSettings | 1456790000 | 1340260000 | 1469730000 | 1193720000 | 1194180000 | 1213560000 | 1346740000 | 1433050000 | 1627270000 | 1692730000 | 1609250000 | 1664590000 | 1727710000 | 1803670000 | 1863950000 | 1947190000 | 2187090000 | 2284870000 | 2413710000 | 2525410000 | 2655320000 | 2672880000 | 2881330000 | 2981710000 | 3181770000 | 3176290000 | 3428320000 | 3558050000 | 3675130000 | 3822630000 | 3944870000
Transportation Pollutant Emissions Disaggregated[ships,VOC,freight,biofuel gasoline tf] | NoSettings | 0 | 0 | 0 | 0 | 0 | 0 | 0 | 0 | 0 | 0 | 0 | 0 | 0 | 0 | 0 | 0 | 0 | 0 | 0 | 0 | 0 | 0 | 0 | 0 | 0 | 0 | 0 | 0 | 0 | 0 | 0
Transportation Pollutant Emissions Disaggregated[ships,VOC,freight,biofuel diesel tf] | NoSettings | 0 | 0 | 0 | 0 | 0 | 0 | 0 | 0 | 0 | 0 | 0 | 0 | 0 | 0 | 0 | 0 | 0 | 0 | 0 | 0 | 0 | 0 | 0 | 0 | 0 | 0 | 0 | 0 | 0 | 0 | 0
Transportation Pollutant Emissions Disaggregated[ships,VOC,freight,jet fuel tf] | NoSettings | 0 | 0 | 0 | 0 | 0 | 0 | 0 | 0 | 0 | 0 | 0 | 0 | 0 | 0 | 0 | 0 | 0 | 0 | 0 | 0 | 0 | 0 | 0 | 0 | 0 | 0 | 0 | 0 | 0 | 0 | 0
Transportation Pollutant Emissions Disaggregated[ships,VOC,freight,heavy or residual fuel oil tf] | NoSettings | 1268340000 | 1498930000 | 1512430000 | 1907260000 | 2028460000 | 2132510000 | 2151720000 | 2221170000 | 2185710000 | 2283480000 | 2533570000 | 2617470000 | 2724790000 | 2822330000 | 2911030000 | 3008900000 | 2953950000 | 3077060000 | 3143040000 | 3260630000 | 3333420000 | 3522220000 | 3551600000 | 3664220000 | 3711270000 | 3937490000 | 3940420000 | 4038840000 | 4152860000 | 4272320000 | 4361290000
Transportation Pollutant Emissions Disaggregated[ships,VOC,freight,LPG propane or butane tf] | NoSettings | 0 | 0 | 0 | 0 | 0 | 0 | 0 | 0 | 0 | 0 | 0 | 0 | 0 | 0 | 0 | 0 | 0 | 0 | 0 | 0 | 0 | 0 | 0 | 0 | 0 | 0 | 0 | 0 | 0 | 0 | 0
Transportation Pollutant Emissions Disaggregated[ships,VOC,freight,hydrogen tf] | NoSettings | 0 | 0 | 0 | 0 | 0 | 0 | 0 | 0 | 0 | 0 | 0 | 0 | 0 | 0 | 0 | 0 | 0 | 0 | 0 | 0 | 0 | 0 | 0 | 0 | 0 | 0 | 0 | 0 | 0 | 0 | 0
Transportation Pollutant Emissions Disaggregated[ships,CO,passenger,electricity tf] | NoSettings | 0 | 0 | 0 | 0 | 0 | 0 | 0 | 0 | 0 | 0 | 0 | 0 | 0 | 0 | 0 | 0 | 0 | 0 | 0 | 0 | 0 | 0 | 0 | 0 | 0 | 0 | 0 | 0 | 0 | 0 | 0
Transportation Pollutant Emissions Disaggregated[ships,CO,passenger,natural gas tf] | NoSettings | 0 | 0 | 0 | 0 | 0 | 0 | 0 | 0 | 0 | 0 | 0 | 0 | 0 | 0 | 0 | 0 | 0 | 0 | 0 | 0 | 0 | 0 | 0 | 0 | 0 | 0 | 0 | 0 | 0 | 0 | 0
Transportation Pollutant Emissions Disaggregated[ships,CO,passenger,petroleum gasoline tf] | NoSettings | 0 | 0 | 0 | 0 | 0 | 0 | 0 | 0 | 0 | 0 | 0 | 0 | 0 | 0 | 0 | 0 | 0 | 0 | 0 | 0 | 0 | 0 | 0 | 0 | 0 | 0 | 0 | 0 | 0 | 0 | 0
Transportation Pollutant Emissions Disaggregated[ships,CO,passenger,petroleum diesel tf] | NoSettings | 2838030000 | 2847800000 | 2857710000 | 2867870000 | 2907080000 | 2918070000 | 2958340000 | 2970180000 | 2982100000 | 2994100000 | 3006190000 | 3018270000 | 3030430000 | 3042670000 | 3085190000 | 3098260000 | 3111430000 | 3124580000 | 3137720000 | 3120120000 | 3132780000 | 3145530000 | 3158260000 | 3171080000 | 3184000000 | 3196900000 | 3209780000 | 3222760000 | 3235820000 | 3248870000 | 3245360000
Transportation Pollutant Emissions Disaggregated[ships,CO,passenger,biofuel gasoline tf] | NoSettings | 0 | 0 | 0 | 0 | 0 | 0 | 0 | 0 | 0 | 0 | 0 | 0 | 0 | 0 | 0 | 0 | 0 | 0 | 0 | 0 | 0 | 0 | 0 | 0 | 0 | 0 | 0 | 0 | 0 | 0 | 0
Transportation Pollutant Emissions Disaggregated[ships,CO,passenger,biofuel diesel tf] | NoSettings | 0 | 0 | 0 | 0 | 0 | 0 | 0 | 0 | 0 | 0 | 0 | 0 | 0 | 0 | 0 | 0 | 0 | 0 | 0 | 0 | 0 | 0 | 0 | 0 | 0 | 0 | 0 | 0 | 0 | 0 | 0
Transportation Pollutant Emissions Disaggregated[ships,CO,passenger,jet fuel tf] | NoSettings | 0 | 0 | 0 | 0 | 0 | 0 | 0 | 0 | 0 | 0 | 0 | 0 | 0 | 0 | 0 | 0 | 0 | 0 | 0 | 0 | 0 | 0 | 0 | 0 | 0 | 0 | 0 | 0 | 0 | 0 | 0
Transportation Pollutant Emissions Disaggregated[ships,CO,passenger,heavy or residual fuel oil tf] | NoSettings | 0 | 0 | 0 | 0 | 0 | 0 | 0 | 0 | 0 | 0 | 0 | 0 | 0 | 0 | 0 | 0 | 0 | 0 | 0 | 0 | 0 | 0 | 0 | 0 | 0 | 0 | 0 | 0 | 0 | 0 | 0
Transportation Pollutant Emissions Disaggregated[ships,CO,passenger,LPG propane or butane tf] | NoSettings | 0 | 0 | 0 | 0 | 0 | 0 | 0 | 0 | 0 | 0 | 0 | 0 | 0 | 0 | 0 | 0 | 0 | 0 | 0 | 0 | 0 | 0 | 0 | 0 | 0 | 0 | 0 | 0 | 0 | 0 | 0
Transportation Pollutant Emissions Disaggregated[ships,CO,passenger,hydrogen tf] | NoSettings | 0 | 0 | 0 | 0 | 0 | 0 | 0 | 0 | 0 | 0 | 0 | 0 | 0 | 0 | 0 | 0 | 0 | 0 | 0 | 0 | 0 | 0 | 0 | 0 | 0 | 0 | 0 | 0 | 0 | 0 | 0
Transportation Pollutant Emissions Disaggregated[ships,CO,freight,electricity tf] | NoSettings | 0 | 0 | 0 | 0 | 0 | 0 | 0 | 0 | 0 | 0 | 0 | 0 | 0 | 0 | 0 | 0 | 0 | 0 | 0 | 0 | 0 | 0 | 0 | 0 | 0 | 0 | 0 | 0 | 0 | 0 | 0
Transportation Pollutant Emissions Disaggregated[ships,CO,freight,natural gas tf] | NoSettings | 0 | 0 | 0 | 0 | 0 | 0 | 0 | 0 | 0 | 0 | 0 | 0 | 0 | 0 | 0 | 0 | 0 | 0 | 0 | 0 | 0 | 0 | 0 | 0 | 0 | 0 | 0 | 0 | 0 | 0 | 0
Transportation Pollutant Emissions Disaggregated[ships,CO,freight,petroleum gasoline tf] | NoSettings | 0 | 0 | 0 | 0 | 0 | 0 | 0 | 0 | 0 | 0 | 0 | 0 | 0 | 0 | 0 | 0 | 0 | 0 | 0 | 0 | 0 | 0 | 0 | 0 | 0 | 0 | 0 | 0 | 0 | 0 | 0
Transportation Pollutant Emissions Disaggregated[ships,CO,freight,petroleum diesel tf] | NoSettings | 3310630000 | 3045810000 | 3340050000 | 2712790000 | 2713850000 | 2757890000 | 3060540000 | 3256700000 | 3698060000 | 3846840000 | 3657130000 | 3782880000 | 3926320000 | 4098940000 | 4235930000 | 4425090000 | 4970290000 | 5192490000 | 5485300000 | 5739140000 | 6034370000 | 6074270000 | 6548000000 | 6776100000 | 7230750000 | 7218310000 | 7791060000 | 8085870000 | 8351960000 | 8687150000 | 8964950000
Transportation Pollutant Emissions Disaggregated[ships,CO,freight,biofuel gasoline tf] | NoSettings | 0 | 0 | 0 | 0 | 0 | 0 | 0 | 0 | 0 | 0 | 0 | 0 | 0 | 0 | 0 | 0 | 0 | 0 | 0 | 0 | 0 | 0 | 0 | 0 | 0 | 0 | 0 | 0 | 0 | 0 | 0
Transportation Pollutant Emissions Disaggregated[ships,CO,freight,biofuel diesel tf] | NoSettings | 0 | 0 | 0 | 0 | 0 | 0 | 0 | 0 | 0 | 0 | 0 | 0 | 0 | 0 | 0 | 0 | 0 | 0 | 0 | 0 | 0 | 0 | 0 | 0 | 0 | 0 | 0 | 0 | 0 | 0 | 0
Transportation Pollutant Emissions Disaggregated[ships,CO,freight,jet fuel tf] | NoSettings | 0 | 0 | 0 | 0 | 0 | 0 | 0 | 0 | 0 | 0 | 0 | 0 | 0 | 0 | 0 | 0 | 0 | 0 | 0 | 0 | 0 | 0 | 0 | 0 | 0 | 0 | 0 | 0 | 0 | 0 | 0
Transportation Pollutant Emissions Disaggregated[ships,CO,freight,heavy or residual fuel oil tf] | NoSettings | 2882380000 | 3406400000 | 3437090000 | 4334370000 | 4609790000 | 4846260000 | 4889920000 | 5047740000 | 4967150000 | 5189340000 | 5757690000 | 5948360000 | 6192240000 | 6413900000 | 6615490000 | 6837900000 | 6713040000 | 6992800000 | 7142730000 | 7409970000 | 7575400000 | 8004440000 | 8071230000 | 8327160000 | 8434080000 | 8948190000 | 8954840000 | 9178500000 | 9437620000 | 9709100000 | 9911290000
Transportation Pollutant Emissions Disaggregated[ships,CO,freight,LPG propane or butane tf] | NoSettings | 0 | 0 | 0 | 0 | 0 | 0 | 0 | 0 | 0 | 0 | 0 | 0 | 0 | 0 | 0 | 0 | 0 | 0 | 0 | 0 | 0 | 0 | 0 | 0 | 0 | 0 | 0 | 0 | 0 | 0 | 0
Transportation Pollutant Emissions Disaggregated[ships,CO,freight,hydrogen tf] | NoSettings | 0 | 0 | 0 | 0 | 0 | 0 | 0 | 0 | 0 | 0 | 0 | 0 | 0 | 0 | 0 | 0 | 0 | 0 | 0 | 0 | 0 | 0 | 0 | 0 | 0 | 0 | 0 | 0 | 0 | 0 | 0
Transportation Pollutant Emissions Disaggregated[ships,NOx,passenger,electricity tf] | NoSettings | 0 | 0 | 0 | 0 | 0 | 0 | 0 | 0 | 0 | 0 | 0 | 0 | 0 | 0 | 0 | 0 | 0 | 0 | 0 | 0 | 0 | 0 | 0 | 0 | 0 | 0 | 0 | 0 | 0 | 0 | 0
Transportation Pollutant Emissions Disaggregated[ships,NOx,passenger,natural gas tf] | NoSettings | 0 | 0 | 0 | 0 | 0 | 0 | 0 | 0 | 0 | 0 | 0 | 0 | 0 | 0 | 0 | 0 | 0 | 0 | 0 | 0 | 0 | 0 | 0 | 0 | 0 | 0 | 0 | 0 | 0 | 0 | 0
Transportation Pollutant Emissions Disaggregated[ships,NOx,passenger,petroleum gasoline tf] | NoSettings | 0 | 0 | 0 | 0 | 0 | 0 | 0 | 0 | 0 | 0 | 0 | 0 | 0 | 0 | 0 | 0 | 0 | 0 | 0 | 0 | 0 | 0 | 0 | 0 | 0 | 0 | 0 | 0 | 0 | 0 | 0
Transportation Pollutant Emissions Disaggregated[ships,NOx,passenger,petroleum diesel tf] | NoSettings | 32588700000 | 32700800000 | 32814700000 | 32931300000 | 33381600000 | 33507700000 | 33970200000 | 34106100000 | 34243000000 | 34380800000 | 34519600000 | 34658300000 | 34797900000 | 34938600000 | 35426800000 | 35576900000 | 35728000000 | 35879000000 | 36030000000 | 35827900000 | 35973200000 | 36119600000 | 36265800000 | 36413100000 | 36561300000 | 36709500000 | 36857400000 | 37006400000 | 37156500000 | 37306300000 | 37266000000
Transportation Pollutant Emissions Disaggregated[ships,NOx,passenger,biofuel gasoline tf] | NoSettings | 0 | 0 | 0 | 0 | 0 | 0 | 0 | 0 | 0 | 0 | 0 | 0 | 0 | 0 | 0 | 0 | 0 | 0 | 0 | 0 | 0 | 0 | 0 | 0 | 0 | 0 | 0 | 0 | 0 | 0 | 0
Transportation Pollutant Emissions Disaggregated[ships,NOx,passenger,biofuel diesel tf] | NoSettings | 0 | 0 | 0 | 0 | 0 | 0 | 0 | 0 | 0 | 0 | 0 | 0 | 0 | 0 | 0 | 0 | 0 | 0 | 0 | 0 | 0 | 0 | 0 | 0 | 0 | 0 | 0 | 0 | 0 | 0 | 0
Transportation Pollutant Emissions Disaggregated[ships,NOx,passenger,jet fuel tf] | NoSettings | 0 | 0 | 0 | 0 | 0 | 0 | 0 | 0 | 0 | 0 | 0 | 0 | 0 | 0 | 0 | 0 | 0 | 0 | 0 | 0 | 0 | 0 | 0 | 0 | 0 | 0 | 0 | 0 | 0 | 0 | 0
Transportation Pollutant Emissions Disaggregated[ships,NOx,passenger,heavy or residual fuel oil tf] | NoSettings | 0 | 0 | 0 | 0 | 0 | 0 | 0 | 0 | 0 | 0 | 0 | 0 | 0 | 0 | 0 | 0 | 0 | 0 | 0 | 0 | 0 | 0 | 0 | 0 | 0 | 0 | 0 | 0 | 0 | 0 | 0
Transportation Pollutant Emissions Disaggregated[ships,NOx,passenger,LPG propane or butane tf] | NoSettings | 0 | 0 | 0 | 0 | 0 | 0 | 0 | 0 | 0 | 0 | 0 | 0 | 0 | 0 | 0 | 0 | 0 | 0 | 0 | 0 | 0 | 0 | 0 | 0 | 0 | 0 | 0 | 0 | 0 | 0 | 0
Transportation Pollutant Emissions Disaggregated[ships,NOx,passenger,hydrogen tf] | NoSettings | 0 | 0 | 0 | 0 | 0 | 0 | 0 | 0 | 0 | 0 | 0 | 0 | 0 | 0 | 0 | 0 | 0 | 0 | 0 | 0 | 0 | 0 | 0 | 0 | 0 | 0 | 0 | 0 | 0 | 0 | 0
Transportation Pollutant Emissions Disaggregated[ships,NOx,freight,electricity tf] | NoSettings | 0 | 0 | 0 | 0 | 0 | 0 | 0 | 0 | 0 | 0 | 0 | 0 | 0 | 0 | 0 | 0 | 0 | 0 | 0 | 0 | 0 | 0 | 0 | 0 | 0 | 0 | 0 | 0 | 0 | 0 | 0
Transportation Pollutant Emissions Disaggregated[ships,NOx,freight,natural gas tf] | NoSettings | 0 | 0 | 0 | 0 | 0 | 0 | 0 | 0 | 0 | 0 | 0 | 0 | 0 | 0 | 0 | 0 | 0 | 0 | 0 | 0 | 0 | 0 | 0 | 0 | 0 | 0 | 0 | 0 | 0 | 0 | 0
Transportation Pollutant Emissions Disaggregated[ships,NOx,freight,petroleum gasoline tf] | NoSettings | 0 | 0 | 0 | 0 | 0 | 0 | 0 | 0 | 0 | 0 | 0 | 0 | 0 | 0 | 0 | 0 | 0 | 0 | 0 | 0 | 0 | 0 | 0 | 0 | 0 | 0 | 0 | 0 | 0 | 0 | 0
Transportation Pollutant Emissions Disaggregated[ships,NOx,freight,petroleum diesel tf] | NoSettings | 38015500000 | 34974600000 | 38353200000 | 31150600000 | 31162700000 | 31668400000 | 35143700000 | 37396200000 | 42464300000 | 44172700000 | 41994200000 | 43438300000 | 45085300000 | 47067500000 | 48640500000 | 50812700000 | 57073100000 | 59624600000 | 62986800000 | 65901700000 | 69291800000 | 69749900000 | 75189700000 | 77809000000 | 83029600000 | 82886800000 | 89463600000 | 92848900000 | 95904200000 | 99753200000 | 102943000000
Transportation Pollutant Emissions Disaggregated[ships,NOx,freight,biofuel gasoline tf] | NoSettings | 0 | 0 | 0 | 0 | 0 | 0 | 0 | 0 | 0 | 0 | 0 | 0 | 0 | 0 | 0 | 0 | 0 | 0 | 0 | 0 | 0 | 0 | 0 | 0 | 0 | 0 | 0 | 0 | 0 | 0 | 0
Transportation Pollutant Emissions Disaggregated[ships,NOx,freight,biofuel diesel tf] | NoSettings | 0 | 0 | 0 | 0 | 0 | 0 | 0 | 0 | 0 | 0 | 0 | 0 | 0 | 0 | 0 | 0 | 0 | 0 | 0 | 0 | 0 | 0 | 0 | 0 | 0 | 0 | 0 | 0 | 0 | 0 | 0
Transportation Pollutant Emissions Disaggregated[ships,NOx,freight,jet fuel tf] | NoSettings | 0 | 0 | 0 | 0 | 0 | 0 | 0 | 0 | 0 | 0 | 0 | 0 | 0 | 0 | 0 | 0 | 0 | 0 | 0 | 0 | 0 | 0 | 0 | 0 | 0 | 0 | 0 | 0 | 0 | 0 | 0
Transportation Pollutant Emissions Disaggregated[ships,NOx,freight,heavy or residual fuel oil tf] | NoSettings | 33098000000 | 39115200000 | 39467600000 | 49770900000 | 52933500000 | 55648900000 | 56150200000 | 57962500000 | 57037000000 | 59588500000 | 66114700000 | 68304200000 | 71104600000 | 73649900000 | 75964700000 | 78518500000 | 77084800000 | 80297300000 | 82018900000 | 85087600000 | 86987200000 | 91913800000 | 92680700000 | 95619600000 | 96847300000 | 102751000000 | 102827000000 | 105395000000 | 108371000000 | 111488000000 | 113810000000
Transportation Pollutant Emissions Disaggregated[ships,NOx,freight,LPG propane or butane tf] | NoSettings | 0 | 0 | 0 | 0 | 0 | 0 | 0 | 0 | 0 | 0 | 0 | 0 | 0 | 0 | 0 | 0 | 0 | 0 | 0 | 0 | 0 | 0 | 0 | 0 | 0 | 0 | 0 | 0 | 0 | 0 | 0
Transportation Pollutant Emissions Disaggregated[ships,NOx,freight,hydrogen tf] | NoSettings | 0 | 0 | 0 | 0 | 0 | 0 | 0 | 0 | 0 | 0 | 0 | 0 | 0 | 0 | 0 | 0 | 0 | 0 | 0 | 0 | 0 | 0 | 0 | 0 | 0 | 0 | 0 | 0 | 0 | 0 | 0
Transportation Pollutant Emissions Disaggregated[ships,PM10,passenger,electricity tf] | NoSettings | 0 | 0 | 0 | 0 | 0 | 0 | 0 | 0 | 0 | 0 | 0 | 0 | 0 | 0 | 0 | 0 | 0 | 0 | 0 | 0 | 0 | 0 | 0 | 0 | 0 | 0 | 0 | 0 | 0 | 0 | 0
Transportation Pollutant Emissions Disaggregated[ships,PM10,passenger,natural gas tf] | NoSettings | 0 | 0 | 0 | 0 | 0 | 0 | 0 | 0 | 0 | 0 | 0 | 0 | 0 | 0 | 0 | 0 | 0 | 0 | 0 | 0 | 0 | 0 | 0 | 0 | 0 | 0 | 0 | 0 | 0 | 0 | 0
Transportation Pollutant Emissions Disaggregated[ships,PM10,passenger,petroleum gasoline tf] | NoSettings | 0 | 0 | 0 | 0 | 0 | 0 | 0 | 0 | 0 | 0 | 0 | 0 | 0 | 0 | 0 | 0 | 0 | 0 | 0 | 0 | 0 | 0 | 0 | 0 | 0 | 0 | 0 | 0 | 0 | 0 | 0
Transportation Pollutant Emissions Disaggregated[ships,PM10,passenger,petroleum diesel tf] | NoSettings | 2832060000 | 2841810000 | 2851700000 | 2861840000 | 2900970000 | 2911930000 | 2952120000 | 2963930000 | 2975830000 | 2987810000 | 2999870000 | 3011920000 | 3024060000 | 3036280000 | 3078710000 | 3091750000 | 3104880000 | 3118010000 | 3131120000 | 3113560000 | 3126190000 | 3138910000 | 3151620000 | 3164410000 | 3177300000 | 3190180000 | 3203030000 | 3215980000 | 3229020000 | 3242040000 | 3238530000
Transportation Pollutant Emissions Disaggregated[ships,PM10,passenger,biofuel gasoline tf] | NoSettings | 0 | 0 | 0 | 0 | 0 | 0 | 0 | 0 | 0 | 0 | 0 | 0 | 0 | 0 | 0 | 0 | 0 | 0 | 0 | 0 | 0 | 0 | 0 | 0 | 0 | 0 | 0 | 0 | 0 | 0 | 0
Transportation Pollutant Emissions Disaggregated[ships,PM10,passenger,biofuel diesel tf] | NoSettings | 0 | 0 | 0 | 0 | 0 | 0 | 0 | 0 | 0 | 0 | 0 | 0 | 0 | 0 | 0 | 0 | 0 | 0 | 0 | 0 | 0 | 0 | 0 | 0 | 0 | 0 | 0 | 0 | 0 | 0 | 0
Transportation Pollutant Emissions Disaggregated[ships,PM10,passenger,jet fuel tf] | NoSettings | 0 | 0 | 0 | 0 | 0 | 0 | 0 | 0 | 0 | 0 | 0 | 0 | 0 | 0 | 0 | 0 | 0 | 0 | 0 | 0 | 0 | 0 | 0 | 0 | 0 | 0 | 0 | 0 | 0 | 0 | 0
Transportation Pollutant Emissions Disaggregated[ships,PM10,passenger,heavy or residual fuel oil tf] | NoSettings | 0 | 0 | 0 | 0 | 0 | 0 | 0 | 0 | 0 | 0 | 0 | 0 | 0 | 0 | 0 | 0 | 0 | 0 | 0 | 0 | 0 | 0 | 0 | 0 | 0 | 0 | 0 | 0 | 0 | 0 | 0
Transportation Pollutant Emissions Disaggregated[ships,PM10,passenger,LPG propane or butane tf] | NoSettings | 0 | 0 | 0 | 0 | 0 | 0 | 0 | 0 | 0 | 0 | 0 | 0 | 0 | 0 | 0 | 0 | 0 | 0 | 0 | 0 | 0 | 0 | 0 | 0 | 0 | 0 | 0 | 0 | 0 | 0 | 0
Transportation Pollutant Emissions Disaggregated[ships,PM10,passenger,hydrogen tf] | NoSettings | 0 | 0 | 0 | 0 | 0 | 0 | 0 | 0 | 0 | 0 | 0 | 0 | 0 | 0 | 0 | 0 | 0 | 0 | 0 | 0 | 0 | 0 | 0 | 0 | 0 | 0 | 0 | 0 | 0 | 0 | 0
Transportation Pollutant Emissions Disaggregated[ships,PM10,freight,electricity tf] | NoSettings | 0 | 0 | 0 | 0 | 0 | 0 | 0 | 0 | 0 | 0 | 0 | 0 | 0 | 0 | 0 | 0 | 0 | 0 | 0 | 0 | 0 | 0 | 0 | 0 | 0 | 0 | 0 | 0 | 0 | 0 | 0
Transportation Pollutant Emissions Disaggregated[ships,PM10,freight,natural gas tf] | NoSettings | 0 | 0 | 0 | 0 | 0 | 0 | 0 | 0 | 0 | 0 | 0 | 0 | 0 | 0 | 0 | 0 | 0 | 0 | 0 | 0 | 0 | 0 | 0 | 0 | 0 | 0 | 0 | 0 | 0 | 0 | 0
Transportation Pollutant Emissions Disaggregated[ships,PM10,freight,petroleum gasoline tf] | NoSettings | 0 | 0 | 0 | 0 | 0 | 0 | 0 | 0 | 0 | 0 | 0 | 0 | 0 | 0 | 0 | 0 | 0 | 0 | 0 | 0 | 0 | 0 | 0 | 0 | 0 | 0 | 0 | 0 | 0 | 0 | 0
Transportation Pollutant Emissions Disaggregated[ships,PM10,freight,petroleum diesel tf] | NoSettings | 3303670000 | 3039410000 | 3333020000 | 2707090000 | 2708140000 | 2752090000 | 3054100000 | 3249850000 | 3690280000 | 3838750000 | 3649440000 | 3774930000 | 3918060000 | 4090320000 | 4227020000 | 4415790000 | 4959840000 | 5181580000 | 5473760000 | 5727080000 | 6021680000 | 6061500000 | 6534240000 | 6761860000 | 7215550000 | 7203130000 | 7774680000 | 8068870000 | 8334390000 | 8668880000 | 8946110000
Transportation Pollutant Emissions Disaggregated[ships,PM10,freight,biofuel gasoline tf] | NoSettings | 0 | 0 | 0 | 0 | 0 | 0 | 0 | 0 | 0 | 0 | 0 | 0 | 0 | 0 | 0 | 0 | 0 | 0 | 0 | 0 | 0 | 0 | 0 | 0 | 0 | 0 | 0 | 0 | 0 | 0 | 0
Transportation Pollutant Emissions Disaggregated[ships,PM10,freight,biofuel diesel tf] | NoSettings | 0 | 0 | 0 | 0 | 0 | 0 | 0 | 0 | 0 | 0 | 0 | 0 | 0 | 0 | 0 | 0 | 0 | 0 | 0 | 0 | 0 | 0 | 0 | 0 | 0 | 0 | 0 | 0 | 0 | 0 | 0
Transportation Pollutant Emissions Disaggregated[ships,PM10,freight,jet fuel tf] | NoSettings | 0 | 0 | 0 | 0 | 0 | 0 | 0 | 0 | 0 | 0 | 0 | 0 | 0 | 0 | 0 | 0 | 0 | 0 | 0 | 0 | 0 | 0 | 0 | 0 | 0 | 0 | 0 | 0 | 0 | 0 | 0
Transportation Pollutant Emissions Disaggregated[ships,PM10,freight,heavy or residual fuel oil tf] | NoSettings | 2876320000 | 3399240000 | 3429860000 | 4325260000 | 4600100000 | 4836070000 | 4879640000 | 5037130000 | 4956710000 | 5178430000 | 5745580000 | 5935860000 | 6179220000 | 6400420000 | 6601580000 | 6823520000 | 6698920000 | 6978100000 | 7127720000 | 7394390000 | 7559470000 | 7987610000 | 8054260000 | 8309660000 | 8416350000 | 8929370000 | 8936010000 | 9159200000 | 9417780000 | 9688690000 | 9890450000
Transportation Pollutant Emissions Disaggregated[ships,PM10,freight,LPG propane or butane tf] | NoSettings | 0 | 0 | 0 | 0 | 0 | 0 | 0 | 0 | 0 | 0 | 0 | 0 | 0 | 0 | 0 | 0 | 0 | 0 | 0 | 0 | 0 | 0 | 0 | 0 | 0 | 0 | 0 | 0 | 0 | 0 | 0
Transportation Pollutant Emissions Disaggregated[ships,PM10,freight,hydrogen tf] | NoSettings | 0 | 0 | 0 | 0 | 0 | 0 | 0 | 0 | 0 | 0 | 0 | 0 | 0 | 0 | 0 | 0 | 0 | 0 | 0 | 0 | 0 | 0 | 0 | 0 | 0 | 0 | 0 | 0 | 0 | 0 | 0
Transportation Pollutant Emissions Disaggregated[ships,PM25,passenger,electricity tf] | NoSettings | 0 | 0 | 0 | 0 | 0 | 0 | 0 | 0 | 0 | 0 | 0 | 0 | 0 | 0 | 0 | 0 | 0 | 0 | 0 | 0 | 0 | 0 | 0 | 0 | 0 | 0 | 0 | 0 | 0 | 0 | 0
Transportation Pollutant Emissions Disaggregated[ships,PM25,passenger,natural gas tf] | NoSettings | 0 | 0 | 0 | 0 | 0 | 0 | 0 | 0 | 0 | 0 | 0 | 0 | 0 | 0 | 0 | 0 | 0 | 0 | 0 | 0 | 0 | 0 | 0 | 0 | 0 | 0 | 0 | 0 | 0 | 0 | 0
Transportation Pollutant Emissions Disaggregated[ships,PM25,passenger,petroleum gasoline tf] | NoSettings | 0 | 0 | 0 | 0 | 0 | 0 | 0 | 0 | 0 | 0 | 0 | 0 | 0 | 0 | 0 | 0 | 0 | 0 | 0 | 0 | 0 | 0 | 0 | 0 | 0 | 0 | 0 | 0 | 0 | 0 | 0
Transportation Pollutant Emissions Disaggregated[ships,PM25,passenger,petroleum diesel tf] | NoSettings | 2606060000 | 2615030000 | 2624140000 | 2633470000 | 2669470000 | 2679560000 | 2716540000 | 2727410000 | 2738360000 | 2749380000 | 2760480000 | 2771570000 | 2782730000 | 2793980000 | 2833030000 | 2845030000 | 2857110000 | 2869190000 | 2881260000 | 2865090000 | 2876720000 | 2888420000 | 2900120000 | 2911890000 | 2923750000 | 2935600000 | 2947430000 | 2959340000 | 2971340000 | 2983320000 | 2980100000
Transportation Pollutant Emissions Disaggregated[ships,PM25,passenger,biofuel gasoline tf] | NoSettings | 0 | 0 | 0 | 0 | 0 | 0 | 0 | 0 | 0 | 0 | 0 | 0 | 0 | 0 | 0 | 0 | 0 | 0 | 0 | 0 | 0 | 0 | 0 | 0 | 0 | 0 | 0 | 0 | 0 | 0 | 0
Transportation Pollutant Emissions Disaggregated[ships,PM25,passenger,biofuel diesel tf] | NoSettings | 0 | 0 | 0 | 0 | 0 | 0 | 0 | 0 | 0 | 0 | 0 | 0 | 0 | 0 | 0 | 0 | 0 | 0 | 0 | 0 | 0 | 0 | 0 | 0 | 0 | 0 | 0 | 0 | 0 | 0 | 0
Transportation Pollutant Emissions Disaggregated[ships,PM25,passenger,jet fuel tf] | NoSettings | 0 | 0 | 0 | 0 | 0 | 0 | 0 | 0 | 0 | 0 | 0 | 0 | 0 | 0 | 0 | 0 | 0 | 0 | 0 | 0 | 0 | 0 | 0 | 0 | 0 | 0 | 0 | 0 | 0 | 0 | 0
Transportation Pollutant Emissions Disaggregated[ships,PM25,passenger,heavy or residual fuel oil tf] | NoSettings | 0 | 0 | 0 | 0 | 0 | 0 | 0 | 0 | 0 | 0 | 0 | 0 | 0 | 0 | 0 | 0 | 0 | 0 | 0 | 0 | 0 | 0 | 0 | 0 | 0 | 0 | 0 | 0 | 0 | 0 | 0
Transportation Pollutant Emissions Disaggregated[ships,PM25,passenger,LPG propane or butane tf] | NoSettings | 0 | 0 | 0 | 0 | 0 | 0 | 0 | 0 | 0 | 0 | 0 | 0 | 0 | 0 | 0 | 0 | 0 | 0 | 0 | 0 | 0 | 0 | 0 | 0 | 0 | 0 | 0 | 0 | 0 | 0 | 0
Transportation Pollutant Emissions Disaggregated[ships,PM25,passenger,hydrogen tf] | NoSettings | 0 | 0 | 0 | 0 | 0 | 0 | 0 | 0 | 0 | 0 | 0 | 0 | 0 | 0 | 0 | 0 | 0 | 0 | 0 | 0 | 0 | 0 | 0 | 0 | 0 | 0 | 0 | 0 | 0 | 0 | 0
Transportation Pollutant Emissions Disaggregated[ships,PM25,freight,electricity tf] | NoSettings | 0 | 0 | 0 | 0 | 0 | 0 | 0 | 0 | 0 | 0 | 0 | 0 | 0 | 0 | 0 | 0 | 0 | 0 | 0 | 0 | 0 | 0 | 0 | 0 | 0 | 0 | 0 | 0 | 0 | 0 | 0
Transportation Pollutant Emissions Disaggregated[ships,PM25,freight,natural gas tf] | NoSettings | 0 | 0 | 0 | 0 | 0 | 0 | 0 | 0 | 0 | 0 | 0 | 0 | 0 | 0 | 0 | 0 | 0 | 0 | 0 | 0 | 0 | 0 | 0 | 0 | 0 | 0 | 0 | 0 | 0 | 0 | 0
Transportation Pollutant Emissions Disaggregated[ships,PM25,freight,petroleum gasoline tf] | NoSettings | 0 | 0 | 0 | 0 | 0 | 0 | 0 | 0 | 0 | 0 | 0 | 0 | 0 | 0 | 0 | 0 | 0 | 0 | 0 | 0 | 0 | 0 | 0 | 0 | 0 | 0 | 0 | 0 | 0 | 0 | 0
Transportation Pollutant Emissions Disaggregated[ships,PM25,freight,petroleum diesel tf] | NoSettings | 3040040000 | 2796860000 | 3067050000 | 2491060000 | 2492030000 | 2532470000 | 2810380000 | 2990510000 | 3395800000 | 3532420000 | 3358210000 | 3473690000 | 3605400000 | 3763910000 | 3889700000 | 4063410000 | 4564040000 | 4768080000 | 5036950000 | 5270050000 | 5541150000 | 5577790000 | 6012800000 | 6222260000 | 6639740000 | 6628320000 | 7154260000 | 7424970000 | 7669310000 | 7977100000 | 8232200000
Transportation Pollutant Emissions Disaggregated[ships,PM25,freight,biofuel gasoline tf] | NoSettings | 0 | 0 | 0 | 0 | 0 | 0 | 0 | 0 | 0 | 0 | 0 | 0 | 0 | 0 | 0 | 0 | 0 | 0 | 0 | 0 | 0 | 0 | 0 | 0 | 0 | 0 | 0 | 0 | 0 | 0 | 0
Transportation Pollutant Emissions Disaggregated[ships,PM25,freight,biofuel diesel tf] | NoSettings | 0 | 0 | 0 | 0 | 0 | 0 | 0 | 0 | 0 | 0 | 0 | 0 | 0 | 0 | 0 | 0 | 0 | 0 | 0 | 0 | 0 | 0 | 0 | 0 | 0 | 0 | 0 | 0 | 0 | 0 | 0
Transportation Pollutant Emissions Disaggregated[ships,PM25,freight,jet fuel tf] | NoSettings | 0 | 0 | 0 | 0 | 0 | 0 | 0 | 0 | 0 | 0 | 0 | 0 | 0 | 0 | 0 | 0 | 0 | 0 | 0 | 0 | 0 | 0 | 0 | 0 | 0 | 0 | 0 | 0 | 0 | 0 | 0
Transportation Pollutant Emissions Disaggregated[ships,PM25,freight,heavy or residual fuel oil tf] | NoSettings | 2646790000 | 3127980000 | 3156160000 | 3980100000 | 4233010000 | 4450150000 | 4490240000 | 4635170000 | 4561160000 | 4765190000 | 5287080000 | 5462170000 | 5686120000 | 5889660000 | 6074770000 | 6279000000 | 6164340000 | 6421240000 | 6558920000 | 6804320000 | 6956220000 | 7350200000 | 7411530000 | 7646540000 | 7744720000 | 8216800000 | 8222910000 | 8428300000 | 8666230000 | 8915530000 | 9101180000
Transportation Pollutant Emissions Disaggregated[ships,PM25,freight,LPG propane or butane tf] | NoSettings | 0 | 0 | 0 | 0 | 0 | 0 | 0 | 0 | 0 | 0 | 0 | 0 | 0 | 0 | 0 | 0 | 0 | 0 | 0 | 0 | 0 | 0 | 0 | 0 | 0 | 0 | 0 | 0 | 0 | 0 | 0
Transportation Pollutant Emissions Disaggregated[ships,PM25,freight,hydrogen tf] | NoSettings | 0 | 0 | 0 | 0 | 0 | 0 | 0 | 0 | 0 | 0 | 0 | 0 | 0 | 0 | 0 | 0 | 0 | 0 | 0 | 0 | 0 | 0 | 0 | 0 | 0 | 0 | 0 | 0 | 0 | 0 | 0
Transportation Pollutant Emissions Disaggregated[ships,SOx,passenger,electricity tf] | NoSettings | 0 | 0 | 0 | 0 | 0 | 0 | 0 | 0 | 0 | 0 | 0 | 0 | 0 | 0 | 0 | 0 | 0 | 0 | 0 | 0 | 0 | 0 | 0 | 0 | 0 | 0 | 0 | 0 | 0 | 0 | 0
Transportation Pollutant Emissions Disaggregated[ships,SOx,passenger,natural gas tf] | NoSettings | 0 | 0 | 0 | 0 | 0 | 0 | 0 | 0 | 0 | 0 | 0 | 0 | 0 | 0 | 0 | 0 | 0 | 0 | 0 | 0 | 0 | 0 | 0 | 0 | 0 | 0 | 0 | 0 | 0 | 0 | 0
Transportation Pollutant Emissions Disaggregated[ships,SOx,passenger,petroleum gasoline tf] | NoSettings | 0 | 0 | 0 | 0 | 0 | 0 | 0 | 0 | 0 | 0 | 0 | 0 | 0 | 0 | 0 | 0 | 0 | 0 | 0 | 0 | 0 | 0 | 0 | 0 | 0 | 0 | 0 | 0 | 0 | 0 | 0
Transportation Pollutant Emissions Disaggregated[ships,SOx,passenger,petroleum diesel tf] | NoSettings | 8474380 | 8503540 | 8533150 | 8563480 | 8680570 | 8713360 | 8833620 | 8868970 | 8904570 | 8940410 | 8976500 | 9012560 | 9048880 | 9085440 | 9212410 | 9251440 | 9290740 | 9330010 | 9369250 | 9316690 | 9354490 | 9392560 | 9430580 | 9468870 | 9507430 | 9545950 | 9584430 | 9623170 | 9662190 | 9701150 | 9690660
Transportation Pollutant Emissions Disaggregated[ships,SOx,passenger,biofuel gasoline tf] | NoSettings | 0 | 0 | 0 | 0 | 0 | 0 | 0 | 0 | 0 | 0 | 0 | 0 | 0 | 0 | 0 | 0 | 0 | 0 | 0 | 0 | 0 | 0 | 0 | 0 | 0 | 0 | 0 | 0 | 0 | 0 | 0
Transportation Pollutant Emissions Disaggregated[ships,SOx,passenger,biofuel diesel tf] | NoSettings | 0 | 0 | 0 | 0 | 0 | 0 | 0 | 0 | 0 | 0 | 0 | 0 | 0 | 0 | 0 | 0 | 0 | 0 | 0 | 0 | 0 | 0 | 0 | 0 | 0 | 0 | 0 | 0 | 0 | 0 | 0
Transportation Pollutant Emissions Disaggregated[ships,SOx,passenger,jet fuel tf] | NoSettings | 0 | 0 | 0 | 0 | 0 | 0 | 0 | 0 | 0 | 0 | 0 | 0 | 0 | 0 | 0 | 0 | 0 | 0 | 0 | 0 | 0 | 0 | 0 | 0 | 0 | 0 | 0 | 0 | 0 | 0 | 0
Transportation Pollutant Emissions Disaggregated[ships,SOx,passenger,heavy or residual fuel oil tf] | NoSettings | 0 | 0 | 0 | 0 | 0 | 0 | 0 | 0 | 0 | 0 | 0 | 0 | 0 | 0 | 0 | 0 | 0 | 0 | 0 | 0 | 0 | 0 | 0 | 0 | 0 | 0 | 0 | 0 | 0 | 0 | 0
Transportation Pollutant Emissions Disaggregated[ships,SOx,passenger,LPG propane or butane tf] | NoSettings | 0 | 0 | 0 | 0 | 0 | 0 | 0 | 0 | 0 | 0 | 0 | 0 | 0 | 0 | 0 | 0 | 0 | 0 | 0 | 0 | 0 | 0 | 0 | 0 | 0 | 0 | 0 | 0 | 0 | 0 | 0
Transportation Pollutant Emissions Disaggregated[ships,SOx,passenger,hydrogen tf] | NoSettings | 0 | 0 | 0 | 0 | 0 | 0 | 0 | 0 | 0 | 0 | 0 | 0 | 0 | 0 | 0 | 0 | 0 | 0 | 0 | 0 | 0 | 0 | 0 | 0 | 0 | 0 | 0 | 0 | 0 | 0 | 0
Transportation Pollutant Emissions Disaggregated[ships,SOx,freight,electricity tf] | NoSettings | 0 | 0 | 0 | 0 | 0 | 0 | 0 | 0 | 0 | 0 | 0 | 0 | 0 | 0 | 0 | 0 | 0 | 0 | 0 | 0 | 0 | 0 | 0 | 0 | 0 | 0 | 0 | 0 | 0 | 0 | 0
Transportation Pollutant Emissions Disaggregated[ships,SOx,freight,natural gas tf] | NoSettings | 0 | 0 | 0 | 0 | 0 | 0 | 0 | 0 | 0 | 0 | 0 | 0 | 0 | 0 | 0 | 0 | 0 | 0 | 0 | 0 | 0 | 0 | 0 | 0 | 0 | 0 | 0 | 0 | 0 | 0 | 0
Transportation Pollutant Emissions Disaggregated[ships,SOx,freight,petroleum gasoline tf] | NoSettings | 0 | 0 | 0 | 0 | 0 | 0 | 0 | 0 | 0 | 0 | 0 | 0 | 0 | 0 | 0 | 0 | 0 | 0 | 0 | 0 | 0 | 0 | 0 | 0 | 0 | 0 | 0 | 0 | 0 | 0 | 0
Transportation Pollutant Emissions Disaggregated[ships,SOx,freight,petroleum diesel tf] | NoSettings | 9885570 | 9094810 | 9973400 | 8100420 | 8103580 | 8235080 | 9138780 | 9724530 | 11042400 | 11486700 | 10920200 | 11295700 | 11724000 | 12239500 | 12648500 | 13213400 | 14841300 | 15504800 | 16379100 | 17137100 | 18018700 | 18137800 | 19552400 | 20233500 | 21591100 | 21553900 | 23264200 | 24144500 | 24939000 | 25939900 | 26769400
Transportation Pollutant Emissions Disaggregated[ships,SOx,freight,biofuel gasoline tf] | NoSettings | 0 | 0 | 0 | 0 | 0 | 0 | 0 | 0 | 0 | 0 | 0 | 0 | 0 | 0 | 0 | 0 | 0 | 0 | 0 | 0 | 0 | 0 | 0 | 0 | 0 | 0 | 0 | 0 | 0 | 0 | 0
Transportation Pollutant Emissions Disaggregated[ships,SOx,freight,biofuel diesel tf] | NoSettings | 0 | 0 | 0 | 0 | 0 | 0 | 0 | 0 | 0 | 0 | 0 | 0 | 0 | 0 | 0 | 0 | 0 | 0 | 0 | 0 | 0 | 0 | 0 | 0 | 0 | 0 | 0 | 0 | 0 | 0 | 0
Transportation Pollutant Emissions Disaggregated[ships,SOx,freight,jet fuel tf] | NoSettings | 0 | 0 | 0 | 0 | 0 | 0 | 0 | 0 | 0 | 0 | 0 | 0 | 0 | 0 | 0 | 0 | 0 | 0 | 0 | 0 | 0 | 0 | 0 | 0 | 0 | 0 | 0 | 0 | 0 | 0 | 0
Transportation Pollutant Emissions Disaggregated[ships,SOx,freight,heavy or residual fuel oil tf] | NoSettings | 22913000000 | 27078600000 | 27322500000 | 34455300000 | 36644700000 | 38524500000 | 38871500000 | 40126100000 | 39485400000 | 41251700000 | 45769700000 | 47285400000 | 49224100000 | 50986100000 | 52588600000 | 54356600000 | 53364000000 | 55588000000 | 56779800000 | 58904200000 | 60219200000 | 63629800000 | 64160800000 | 66195200000 | 67045200000 | 71131900000 | 71184800000 | 72962800000 | 75022600000 | 77180700000 | 78787900000
Transportation Pollutant Emissions Disaggregated[ships,SOx,freight,LPG propane or butane tf] | NoSettings | 0 | 0 | 0 | 0 | 0 | 0 | 0 | 0 | 0 | 0 | 0 | 0 | 0 | 0 | 0 | 0 | 0 | 0 | 0 | 0 | 0 | 0 | 0 | 0 | 0 | 0 | 0 | 0 | 0 | 0 | 0
Transportation Pollutant Emissions Disaggregated[ships,SOx,freight,hydrogen tf] | NoSettings | 0 | 0 | 0 | 0 | 0 | 0 | 0 | 0 | 0 | 0 | 0 | 0 | 0 | 0 | 0 | 0 | 0 | 0 | 0 | 0 | 0 | 0 | 0 | 0 | 0 | 0 | 0 | 0 | 0 | 0 | 0
Transportation Pollutant Emissions Disaggregated[ships,BC,passenger,electricity tf] | NoSettings | 0 | 0 | 0 | 0 | 0 | 0 | 0 | 0 | 0 | 0 | 0 | 0 | 0 | 0 | 0 | 0 | 0 | 0 | 0 | 0 | 0 | 0 | 0 | 0 | 0 | 0 | 0 | 0 | 0 | 0 | 0
Transportation Pollutant Emissions Disaggregated[ships,BC,passenger,natural gas tf] | NoSettings | 0 | 0 | 0 | 0 | 0 | 0 | 0 | 0 | 0 | 0 | 0 | 0 | 0 | 0 | 0 | 0 | 0 | 0 | 0 | 0 | 0 | 0 | 0 | 0 | 0 | 0 | 0 | 0 | 0 | 0 | 0
Transportation Pollutant Emissions Disaggregated[ships,BC,passenger,petroleum gasoline tf] | NoSettings | 0 | 0 | 0 | 0 | 0 | 0 | 0 | 0 | 0 | 0 | 0 | 0 | 0 | 0 | 0 | 0 | 0 | 0 | 0 | 0 | 0 | 0 | 0 | 0 | 0 | 0 | 0 | 0 | 0 | 0 | 0
Transportation Pollutant Emissions Disaggregated[ships,BC,passenger,petroleum diesel tf] | NoSettings | 390908000 | 392253000 | 393619000 | 395018000 | 400419000 | 401932000 | 407479000 | 409110000 | 410752000 | 412405000 | 414070000 | 415733000 | 417408000 | 419095000 | 424952000 | 426752000 | 428565000 | 430376000 | 432187000 | 429762000 | 431506000 | 433262000 | 435016000 | 436782000 | 438561000 | 440338000 | 442112000 | 443900000 | 445699000 | 447497000 | 447013000
Transportation Pollutant Emissions Disaggregated[ships,BC,passenger,biofuel gasoline tf] | NoSettings | 0 | 0 | 0 | 0 | 0 | 0 | 0 | 0 | 0 | 0 | 0 | 0 | 0 | 0 | 0 | 0 | 0 | 0 | 0 | 0 | 0 | 0 | 0 | 0 | 0 | 0 | 0 | 0 | 0 | 0 | 0
Transportation Pollutant Emissions Disaggregated[ships,BC,passenger,biofuel diesel tf] | NoSettings | 0 | 0 | 0 | 0 | 0 | 0 | 0 | 0 | 0 | 0 | 0 | 0 | 0 | 0 | 0 | 0 | 0 | 0 | 0 | 0 | 0 | 0 | 0 | 0 | 0 | 0 | 0 | 0 | 0 | 0 | 0
Transportation Pollutant Emissions Disaggregated[ships,BC,passenger,jet fuel tf] | NoSettings | 0 | 0 | 0 | 0 | 0 | 0 | 0 | 0 | 0 | 0 | 0 | 0 | 0 | 0 | 0 | 0 | 0 | 0 | 0 | 0 | 0 | 0 | 0 | 0 | 0 | 0 | 0 | 0 | 0 | 0 | 0
Transportation Pollutant Emissions Disaggregated[ships,BC,passenger,heavy or residual fuel oil tf] | NoSettings | 0 | 0 | 0 | 0 | 0 | 0 | 0 | 0 | 0 | 0 | 0 | 0 | 0 | 0 | 0 | 0 | 0 | 0 | 0 | 0 | 0 | 0 | 0 | 0 | 0 | 0 | 0 | 0 | 0 | 0 | 0
Transportation Pollutant Emissions Disaggregated[ships,BC,passenger,LPG propane or butane tf] | NoSettings | 0 | 0 | 0 | 0 | 0 | 0 | 0 | 0 | 0 | 0 | 0 | 0 | 0 | 0 | 0 | 0 | 0 | 0 | 0 | 0 | 0 | 0 | 0 | 0 | 0 | 0 | 0 | 0 | 0 | 0 | 0
Transportation Pollutant Emissions Disaggregated[ships,BC,passenger,hydrogen tf] | NoSettings | 0 | 0 | 0 | 0 | 0 | 0 | 0 | 0 | 0 | 0 | 0 | 0 | 0 | 0 | 0 | 0 | 0 | 0 | 0 | 0 | 0 | 0 | 0 | 0 | 0 | 0 | 0 | 0 | 0 | 0 | 0
Transportation Pollutant Emissions Disaggregated[ships,BC,freight,electricity tf] | NoSettings | 0 | 0 | 0 | 0 | 0 | 0 | 0 | 0 | 0 | 0 | 0 | 0 | 0 | 0 | 0 | 0 | 0 | 0 | 0 | 0 | 0 | 0 | 0 | 0 | 0 | 0 | 0 | 0 | 0 | 0 | 0
Transportation Pollutant Emissions Disaggregated[ships,BC,freight,natural gas tf] | NoSettings | 0 | 0 | 0 | 0 | 0 | 0 | 0 | 0 | 0 | 0 | 0 | 0 | 0 | 0 | 0 | 0 | 0 | 0 | 0 | 0 | 0 | 0 | 0 | 0 | 0 | 0 | 0 | 0 | 0 | 0 | 0
Transportation Pollutant Emissions Disaggregated[ships,BC,freight,petroleum gasoline tf] | NoSettings | 0 | 0 | 0 | 0 | 0 | 0 | 0 | 0 | 0 | 0 | 0 | 0 | 0 | 0 | 0 | 0 | 0 | 0 | 0 | 0 | 0 | 0 | 0 | 0 | 0 | 0 | 0 | 0 | 0 | 0 | 0
Transportation Pollutant Emissions Disaggregated[ships,BC,freight,petroleum diesel tf] | NoSettings | 456003000 | 419527000 | 460055000 | 373658000 | 373803000 | 379869000 | 421556000 | 448575000 | 509367000 | 529860000 | 503729000 | 521051000 | 540808000 | 564584000 | 583453000 | 609509000 | 684604000 | 715209000 | 755540000 | 790504000 | 831169000 | 836665000 | 901916000 | 933334000 | 995957000 | 994244000 | 1073130000 | 1113740000 | 1150390000 | 1196560000 | 1234820000
Transportation Pollutant Emissions Disaggregated[ships,BC,freight,biofuel gasoline tf] | NoSettings | 0 | 0 | 0 | 0 | 0 | 0 | 0 | 0 | 0 | 0 | 0 | 0 | 0 | 0 | 0 | 0 | 0 | 0 | 0 | 0 | 0 | 0 | 0 | 0 | 0 | 0 | 0 | 0 | 0 | 0 | 0
Transportation Pollutant Emissions Disaggregated[ships,BC,freight,biofuel diesel tf] | NoSettings | 0 | 0 | 0 | 0 | 0 | 0 | 0 | 0 | 0 | 0 | 0 | 0 | 0 | 0 | 0 | 0 | 0 | 0 | 0 | 0 | 0 | 0 | 0 | 0 | 0 | 0 | 0 | 0 | 0 | 0 | 0
Transportation Pollutant Emissions Disaggregated[ships,BC,freight,jet fuel tf] | NoSettings | 0 | 0 | 0 | 0 | 0 | 0 | 0 | 0 | 0 | 0 | 0 | 0 | 0 | 0 | 0 | 0 | 0 | 0 | 0 | 0 | 0 | 0 | 0 | 0 | 0 | 0 | 0 | 0 | 0 | 0 | 0
Transportation Pollutant Emissions Disaggregated[ships,BC,freight,heavy or residual fuel oil tf] | NoSettings | 397017000 | 469195000 | 473422000 | 597013000 | 634949000 | 667520000 | 673533000 | 695272000 | 684171000 | 714776000 | 793059000 | 819322000 | 852914000 | 883445000 | 911211000 | 941846000 | 924648000 | 963183000 | 983834000 | 1020640000 | 1043430000 | 1102530000 | 1111720000 | 1146980000 | 1161700000 | 1232520000 | 1233430000 | 1264240000 | 1299930000 | 1337320000 | 1365170000
Transportation Pollutant Emissions Disaggregated[ships,BC,freight,LPG propane or butane tf] | NoSettings | 0 | 0 | 0 | 0 | 0 | 0 | 0 | 0 | 0 | 0 | 0 | 0 | 0 | 0 | 0 | 0 | 0 | 0 | 0 | 0 | 0 | 0 | 0 | 0 | 0 | 0 | 0 | 0 | 0 | 0 | 0
Transportation Pollutant Emissions Disaggregated[ships,BC,freight,hydrogen tf] | NoSettings | 0 | 0 | 0 | 0 | 0 | 0 | 0 | 0 | 0 | 0 | 0 | 0 | 0 | 0 | 0 | 0 | 0 | 0 | 0 | 0 | 0 | 0 | 0 | 0 | 0 | 0 | 0 | 0 | 0 | 0 | 0
Transportation Pollutant Emissions Disaggregated[ships,OC,passenger,electricity tf] | NoSettings | 0 | 0 | 0 | 0 | 0 | 0 | 0 | 0 | 0 | 0 | 0 | 0 | 0 | 0 | 0 | 0 | 0 | 0 | 0 | 0 | 0 | 0 | 0 | 0 | 0 | 0 | 0 | 0 | 0 | 0 | 0
Transportation Pollutant Emissions Disaggregated[ships,OC,passenger,natural gas tf] | NoSettings | 0 | 0 | 0 | 0 | 0 | 0 | 0 | 0 | 0 | 0 | 0 | 0 | 0 | 0 | 0 | 0 | 0 | 0 | 0 | 0 | 0 | 0 | 0 | 0 | 0 | 0 | 0 | 0 | 0 | 0 | 0
Transportation Pollutant Emissions Disaggregated[ships,OC,passenger,petroleum gasoline tf] | NoSettings | 0 | 0 | 0 | 0 | 0 | 0 | 0 | 0 | 0 | 0 | 0 | 0 | 0 | 0 | 0 | 0 | 0 | 0 | 0 | 0 | 0 | 0 | 0 | 0 | 0 | 0 | 0 | 0 | 0 | 0 | 0
Transportation Pollutant Emissions Disaggregated[ships,OC,passenger,petroleum diesel tf] | NoSettings | 1016360000 | 1019850000 | 1023410000 | 1027040000 | 1041090000 | 1045020000 | 1059440000 | 1063680000 | 1067950000 | 1072250000 | 1076580000 | 1080900000 | 1085260000 | 1089640000 | 1104870000 | 1109550000 | 1114270000 | 1118980000 | 1123680000 | 1117380000 | 1121910000 | 1126480000 | 1131040000 | 1135630000 | 1140250000 | 1144870000 | 1149490000 | 1154130000 | 1158810000 | 1163490000 | 1162230000
Transportation Pollutant Emissions Disaggregated[ships,OC,passenger,biofuel gasoline tf] | NoSettings | 0 | 0 | 0 | 0 | 0 | 0 | 0 | 0 | 0 | 0 | 0 | 0 | 0 | 0 | 0 | 0 | 0 | 0 | 0 | 0 | 0 | 0 | 0 | 0 | 0 | 0 | 0 | 0 | 0 | 0 | 0
Transportation Pollutant Emissions Disaggregated[ships,OC,passenger,biofuel diesel tf] | NoSettings | 0 | 0 | 0 | 0 | 0 | 0 | 0 | 0 | 0 | 0 | 0 | 0 | 0 | 0 | 0 | 0 | 0 | 0 | 0 | 0 | 0 | 0 | 0 | 0 | 0 | 0 | 0 | 0 | 0 | 0 | 0
Transportation Pollutant Emissions Disaggregated[ships,OC,passenger,jet fuel tf] | NoSettings | 0 | 0 | 0 | 0 | 0 | 0 | 0 | 0 | 0 | 0 | 0 | 0 | 0 | 0 | 0 | 0 | 0 | 0 | 0 | 0 | 0 | 0 | 0 | 0 | 0 | 0 | 0 | 0 | 0 | 0 | 0
Transportation Pollutant Emissions Disaggregated[ships,OC,passenger,heavy or residual fuel oil tf] | NoSettings | 0 | 0 | 0 | 0 | 0 | 0 | 0 | 0 | 0 | 0 | 0 | 0 | 0 | 0 | 0 | 0 | 0 | 0 | 0 | 0 | 0 | 0 | 0 | 0 | 0 | 0 | 0 | 0 | 0 | 0 | 0
Transportation Pollutant Emissions Disaggregated[ships,OC,passenger,LPG propane or butane tf] | NoSettings | 0 | 0 | 0 | 0 | 0 | 0 | 0 | 0 | 0 | 0 | 0 | 0 | 0 | 0 | 0 | 0 | 0 | 0 | 0 | 0 | 0 | 0 | 0 | 0 | 0 | 0 | 0 | 0 | 0 | 0 | 0
Transportation Pollutant Emissions Disaggregated[ships,OC,passenger,hydrogen tf] | NoSettings | 0 | 0 | 0 | 0 | 0 | 0 | 0 | 0 | 0 | 0 | 0 | 0 | 0 | 0 | 0 | 0 | 0 | 0 | 0 | 0 | 0 | 0 | 0 | 0 | 0 | 0 | 0 | 0 | 0 | 0 | 0
Transportation Pollutant Emissions Disaggregated[ships,OC,freight,electricity tf] | NoSettings | 0 | 0 | 0 | 0 | 0 | 0 | 0 | 0 | 0 | 0 | 0 | 0 | 0 | 0 | 0 | 0 | 0 | 0 | 0 | 0 | 0 | 0 | 0 | 0 | 0 | 0 | 0 | 0 | 0 | 0 | 0
Transportation Pollutant Emissions Disaggregated[ships,OC,freight,natural gas tf] | NoSettings | 0 | 0 | 0 | 0 | 0 | 0 | 0 | 0 | 0 | 0 | 0 | 0 | 0 | 0 | 0 | 0 | 0 | 0 | 0 | 0 | 0 | 0 | 0 | 0 | 0 | 0 | 0 | 0 | 0 | 0 | 0
Transportation Pollutant Emissions Disaggregated[ships,OC,freight,petroleum gasoline tf] | NoSettings | 0 | 0 | 0 | 0 | 0 | 0 | 0 | 0 | 0 | 0 | 0 | 0 | 0 | 0 | 0 | 0 | 0 | 0 | 0 | 0 | 0 | 0 | 0 | 0 | 0 | 0 | 0 | 0 | 0 | 0 | 0
Transportation Pollutant Emissions Disaggregated[ships,OC,freight,petroleum diesel tf] | NoSettings | 1185610000 | 1090770000 | 1196140000 | 971507000 | 971886000 | 987657000 | 1096040000 | 1166290000 | 1324350000 | 1377630000 | 1309690000 | 1354730000 | 1406090000 | 1467910000 | 1516970000 | 1584720000 | 1779960000 | 1859540000 | 1964400000 | 2055300000 | 2161030000 | 2175320000 | 2344970000 | 2426660000 | 2589480000 | 2585020000 | 2790140000 | 2895720000 | 2991010000 | 3111050000 | 3210530000
Transportation Pollutant Emissions Disaggregated[ships,OC,freight,biofuel gasoline tf] | NoSettings | 0 | 0 | 0 | 0 | 0 | 0 | 0 | 0 | 0 | 0 | 0 | 0 | 0 | 0 | 0 | 0 | 0 | 0 | 0 | 0 | 0 | 0 | 0 | 0 | 0 | 0 | 0 | 0 | 0 | 0 | 0
Transportation Pollutant Emissions Disaggregated[ships,OC,freight,biofuel diesel tf] | NoSettings | 0 | 0 | 0 | 0 | 0 | 0 | 0 | 0 | 0 | 0 | 0 | 0 | 0 | 0 | 0 | 0 | 0 | 0 | 0 | 0 | 0 | 0 | 0 | 0 | 0 | 0 | 0 | 0 | 0 | 0 | 0
Transportation Pollutant Emissions Disaggregated[ships,OC,freight,jet fuel tf] | NoSettings | 0 | 0 | 0 | 0 | 0 | 0 | 0 | 0 | 0 | 0 | 0 | 0 | 0 | 0 | 0 | 0 | 0 | 0 | 0 | 0 | 0 | 0 | 0 | 0 | 0 | 0 | 0 | 0 | 0 | 0 | 0
Transportation Pollutant Emissions Disaggregated[ships,OC,freight,heavy or residual fuel oil tf] | NoSettings | 1032240000 | 1219900000 | 1230890000 | 1552230000 | 1650860000 | 1735550000 | 1751180000 | 1807700000 | 1778840000 | 1858410000 | 2061950000 | 2130230000 | 2217570000 | 2296950000 | 2369140000 | 2448790000 | 2404080000 | 2504270000 | 2557960000 | 2653660000 | 2712910000 | 2866560000 | 2890470000 | 2982130000 | 3020420000 | 3204530000 | 3206910000 | 3287010000 | 3379810000 | 3477030000 | 3549440000
Transportation Pollutant Emissions Disaggregated[ships,OC,freight,LPG propane or butane tf] | NoSettings | 0 | 0 | 0 | 0 | 0 | 0 | 0 | 0 | 0 | 0 | 0 | 0 | 0 | 0 | 0 | 0 | 0 | 0 | 0 | 0 | 0 | 0 | 0 | 0 | 0 | 0 | 0 | 0 | 0 | 0 | 0
Transportation Pollutant Emissions Disaggregated[ships,OC,freight,hydrogen tf] | NoSettings | 0 | 0 | 0 | 0 | 0 | 0 | 0 | 0 | 0 | 0 | 0 | 0 | 0 | 0 | 0 | 0 | 0 | 0 | 0 | 0 | 0 | 0 | 0 | 0 | 0 | 0 | 0 | 0 | 0 | 0 | 0
Transportation Pollutant Emissions Disaggregated[ships,CH4,passenger,electricity tf] | NoSettings | 0 | 0 | 0 | 0 | 0 | 0 | 0 | 0 | 0 | 0 | 0 | 0 | 0 | 0 | 0 | 0 | 0 | 0 | 0 | 0 | 0 | 0 | 0 | 0 | 0 | 0 | 0 | 0 | 0 | 0 | 0
Transportation Pollutant Emissions Disaggregated[ships,CH4,passenger,natural gas tf] | NoSettings | 0 | 0 | 0 | 0 | 0 | 0 | 0 | 0 | 0 | 0 | 0 | 0 | 0 | 0 | 0 | 0 | 0 | 0 | 0 | 0 | 0 | 0 | 0 | 0 | 0 | 0 | 0 | 0 | 0 | 0 | 0
Transportation Pollutant Emissions Disaggregated[ships,CH4,passenger,petroleum gasoline tf] | NoSettings | 0 | 0 | 0 | 0 | 0 | 0 | 0 | 0 | 0 | 0 | 0 | 0 | 0 | 0 | 0 | 0 | 0 | 0 | 0 | 0 | 0 | 0 | 0 | 0 | 0 | 0 | 0 | 0 | 0 | 0 | 0
Transportation Pollutant Emissions Disaggregated[ships,CH4,passenger,petroleum diesel tf] | NoSettings | 50144300 | 50316800 | 50492000 | 50671500 | 51364300 | 51558400 | 52269900 | 52479100 | 52689700 | 52901800 | 53115400 | 53328800 | 53543700 | 53760000 | 54511300 | 54742200 | 54974800 | 55207100 | 55439300 | 55128400 | 55352000 | 55577300 | 55802300 | 56028800 | 56257000 | 56484900 | 56712600 | 56941800 | 57172700 | 57403200 | 57341200
Transportation Pollutant Emissions Disaggregated[ships,CH4,passenger,biofuel gasoline tf] | NoSettings | 0 | 0 | 0 | 0 | 0 | 0 | 0 | 0 | 0 | 0 | 0 | 0 | 0 | 0 | 0 | 0 | 0 | 0 | 0 | 0 | 0 | 0 | 0 | 0 | 0 | 0 | 0 | 0 | 0 | 0 | 0
Transportation Pollutant Emissions Disaggregated[ships,CH4,passenger,biofuel diesel tf] | NoSettings | 0 | 0 | 0 | 0 | 0 | 0 | 0 | 0 | 0 | 0 | 0 | 0 | 0 | 0 | 0 | 0 | 0 | 0 | 0 | 0 | 0 | 0 | 0 | 0 | 0 | 0 | 0 | 0 | 0 | 0 | 0
Transportation Pollutant Emissions Disaggregated[ships,CH4,passenger,jet fuel tf] | NoSettings | 0 | 0 | 0 | 0 | 0 | 0 | 0 | 0 | 0 | 0 | 0 | 0 | 0 | 0 | 0 | 0 | 0 | 0 | 0 | 0 | 0 | 0 | 0 | 0 | 0 | 0 | 0 | 0 | 0 | 0 | 0
Transportation Pollutant Emissions Disaggregated[ships,CH4,passenger,heavy or residual fuel oil tf] | NoSettings | 0 | 0 | 0 | 0 | 0 | 0 | 0 | 0 | 0 | 0 | 0 | 0 | 0 | 0 | 0 | 0 | 0 | 0 | 0 | 0 | 0 | 0 | 0 | 0 | 0 | 0 | 0 | 0 | 0 | 0 | 0
Transportation Pollutant Emissions Disaggregated[ships,CH4,passenger,LPG propane or butane tf] | NoSettings | 0 | 0 | 0 | 0 | 0 | 0 | 0 | 0 | 0 | 0 | 0 | 0 | 0 | 0 | 0 | 0 | 0 | 0 | 0 | 0 | 0 | 0 | 0 | 0 | 0 | 0 | 0 | 0 | 0 | 0 | 0
Transportation Pollutant Emissions Disaggregated[ships,CH4,passenger,hydrogen tf] | NoSettings | 0 | 0 | 0 | 0 | 0 | 0 | 0 | 0 | 0 | 0 | 0 | 0 | 0 | 0 | 0 | 0 | 0 | 0 | 0 | 0 | 0 | 0 | 0 | 0 | 0 | 0 | 0 | 0 | 0 | 0 | 0
Transportation Pollutant Emissions Disaggregated[ships,CH4,freight,electricity tf] | NoSettings | 0 | 0 | 0 | 0 | 0 | 0 | 0 | 0 | 0 | 0 | 0 | 0 | 0 | 0 | 0 | 0 | 0 | 0 | 0 | 0 | 0 | 0 | 0 | 0 | 0 | 0 | 0 | 0 | 0 | 0 | 0
Transportation Pollutant Emissions Disaggregated[ships,CH4,freight,natural gas tf] | NoSettings | 0 | 0 | 0 | 0 | 0 | 0 | 0 | 0 | 0 | 0 | 0 | 0 | 0 | 0 | 0 | 0 | 0 | 0 | 0 | 0 | 0 | 0 | 0 | 0 | 0 | 0 | 0 | 0 | 0 | 0 | 0
Transportation Pollutant Emissions Disaggregated[ships,CH4,freight,petroleum gasoline tf] | NoSettings | 0 | 0 | 0 | 0 | 0 | 0 | 0 | 0 | 0 | 0 | 0 | 0 | 0 | 0 | 0 | 0 | 0 | 0 | 0 | 0 | 0 | 0 | 0 | 0 | 0 | 0 | 0 | 0 | 0 | 0 | 0
Transportation Pollutant Emissions Disaggregated[ships,CH4,freight,petroleum diesel tf] | NoSettings | 58494500 | 53815500 | 59014200 | 47931500 | 47950200 | 48728300 | 54075600 | 57541600 | 65339800 | 67968600 | 64616600 | 66838500 | 69372800 | 72422800 | 74843200 | 78185600 | 87818500 | 91744500 | 96917900 | 101403000 | 106619000 | 107324000 | 115695000 | 119725000 | 127758000 | 127538000 | 137658000 | 142867000 | 147568000 | 153490000 | 158399000
Transportation Pollutant Emissions Disaggregated[ships,CH4,freight,biofuel gasoline tf] | NoSettings | 0 | 0 | 0 | 0 | 0 | 0 | 0 | 0 | 0 | 0 | 0 | 0 | 0 | 0 | 0 | 0 | 0 | 0 | 0 | 0 | 0 | 0 | 0 | 0 | 0 | 0 | 0 | 0 | 0 | 0 | 0
Transportation Pollutant Emissions Disaggregated[ships,CH4,freight,biofuel diesel tf] | NoSettings | 0 | 0 | 0 | 0 | 0 | 0 | 0 | 0 | 0 | 0 | 0 | 0 | 0 | 0 | 0 | 0 | 0 | 0 | 0 | 0 | 0 | 0 | 0 | 0 | 0 | 0 | 0 | 0 | 0 | 0 | 0
Transportation Pollutant Emissions Disaggregated[ships,CH4,freight,jet fuel tf] | NoSettings | 0 | 0 | 0 | 0 | 0 | 0 | 0 | 0 | 0 | 0 | 0 | 0 | 0 | 0 | 0 | 0 | 0 | 0 | 0 | 0 | 0 | 0 | 0 | 0 | 0 | 0 | 0 | 0 | 0 | 0 | 0
Transportation Pollutant Emissions Disaggregated[ships,CH4,freight,heavy or residual fuel oil tf] | NoSettings | 50927900 | 60186700 | 60728800 | 76582600 | 81448900 | 85627000 | 86398400 | 89187000 | 87763000 | 91688900 | 101731000 | 105100000 | 109409000 | 113325000 | 116887000 | 120817000 | 118610000 | 123554000 | 126203000 | 130924000 | 133847000 | 141428000 | 142608000 | 147130000 | 149019000 | 158103000 | 158220000 | 162172000 | 166750000 | 171547000 | 175119000
Transportation Pollutant Emissions Disaggregated[ships,CH4,freight,LPG propane or butane tf] | NoSettings | 0 | 0 | 0 | 0 | 0 | 0 | 0 | 0 | 0 | 0 | 0 | 0 | 0 | 0 | 0 | 0 | 0 | 0 | 0 | 0 | 0 | 0 | 0 | 0 | 0 | 0 | 0 | 0 | 0 | 0 | 0
Transportation Pollutant Emissions Disaggregated[ships,CH4,freight,hydrogen tf] | NoSettings | 0 | 0 | 0 | 0 | 0 | 0 | 0 | 0 | 0 | 0 | 0 | 0 | 0 | 0 | 0 | 0 | 0 | 0 | 0 | 0 | 0 | 0 | 0 | 0 | 0 | 0 | 0 | 0 | 0 | 0 | 0
Transportation Pollutant Emissions Disaggregated[ships,N2O,passenger,electricity tf] | NoSettings | 0 | 0 | 0 | 0 | 0 | 0 | 0 | 0 | 0 | 0 | 0 | 0 | 0 | 0 | 0 | 0 | 0 | 0 | 0 | 0 | 0 | 0 | 0 | 0 | 0 | 0 | 0 | 0 | 0 | 0 | 0
Transportation Pollutant Emissions Disaggregated[ships,N2O,passenger,natural gas tf] | NoSettings | 0 | 0 | 0 | 0 | 0 | 0 | 0 | 0 | 0 | 0 | 0 | 0 | 0 | 0 | 0 | 0 | 0 | 0 | 0 | 0 | 0 | 0 | 0 | 0 | 0 | 0 | 0 | 0 | 0 | 0 | 0
Transportation Pollutant Emissions Disaggregated[ships,N2O,passenger,petroleum gasoline tf] | NoSettings | 0 | 0 | 0 | 0 | 0 | 0 | 0 | 0 | 0 | 0 | 0 | 0 | 0 | 0 | 0 | 0 | 0 | 0 | 0 | 0 | 0 | 0 | 0 | 0 | 0 | 0 | 0 | 0 | 0 | 0 | 0
Transportation Pollutant Emissions Disaggregated[ships,N2O,passenger,petroleum diesel tf] | NoSettings | 10028900 | 10063400 | 10098400 | 10134300 | 10272900 | 10311700 | 10454000 | 10495800 | 10537900 | 10580400 | 10623100 | 10665800 | 10708700 | 10752000 | 10902300 | 10948400 | 10995000 | 11041400 | 11087900 | 11025700 | 11070400 | 11115500 | 11160500 | 11205800 | 11251400 | 11297000 | 11342500 | 11388400 | 11434500 | 11480600 | 11468200
Transportation Pollutant Emissions Disaggregated[ships,N2O,passenger,biofuel gasoline tf] | NoSettings | 0 | 0 | 0 | 0 | 0 | 0 | 0 | 0 | 0 | 0 | 0 | 0 | 0 | 0 | 0 | 0 | 0 | 0 | 0 | 0 | 0 | 0 | 0 | 0 | 0 | 0 | 0 | 0 | 0 | 0 | 0
Transportation Pollutant Emissions Disaggregated[ships,N2O,passenger,biofuel diesel tf] | NoSettings | 0 | 0 | 0 | 0 | 0 | 0 | 0 | 0 | 0 | 0 | 0 | 0 | 0 | 0 | 0 | 0 | 0 | 0 | 0 | 0 | 0 | 0 | 0 | 0 | 0 | 0 | 0 | 0 | 0 | 0 | 0
Transportation Pollutant Emissions Disaggregated[ships,N2O,passenger,jet fuel tf] | NoSettings | 0 | 0 | 0 | 0 | 0 | 0 | 0 | 0 | 0 | 0 | 0 | 0 | 0 | 0 | 0 | 0 | 0 | 0 | 0 | 0 | 0 | 0 | 0 | 0 | 0 | 0 | 0 | 0 | 0 | 0 | 0
Transportation Pollutant Emissions Disaggregated[ships,N2O,passenger,heavy or residual fuel oil tf] | NoSettings | 0 | 0 | 0 | 0 | 0 | 0 | 0 | 0 | 0 | 0 | 0 | 0 | 0 | 0 | 0 | 0 | 0 | 0 | 0 | 0 | 0 | 0 | 0 | 0 | 0 | 0 | 0 | 0 | 0 | 0 | 0
Transportation Pollutant Emissions Disaggregated[ships,N2O,passenger,LPG propane or butane tf] | NoSettings | 0 | 0 | 0 | 0 | 0 | 0 | 0 | 0 | 0 | 0 | 0 | 0 | 0 | 0 | 0 | 0 | 0 | 0 | 0 | 0 | 0 | 0 | 0 | 0 | 0 | 0 | 0 | 0 | 0 | 0 | 0
Transportation Pollutant Emissions Disaggregated[ships,N2O,passenger,hydrogen tf] | NoSettings | 0 | 0 | 0 | 0 | 0 | 0 | 0 | 0 | 0 | 0 | 0 | 0 | 0 | 0 | 0 | 0 | 0 | 0 | 0 | 0 | 0 | 0 | 0 | 0 | 0 | 0 | 0 | 0 | 0 | 0 | 0
Transportation Pollutant Emissions Disaggregated[ships,N2O,freight,electricity tf] | NoSettings | 0 | 0 | 0 | 0 | 0 | 0 | 0 | 0 | 0 | 0 | 0 | 0 | 0 | 0 | 0 | 0 | 0 | 0 | 0 | 0 | 0 | 0 | 0 | 0 | 0 | 0 | 0 | 0 | 0 | 0 | 0
Transportation Pollutant Emissions Disaggregated[ships,N2O,freight,natural gas tf] | NoSettings | 0 | 0 | 0 | 0 | 0 | 0 | 0 | 0 | 0 | 0 | 0 | 0 | 0 | 0 | 0 | 0 | 0 | 0 | 0 | 0 | 0 | 0 | 0 | 0 | 0 | 0 | 0 | 0 | 0 | 0 | 0
Transportation Pollutant Emissions Disaggregated[ships,N2O,freight,petroleum gasoline tf] | NoSettings | 0 | 0 | 0 | 0 | 0 | 0 | 0 | 0 | 0 | 0 | 0 | 0 | 0 | 0 | 0 | 0 | 0 | 0 | 0 | 0 | 0 | 0 | 0 | 0 | 0 | 0 | 0 | 0 | 0 | 0 | 0
Transportation Pollutant Emissions Disaggregated[ships,N2O,freight,petroleum diesel tf] | NoSettings | 11698900 | 10763100 | 11802800 | 9586290 | 9590030 | 9745650 | 10815100 | 11508300 | 13068000 | 13593700 | 12923300 | 13367700 | 13874600 | 14484600 | 14968600 | 15637100 | 17563700 | 18348900 | 19383600 | 20280600 | 21323900 | 21464900 | 23138900 | 23945000 | 25551600 | 25507600 | 27531600 | 28573300 | 29513600 | 30698100 | 31679800
Transportation Pollutant Emissions Disaggregated[ships,N2O,freight,biofuel gasoline tf] | NoSettings | 0 | 0 | 0 | 0 | 0 | 0 | 0 | 0 | 0 | 0 | 0 | 0 | 0 | 0 | 0 | 0 | 0 | 0 | 0 | 0 | 0 | 0 | 0 | 0 | 0 | 0 | 0 | 0 | 0 | 0 | 0
Transportation Pollutant Emissions Disaggregated[ships,N2O,freight,biofuel diesel tf] | NoSettings | 0 | 0 | 0 | 0 | 0 | 0 | 0 | 0 | 0 | 0 | 0 | 0 | 0 | 0 | 0 | 0 | 0 | 0 | 0 | 0 | 0 | 0 | 0 | 0 | 0 | 0 | 0 | 0 | 0 | 0 | 0
Transportation Pollutant Emissions Disaggregated[ships,N2O,freight,jet fuel tf] | NoSettings | 0 | 0 | 0 | 0 | 0 | 0 | 0 | 0 | 0 | 0 | 0 | 0 | 0 | 0 | 0 | 0 | 0 | 0 | 0 | 0 | 0 | 0 | 0 | 0 | 0 | 0 | 0 | 0 | 0 | 0 | 0
Transportation Pollutant Emissions Disaggregated[ships,N2O,freight,heavy or residual fuel oil tf] | NoSettings | 10185600 | 12037300 | 12145800 | 15316500 | 16289800 | 17125400 | 17279700 | 17837400 | 17552600 | 18337800 | 20346200 | 21019900 | 21881700 | 22665000 | 23377400 | 24163300 | 23722100 | 24710700 | 25240500 | 26184900 | 26769500 | 28285600 | 28521600 | 29426000 | 29803800 | 31620500 | 31644000 | 32434400 | 33350100 | 34309400 | 35023900
Transportation Pollutant Emissions Disaggregated[ships,N2O,freight,LPG propane or butane tf] | NoSettings | 0 | 0 | 0 | 0 | 0 | 0 | 0 | 0 | 0 | 0 | 0 | 0 | 0 | 0 | 0 | 0 | 0 | 0 | 0 | 0 | 0 | 0 | 0 | 0 | 0 | 0 | 0 | 0 | 0 | 0 | 0
Transportation Pollutant Emissions Disaggregated[ships,N2O,freight,hydrogen tf] | NoSettings | 0 | 0 | 0 | 0 | 0 | 0 | 0 | 0 | 0 | 0 | 0 | 0 | 0 | 0 | 0 | 0 | 0 | 0 | 0 | 0 | 0 | 0 | 0 | 0 | 0 | 0 | 0 | 0 | 0 | 0 | 0
Transportation Pollutant Emissions Disaggregated[ships,F gases,passenger,electricity tf] | NoSettings | 0 | 0 | 0 | 0 | 0 | 0 | 0 | 0 | 0 | 0 | 0 | 0 | 0 | 0 | 0 | 0 | 0 | 0 | 0 | 0 | 0 | 0 | 0 | 0 | 0 | 0 | 0 | 0 | 0 | 0 | 0
Transportation Pollutant Emissions Disaggregated[ships,F gases,passenger,natural gas tf] | NoSettings | 0 | 0 | 0 | 0 | 0 | 0 | 0 | 0 | 0 | 0 | 0 | 0 | 0 | 0 | 0 | 0 | 0 | 0 | 0 | 0 | 0 | 0 | 0 | 0 | 0 | 0 | 0 | 0 | 0 | 0 | 0
Transportation Pollutant Emissions Disaggregated[ships,F gases,passenger,petroleum gasoline tf] | NoSettings | 0 | 0 | 0 | 0 | 0 | 0 | 0 | 0 | 0 | 0 | 0 | 0 | 0 | 0 | 0 | 0 | 0 | 0 | 0 | 0 | 0 | 0 | 0 | 0 | 0 | 0 | 0 | 0 | 0 | 0 | 0
Transportation Pollutant Emissions Disaggregated[ships,F gases,passenger,petroleum diesel tf] | NoSettings | 0 | 0 | 0 | 0 | 0 | 0 | 0 | 0 | 0 | 0 | 0 | 0 | 0 | 0 | 0 | 0 | 0 | 0 | 0 | 0 | 0 | 0 | 0 | 0 | 0 | 0 | 0 | 0 | 0 | 0 | 0
Transportation Pollutant Emissions Disaggregated[ships,F gases,passenger,biofuel gasoline tf] | NoSettings | 0 | 0 | 0 | 0 | 0 | 0 | 0 | 0 | 0 | 0 | 0 | 0 | 0 | 0 | 0 | 0 | 0 | 0 | 0 | 0 | 0 | 0 | 0 | 0 | 0 | 0 | 0 | 0 | 0 | 0 | 0
Transportation Pollutant Emissions Disaggregated[ships,F gases,passenger,biofuel diesel tf] | NoSettings | 0 | 0 | 0 | 0 | 0 | 0 | 0 | 0 | 0 | 0 | 0 | 0 | 0 | 0 | 0 | 0 | 0 | 0 | 0 | 0 | 0 | 0 | 0 | 0 | 0 | 0 | 0 | 0 | 0 | 0 | 0
Transportation Pollutant Emissions Disaggregated[ships,F gases,passenger,jet fuel tf] | NoSettings | 0 | 0 | 0 | 0 | 0 | 0 | 0 | 0 | 0 | 0 | 0 | 0 | 0 | 0 | 0 | 0 | 0 | 0 | 0 | 0 | 0 | 0 | 0 | 0 | 0 | 0 | 0 | 0 | 0 | 0 | 0
Transportation Pollutant Emissions Disaggregated[ships,F gases,passenger,heavy or residual fuel oil tf] | NoSettings | 0 | 0 | 0 | 0 | 0 | 0 | 0 | 0 | 0 | 0 | 0 | 0 | 0 | 0 | 0 | 0 | 0 | 0 | 0 | 0 | 0 | 0 | 0 | 0 | 0 | 0 | 0 | 0 | 0 | 0 | 0
Transportation Pollutant Emissions Disaggregated[ships,F gases,passenger,LPG propane or butane tf] | NoSettings | 0 | 0 | 0 | 0 | 0 | 0 | 0 | 0 | 0 | 0 | 0 | 0 | 0 | 0 | 0 | 0 | 0 | 0 | 0 | 0 | 0 | 0 | 0 | 0 | 0 | 0 | 0 | 0 | 0 | 0 | 0
Transportation Pollutant Emissions Disaggregated[ships,F gases,passenger,hydrogen tf] | NoSettings | 0 | 0 | 0 | 0 | 0 | 0 | 0 | 0 | 0 | 0 | 0 | 0 | 0 | 0 | 0 | 0 | 0 | 0 | 0 | 0 | 0 | 0 | 0 | 0 | 0 | 0 | 0 | 0 | 0 | 0 | 0
Transportation Pollutant Emissions Disaggregated[ships,F gases,freight,electricity tf] | NoSettings | 0 | 0 | 0 | 0 | 0 | 0 | 0 | 0 | 0 | 0 | 0 | 0 | 0 | 0 | 0 | 0 | 0 | 0 | 0 | 0 | 0 | 0 | 0 | 0 | 0 | 0 | 0 | 0 | 0 | 0 | 0
Transportation Pollutant Emissions Disaggregated[ships,F gases,freight,natural gas tf] | NoSettings | 0 | 0 | 0 | 0 | 0 | 0 | 0 | 0 | 0 | 0 | 0 | 0 | 0 | 0 | 0 | 0 | 0 | 0 | 0 | 0 | 0 | 0 | 0 | 0 | 0 | 0 | 0 | 0 | 0 | 0 | 0
Transportation Pollutant Emissions Disaggregated[ships,F gases,freight,petroleum gasoline tf] | NoSettings | 0 | 0 | 0 | 0 | 0 | 0 | 0 | 0 | 0 | 0 | 0 | 0 | 0 | 0 | 0 | 0 | 0 | 0 | 0 | 0 | 0 | 0 | 0 | 0 | 0 | 0 | 0 | 0 | 0 | 0 | 0
Transportation Pollutant Emissions Disaggregated[ships,F gases,freight,petroleum diesel tf] | NoSettings | 0 | 0 | 0 | 0 | 0 | 0 | 0 | 0 | 0 | 0 | 0 | 0 | 0 | 0 | 0 | 0 | 0 | 0 | 0 | 0 | 0 | 0 | 0 | 0 | 0 | 0 | 0 | 0 | 0 | 0 | 0
Transportation Pollutant Emissions Disaggregated[ships,F gases,freight,biofuel gasoline tf] | NoSettings | 0 | 0 | 0 | 0 | 0 | 0 | 0 | 0 | 0 | 0 | 0 | 0 | 0 | 0 | 0 | 0 | 0 | 0 | 0 | 0 | 0 | 0 | 0 | 0 | 0 | 0 | 0 | 0 | 0 | 0 | 0
Transportation Pollutant Emissions Disaggregated[ships,F gases,freight,biofuel diesel tf] | NoSettings | 0 | 0 | 0 | 0 | 0 | 0 | 0 | 0 | 0 | 0 | 0 | 0 | 0 | 0 | 0 | 0 | 0 | 0 | 0 | 0 | 0 | 0 | 0 | 0 | 0 | 0 | 0 | 0 | 0 | 0 | 0
Transportation Pollutant Emissions Disaggregated[ships,F gases,freight,jet fuel tf] | NoSettings | 0 | 0 | 0 | 0 | 0 | 0 | 0 | 0 | 0 | 0 | 0 | 0 | 0 | 0 | 0 | 0 | 0 | 0 | 0 | 0 | 0 | 0 | 0 | 0 | 0 | 0 | 0 | 0 | 0 | 0 | 0
Transportation Pollutant Emissions Disaggregated[ships,F gases,freight,heavy or residual fuel oil tf] | NoSettings | 0 | 0 | 0 | 0 | 0 | 0 | 0 | 0 | 0 | 0 | 0 | 0 | 0 | 0 | 0 | 0 | 0 | 0 | 0 | 0 | 0 | 0 | 0 | 0 | 0 | 0 | 0 | 0 | 0 | 0 | 0
Transportation Pollutant Emissions Disaggregated[ships,F gases,freight,LPG propane or butane tf] | NoSettings | 0 | 0 | 0 | 0 | 0 | 0 | 0 | 0 | 0 | 0 | 0 | 0 | 0 | 0 | 0 | 0 | 0 | 0 | 0 | 0 | 0 | 0 | 0 | 0 | 0 | 0 | 0 | 0 | 0 | 0 | 0
Transportation Pollutant Emissions Disaggregated[ships,F gases,freight,hydrogen tf] | NoSettings | 0 | 0 | 0 | 0 | 0 | 0 | 0 | 0 | 0 | 0 | 0 | 0 | 0 | 0 | 0 | 0 | 0 | 0 | 0 | 0 | 0 | 0 | 0 | 0 | 0 | 0 | 0 | 0 | 0 | 0 | 0
Transportation Pollutant Emissions Disaggregated[motorbikes,CO2,passenger,electricity tf] | NoSettings | 0 | 0 | 0 | 0 | 0 | 0 | 0 | 0 | 0 | 0 | 0 | 0 | 0 | 0 | 0 | 0 | 0 | 0 | 0 | 0 | 0 | 0 | 0 | 0 | 0 | 0 | 0 | 0 | 0 | 0 | 0
Transportation Pollutant Emissions Disaggregated[motorbikes,CO2,passenger,natural gas tf] | NoSettings | 2690040 | 2695110 | 2352790 | 2015420 | 1688810 | 1388890 | 1116180 | 870213 | 651917 | 462349 | 302648 | 174428 | 79610.9 | 45174.5 | 20272.1 | 5122.53 | 0 | 0 | 0 | 0 | 0 | 0 | 0 | 0 | 0 | 0 | 0 | 0 | 0 | 0 | 0
Transportation Pollutant Emissions Disaggregated[motorbikes,CO2,passenger,petroleum gasoline tf] | NoSettings | 249931000000 | 280495000000 | 276924000000 | 271008000000 | 262510000000 | 254873000000 | 246857000000 | 238616000000 | 230327000000 | 222171000000 | 214124000000 | 206337000000 | 198866000000 | 191704000000 | 184851000000 | 178340000000 | 171995000000 | 165582000000 | 159413000000 | 154051000000 | 149706000000 | 146439000000 | 144090000000 | 142437000000 | 141229000000 | 140249000000 | 139417000000 | 138691000000 | 138033000000 | 137488000000 | 136926000000
Transportation Pollutant Emissions Disaggregated[motorbikes,CO2,passenger,petroleum diesel tf] | NoSettings | 24096800 | 23922900 | 20735900 | 17683000 | 14803200 | 12212900 | 9911490 | 7877700 | 6101700 | 4573300 | 3281260 | 2288520 | 1462500 | 810279 | 368225 | 94312.8 | 0 | 0 | 0 | 0 | 0 | 0 | 0 | 0 | 0 | 0 | 0 | 0 | 0 | 0 | 0
Transportation Pollutant Emissions Disaggregated[motorbikes,CO2,passenger,biofuel gasoline tf] | NoSettings | 0 | 0 | 0 | 0 | 0 | 0 | 0 | 0 | 0 | 0 | 0 | 0 | 0 | 0 | 0 | 0 | 0 | 0 | 0 | 0 | 0 | 0 | 0 | 0 | 0 | 0 | 0 | 0 | 0 | 0 | 0
Transportation Pollutant Emissions Disaggregated[motorbikes,CO2,passenger,biofuel diesel tf] | NoSettings | 0 | 0 | 0 | 0 | 0 | 0 | 0 | 0 | 0 | 0 | 0 | 0 | 0 | 0 | 0 | 0 | 0 | 0 | 0 | 0 | 0 | 0 | 0 | 0 | 0 | 0 | 0 | 0 | 0 | 0 | 0
Transportation Pollutant Emissions Disaggregated[motorbikes,CO2,passenger,jet fuel tf] | NoSettings | 0 | 0 | 0 | 0 | 0 | 0 | 0 | 0 | 0 | 0 | 0 | 0 | 0 | 0 | 0 | 0 | 0 | 0 | 0 | 0 | 0 | 0 | 0 | 0 | 0 | 0 | 0 | 0 | 0 | 0 | 0
Transportation Pollutant Emissions Disaggregated[motorbikes,CO2,passenger,heavy or residual fuel oil tf] | NoSettings | 0 | 0 | 0 | 0 | 0 | 0 | 0 | 0 | 0 | 0 | 0 | 0 | 0 | 0 | 0 | 0 | 0 | 0 | 0 | 0 | 0 | 0 | 0 | 0 | 0 | 0 | 0 | 0 | 0 | 0 | 0
Transportation Pollutant Emissions Disaggregated[motorbikes,CO2,passenger,LPG propane or butane tf] | NoSettings | 0 | 0 | 0 | 0 | 0 | 0 | 0 | 0 | 0 | 0 | 0 | 0 | 0 | 0 | 0 | 0 | 0 | 0 | 0 | 0 | 0 | 0 | 0 | 0 | 0 | 0 | 0 | 0 | 0 | 0 | 0
Transportation Pollutant Emissions Disaggregated[motorbikes,CO2,passenger,hydrogen tf] | NoSettings | 0 | 0 | 0 | 0 | 0 | 0 | 0 | 0 | 0 | 0 | 0 | 0 | 0 | 0 | 0 | 0 | 0 | 0 | 0 | 0 | 0 | 0 | 0 | 0 | 0 | 0 | 0 | 0 | 0 | 0 | 0
Transportation Pollutant Emissions Disaggregated[motorbikes,CO2,freight,electricity tf] | NoSettings | 0 | 0 | 0 | 0 | 0 | 0 | 0 | 0 | 0 | 0 | 0 | 0 | 0 | 0 | 0 | 0 | 0 | 0 | 0 | 0 | 0 | 0 | 0 | 0 | 0 | 0 | 0 | 0 | 0 | 0 | 0
Transportation Pollutant Emissions Disaggregated[motorbikes,CO2,freight,natural gas tf] | NoSettings | 7892470000 | 10800100000 | 16720300000 | 21742100000 | 25090100000 | 27968600000 | 31134800000 | 34081400000 | 37101300000 | 40506500000 | 44305600000 | 49282100000 | 54746000000 | 61390900000 | 69266000000 | 78422600000 | 89614200000 | 102546000000 | 117269000000 | 133793000000 | 152110000000 | 172245000000 | 193795000000 | 217527000000 | 243060000000 | 265299000000 | 288377000000 | 308498000000 | 331132000000 | 357250000000 | 385403000000
Transportation Pollutant Emissions Disaggregated[motorbikes,CO2,freight,petroleum gasoline tf] | NoSettings | 0 | 0 | 0 | 0 | 0 | 0 | 0 | 0 | 0 | 0 | 0 | 0 | 0 | 0 | 0 | 0 | 0 | 0 | 0 | 0 | 0 | 0 | 0 | 0 | 0 | 0 | 0 | 0 | 0 | 0 | 0
Transportation Pollutant Emissions Disaggregated[motorbikes,CO2,freight,petroleum diesel tf] | NoSettings | 11450200000000 | 11333800000000 | 11207400000000 | 11077000000000 | 10895400000000 | 10704500000000 | 10500200000000 | 10255600000000 | 9991580000000 | 9705530000000 | 9397090000000 | 9448290000000 | 9476700000000 | 9495590000000 | 9506480000000 | 9509260000000 | 9497450000000 | 9449100000000 | 9394930000000 | 9338290000000 | 9295900000000 | 9248900000000 | 9223930000000 | 9164190000000 | 9106440000000 | 9076250000000 | 9098170000000 | 9129180000000 | 9162000000000 | 9239310000000 | 9328000000000
Transportation Pollutant Emissions Disaggregated[motorbikes,CO2,freight,biofuel gasoline tf] | NoSettings | 0 | 0 | 0 | 0 | 0 | 0 | 0 | 0 | 0 | 0 | 0 | 0 | 0 | 0 | 0 | 0 | 0 | 0 | 0 | 0 | 0 | 0 | 0 | 0 | 0 | 0 | 0 | 0 | 0 | 0 | 0
Transportation Pollutant Emissions Disaggregated[motorbikes,CO2,freight,biofuel diesel tf] | NoSettings | 0 | 0 | 0 | 0 | 0 | 0 | 0 | 0 | 0 | 0 | 0 | 0 | 0 | 0 | 0 | 0 | 0 | 0 | 0 | 0 | 0 | 0 | 0 | 0 | 0 | 0 | 0 | 0 | 0 | 0 | 0
Transportation Pollutant Emissions Disaggregated[motorbikes,CO2,freight,jet fuel tf] | NoSettings | 0 | 0 | 0 | 0 | 0 | 0 | 0 | 0 | 0 | 0 | 0 | 0 | 0 | 0 | 0 | 0 | 0 | 0 | 0 | 0 | 0 | 0 | 0 | 0 | 0 | 0 | 0 | 0 | 0 | 0 | 0
Transportation Pollutant Emissions Disaggregated[motorbikes,CO2,freight,heavy or residual fuel oil tf] | NoSettings | 0 | 0 | 0 | 0 | 0 | 0 | 0 | 0 | 0 | 0 | 0 | 0 | 0 | 0 | 0 | 0 | 0 | 0 | 0 | 0 | 0 | 0 | 0 | 0 | 0 | 0 | 0 | 0 | 0 | 0 | 0
Transportation Pollutant Emissions Disaggregated[motorbikes,CO2,freight,LPG propane or butane tf] | NoSettings | 0 | 0 | 0 | 0 | 0 | 0 | 0 | 0 | 0 | 0 | 0 | 0 | 0 | 0 | 0 | 0 | 0 | 0 | 0 | 0 | 0 | 0 | 0 | 0 | 0 | 0 | 0 | 0 | 0 | 0 | 0
Transportation Pollutant Emissions Disaggregated[motorbikes,CO2,freight,hydrogen tf] | NoSettings | 0 | 0 | 0 | 0 | 0 | 0 | 0 | 0 | 0 | 0 | 0 | 0 | 0 | 0 | 0 | 0 | 0 | 0 | 0 | 0 | 0 | 0 | 0 | 0 | 0 | 0 | 0 | 0 | 0 | 0 | 0
Transportation Pollutant Emissions Disaggregated[motorbikes,VOC,passenger,electricity tf] | NoSettings | 0 | 0 | 0 | 0 | 0 | 0 | 0 | 0 | 0 | 0 | 0 | 0 | 0 | 0 | 0 | 0 | 0 | 0 | 0 | 0 | 0 | 0 | 0 | 0 | 0 | 0 | 0 | 0 | 0 | 0 | 0
Transportation Pollutant Emissions Disaggregated[motorbikes,VOC,passenger,natural gas tf] | NoSettings | 1761.49 | 1764.81 | 1540.66 | 1319.74 | 1105.86 | 909.473 | 730.898 | 569.832 | 426.888 | 302.755 | 198.18 | 114.219 | 52.1308 | 29.5812 | 13.2746 | 3.3543 | 0 | 0 | 0 | 0 | 0 | 0 | 0 | 0 | 0 | 0 | 0 | 0 | 0 | 0 | 0
Transportation Pollutant Emissions Disaggregated[motorbikes,VOC,passenger,petroleum gasoline tf] | NoSettings | 177301000 | 198983000 | 196450000 | 192254000 | 186225000 | 180807000 | 175121000 | 169274000 | 163394000 | 157608000 | 151900000 | 146376000 | 141076000 | 135995000 | 131134000 | 126515000 | 122014000 | 117464000 | 113088000 | 109284000 | 106202000 | 103884000 | 102218000 | 101045000 | 100188000 | 99493000 | 98902700 | 98387200 | 97920400 | 97533800 | 97135400
Transportation Pollutant Emissions Disaggregated[motorbikes,VOC,passenger,petroleum diesel tf] | NoSettings | 18117.4 | 17986.7 | 15590.5 | 13295.1 | 11129.9 | 9182.38 | 7452.05 | 5922.93 | 4587.62 | 3438.48 | 2467.05 | 1720.65 | 1099.59 | 609.216 | 276.854 | 70.91 | 0 | 0 | 0 | 0 | 0 | 0 | 0 | 0 | 0 | 0 | 0 | 0 | 0 | 0 | 0
Transportation Pollutant Emissions Disaggregated[motorbikes,VOC,passenger,biofuel gasoline tf] | NoSettings | 12386800 | 13943400 | 13807200 | 13552700 | 13166900 | 12822000 | 12455600 | 12075400 | 11690400 | 11293100 | 10916100 | 10519100 | 10138300 | 9773160 | 9423780 | 9091840 | 8768380 | 8441400 | 8126920 | 7853550 | 7632080 | 7465510 | 7345770 | 7261510 | 7199910 | 7149960 | 7107540 | 7070490 | 7036940 | 7009160 | 6980530
Transportation Pollutant Emissions Disaggregated[motorbikes,VOC,passenger,biofuel diesel tf] | NoSettings | 2412.36 | 2691.76 | 2603.35 | 2462.33 | 2274.86 | 2062.54 | 1833.03 | 1590.67 | 1341.79 | 1092.94 | 850.705 | 593.325 | 379.169 | 210.074 | 95.4666 | 24.4517 | 0 | 0 | 0 | 0 | 0 | 0 | 0 | 0 | 0 | 0 | 0 | 0 | 0 | 0 | 0
Transportation Pollutant Emissions Disaggregated[motorbikes,VOC,passenger,jet fuel tf] | NoSettings | 0 | 0 | 0 | 0 | 0 | 0 | 0 | 0 | 0 | 0 | 0 | 0 | 0 | 0 | 0 | 0 | 0 | 0 | 0 | 0 | 0 | 0 | 0 | 0 | 0 | 0 | 0 | 0 | 0 | 0 | 0
Transportation Pollutant Emissions Disaggregated[motorbikes,VOC,passenger,heavy or residual fuel oil tf] | NoSettings | 0 | 0 | 0 | 0 | 0 | 0 | 0 | 0 | 0 | 0 | 0 | 0 | 0 | 0 | 0 | 0 | 0 | 0 | 0 | 0 | 0 | 0 | 0 | 0 | 0 | 0 | 0 | 0 | 0 | 0 | 0
Transportation Pollutant Emissions Disaggregated[motorbikes,VOC,passenger,LPG propane or butane tf] | NoSettings | 0 | 0 | 0 | 0 | 0 | 0 | 0 | 0 | 0 | 0 | 0 | 0 | 0 | 0 | 0 | 0 | 0 | 0 | 0 | 0 | 0 | 0 | 0 | 0 | 0 | 0 | 0 | 0 | 0 | 0 | 0
Transportation Pollutant Emissions Disaggregated[motorbikes,VOC,passenger,hydrogen tf] | NoSettings | 0 | 0 | 0 | 0 | 0 | 0 | 0 | 0 | 0 | 0 | 0 | 0 | 0 | 0 | 0 | 0 | 0 | 0 | 0 | 0 | 0 | 0 | 0 | 0 | 0 | 0 | 0 | 0 | 0 | 0 | 0
Transportation Pollutant Emissions Disaggregated[motorbikes,VOC,freight,electricity tf] | NoSettings | 0 | 0 | 0 | 0 | 0 | 0 | 0 | 0 | 0 | 0 | 0 | 0 | 0 | 0 | 0 | 0 | 0 | 0 | 0 | 0 | 0 | 0 | 0 | 0 | 0 | 0 | 0 | 0 | 0 | 0 | 0
Transportation Pollutant Emissions Disaggregated[motorbikes,VOC,freight,natural gas tf] | NoSettings | 5168140 | 7072090 | 10948800 | 14237200 | 16429500 | 18314400 | 20387700 | 22317200 | 24294600 | 26524500 | 29012200 | 32270900 | 35848700 | 40199900 | 45356700 | 51352700 | 58681100 | 67148900 | 76790000 | 87610500 | 99604800 | 112789000 | 126901000 | 142441000 | 159161000 | 173723000 | 188835000 | 202010000 | 216831000 | 233934000 | 252370000
Transportation Pollutant Emissions Disaggregated[motorbikes,VOC,freight,petroleum gasoline tf] | NoSettings | 0 | 0 | 0 | 0 | 0 | 0 | 0 | 0 | 0 | 0 | 0 | 0 | 0 | 0 | 0 | 0 | 0 | 0 | 0 | 0 | 0 | 0 | 0 | 0 | 0 | 0 | 0 | 0 | 0 | 0 | 0
Transportation Pollutant Emissions Disaggregated[motorbikes,VOC,freight,petroleum diesel tf] | NoSettings | 8608910000 | 8521390000 | 8426370000 | 8328360000 | 8191790000 | 8048300000 | 7894660000 | 7710750000 | 7512270000 | 7297200000 | 7065290000 | 7103780000 | 7125150000 | 7139350000 | 7147540000 | 7149630000 | 7140750000 | 7104400000 | 7063670000 | 7021080000 | 6989210000 | 6953880000 | 6935100000 | 6890190000 | 6846770000 | 6824060000 | 6840540000 | 6863860000 | 6888530000 | 6946660000 | 7013340000
Transportation Pollutant Emissions Disaggregated[motorbikes,VOC,freight,biofuel gasoline tf] | NoSettings | 0 | 0 | 0 | 0 | 0 | 0 | 0 | 0 | 0 | 0 | 0 | 0 | 0 | 0 | 0 | 0 | 0 | 0 | 0 | 0 | 0 | 0 | 0 | 0 | 0 | 0 | 0 | 0 | 0 | 0 | 0
Transportation Pollutant Emissions Disaggregated[motorbikes,VOC,freight,biofuel diesel tf] | NoSettings | 1146290000 | 1275250000 | 1407060000 | 1542460000 | 1674330000 | 1807810000 | 1941900000 | 2070810000 | 2197190000 | 2319460000 | 2436300000 | 2449580000 | 2456940000 | 2461840000 | 2464660000 | 2465380000 | 2462320000 | 2449790000 | 2435740000 | 2421060000 | 2410070000 | 2397880000 | 2391410000 | 2375920000 | 2360950000 | 2353120000 | 2358800000 | 2366840000 | 2375350000 | 2395400000 | 2418390000
Transportation Pollutant Emissions Disaggregated[motorbikes,VOC,freight,jet fuel tf] | NoSettings | 0 | 0 | 0 | 0 | 0 | 0 | 0 | 0 | 0 | 0 | 0 | 0 | 0 | 0 | 0 | 0 | 0 | 0 | 0 | 0 | 0 | 0 | 0 | 0 | 0 | 0 | 0 | 0 | 0 | 0 | 0
Transportation Pollutant Emissions Disaggregated[motorbikes,VOC,freight,heavy or residual fuel oil tf] | NoSettings | 0 | 0 | 0 | 0 | 0 | 0 | 0 | 0 | 0 | 0 | 0 | 0 | 0 | 0 | 0 | 0 | 0 | 0 | 0 | 0 | 0 | 0 | 0 | 0 | 0 | 0 | 0 | 0 | 0 | 0 | 0
Transportation Pollutant Emissions Disaggregated[motorbikes,VOC,freight,LPG propane or butane tf] | NoSettings | 0 | 0 | 0 | 0 | 0 | 0 | 0 | 0 | 0 | 0 | 0 | 0 | 0 | 0 | 0 | 0 | 0 | 0 | 0 | 0 | 0 | 0 | 0 | 0 | 0 | 0 | 0 | 0 | 0 | 0 | 0
Transportation Pollutant Emissions Disaggregated[motorbikes,VOC,freight,hydrogen tf] | NoSettings | 0 | 0 | 0 | 0 | 0 | 0 | 0 | 0 | 0 | 0 | 0 | 0 | 0 | 0 | 0 | 0 | 0 | 0 | 0 | 0 | 0 | 0 | 0 | 0 | 0 | 0 | 0 | 0 | 0 | 0 | 0
Transportation Pollutant Emissions Disaggregated[motorbikes,CO,passenger,electricity tf] | NoSettings | 0 | 0 | 0 | 0 | 0 | 0 | 0 | 0 | 0 | 0 | 0 | 0 | 0 | 0 | 0 | 0 | 0 | 0 | 0 | 0 | 0 | 0 | 0 | 0 | 0 | 0 | 0 | 0 | 0 | 0 | 0
Transportation Pollutant Emissions Disaggregated[motorbikes,CO,passenger,natural gas tf] | NoSettings | 27481.1 | 27532.8 | 24035.8 | 20589.3 | 17252.6 | 14188.7 | 11402.8 | 8889.97 | 6659.89 | 4723.29 | 3091.81 | 1781.93 | 813.293 | 461.496 | 207.097 | 52.331 | 0 | 0 | 0 | 0 | 0 | 0 | 0 | 0 | 0 | 0 | 0 | 0 | 0 | 0 | 0
Transportation Pollutant Emissions Disaggregated[motorbikes,CO,passenger,petroleum gasoline tf] | NoSettings | 2006480000 | 2251850000 | 2223190000 | 2175690000 | 2107470000 | 2046160000 | 1981810000 | 1915640000 | 1849100000 | 1783620000 | 1719020000 | 1656500000 | 1596530000 | 1539030000 | 1484010000 | 1431740000 | 1380800000 | 1329310000 | 1279790000 | 1236740000 | 1201860000 | 1175630000 | 1156780000 | 1143510000 | 1133810000 | 1125940000 | 1119260000 | 1113430000 | 1108150000 | 1103770000 | 1099260000
Transportation Pollutant Emissions Disaggregated[motorbikes,CO,passenger,petroleum diesel tf] | NoSettings | 219399 | 217816 | 188799 | 161002 | 134782 | 111197 | 90243.1 | 71725.7 | 55555.3 | 41639.4 | 29875.6 | 20836.7 | 13315.9 | 7377.51 | 3352.66 | 858.709 | 0 | 0 | 0 | 0 | 0 | 0 | 0 | 0 | 0 | 0 | 0 | 0 | 0 | 0 | 0
Transportation Pollutant Emissions Disaggregated[motorbikes,CO,passenger,biofuel gasoline tf] | NoSettings | 150002000 | 168852000 | 167203000 | 164121000 | 159449000 | 155271000 | 150835000 | 146231000 | 141569000 | 136757000 | 132192000 | 127385000 | 122772000 | 118351000 | 114120000 | 110100000 | 106183000 | 102224000 | 98415300 | 95104900 | 92422900 | 90405800 | 88955700 | 87935300 | 87189400 | 86584500 | 86070800 | 85622200 | 85215900 | 84879500 | 84532800
Transportation Pollutant Emissions Disaggregated[motorbikes,CO,passenger,biofuel diesel tf] | NoSettings | 58491.9 | 65266.4 | 63122.7 | 59703.4 | 55158 | 50010 | 44445.1 | 38568.4 | 32533.9 | 26500.3 | 20626.8 | 14386.2 | 9193.61 | 5093.61 | 2314.75 | 592.873 | 0 | 0 | 0 | 0 | 0 | 0 | 0 | 0 | 0 | 0 | 0 | 0 | 0 | 0 | 0
Transportation Pollutant Emissions Disaggregated[motorbikes,CO,passenger,jet fuel tf] | NoSettings | 0 | 0 | 0 | 0 | 0 | 0 | 0 | 0 | 0 | 0 | 0 | 0 | 0 | 0 | 0 | 0 | 0 | 0 | 0 | 0 | 0 | 0 | 0 | 0 | 0 | 0 | 0 | 0 | 0 | 0 | 0
Transportation Pollutant Emissions Disaggregated[motorbikes,CO,passenger,heavy or residual fuel oil tf] | NoSettings | 0 | 0 | 0 | 0 | 0 | 0 | 0 | 0 | 0 | 0 | 0 | 0 | 0 | 0 | 0 | 0 | 0 | 0 | 0 | 0 | 0 | 0 | 0 | 0 | 0 | 0 | 0 | 0 | 0 | 0 | 0
Transportation Pollutant Emissions Disaggregated[motorbikes,CO,passenger,LPG propane or butane tf] | NoSettings | 0 | 0 | 0 | 0 | 0 | 0 | 0 | 0 | 0 | 0 | 0 | 0 | 0 | 0 | 0 | 0 | 0 | 0 | 0 | 0 | 0 | 0 | 0 | 0 | 0 | 0 | 0 | 0 | 0 | 0 | 0
Transportation Pollutant Emissions Disaggregated[motorbikes,CO,passenger,hydrogen tf] | NoSettings | 0 | 0 | 0 | 0 | 0 | 0 | 0 | 0 | 0 | 0 | 0 | 0 | 0 | 0 | 0 | 0 | 0 | 0 | 0 | 0 | 0 | 0 | 0 | 0 | 0 | 0 | 0 | 0 | 0 | 0 | 0
Transportation Pollutant Emissions Disaggregated[motorbikes,CO,freight,electricity tf] | NoSettings | 0 | 0 | 0 | 0 | 0 | 0 | 0 | 0 | 0 | 0 | 0 | 0 | 0 | 0 | 0 | 0 | 0 | 0 | 0 | 0 | 0 | 0 | 0 | 0 | 0 | 0 | 0 | 0 | 0 | 0 | 0
Transportation Pollutant Emissions Disaggregated[motorbikes,CO,freight,natural gas tf] | NoSettings | 80628300 | 110332000 | 170813000 | 222114000 | 256317000 | 285723000 | 318068000 | 348170000 | 379021000 | 413809000 | 452619000 | 503459000 | 559277000 | 627160000 | 707611000 | 801154000 | 915485000 | 1047590000 | 1198000000 | 1366810000 | 1553940000 | 1759630000 | 1979780000 | 2222230000 | 2483070000 | 2710250000 | 2946010000 | 3151570000 | 3382790000 | 3649610000 | 3937220000
Transportation Pollutant Emissions Disaggregated[motorbikes,CO,freight,petroleum gasoline tf] | NoSettings | 0 | 0 | 0 | 0 | 0 | 0 | 0 | 0 | 0 | 0 | 0 | 0 | 0 | 0 | 0 | 0 | 0 | 0 | 0 | 0 | 0 | 0 | 0 | 0 | 0 | 0 | 0 | 0 | 0 | 0 | 0
Transportation Pollutant Emissions Disaggregated[motorbikes,CO,freight,petroleum diesel tf] | NoSettings | 104253000000 | 103193000000 | 102042000000 | 100855000000 | 99201200000 | 97463600000 | 95603000000 | 93376000000 | 90972300000 | 88367900000 | 85559500000 | 86025700000 | 86284400000 | 86456300000 | 86555500000 | 86580800000 | 86473300000 | 86033100000 | 85539900000 | 85024100000 | 84638200000 | 84210300000 | 83982900000 | 83439100000 | 82913200000 | 82638300000 | 82837900000 | 83120300000 | 83419000000 | 84123000000 | 84930500000
Transportation Pollutant Emissions Disaggregated[motorbikes,CO,freight,biofuel gasoline tf] | NoSettings | 0 | 0 | 0 | 0 | 0 | 0 | 0 | 0 | 0 | 0 | 0 | 0 | 0 | 0 | 0 | 0 | 0 | 0 | 0 | 0 | 0 | 0 | 0 | 0 | 0 | 0 | 0 | 0 | 0 | 0 | 0
Transportation Pollutant Emissions Disaggregated[motorbikes,CO,freight,biofuel diesel tf] | NoSettings | 27793800000 | 30920700000 | 34116600000 | 37399600000 | 40597100000 | 43833400000 | 47084800000 | 50210300000 | 53274600000 | 56239200000 | 59072300000 | 59394200000 | 59572800000 | 59691500000 | 59760000000 | 59777500000 | 59703200000 | 59399300000 | 59058800000 | 58702700000 | 58436200000 | 58140800000 | 57983800000 | 57608300000 | 57245300000 | 57055500000 | 57193300000 | 57388200000 | 57594500000 | 58080500000 | 58638000000
Transportation Pollutant Emissions Disaggregated[motorbikes,CO,freight,jet fuel tf] | NoSettings | 0 | 0 | 0 | 0 | 0 | 0 | 0 | 0 | 0 | 0 | 0 | 0 | 0 | 0 | 0 | 0 | 0 | 0 | 0 | 0 | 0 | 0 | 0 | 0 | 0 | 0 | 0 | 0 | 0 | 0 | 0
Transportation Pollutant Emissions Disaggregated[motorbikes,CO,freight,heavy or residual fuel oil tf] | NoSettings | 0 | 0 | 0 | 0 | 0 | 0 | 0 | 0 | 0 | 0 | 0 | 0 | 0 | 0 | 0 | 0 | 0 | 0 | 0 | 0 | 0 | 0 | 0 | 0 | 0 | 0 | 0 | 0 | 0 | 0 | 0
Transportation Pollutant Emissions Disaggregated[motorbikes,CO,freight,LPG propane or butane tf] | NoSettings | 0 | 0 | 0 | 0 | 0 | 0 | 0 | 0 | 0 | 0 | 0 | 0 | 0 | 0 | 0 | 0 | 0 | 0 | 0 | 0 | 0 | 0 | 0 | 0 | 0 | 0 | 0 | 0 | 0 | 0 | 0
Transportation Pollutant Emissions Disaggregated[motorbikes,CO,freight,hydrogen tf] | NoSettings | 0 | 0 | 0 | 0 | 0 | 0 | 0 | 0 | 0 | 0 | 0 | 0 | 0 | 0 | 0 | 0 | 0 | 0 | 0 | 0 | 0 | 0 | 0 | 0 | 0 | 0 | 0 | 0 | 0 | 0 | 0
Transportation Pollutant Emissions Disaggregated[motorbikes,NOx,passenger,electricity tf] | NoSettings | 0 | 0 | 0 | 0 | 0 | 0 | 0 | 0 | 0 | 0 | 0 | 0 | 0 | 0 | 0 | 0 | 0 | 0 | 0 | 0 | 0 | 0 | 0 | 0 | 0 | 0 | 0 | 0 | 0 | 0 | 0
Transportation Pollutant Emissions Disaggregated[motorbikes,NOx,passenger,natural gas tf] | NoSettings | 1220.19 | 1222.49 | 1067.21 | 914.186 | 766.033 | 629.994 | 506.294 | 394.724 | 295.706 | 209.719 | 137.28 | 79.1194 | 36.1111 | 20.4909 | 9.1953 | 2.3236 | 0 | 0 | 0 | 0 | 0 | 0 | 0 | 0 | 0 | 0 | 0 | 0 | 0 | 0 | 0
Transportation Pollutant Emissions Disaggregated[motorbikes,NOx,passenger,petroleum gasoline tf] | NoSettings | 89089400 | 99983900 | 98711300 | 96602500 | 93573200 | 90851100 | 87993700 | 85055900 | 82101400 | 79194200 | 76325900 | 73550000 | 70887100 | 68334100 | 65891300 | 63570400 | 61308700 | 59022500 | 56823600 | 54912200 | 53363700 | 52199100 | 51361800 | 50772600 | 50342000 | 49992700 | 49696100 | 49437100 | 49202500 | 49008200 | 48808100
Transportation Pollutant Emissions Disaggregated[motorbikes,NOx,passenger,petroleum diesel tf] | NoSettings | 9741.53 | 9671.23 | 8382.84 | 7148.62 | 5984.43 | 4937.26 | 4006.88 | 3184.69 | 2466.71 | 1848.83 | 1326.5 | 925.171 | 591.238 | 327.568 | 148.861 | 38.1275 | 0 | 0 | 0 | 0 | 0 | 0 | 0 | 0 | 0 | 0 | 0 | 0 | 0 | 0 | 0
Transportation Pollutant Emissions Disaggregated[motorbikes,NOx,passenger,biofuel gasoline tf] | NoSettings | 6660340 | 7497310 | 7424100 | 7287250 | 7079810 | 6894330 | 6697330 | 6492920 | 6285910 | 6072260 | 5869570 | 5656100 | 5451320 | 5254990 | 5067130 | 4888650 | 4714730 | 4538910 | 4369820 | 4222830 | 4103740 | 4014180 | 3949790 | 3904490 | 3871370 | 3844510 | 3821700 | 3801780 | 3783740 | 3768800 | 3753410
Transportation Pollutant Emissions Disaggregated[motorbikes,NOx,passenger,biofuel diesel tf] | NoSettings | 2739.47 | 3056.75 | 2956.35 | 2796.21 | 2583.33 | 2342.22 | 2081.59 | 1806.35 | 1523.73 | 1241.14 | 966.058 | 673.777 | 430.583 | 238.559 | 108.412 | 27.7672 | 0 | 0 | 0 | 0 | 0 | 0 | 0 | 0 | 0 | 0 | 0 | 0 | 0 | 0 | 0
Transportation Pollutant Emissions Disaggregated[motorbikes,NOx,passenger,jet fuel tf] | NoSettings | 0 | 0 | 0 | 0 | 0 | 0 | 0 | 0 | 0 | 0 | 0 | 0 | 0 | 0 | 0 | 0 | 0 | 0 | 0 | 0 | 0 | 0 | 0 | 0 | 0 | 0 | 0 | 0 | 0 | 0 | 0
Transportation Pollutant Emissions Disaggregated[motorbikes,NOx,passenger,heavy or residual fuel oil tf] | NoSettings | 0 | 0 | 0 | 0 | 0 | 0 | 0 | 0 | 0 | 0 | 0 | 0 | 0 | 0 | 0 | 0 | 0 | 0 | 0 | 0 | 0 | 0 | 0 | 0 | 0 | 0 | 0 | 0 | 0 | 0 | 0
Transportation Pollutant Emissions Disaggregated[motorbikes,NOx,passenger,LPG propane or butane tf] | NoSettings | 0 | 0 | 0 | 0 | 0 | 0 | 0 | 0 | 0 | 0 | 0 | 0 | 0 | 0 | 0 | 0 | 0 | 0 | 0 | 0 | 0 | 0 | 0 | 0 | 0 | 0 | 0 | 0 | 0 | 0 | 0
Transportation Pollutant Emissions Disaggregated[motorbikes,NOx,passenger,hydrogen tf] | NoSettings | 0 | 0 | 0 | 0 | 0 | 0 | 0 | 0 | 0 | 0 | 0 | 0 | 0 | 0 | 0 | 0 | 0 | 0 | 0 | 0 | 0 | 0 | 0 | 0 | 0 | 0 | 0 | 0 | 0 | 0 | 0
Transportation Pollutant Emissions Disaggregated[motorbikes,NOx,freight,electricity tf] | NoSettings | 0 | 0 | 0 | 0 | 0 | 0 | 0 | 0 | 0 | 0 | 0 | 0 | 0 | 0 | 0 | 0 | 0 | 0 | 0 | 0 | 0 | 0 | 0 | 0 | 0 | 0 | 0 | 0 | 0 | 0 | 0
Transportation Pollutant Emissions Disaggregated[motorbikes,NOx,freight,natural gas tf] | NoSettings | 3579980 | 4898850 | 7584260 | 9862110 | 11380700 | 12686400 | 14122600 | 15459100 | 16828900 | 18373600 | 20096800 | 22354100 | 24832500 | 27846600 | 31418700 | 35572100 | 40648500 | 46514100 | 53192600 | 60688000 | 68996400 | 78129500 | 87904400 | 98669200 | 110251000 | 120338000 | 130806000 | 139933000 | 150200000 | 162047000 | 174817000
Transportation Pollutant Emissions Disaggregated[motorbikes,NOx,freight,petroleum gasoline tf] | NoSettings | 0 | 0 | 0 | 0 | 0 | 0 | 0 | 0 | 0 | 0 | 0 | 0 | 0 | 0 | 0 | 0 | 0 | 0 | 0 | 0 | 0 | 0 | 0 | 0 | 0 | 0 | 0 | 0 | 0 | 0 | 0
Transportation Pollutant Emissions Disaggregated[motorbikes,NOx,freight,petroleum diesel tf] | NoSettings | 4628910000 | 4581850000 | 4530760000 | 4478060000 | 4404630000 | 4327480000 | 4244860000 | 4145980000 | 4039260000 | 3923620000 | 3798920000 | 3819620000 | 3831110000 | 3838740000 | 3843150000 | 3844270000 | 3839500000 | 3819950000 | 3798050000 | 3775150000 | 3758020000 | 3739020000 | 3728920000 | 3704770000 | 3681430000 | 3669220000 | 3678080000 | 3690620000 | 3703880000 | 3735140000 | 3770990000
Transportation Pollutant Emissions Disaggregated[motorbikes,NOx,freight,biofuel gasoline tf] | NoSettings | 0 | 0 | 0 | 0 | 0 | 0 | 0 | 0 | 0 | 0 | 0 | 0 | 0 | 0 | 0 | 0 | 0 | 0 | 0 | 0 | 0 | 0 | 0 | 0 | 0 | 0 | 0 | 0 | 0 | 0 | 0
Transportation Pollutant Emissions Disaggregated[motorbikes,NOx,freight,biofuel diesel tf] | NoSettings | 1301720000 | 1448170000 | 1597850000 | 1751610000 | 1901370000 | 2052940000 | 2205220000 | 2351600000 | 2495120000 | 2633970000 | 2766660000 | 2781730000 | 2790100000 | 2795660000 | 2798860000 | 2799680000 | 2796200000 | 2781970000 | 2766020000 | 2749340000 | 2736860000 | 2723030000 | 2715680000 | 2698090000 | 2681090000 | 2672200000 | 2678650000 | 2687780000 | 2697440000 | 2720200000 | 2746310000
Transportation Pollutant Emissions Disaggregated[motorbikes,NOx,freight,jet fuel tf] | NoSettings | 0 | 0 | 0 | 0 | 0 | 0 | 0 | 0 | 0 | 0 | 0 | 0 | 0 | 0 | 0 | 0 | 0 | 0 | 0 | 0 | 0 | 0 | 0 | 0 | 0 | 0 | 0 | 0 | 0 | 0 | 0
Transportation Pollutant Emissions Disaggregated[motorbikes,NOx,freight,heavy or residual fuel oil tf] | NoSettings | 0 | 0 | 0 | 0 | 0 | 0 | 0 | 0 | 0 | 0 | 0 | 0 | 0 | 0 | 0 | 0 | 0 | 0 | 0 | 0 | 0 | 0 | 0 | 0 | 0 | 0 | 0 | 0 | 0 | 0 | 0
Transportation Pollutant Emissions Disaggregated[motorbikes,NOx,freight,LPG propane or butane tf] | NoSettings | 0 | 0 | 0 | 0 | 0 | 0 | 0 | 0 | 0 | 0 | 0 | 0 | 0 | 0 | 0 | 0 | 0 | 0 | 0 | 0 | 0 | 0 | 0 | 0 | 0 | 0 | 0 | 0 | 0 | 0 | 0
Transportation Pollutant Emissions Disaggregated[motorbikes,NOx,freight,hydrogen tf] | NoSettings | 0 | 0 | 0 | 0 | 0 | 0 | 0 | 0 | 0 | 0 | 0 | 0 | 0 | 0 | 0 | 0 | 0 | 0 | 0 | 0 | 0 | 0 | 0 | 0 | 0 | 0 | 0 | 0 | 0 | 0 | 0
Transportation Pollutant Emissions Disaggregated[motorbikes,PM10,passenger,electricity tf] | NoSettings | 0 | 0 | 0 | 0 | 0 | 0 | 0 | 0 | 0 | 0 | 0 | 0 | 0 | 0 | 0 | 0 | 0 | 0 | 0 | 0 | 0 | 0 | 0 | 0 | 0 | 0 | 0 | 0 | 0 | 0 | 0
Transportation Pollutant Emissions Disaggregated[motorbikes,PM10,passenger,natural gas tf] | NoSettings | 237.939 | 238.387 | 208.109 | 178.268 | 149.378 | 122.85 | 98.7283 | 76.9718 | 57.6632 | 40.8956 | 26.7698 | 15.4284 | 7.0417 | 3.9958 | 1.7931 | 0.4531 | 0 | 0 | 0 | 0 | 0 | 0 | 0 | 0 | 0 | 0 | 0 | 0 | 0 | 0 | 0
Transportation Pollutant Emissions Disaggregated[motorbikes,PM10,passenger,petroleum gasoline tf] | NoSettings | 17370300 | 19494400 | 19246300 | 18835100 | 18244500 | 17713700 | 17156600 | 16583800 | 16007800 | 15440900 | 14881700 | 14340500 | 13821300 | 13323500 | 12847200 | 12394700 | 11953700 | 11507900 | 11079200 | 10706500 | 10404600 | 10177500 | 10014300 | 9899420 | 9815450 | 9747350 | 9689520 | 9639020 | 9593280 | 9555410 | 9516380
Transportation Pollutant Emissions Disaggregated[motorbikes,PM10,passenger,petroleum diesel tf] | NoSettings | 1899.41 | 1885.7 | 1634.49 | 1393.84 | 1166.85 | 962.669 | 781.263 | 620.952 | 480.96 | 360.486 | 258.642 | 180.39 | 115.28 | 63.8694 | 29.025 | 7.4341 | 0 | 0 | 0 | 0 | 0 | 0 | 0 | 0 | 0 | 0 | 0 | 0 | 0 | 0 | 0
Transportation Pollutant Emissions Disaggregated[motorbikes,PM10,passenger,biofuel gasoline tf] | NoSettings | 1298660 | 1461850 | 1447580 | 1420890 | 1380450 | 1344280 | 1305870 | 1266010 | 1225650 | 1183990 | 1144470 | 1102850 | 1062920 | 1024640 | 988008 | 953207 | 919294 | 885013 | 852042 | 823382 | 800162 | 782699 | 770145 | 761311 | 754853 | 749615 | 745168 | 741285 | 737767 | 734854 | 731853
Transportation Pollutant Emissions Disaggregated[motorbikes,PM10,passenger,biofuel diesel tf] | NoSettings | 490.662 | 547.49 | 529.508 | 500.825 | 462.696 | 419.511 | 372.83 | 323.533 | 272.912 | 222.299 | 173.029 | 120.679 | 77.121 | 42.728 | 19.4174 | 4.9733 | 0 | 0 | 0 | 0 | 0 | 0 | 0 | 0 | 0 | 0 | 0 | 0 | 0 | 0 | 0
Transportation Pollutant Emissions Disaggregated[motorbikes,PM10,passenger,jet fuel tf] | NoSettings | 0 | 0 | 0 | 0 | 0 | 0 | 0 | 0 | 0 | 0 | 0 | 0 | 0 | 0 | 0 | 0 | 0 | 0 | 0 | 0 | 0 | 0 | 0 | 0 | 0 | 0 | 0 | 0 | 0 | 0 | 0
Transportation Pollutant Emissions Disaggregated[motorbikes,PM10,passenger,heavy or residual fuel oil tf] | NoSettings | 0 | 0 | 0 | 0 | 0 | 0 | 0 | 0 | 0 | 0 | 0 | 0 | 0 | 0 | 0 | 0 | 0 | 0 | 0 | 0 | 0 | 0 | 0 | 0 | 0 | 0 | 0 | 0 | 0 | 0 | 0
Transportation Pollutant Emissions Disaggregated[motorbikes,PM10,passenger,LPG propane or butane tf] | NoSettings | 0 | 0 | 0 | 0 | 0 | 0 | 0 | 0 | 0 | 0 | 0 | 0 | 0 | 0 | 0 | 0 | 0 | 0 | 0 | 0 | 0 | 0 | 0 | 0 | 0 | 0 | 0 | 0 | 0 | 0 | 0
Transportation Pollutant Emissions Disaggregated[motorbikes,PM10,passenger,hydrogen tf] | NoSettings | 0 | 0 | 0 | 0 | 0 | 0 | 0 | 0 | 0 | 0 | 0 | 0 | 0 | 0 | 0 | 0 | 0 | 0 | 0 | 0 | 0 | 0 | 0 | 0 | 0 | 0 | 0 | 0 | 0 | 0 | 0
Transportation Pollutant Emissions Disaggregated[motorbikes,PM10,freight,electricity tf] | NoSettings | 0 | 0 | 0 | 0 | 0 | 0 | 0 | 0 | 0 | 0 | 0 | 0 | 0 | 0 | 0 | 0 | 0 | 0 | 0 | 0 | 0 | 0 | 0 | 0 | 0 | 0 | 0 | 0 | 0 | 0 | 0
Transportation Pollutant Emissions Disaggregated[motorbikes,PM10,freight,natural gas tf] | NoSettings | 698103 | 955283 | 1478940 | 1923130 | 2219260 | 2473870 | 2753930 | 3014560 | 3281670 | 3582870 | 3918910 | 4359090 | 4842380 | 5430130 | 6126700 | 6936620 | 7926530 | 9070330 | 10372600 | 11834300 | 13454400 | 15235400 | 17141500 | 19240700 | 21499100 | 23466100 | 25507400 | 27287200 | 29289200 | 31599400 | 34089600
Transportation Pollutant Emissions Disaggregated[motorbikes,PM10,freight,petroleum gasoline tf] | NoSettings | 0 | 0 | 0 | 0 | 0 | 0 | 0 | 0 | 0 | 0 | 0 | 0 | 0 | 0 | 0 | 0 | 0 | 0 | 0 | 0 | 0 | 0 | 0 | 0 | 0 | 0 | 0 | 0 | 0 | 0 | 0
Transportation Pollutant Emissions Disaggregated[motorbikes,PM10,freight,petroleum diesel tf] | NoSettings | 902547000 | 893372000 | 883409000 | 873134000 | 858816000 | 843774000 | 827666000 | 808385000 | 787576000 | 765029000 | 740716000 | 744752000 | 746991000 | 748480000 | 749339000 | 749558000 | 748627000 | 744816000 | 740546000 | 736081000 | 732740000 | 729035000 | 727067000 | 722358000 | 717806000 | 715426000 | 717154000 | 719599000 | 722185000 | 728279000 | 735270000
Transportation Pollutant Emissions Disaggregated[motorbikes,PM10,freight,biofuel gasoline tf] | NoSettings | 0 | 0 | 0 | 0 | 0 | 0 | 0 | 0 | 0 | 0 | 0 | 0 | 0 | 0 | 0 | 0 | 0 | 0 | 0 | 0 | 0 | 0 | 0 | 0 | 0 | 0 | 0 | 0 | 0 | 0 | 0
Transportation Pollutant Emissions Disaggregated[motorbikes,PM10,freight,biofuel diesel tf] | NoSettings | 233149000 | 259379000 | 286189000 | 313728000 | 340551000 | 367699000 | 394973000 | 421191000 | 446896000 | 471766000 | 495531000 | 498231000 | 499730000 | 500725000 | 501300000 | 501446000 | 500824000 | 498274000 | 495418000 | 492431000 | 490195000 | 487717000 | 486400000 | 483250000 | 480205000 | 478613000 | 479769000 | 481404000 | 483134000 | 487211000 | 491888000
Transportation Pollutant Emissions Disaggregated[motorbikes,PM10,freight,jet fuel tf] | NoSettings | 0 | 0 | 0 | 0 | 0 | 0 | 0 | 0 | 0 | 0 | 0 | 0 | 0 | 0 | 0 | 0 | 0 | 0 | 0 | 0 | 0 | 0 | 0 | 0 | 0 | 0 | 0 | 0 | 0 | 0 | 0
Transportation Pollutant Emissions Disaggregated[motorbikes,PM10,freight,heavy or residual fuel oil tf] | NoSettings | 0 | 0 | 0 | 0 | 0 | 0 | 0 | 0 | 0 | 0 | 0 | 0 | 0 | 0 | 0 | 0 | 0 | 0 | 0 | 0 | 0 | 0 | 0 | 0 | 0 | 0 | 0 | 0 | 0 | 0 | 0
Transportation Pollutant Emissions Disaggregated[motorbikes,PM10,freight,LPG propane or butane tf] | NoSettings | 0 | 0 | 0 | 0 | 0 | 0 | 0 | 0 | 0 | 0 | 0 | 0 | 0 | 0 | 0 | 0 | 0 | 0 | 0 | 0 | 0 | 0 | 0 | 0 | 0 | 0 | 0 | 0 | 0 | 0 | 0
Transportation Pollutant Emissions Disaggregated[motorbikes,PM10,freight,hydrogen tf] | NoSettings | 0 | 0 | 0 | 0 | 0 | 0 | 0 | 0 | 0 | 0 | 0 | 0 | 0 | 0 | 0 | 0 | 0 | 0 | 0 | 0 | 0 | 0 | 0 | 0 | 0 | 0 | 0 | 0 | 0 | 0 | 0
Transportation Pollutant Emissions Disaggregated[motorbikes,PM25,passenger,electricity tf] | NoSettings | 0 | 0 | 0 | 0 | 0 | 0 | 0 | 0 | 0 | 0 | 0 | 0 | 0 | 0 | 0 | 0 | 0 | 0 | 0 | 0 | 0 | 0 | 0 | 0 | 0 | 0 | 0 | 0 | 0 | 0 | 0
Transportation Pollutant Emissions Disaggregated[motorbikes,PM25,passenger,natural gas tf] | NoSettings | 95.3592 | 95.5387 | 83.404 | 71.4446 | 59.8664 | 49.2347 | 39.5675 | 30.8481 | 23.1098 | 16.3898 | 10.7286 | 6.1833 | 2.8221 | 1.6014 | 0.71862 | 0.18159 | 0 | 0 | 0 | 0 | 0 | 0 | 0 | 0 | 0 | 0 | 0 | 0 | 0 | 0 | 0
Transportation Pollutant Emissions Disaggregated[motorbikes,PM25,passenger,petroleum gasoline tf] | NoSettings | 6964560 | 7816230 | 7716750 | 7551890 | 7315080 | 7102270 | 6878900 | 6649230 | 6418270 | 6191000 | 5966770 | 5749770 | 5541590 | 5342010 | 5151040 | 4969610 | 4792800 | 4614080 | 4442180 | 4292760 | 4171700 | 4080660 | 4015200 | 3969140 | 3935480 | 3908170 | 3884990 | 3864740 | 3846400 | 3831210 | 3815560
Transportation Pollutant Emissions Disaggregated[motorbikes,PM25,passenger,petroleum diesel tf] | NoSettings | 761.387 | 755.892 | 655.193 | 558.728 | 467.736 | 385.891 | 313.173 | 248.912 | 192.795 | 144.502 | 103.678 | 72.3103 | 46.2105 | 25.6024 | 11.6348 | 2.98 | 0 | 0 | 0 | 0 | 0 | 0 | 0 | 0 | 0 | 0 | 0 | 0 | 0 | 0 | 0
Transportation Pollutant Emissions Disaggregated[motorbikes,PM25,passenger,biofuel gasoline tf] | NoSettings | 520467 | 585872 | 580151 | 569456 | 553247 | 538752 | 523358 | 507384 | 491208 | 474512 | 458673 | 441992 | 425989 | 410647 | 395967 | 382020 | 368429 | 354690 | 341476 | 329990 | 320684 | 313685 | 308654 | 305113 | 302525 | 300426 | 298644 | 297087 | 295677 | 294510 | 293307
Transportation Pollutant Emissions Disaggregated[motorbikes,PM25,passenger,biofuel diesel tf] | NoSettings | 202.103 | 225.511 | 218.104 | 206.289 | 190.584 | 172.796 | 153.568 | 133.263 | 112.412 | 91.5646 | 71.2705 | 49.7076 | 31.7661 | 17.5996 | 7.998 | 2.0485 | 0 | 0 | 0 | 0 | 0 | 0 | 0 | 0 | 0 | 0 | 0 | 0 | 0 | 0 | 0
Transportation Pollutant Emissions Disaggregated[motorbikes,PM25,passenger,jet fuel tf] | NoSettings | 0 | 0 | 0 | 0 | 0 | 0 | 0 | 0 | 0 | 0 | 0 | 0 | 0 | 0 | 0 | 0 | 0 | 0 | 0 | 0 | 0 | 0 | 0 | 0 | 0 | 0 | 0 | 0 | 0 | 0 | 0
Transportation Pollutant Emissions Disaggregated[motorbikes,PM25,passenger,heavy or residual fuel oil tf] | NoSettings | 0 | 0 | 0 | 0 | 0 | 0 | 0 | 0 | 0 | 0 | 0 | 0 | 0 | 0 | 0 | 0 | 0 | 0 | 0 | 0 | 0 | 0 | 0 | 0 | 0 | 0 | 0 | 0 | 0 | 0 | 0
Transportation Pollutant Emissions Disaggregated[motorbikes,PM25,passenger,LPG propane or butane tf] | NoSettings | 0 | 0 | 0 | 0 | 0 | 0 | 0 | 0 | 0 | 0 | 0 | 0 | 0 | 0 | 0 | 0 | 0 | 0 | 0 | 0 | 0 | 0 | 0 | 0 | 0 | 0 | 0 | 0 | 0 | 0 | 0
Transportation Pollutant Emissions Disaggregated[motorbikes,PM25,passenger,hydrogen tf] | NoSettings | 0 | 0 | 0 | 0 | 0 | 0 | 0 | 0 | 0 | 0 | 0 | 0 | 0 | 0 | 0 | 0 | 0 | 0 | 0 | 0 | 0 | 0 | 0 | 0 | 0 | 0 | 0 | 0 | 0 | 0 | 0
Transportation Pollutant Emissions Disaggregated[motorbikes,PM25,freight,electricity tf] | NoSettings | 0 | 0 | 0 | 0 | 0 | 0 | 0 | 0 | 0 | 0 | 0 | 0 | 0 | 0 | 0 | 0 | 0 | 0 | 0 | 0 | 0 | 0 | 0 | 0 | 0 | 0 | 0 | 0 | 0 | 0 | 0
Transportation Pollutant Emissions Disaggregated[motorbikes,PM25,freight,natural gas tf] | NoSettings | 279780 | 382850 | 592718 | 770735 | 889417 | 991455 | 1103700 | 1208150 | 1315200 | 1435910 | 1570590 | 1747000 | 1940690 | 2176240 | 2455410 | 2780000 | 3176730 | 3635130 | 4157060 | 4742830 | 5392150 | 6105910 | 6869830 | 7711110 | 8616220 | 9404560 | 10222600 | 10935900 | 11738300 | 12664100 | 13662100
Transportation Pollutant Emissions Disaggregated[motorbikes,PM25,freight,petroleum gasoline tf] | NoSettings | 0 | 0 | 0 | 0 | 0 | 0 | 0 | 0 | 0 | 0 | 0 | 0 | 0 | 0 | 0 | 0 | 0 | 0 | 0 | 0 | 0 | 0 | 0 | 0 | 0 | 0 | 0 | 0 | 0 | 0 | 0
Transportation Pollutant Emissions Disaggregated[motorbikes,PM25,freight,petroleum diesel tf] | NoSettings | 361790000 | 358112000 | 354119000 | 350000000 | 344261000 | 338231000 | 331774000 | 324045000 | 315704000 | 306665000 | 296919000 | 298537000 | 299435000 | 300032000 | 300376000 | 300464000 | 300091000 | 298563000 | 296851000 | 295062000 | 293722000 | 292237000 | 291448000 | 289561000 | 287736000 | 286782000 | 287474000 | 288454000 | 289491000 | 291934000 | 294736000
Transportation Pollutant Emissions Disaggregated[motorbikes,PM25,freight,biofuel gasoline tf] | NoSettings | 0 | 0 | 0 | 0 | 0 | 0 | 0 | 0 | 0 | 0 | 0 | 0 | 0 | 0 | 0 | 0 | 0 | 0 | 0 | 0 | 0 | 0 | 0 | 0 | 0 | 0 | 0 | 0 | 0 | 0 | 0
Transportation Pollutant Emissions Disaggregated[motorbikes,PM25,freight,biofuel diesel tf] | NoSettings | 96034000 | 106838000 | 117881000 | 129224000 | 140272000 | 151455000 | 162689000 | 173488000 | 184076000 | 194320000 | 204109000 | 205221000 | 205838000 | 206248000 | 206485000 | 206545000 | 206289000 | 205239000 | 204062000 | 202832000 | 201911000 | 200890000 | 200348000 | 199050000 | 197796000 | 197140000 | 197616000 | 198290000 | 199003000 | 200682000 | 202608000
Transportation Pollutant Emissions Disaggregated[motorbikes,PM25,freight,jet fuel tf] | NoSettings | 0 | 0 | 0 | 0 | 0 | 0 | 0 | 0 | 0 | 0 | 0 | 0 | 0 | 0 | 0 | 0 | 0 | 0 | 0 | 0 | 0 | 0 | 0 | 0 | 0 | 0 | 0 | 0 | 0 | 0 | 0
Transportation Pollutant Emissions Disaggregated[motorbikes,PM25,freight,heavy or residual fuel oil tf] | NoSettings | 0 | 0 | 0 | 0 | 0 | 0 | 0 | 0 | 0 | 0 | 0 | 0 | 0 | 0 | 0 | 0 | 0 | 0 | 0 | 0 | 0 | 0 | 0 | 0 | 0 | 0 | 0 | 0 | 0 | 0 | 0
Transportation Pollutant Emissions Disaggregated[motorbikes,PM25,freight,LPG propane or butane tf] | NoSettings | 0 | 0 | 0 | 0 | 0 | 0 | 0 | 0 | 0 | 0 | 0 | 0 | 0 | 0 | 0 | 0 | 0 | 0 | 0 | 0 | 0 | 0 | 0 | 0 | 0 | 0 | 0 | 0 | 0 | 0 | 0
Transportation Pollutant Emissions Disaggregated[motorbikes,PM25,freight,hydrogen tf] | NoSettings | 0 | 0 | 0 | 0 | 0 | 0 | 0 | 0 | 0 | 0 | 0 | 0 | 0 | 0 | 0 | 0 | 0 | 0 | 0 | 0 | 0 | 0 | 0 | 0 | 0 | 0 | 0 | 0 | 0 | 0 | 0
Transportation Pollutant Emissions Disaggregated[motorbikes,SOx,passenger,electricity tf] | NoSettings | 0 | 0 | 0 | 0 | 0 | 0 | 0 | 0 | 0 | 0 | 0 | 0 | 0 | 0 | 0 | 0 | 0 | 0 | 0 | 0 | 0 | 0 | 0 | 0 | 0 | 0 | 0 | 0 | 0 | 0 | 0
Transportation Pollutant Emissions Disaggregated[motorbikes,SOx,passenger,natural gas tf] | NoSettings | 12.3406 | 12.3638 | 10.7935 | 9.2458 | 7.7474 | 6.3716 | 5.1205 | 3.9921 | 2.9907 | 2.121 | 1.3884 | 0.80019 | 0.36522 | 0.20724 | 0.092998 | 0.0235 | 0 | 0 | 0 | 0 | 0 | 0 | 0 | 0 | 0 | 0 | 0 | 0 | 0 | 0 | 0
Transportation Pollutant Emissions Disaggregated[motorbikes,SOx,passenger,petroleum gasoline tf] | NoSettings | 1456660 | 1634790 | 1613980 | 1579500 | 1529970 | 1485470 | 1438750 | 1390710 | 1342400 | 1294870 | 1247970 | 1202580 | 1159040 | 1117300 | 1077360 | 1039410 | 1002430 | 965051 | 929098 | 897845 | 872526 | 853484 | 839794 | 830161 | 823119 | 817408 | 812559 | 808324 | 804488 | 801312 | 798039
Transportation Pollutant Emissions Disaggregated[motorbikes,SOx,passenger,petroleum diesel tf] | NoSettings | 44.8065 | 44.4832 | 38.5572 | 32.8804 | 27.5256 | 22.7091 | 18.4298 | 14.6481 | 11.3457 | 8.5038 | 6.1013 | 4.2554 | 2.7194 | 1.5067 | 0.68469 | 0.17537 | 0 | 0 | 0 | 0 | 0 | 0 | 0 | 0 | 0 | 0 | 0 | 0 | 0 | 0 | 0
Transportation Pollutant Emissions Disaggregated[motorbikes,SOx,passenger,biofuel gasoline tf] | NoSettings | 35156 | 39573.9 | 39187.4 | 38465 | 37370.1 | 36391.1 | 35351.2 | 34272.3 | 33179.6 | 32051.9 | 30982 | 29855.2 | 28774.3 | 27738 | 26746.4 | 25804.3 | 24886.2 | 23958.2 | 23065.7 | 22289.8 | 21661.2 | 21188.5 | 20848.6 | 20609.5 | 20434.7 | 20292.9 | 20172.5 | 20067.3 | 19972.1 | 19893.3 | 19812
Transportation Pollutant Emissions Disaggregated[motorbikes,SOx,passenger,biofuel diesel tf] | NoSettings | 0 | 0 | 0 | 0 | 0 | 0 | 0 | 0 | 0 | 0 | 0 | 0 | 0 | 0 | 0 | 0 | 0 | 0 | 0 | 0 | 0 | 0 | 0 | 0 | 0 | 0 | 0 | 0 | 0 | 0 | 0
Transportation Pollutant Emissions Disaggregated[motorbikes,SOx,passenger,jet fuel tf] | NoSettings | 0 | 0 | 0 | 0 | 0 | 0 | 0 | 0 | 0 | 0 | 0 | 0 | 0 | 0 | 0 | 0 | 0 | 0 | 0 | 0 | 0 | 0 | 0 | 0 | 0 | 0 | 0 | 0 | 0 | 0 | 0
Transportation Pollutant Emissions Disaggregated[motorbikes,SOx,passenger,heavy or residual fuel oil tf] | NoSettings | 0 | 0 | 0 | 0 | 0 | 0 | 0 | 0 | 0 | 0 | 0 | 0 | 0 | 0 | 0 | 0 | 0 | 0 | 0 | 0 | 0 | 0 | 0 | 0 | 0 | 0 | 0 | 0 | 0 | 0 | 0
Transportation Pollutant Emissions Disaggregated[motorbikes,SOx,passenger,LPG propane or butane tf] | NoSettings | 0 | 0 | 0 | 0 | 0 | 0 | 0 | 0 | 0 | 0 | 0 | 0 | 0 | 0 | 0 | 0 | 0 | 0 | 0 | 0 | 0 | 0 | 0 | 0 | 0 | 0 | 0 | 0 | 0 | 0 | 0
Transportation Pollutant Emissions Disaggregated[motorbikes,SOx,passenger,hydrogen tf] | NoSettings | 0 | 0 | 0 | 0 | 0 | 0 | 0 | 0 | 0 | 0 | 0 | 0 | 0 | 0 | 0 | 0 | 0 | 0 | 0 | 0 | 0 | 0 | 0 | 0 | 0 | 0 | 0 | 0 | 0 | 0 | 0
Transportation Pollutant Emissions Disaggregated[motorbikes,SOx,freight,electricity tf] | NoSettings | 0 | 0 | 0 | 0 | 0 | 0 | 0 | 0 | 0 | 0 | 0 | 0 | 0 | 0 | 0 | 0 | 0 | 0 | 0 | 0 | 0 | 0 | 0 | 0 | 0 | 0 | 0 | 0 | 0 | 0 | 0
Transportation Pollutant Emissions Disaggregated[motorbikes,SOx,freight,natural gas tf] | NoSettings | 36206.8 | 49545.3 | 76704.7 | 99742.1 | 115101 | 128306 | 142831 | 156349 | 170202 | 185824 | 203252 | 226082 | 251148 | 281631 | 317758 | 359764 | 411106 | 470429 | 537973 | 613778 | 697807 | 790176 | 889036 | 997908 | 1115040 | 1217060 | 1322930 | 1415240 | 1519070 | 1638890 | 1768040
Transportation Pollutant Emissions Disaggregated[motorbikes,SOx,freight,petroleum gasoline tf] | NoSettings | 0 | 0 | 0 | 0 | 0 | 0 | 0 | 0 | 0 | 0 | 0 | 0 | 0 | 0 | 0 | 0 | 0 | 0 | 0 | 0 | 0 | 0 | 0 | 0 | 0 | 0 | 0 | 0 | 0 | 0 | 0
Transportation Pollutant Emissions Disaggregated[motorbikes,SOx,freight,petroleum diesel tf] | NoSettings | 21290900 | 21074400 | 20839400 | 20597000 | 20259300 | 19904400 | 19524400 | 19069600 | 18578700 | 18046800 | 17473300 | 17568500 | 17621300 | 17656500 | 17676700 | 17681900 | 17659900 | 17570000 | 17469300 | 17364000 | 17285100 | 17197800 | 17151300 | 17040200 | 16932900 | 16876700 | 16917500 | 16975100 | 17036200 | 17179900 | 17344800
Transportation Pollutant Emissions Disaggregated[motorbikes,SOx,freight,biofuel gasoline tf] | NoSettings | 0 | 0 | 0 | 0 | 0 | 0 | 0 | 0 | 0 | 0 | 0 | 0 | 0 | 0 | 0 | 0 | 0 | 0 | 0 | 0 | 0 | 0 | 0 | 0 | 0 | 0 | 0 | 0 | 0 | 0 | 0
Transportation Pollutant Emissions Disaggregated[motorbikes,SOx,freight,biofuel diesel tf] | NoSettings | 0 | 0 | 0 | 0 | 0 | 0 | 0 | 0 | 0 | 0 | 0 | 0 | 0 | 0 | 0 | 0 | 0 | 0 | 0 | 0 | 0 | 0 | 0 | 0 | 0 | 0 | 0 | 0 | 0 | 0 | 0
Transportation Pollutant Emissions Disaggregated[motorbikes,SOx,freight,jet fuel tf] | NoSettings | 0 | 0 | 0 | 0 | 0 | 0 | 0 | 0 | 0 | 0 | 0 | 0 | 0 | 0 | 0 | 0 | 0 | 0 | 0 | 0 | 0 | 0 | 0 | 0 | 0 | 0 | 0 | 0 | 0 | 0 | 0
Transportation Pollutant Emissions Disaggregated[motorbikes,SOx,freight,heavy or residual fuel oil tf] | NoSettings | 0 | 0 | 0 | 0 | 0 | 0 | 0 | 0 | 0 | 0 | 0 | 0 | 0 | 0 | 0 | 0 | 0 | 0 | 0 | 0 | 0 | 0 | 0 | 0 | 0 | 0 | 0 | 0 | 0 | 0 | 0
Transportation Pollutant Emissions Disaggregated[motorbikes,SOx,freight,LPG propane or butane tf] | NoSettings | 0 | 0 | 0 | 0 | 0 | 0 | 0 | 0 | 0 | 0 | 0 | 0 | 0 | 0 | 0 | 0 | 0 | 0 | 0 | 0 | 0 | 0 | 0 | 0 | 0 | 0 | 0 | 0 | 0 | 0 | 0
Transportation Pollutant Emissions Disaggregated[motorbikes,SOx,freight,hydrogen tf] | NoSettings | 0 | 0 | 0 | 0 | 0 | 0 | 0 | 0 | 0 | 0 | 0 | 0 | 0 | 0 | 0 | 0 | 0 | 0 | 0 | 0 | 0 | 0 | 0 | 0 | 0 | 0 | 0 | 0 | 0 | 0 | 0
Transportation Pollutant Emissions Disaggregated[motorbikes,BC,passenger,electricity tf] | NoSettings | 0 | 0 | 0 | 0 | 0 | 0 | 0 | 0 | 0 | 0 | 0 | 0 | 0 | 0 | 0 | 0 | 0 | 0 | 0 | 0 | 0 | 0 | 0 | 0 | 0 | 0 | 0 | 0 | 0 | 0 | 0
Transportation Pollutant Emissions Disaggregated[motorbikes,BC,passenger,natural gas tf] | NoSettings | 17.695 | 17.7283 | 15.4766 | 13.2574 | 11.1089 | 9.1361 | 7.3422 | 5.7242 | 4.2883 | 3.0413 | 1.9908 | 1.1474 | 0.52368 | 0.29716 | 0.13335 | 0.033696 | 0 | 0 | 0 | 0 | 0 | 0 | 0 | 0 | 0 | 0 | 0 | 0 | 0 | 0 | 0
Transportation Pollutant Emissions Disaggregated[motorbikes,BC,passenger,petroleum gasoline tf] | NoSettings | 1288720 | 1446310 | 1427900 | 1397400 | 1353580 | 1314200 | 1272870 | 1230370 | 1187630 | 1145580 | 1104090 | 1063930 | 1025410 | 988483 | 953146 | 919573 | 886857 | 853786 | 821978 | 794329 | 771929 | 755082 | 742971 | 734448 | 728218 | 723166 | 718875 | 715129 | 711735 | 708925 | 706030
Transportation Pollutant Emissions Disaggregated[motorbikes,BC,passenger,petroleum diesel tf] | NoSettings | 141.238 | 140.219 | 121.539 | 103.645 | 86.7656 | 71.5831 | 58.0939 | 46.1734 | 35.7637 | 26.8054 | 19.2324 | 13.4136 | 8.5721 | 4.7493 | 2.1583 | 0.55279 | 0 | 0 | 0 | 0 | 0 | 0 | 0 | 0 | 0 | 0 | 0 | 0 | 0 | 0 | 0
Transportation Pollutant Emissions Disaggregated[motorbikes,BC,passenger,biofuel gasoline tf] | NoSettings | 96480.7 | 108605 | 107544 | 105562 | 102557 | 99870.2 | 97016.6 | 94055.4 | 91056.8 | 87961.9 | 85025.7 | 81933.5 | 78967 | 76123 | 73401.7 | 70816.3 | 68296.8 | 65750 | 63300.5 | 61171.2 | 59446.2 | 58148.8 | 57216.1 | 56559.8 | 56080.1 | 55691 | 55360.6 | 55072 | 54810.7 | 54594.3 | 54371.3
Transportation Pollutant Emissions Disaggregated[motorbikes,BC,passenger,biofuel diesel tf] | NoSettings | 33.5906 | 37.481 | 36.2499 | 34.2863 | 31.676 | 28.7196 | 25.5238 | 22.149 | 18.6835 | 15.2185 | 11.8455 | 8.2617 | 5.2797 | 2.9251 | 1.3293 | 0.34047 | 0 | 0 | 0 | 0 | 0 | 0 | 0 | 0 | 0 | 0 | 0 | 0 | 0 | 0 | 0
Transportation Pollutant Emissions Disaggregated[motorbikes,BC,passenger,jet fuel tf] | NoSettings | 0 | 0 | 0 | 0 | 0 | 0 | 0 | 0 | 0 | 0 | 0 | 0 | 0 | 0 | 0 | 0 | 0 | 0 | 0 | 0 | 0 | 0 | 0 | 0 | 0 | 0 | 0 | 0 | 0 | 0 | 0
Transportation Pollutant Emissions Disaggregated[motorbikes,BC,passenger,heavy or residual fuel oil tf] | NoSettings | 0 | 0 | 0 | 0 | 0 | 0 | 0 | 0 | 0 | 0 | 0 | 0 | 0 | 0 | 0 | 0 | 0 | 0 | 0 | 0 | 0 | 0 | 0 | 0 | 0 | 0 | 0 | 0 | 0 | 0 | 0
Transportation Pollutant Emissions Disaggregated[motorbikes,BC,passenger,LPG propane or butane tf] | NoSettings | 0 | 0 | 0 | 0 | 0 | 0 | 0 | 0 | 0 | 0 | 0 | 0 | 0 | 0 | 0 | 0 | 0 | 0 | 0 | 0 | 0 | 0 | 0 | 0 | 0 | 0 | 0 | 0 | 0 | 0 | 0
Transportation Pollutant Emissions Disaggregated[motorbikes,BC,passenger,hydrogen tf] | NoSettings | 0 | 0 | 0 | 0 | 0 | 0 | 0 | 0 | 0 | 0 | 0 | 0 | 0 | 0 | 0 | 0 | 0 | 0 | 0 | 0 | 0 | 0 | 0 | 0 | 0 | 0 | 0 | 0 | 0 | 0 | 0
Transportation Pollutant Emissions Disaggregated[motorbikes,BC,freight,electricity tf] | NoSettings | 0 | 0 | 0 | 0 | 0 | 0 | 0 | 0 | 0 | 0 | 0 | 0 | 0 | 0 | 0 | 0 | 0 | 0 | 0 | 0 | 0 | 0 | 0 | 0 | 0 | 0 | 0 | 0 | 0 | 0 | 0
Transportation Pollutant Emissions Disaggregated[motorbikes,BC,freight,natural gas tf] | NoSettings | 51916.3 | 71042.3 | 109986 | 143019 | 165042 | 183976 | 204803 | 224186 | 244051 | 266450 | 291440 | 324176 | 360117 | 403827 | 455629 | 515861 | 589478 | 674540 | 771391 | 880087 | 1000570 | 1133020 | 1274780 | 1430890 | 1598840 | 1745120 | 1896930 | 2029290 | 2178170 | 2349980 | 2535170
Transportation Pollutant Emissions Disaggregated[motorbikes,BC,freight,petroleum gasoline tf] | NoSettings | 0 | 0 | 0 | 0 | 0 | 0 | 0 | 0 | 0 | 0 | 0 | 0 | 0 | 0 | 0 | 0 | 0 | 0 | 0 | 0 | 0 | 0 | 0 | 0 | 0 | 0 | 0 | 0 | 0 | 0 | 0
Transportation Pollutant Emissions Disaggregated[motorbikes,BC,freight,petroleum diesel tf] | NoSettings | 67112500 | 66430200 | 65689400 | 64925400 | 63860700 | 62742100 | 61544400 | 60110700 | 58563400 | 56886700 | 55078900 | 55379000 | 55545500 | 55656200 | 55720000 | 55736300 | 55667100 | 55383700 | 55066200 | 54734200 | 54485800 | 54210300 | 54064000 | 53713800 | 53375300 | 53198300 | 53326800 | 53508600 | 53700900 | 54154100 | 54673900
Transportation Pollutant Emissions Disaggregated[motorbikes,BC,freight,biofuel gasoline tf] | NoSettings | 0 | 0 | 0 | 0 | 0 | 0 | 0 | 0 | 0 | 0 | 0 | 0 | 0 | 0 | 0 | 0 | 0 | 0 | 0 | 0 | 0 | 0 | 0 | 0 | 0 | 0 | 0 | 0 | 0 | 0 | 0
Transportation Pollutant Emissions Disaggregated[motorbikes,BC,freight,biofuel diesel tf] | NoSettings | 15961300 | 17757000 | 19592400 | 21477700 | 23314000 | 25172500 | 27039700 | 28834600 | 30594400 | 32296900 | 33923900 | 34108700 | 34211300 | 34279500 | 34318800 | 34328900 | 34286200 | 34111700 | 33916100 | 33711600 | 33558600 | 33388900 | 33298800 | 33083100 | 32874700 | 32765700 | 32844800 | 32956800 | 33075200 | 33354300 | 33674500
Transportation Pollutant Emissions Disaggregated[motorbikes,BC,freight,jet fuel tf] | NoSettings | 0 | 0 | 0 | 0 | 0 | 0 | 0 | 0 | 0 | 0 | 0 | 0 | 0 | 0 | 0 | 0 | 0 | 0 | 0 | 0 | 0 | 0 | 0 | 0 | 0 | 0 | 0 | 0 | 0 | 0 | 0
Transportation Pollutant Emissions Disaggregated[motorbikes,BC,freight,heavy or residual fuel oil tf] | NoSettings | 0 | 0 | 0 | 0 | 0 | 0 | 0 | 0 | 0 | 0 | 0 | 0 | 0 | 0 | 0 | 0 | 0 | 0 | 0 | 0 | 0 | 0 | 0 | 0 | 0 | 0 | 0 | 0 | 0 | 0 | 0
Transportation Pollutant Emissions Disaggregated[motorbikes,BC,freight,LPG propane or butane tf] | NoSettings | 0 | 0 | 0 | 0 | 0 | 0 | 0 | 0 | 0 | 0 | 0 | 0 | 0 | 0 | 0 | 0 | 0 | 0 | 0 | 0 | 0 | 0 | 0 | 0 | 0 | 0 | 0 | 0 | 0 | 0 | 0
Transportation Pollutant Emissions Disaggregated[motorbikes,BC,freight,hydrogen tf] | NoSettings | 0 | 0 | 0 | 0 | 0 | 0 | 0 | 0 | 0 | 0 | 0 | 0 | 0 | 0 | 0 | 0 | 0 | 0 | 0 | 0 | 0 | 0 | 0 | 0 | 0 | 0 | 0 | 0 | 0 | 0 | 0
Transportation Pollutant Emissions Disaggregated[motorbikes,OC,passenger,electricity tf] | NoSettings | 0 | 0 | 0 | 0 | 0 | 0 | 0 | 0 | 0 | 0 | 0 | 0 | 0 | 0 | 0 | 0 | 0 | 0 | 0 | 0 | 0 | 0 | 0 | 0 | 0 | 0 | 0 | 0 | 0 | 0 | 0
Transportation Pollutant Emissions Disaggregated[motorbikes,OC,passenger,natural gas tf] | NoSettings | 33.4012 | 33.4641 | 29.2137 | 25.0247 | 20.9692 | 17.2453 | 13.8592 | 10.8051 | 8.0946 | 5.7408 | 3.7579 | 2.1658 | 0.9885 | 0.56091 | 0.25171 | 0.063604 | 0 | 0 | 0 | 0 | 0 | 0 | 0 | 0 | 0 | 0 | 0 | 0 | 0 | 0 | 0
Transportation Pollutant Emissions Disaggregated[motorbikes,OC,passenger,petroleum gasoline tf] | NoSettings | 2440340 | 2738760 | 2703900 | 2646130 | 2563160 | 2488590 | 2410320 | 2329850 | 2248920 | 2169290 | 2090720 | 2014680 | 1941740 | 1871810 | 1804890 | 1741320 | 1679370 | 1616740 | 1556510 | 1504150 | 1461740 | 1429840 | 1406900 | 1390760 | 1378970 | 1369400 | 1361270 | 1354180 | 1347750 | 1342430 | 1336950
Transportation Pollutant Emissions Disaggregated[motorbikes,OC,passenger,petroleum diesel tf] | NoSettings | 266.566 | 264.643 | 229.387 | 195.614 | 163.758 | 135.103 | 109.644 | 87.1456 | 67.4988 | 50.5913 | 36.2984 | 25.3163 | 16.1786 | 8.9636 | 4.0734 | 1.0433 | 0 | 0 | 0 | 0 | 0 | 0 | 0 | 0 | 0 | 0 | 0 | 0 | 0 | 0 | 0
Transportation Pollutant Emissions Disaggregated[motorbikes,OC,passenger,biofuel gasoline tf] | NoSettings | 182388 | 205308 | 203303 | 199556 | 193875 | 188796 | 183401 | 177803 | 172135 | 166284 | 160734 | 154888 | 149280 | 143904 | 138759 | 133872 | 129109 | 124295 | 119664 | 115639 | 112378 | 109925 | 108162 | 106921 | 106014 | 105279 | 104654 | 104109 | 103615 | 103206 | 102784
Transportation Pollutant Emissions Disaggregated[motorbikes,OC,passenger,biofuel diesel tf] | NoSettings | 31.1913 | 34.8038 | 33.6607 | 31.8373 | 29.4134 | 26.6682 | 23.7007 | 20.5669 | 17.3489 | 14.1315 | 10.9994 | 7.6715 | 4.9026 | 2.7162 | 1.2344 | 0.31615 | 0 | 0 | 0 | 0 | 0 | 0 | 0 | 0 | 0 | 0 | 0 | 0 | 0 | 0 | 0
Transportation Pollutant Emissions Disaggregated[motorbikes,OC,passenger,jet fuel tf] | NoSettings | 0 | 0 | 0 | 0 | 0 | 0 | 0 | 0 | 0 | 0 | 0 | 0 | 0 | 0 | 0 | 0 | 0 | 0 | 0 | 0 | 0 | 0 | 0 | 0 | 0 | 0 | 0 | 0 | 0 | 0 | 0
Transportation Pollutant Emissions Disaggregated[motorbikes,OC,passenger,heavy or residual fuel oil tf] | NoSettings | 0 | 0 | 0 | 0 | 0 | 0 | 0 | 0 | 0 | 0 | 0 | 0 | 0 | 0 | 0 | 0 | 0 | 0 | 0 | 0 | 0 | 0 | 0 | 0 | 0 | 0 | 0 | 0 | 0 | 0 | 0
Transportation Pollutant Emissions Disaggregated[motorbikes,OC,passenger,LPG propane or butane tf] | NoSettings | 0 | 0 | 0 | 0 | 0 | 0 | 0 | 0 | 0 | 0 | 0 | 0 | 0 | 0 | 0 | 0 | 0 | 0 | 0 | 0 | 0 | 0 | 0 | 0 | 0 | 0 | 0 | 0 | 0 | 0 | 0
Transportation Pollutant Emissions Disaggregated[motorbikes,OC,passenger,hydrogen tf] | NoSettings | 0 | 0 | 0 | 0 | 0 | 0 | 0 | 0 | 0 | 0 | 0 | 0 | 0 | 0 | 0 | 0 | 0 | 0 | 0 | 0 | 0 | 0 | 0 | 0 | 0 | 0 | 0 | 0 | 0 | 0 | 0
Transportation Pollutant Emissions Disaggregated[motorbikes,OC,freight,electricity tf] | NoSettings | 0 | 0 | 0 | 0 | 0 | 0 | 0 | 0 | 0 | 0 | 0 | 0 | 0 | 0 | 0 | 0 | 0 | 0 | 0 | 0 | 0 | 0 | 0 | 0 | 0 | 0 | 0 | 0 | 0 | 0 | 0
Transportation Pollutant Emissions Disaggregated[motorbikes,OC,freight,natural gas tf] | NoSettings | 97997.7 | 134100 | 207610 | 269963 | 311534 | 347274 | 386588 | 423175 | 460672 | 502954 | 550125 | 611917 | 679759 | 762266 | 860049 | 973743 | 1112700 | 1273270 | 1456080 | 1661260 | 1888690 | 2138700 | 2406280 | 2700950 | 3017980 | 3294110 | 3580660 | 3830500 | 4111530 | 4435830 | 4785400
Transportation Pollutant Emissions Disaggregated[motorbikes,OC,freight,petroleum gasoline tf] | NoSettings | 0 | 0 | 0 | 0 | 0 | 0 | 0 | 0 | 0 | 0 | 0 | 0 | 0 | 0 | 0 | 0 | 0 | 0 | 0 | 0 | 0 | 0 | 0 | 0 | 0 | 0 | 0 | 0 | 0 | 0 | 0
Transportation Pollutant Emissions Disaggregated[motorbikes,OC,freight,petroleum diesel tf] | NoSettings | 126665000 | 125377000 | 123979000 | 122537000 | 120528000 | 118417000 | 116156000 | 113450000 | 110530000 | 107366000 | 103953000 | 104520000 | 104834000 | 105043000 | 105164000 | 105194000 | 105064000 | 104529000 | 103930000 | 103303000 | 102834000 | 102314000 | 102038000 | 101377000 | 100738000 | 100404000 | 100647000 | 100990000 | 101353000 | 102208000 | 103189000
Transportation Pollutant Emissions Disaggregated[motorbikes,OC,freight,biofuel gasoline tf] | NoSettings | 0 | 0 | 0 | 0 | 0 | 0 | 0 | 0 | 0 | 0 | 0 | 0 | 0 | 0 | 0 | 0 | 0 | 0 | 0 | 0 | 0 | 0 | 0 | 0 | 0 | 0 | 0 | 0 | 0 | 0 | 0
Transportation Pollutant Emissions Disaggregated[motorbikes,OC,freight,biofuel diesel tf] | NoSettings | 14821200 | 16488700 | 18192900 | 19943600 | 21648700 | 23374500 | 25108300 | 26775000 | 28409100 | 29990000 | 31500800 | 31672400 | 31767600 | 31831000 | 31867500 | 31876800 | 31837200 | 31675100 | 31493500 | 31303700 | 31161600 | 31004000 | 30920300 | 30720100 | 30526500 | 30425300 | 30498700 | 30602700 | 30712700 | 30971900 | 31269200
Transportation Pollutant Emissions Disaggregated[motorbikes,OC,freight,jet fuel tf] | NoSettings | 0 | 0 | 0 | 0 | 0 | 0 | 0 | 0 | 0 | 0 | 0 | 0 | 0 | 0 | 0 | 0 | 0 | 0 | 0 | 0 | 0 | 0 | 0 | 0 | 0 | 0 | 0 | 0 | 0 | 0 | 0
Transportation Pollutant Emissions Disaggregated[motorbikes,OC,freight,heavy or residual fuel oil tf] | NoSettings | 0 | 0 | 0 | 0 | 0 | 0 | 0 | 0 | 0 | 0 | 0 | 0 | 0 | 0 | 0 | 0 | 0 | 0 | 0 | 0 | 0 | 0 | 0 | 0 | 0 | 0 | 0 | 0 | 0 | 0 | 0
Transportation Pollutant Emissions Disaggregated[motorbikes,OC,freight,LPG propane or butane tf] | NoSettings | 0 | 0 | 0 | 0 | 0 | 0 | 0 | 0 | 0 | 0 | 0 | 0 | 0 | 0 | 0 | 0 | 0 | 0 | 0 | 0 | 0 | 0 | 0 | 0 | 0 | 0 | 0 | 0 | 0 | 0 | 0
Transportation Pollutant Emissions Disaggregated[motorbikes,OC,freight,hydrogen tf] | NoSettings | 0 | 0 | 0 | 0 | 0 | 0 | 0 | 0 | 0 | 0 | 0 | 0 | 0 | 0 | 0 | 0 | 0 | 0 | 0 | 0 | 0 | 0 | 0 | 0 | 0 | 0 | 0 | 0 | 0 | 0 | 0
Transportation Pollutant Emissions Disaggregated[motorbikes,CH4,passenger,electricity tf] | NoSettings | 0 | 0 | 0 | 0 | 0 | 0 | 0 | 0 | 0 | 0 | 0 | 0 | 0 | 0 | 0 | 0 | 0 | 0 | 0 | 0 | 0 | 0 | 0 | 0 | 0 | 0 | 0 | 0 | 0 | 0 | 0
Transportation Pollutant Emissions Disaggregated[motorbikes,CH4,passenger,natural gas tf] | NoSettings | 50.9942 | 51.0902 | 44.6011 | 38.2057 | 32.0141 | 26.3287 | 21.1591 | 16.4963 | 12.3582 | 8.7646 | 5.7372 | 3.3066 | 1.5092 | 0.85636 | 0.38429 | 0.097106 | 0 | 0 | 0 | 0 | 0 | 0 | 0 | 0 | 0 | 0 | 0 | 0 | 0 | 0 | 0
Transportation Pollutant Emissions Disaggregated[motorbikes,CH4,passenger,petroleum gasoline tf] | NoSettings | 10282300 | 11539700 | 11392800 | 11149400 | 10799800 | 10485600 | 10155900 | 9816780 | 9475790 | 9140250 | 8809200 | 8488830 | 8181480 | 7886830 | 7604890 | 7337020 | 7075990 | 6812120 | 6558340 | 6337730 | 6159010 | 6024590 | 5927960 | 5859960 | 5810250 | 5769940 | 5735710 | 5705810 | 5678740 | 5656320 | 5633210
Transportation Pollutant Emissions Disaggregated[motorbikes,CH4,passenger,petroleum diesel tf] | NoSettings | 974.055 | 967.026 | 838.2 | 714.791 | 598.383 | 493.677 | 400.648 | 318.437 | 246.646 | 184.865 | 132.637 | 92.5078 | 59.1179 | 32.7536 | 14.8846 | 3.8124 | 0 | 0 | 0 | 0 | 0 | 0 | 0 | 0 | 0 | 0 | 0 | 0 | 0 | 0 | 0
Transportation Pollutant Emissions Disaggregated[motorbikes,CH4,passenger,biofuel gasoline tf] | NoSettings | 0 | 0 | 0 | 0 | 0 | 0 | 0 | 0 | 0 | 0 | 0 | 0 | 0 | 0 | 0 | 0 | 0 | 0 | 0 | 0 | 0 | 0 | 0 | 0 | 0 | 0 | 0 | 0 | 0 | 0 | 0
Transportation Pollutant Emissions Disaggregated[motorbikes,CH4,passenger,biofuel diesel tf] | NoSettings | 0 | 0 | 0 | 0 | 0 | 0 | 0 | 0 | 0 | 0 | 0 | 0 | 0 | 0 | 0 | 0 | 0 | 0 | 0 | 0 | 0 | 0 | 0 | 0 | 0 | 0 | 0 | 0 | 0 | 0 | 0
Transportation Pollutant Emissions Disaggregated[motorbikes,CH4,passenger,jet fuel tf] | NoSettings | 0 | 0 | 0 | 0 | 0 | 0 | 0 | 0 | 0 | 0 | 0 | 0 | 0 | 0 | 0 | 0 | 0 | 0 | 0 | 0 | 0 | 0 | 0 | 0 | 0 | 0 | 0 | 0 | 0 | 0 | 0
Transportation Pollutant Emissions Disaggregated[motorbikes,CH4,passenger,heavy or residual fuel oil tf] | NoSettings | 0 | 0 | 0 | 0 | 0 | 0 | 0 | 0 | 0 | 0 | 0 | 0 | 0 | 0 | 0 | 0 | 0 | 0 | 0 | 0 | 0 | 0 | 0 | 0 | 0 | 0 | 0 | 0 | 0 | 0 | 0
Transportation Pollutant Emissions Disaggregated[motorbikes,CH4,passenger,LPG propane or butane tf] | NoSettings | 0 | 0 | 0 | 0 | 0 | 0 | 0 | 0 | 0 | 0 | 0 | 0 | 0 | 0 | 0 | 0 | 0 | 0 | 0 | 0 | 0 | 0 | 0 | 0 | 0 | 0 | 0 | 0 | 0 | 0 | 0
Transportation Pollutant Emissions Disaggregated[motorbikes,CH4,passenger,hydrogen tf] | NoSettings | 0 | 0 | 0 | 0 | 0 | 0 | 0 | 0 | 0 | 0 | 0 | 0 | 0 | 0 | 0 | 0 | 0 | 0 | 0 | 0 | 0 | 0 | 0 | 0 | 0 | 0 | 0 | 0 | 0 | 0 | 0
Transportation Pollutant Emissions Disaggregated[motorbikes,CH4,freight,electricity tf] | NoSettings | 0 | 0 | 0 | 0 | 0 | 0 | 0 | 0 | 0 | 0 | 0 | 0 | 0 | 0 | 0 | 0 | 0 | 0 | 0 | 0 | 0 | 0 | 0 | 0 | 0 | 0 | 0 | 0 | 0 | 0 | 0
Transportation Pollutant Emissions Disaggregated[motorbikes,CH4,freight,natural gas tf] | NoSettings | 149615 | 204733 | 316962 | 412158 | 475624 | 530190 | 590211 | 646069 | 703316 | 767868 | 839886 | 934224 | 1037800 | 1163770 | 1313050 | 1486630 | 1698780 | 1943920 | 2223030 | 2536270 | 2883500 | 3265190 | 3673700 | 4123590 | 4607610 | 5029180 | 5466650 | 5848090 | 6277140 | 6772270 | 7305950
Transportation Pollutant Emissions Disaggregated[motorbikes,CH4,freight,petroleum gasoline tf] | NoSettings | 0 | 0 | 0 | 0 | 0 | 0 | 0 | 0 | 0 | 0 | 0 | 0 | 0 | 0 | 0 | 0 | 0 | 0 | 0 | 0 | 0 | 0 | 0 | 0 | 0 | 0 | 0 | 0 | 0 | 0 | 0
Transportation Pollutant Emissions Disaggregated[motorbikes,CH4,freight,petroleum diesel tf] | NoSettings | 462845000 | 458139000 | 453030000 | 447761000 | 440419000 | 432704000 | 424444000 | 414557000 | 403885000 | 392322000 | 379854000 | 381924000 | 383073000 | 383836000 | 384276000 | 384389000 | 383911000 | 381957000 | 379767000 | 377477000 | 375764000 | 373864000 | 372855000 | 370440000 | 368106000 | 366885000 | 367771000 | 369025000 | 370351000 | 373477000 | 377062000
Transportation Pollutant Emissions Disaggregated[motorbikes,CH4,freight,biofuel gasoline tf] | NoSettings | 0 | 0 | 0 | 0 | 0 | 0 | 0 | 0 | 0 | 0 | 0 | 0 | 0 | 0 | 0 | 0 | 0 | 0 | 0 | 0 | 0 | 0 | 0 | 0 | 0 | 0 | 0 | 0 | 0 | 0 | 0
Transportation Pollutant Emissions Disaggregated[motorbikes,CH4,freight,biofuel diesel tf] | NoSettings | 0 | 0 | 0 | 0 | 0 | 0 | 0 | 0 | 0 | 0 | 0 | 0 | 0 | 0 | 0 | 0 | 0 | 0 | 0 | 0 | 0 | 0 | 0 | 0 | 0 | 0 | 0 | 0 | 0 | 0 | 0
Transportation Pollutant Emissions Disaggregated[motorbikes,CH4,freight,jet fuel tf] | NoSettings | 0 | 0 | 0 | 0 | 0 | 0 | 0 | 0 | 0 | 0 | 0 | 0 | 0 | 0 | 0 | 0 | 0 | 0 | 0 | 0 | 0 | 0 | 0 | 0 | 0 | 0 | 0 | 0 | 0 | 0 | 0
Transportation Pollutant Emissions Disaggregated[motorbikes,CH4,freight,heavy or residual fuel oil tf] | NoSettings | 0 | 0 | 0 | 0 | 0 | 0 | 0 | 0 | 0 | 0 | 0 | 0 | 0 | 0 | 0 | 0 | 0 | 0 | 0 | 0 | 0 | 0 | 0 | 0 | 0 | 0 | 0 | 0 | 0 | 0 | 0
Transportation Pollutant Emissions Disaggregated[motorbikes,CH4,freight,LPG propane or butane tf] | NoSettings | 0 | 0 | 0 | 0 | 0 | 0 | 0 | 0 | 0 | 0 | 0 | 0 | 0 | 0 | 0 | 0 | 0 | 0 | 0 | 0 | 0 | 0 | 0 | 0 | 0 | 0 | 0 | 0 | 0 | 0 | 0
Transportation Pollutant Emissions Disaggregated[motorbikes,CH4,freight,hydrogen tf] | NoSettings | 0 | 0 | 0 | 0 | 0 | 0 | 0 | 0 | 0 | 0 | 0 | 0 | 0 | 0 | 0 | 0 | 0 | 0 | 0 | 0 | 0 | 0 | 0 | 0 | 0 | 0 | 0 | 0 | 0 | 0 | 0
Transportation Pollutant Emissions Disaggregated[motorbikes,N2O,passenger,electricity tf] | NoSettings | 0 | 0 | 0 | 0 | 0 | 0 | 0 | 0 | 0 | 0 | 0 | 0 | 0 | 0 | 0 | 0 | 0 | 0 | 0 | 0 | 0 | 0 | 0 | 0 | 0 | 0 | 0 | 0 | 0 | 0 | 0
Transportation Pollutant Emissions Disaggregated[motorbikes,N2O,passenger,natural gas tf] | NoSettings | 5.0994 | 5.109 | 4.4601 | 3.8206 | 3.2014 | 2.6329 | 2.1159 | 1.6496 | 1.2358 | 0.87646 | 0.57372 | 0.33066 | 0.15092 | 0.085636 | 0.038429 | 0.0097106 | 0 | 0 | 0 | 0 | 0 | 0 | 0 | 0 | 0 | 0 | 0 | 0 | 0 | 0 | 0
Transportation Pollutant Emissions Disaggregated[motorbikes,N2O,passenger,petroleum gasoline tf] | NoSettings | 2056460 | 2307940 | 2278570 | 2229890 | 2159960 | 2097130 | 2031170 | 1963360 | 1895160 | 1828050 | 1761840 | 1697770 | 1636300 | 1577370 | 1520980 | 1467400 | 1415200 | 1362420 | 1311670 | 1267550 | 1231800 | 1204920 | 1185590 | 1171990 | 1162050 | 1153990 | 1147140 | 1141160 | 1135750 | 1131260 | 1126640
Transportation Pollutant Emissions Disaggregated[motorbikes,N2O,passenger,petroleum diesel tf] | NoSettings | 194.811 | 193.405 | 167.64 | 142.958 | 119.677 | 98.7353 | 80.1296 | 63.6874 | 49.3292 | 36.9729 | 26.5274 | 18.5016 | 11.8236 | 6.5507 | 2.9769 | 0.76247 | 0 | 0 | 0 | 0 | 0 | 0 | 0 | 0 | 0 | 0 | 0 | 0 | 0 | 0 | 0
Transportation Pollutant Emissions Disaggregated[motorbikes,N2O,passenger,biofuel gasoline tf] | NoSettings | 0 | 0 | 0 | 0 | 0 | 0 | 0 | 0 | 0 | 0 | 0 | 0 | 0 | 0 | 0 | 0 | 0 | 0 | 0 | 0 | 0 | 0 | 0 | 0 | 0 | 0 | 0 | 0 | 0 | 0 | 0
Transportation Pollutant Emissions Disaggregated[motorbikes,N2O,passenger,biofuel diesel tf] | NoSettings | 0 | 0 | 0 | 0 | 0 | 0 | 0 | 0 | 0 | 0 | 0 | 0 | 0 | 0 | 0 | 0 | 0 | 0 | 0 | 0 | 0 | 0 | 0 | 0 | 0 | 0 | 0 | 0 | 0 | 0 | 0
Transportation Pollutant Emissions Disaggregated[motorbikes,N2O,passenger,jet fuel tf] | NoSettings | 0 | 0 | 0 | 0 | 0 | 0 | 0 | 0 | 0 | 0 | 0 | 0 | 0 | 0 | 0 | 0 | 0 | 0 | 0 | 0 | 0 | 0 | 0 | 0 | 0 | 0 | 0 | 0 | 0 | 0 | 0
Transportation Pollutant Emissions Disaggregated[motorbikes,N2O,passenger,heavy or residual fuel oil tf] | NoSettings | 0 | 0 | 0 | 0 | 0 | 0 | 0 | 0 | 0 | 0 | 0 | 0 | 0 | 0 | 0 | 0 | 0 | 0 | 0 | 0 | 0 | 0 | 0 | 0 | 0 | 0 | 0 | 0 | 0 | 0 | 0
Transportation Pollutant Emissions Disaggregated[motorbikes,N2O,passenger,LPG propane or butane tf] | NoSettings | 0 | 0 | 0 | 0 | 0 | 0 | 0 | 0 | 0 | 0 | 0 | 0 | 0 | 0 | 0 | 0 | 0 | 0 | 0 | 0 | 0 | 0 | 0 | 0 | 0 | 0 | 0 | 0 | 0 | 0 | 0
Transportation Pollutant Emissions Disaggregated[motorbikes,N2O,passenger,hydrogen tf] | NoSettings | 0 | 0 | 0 | 0 | 0 | 0 | 0 | 0 | 0 | 0 | 0 | 0 | 0 | 0 | 0 | 0 | 0 | 0 | 0 | 0 | 0 | 0 | 0 | 0 | 0 | 0 | 0 | 0 | 0 | 0 | 0
Transportation Pollutant Emissions Disaggregated[motorbikes,N2O,freight,electricity tf] | NoSettings | 0 | 0 | 0 | 0 | 0 | 0 | 0 | 0 | 0 | 0 | 0 | 0 | 0 | 0 | 0 | 0 | 0 | 0 | 0 | 0 | 0 | 0 | 0 | 0 | 0 | 0 | 0 | 0 | 0 | 0 | 0
Transportation Pollutant Emissions Disaggregated[motorbikes,N2O,freight,natural gas tf] | NoSettings | 14961.5 | 20473.3 | 31696.2 | 41215.8 | 47562.4 | 53019 | 59021.1 | 64606.9 | 70331.6 | 76786.8 | 83988.6 | 93422.4 | 103780 | 116377 | 131305 | 148663 | 169878 | 194392 | 222303 | 253627 | 288350 | 326519 | 367370 | 412359 | 460761 | 502918 | 546665 | 584809 | 627714 | 677227 | 730595
Transportation Pollutant Emissions Disaggregated[motorbikes,N2O,freight,petroleum gasoline tf] | NoSettings | 0 | 0 | 0 | 0 | 0 | 0 | 0 | 0 | 0 | 0 | 0 | 0 | 0 | 0 | 0 | 0 | 0 | 0 | 0 | 0 | 0 | 0 | 0 | 0 | 0 | 0 | 0 | 0 | 0 | 0 | 0
Transportation Pollutant Emissions Disaggregated[motorbikes,N2O,freight,petroleum diesel tf] | NoSettings | 92568900 | 91627900 | 90606100 | 89552300 | 88083700 | 86540900 | 84888800 | 82911300 | 80777100 | 78464500 | 75970900 | 76384800 | 76614500 | 76767200 | 76855200 | 76877700 | 76782200 | 76391400 | 75953400 | 75495500 | 75152800 | 74772900 | 74571000 | 74088000 | 73621100 | 73377000 | 73554200 | 73805000 | 74070300 | 74695300 | 75412300
Transportation Pollutant Emissions Disaggregated[motorbikes,N2O,freight,biofuel gasoline tf] | NoSettings | 0 | 0 | 0 | 0 | 0 | 0 | 0 | 0 | 0 | 0 | 0 | 0 | 0 | 0 | 0 | 0 | 0 | 0 | 0 | 0 | 0 | 0 | 0 | 0 | 0 | 0 | 0 | 0 | 0 | 0 | 0
Transportation Pollutant Emissions Disaggregated[motorbikes,N2O,freight,biofuel diesel tf] | NoSettings | 0 | 0 | 0 | 0 | 0 | 0 | 0 | 0 | 0 | 0 | 0 | 0 | 0 | 0 | 0 | 0 | 0 | 0 | 0 | 0 | 0 | 0 | 0 | 0 | 0 | 0 | 0 | 0 | 0 | 0 | 0
Transportation Pollutant Emissions Disaggregated[motorbikes,N2O,freight,jet fuel tf] | NoSettings | 0 | 0 | 0 | 0 | 0 | 0 | 0 | 0 | 0 | 0 | 0 | 0 | 0 | 0 | 0 | 0 | 0 | 0 | 0 | 0 | 0 | 0 | 0 | 0 | 0 | 0 | 0 | 0 | 0 | 0 | 0
Transportation Pollutant Emissions Disaggregated[motorbikes,N2O,freight,heavy or residual fuel oil tf] | NoSettings | 0 | 0 | 0 | 0 | 0 | 0 | 0 | 0 | 0 | 0 | 0 | 0 | 0 | 0 | 0 | 0 | 0 | 0 | 0 | 0 | 0 | 0 | 0 | 0 | 0 | 0 | 0 | 0 | 0 | 0 | 0
Transportation Pollutant Emissions Disaggregated[motorbikes,N2O,freight,LPG propane or butane tf] | NoSettings | 0 | 0 | 0 | 0 | 0 | 0 | 0 | 0 | 0 | 0 | 0 | 0 | 0 | 0 | 0 | 0 | 0 | 0 | 0 | 0 | 0 | 0 | 0 | 0 | 0 | 0 | 0 | 0 | 0 | 0 | 0
Transportation Pollutant Emissions Disaggregated[motorbikes,N2O,freight,hydrogen tf] | NoSettings | 0 | 0 | 0 | 0 | 0 | 0 | 0 | 0 | 0 | 0 | 0 | 0 | 0 | 0 | 0 | 0 | 0 | 0 | 0 | 0 | 0 | 0 | 0 | 0 | 0 | 0 | 0 | 0 | 0 | 0 | 0
Transportation Pollutant Emissions Disaggregated[motorbikes,F gases,passenger,electricity tf] | NoSettings | 0 | 0 | 0 | 0 | 0 | 0 | 0 | 0 | 0 | 0 | 0 | 0 | 0 | 0 | 0 | 0 | 0 | 0 | 0 | 0 | 0 | 0 | 0 | 0 | 0 | 0 | 0 | 0 | 0 | 0 | 0
Transportation Pollutant Emissions Disaggregated[motorbikes,F gases,passenger,natural gas tf] | NoSettings | 0 | 0 | 0 | 0 | 0 | 0 | 0 | 0 | 0 | 0 | 0 | 0 | 0 | 0 | 0 | 0 | 0 | 0 | 0 | 0 | 0 | 0 | 0 | 0 | 0 | 0 | 0 | 0 | 0 | 0 | 0
Transportation Pollutant Emissions Disaggregated[motorbikes,F gases,passenger,petroleum gasoline tf] | NoSettings | 0 | 0 | 0 | 0 | 0 | 0 | 0 | 0 | 0 | 0 | 0 | 0 | 0 | 0 | 0 | 0 | 0 | 0 | 0 | 0 | 0 | 0 | 0 | 0 | 0 | 0 | 0 | 0 | 0 | 0 | 0
Transportation Pollutant Emissions Disaggregated[motorbikes,F gases,passenger,petroleum diesel tf] | NoSettings | 0 | 0 | 0 | 0 | 0 | 0 | 0 | 0 | 0 | 0 | 0 | 0 | 0 | 0 | 0 | 0 | 0 | 0 | 0 | 0 | 0 | 0 | 0 | 0 | 0 | 0 | 0 | 0 | 0 | 0 | 0
Transportation Pollutant Emissions Disaggregated[motorbikes,F gases,passenger,biofuel gasoline tf] | NoSettings | 0 | 0 | 0 | 0 | 0 | 0 | 0 | 0 | 0 | 0 | 0 | 0 | 0 | 0 | 0 | 0 | 0 | 0 | 0 | 0 | 0 | 0 | 0 | 0 | 0 | 0 | 0 | 0 | 0 | 0 | 0
Transportation Pollutant Emissions Disaggregated[motorbikes,F gases,passenger,biofuel diesel tf] | NoSettings | 0 | 0 | 0 | 0 | 0 | 0 | 0 | 0 | 0 | 0 | 0 | 0 | 0 | 0 | 0 | 0 | 0 | 0 | 0 | 0 | 0 | 0 | 0 | 0 | 0 | 0 | 0 | 0 | 0 | 0 | 0
Transportation Pollutant Emissions Disaggregated[motorbikes,F gases,passenger,jet fuel tf] | NoSettings | 0 | 0 | 0 | 0 | 0 | 0 | 0 | 0 | 0 | 0 | 0 | 0 | 0 | 0 | 0 | 0 | 0 | 0 | 0 | 0 | 0 | 0 | 0 | 0 | 0 | 0 | 0 | 0 | 0 | 0 | 0
Transportation Pollutant Emissions Disaggregated[motorbikes,F gases,passenger,heavy or residual fuel oil tf] | NoSettings | 0 | 0 | 0 | 0 | 0 | 0 | 0 | 0 | 0 | 0 | 0 | 0 | 0 | 0 | 0 | 0 | 0 | 0 | 0 | 0 | 0 | 0 | 0 | 0 | 0 | 0 | 0 | 0 | 0 | 0 | 0
Transportation Pollutant Emissions Disaggregated[motorbikes,F gases,passenger,LPG propane or butane tf] | NoSettings | 0 | 0 | 0 | 0 | 0 | 0 | 0 | 0 | 0 | 0 | 0 | 0 | 0 | 0 | 0 | 0 | 0 | 0 | 0 | 0 | 0 | 0 | 0 | 0 | 0 | 0 | 0 | 0 | 0 | 0 | 0
Transportation Pollutant Emissions Disaggregated[motorbikes,F gases,passenger,hydrogen tf] | NoSettings | 0 | 0 | 0 | 0 | 0 | 0 | 0 | 0 | 0 | 0 | 0 | 0 | 0 | 0 | 0 | 0 | 0 | 0 | 0 | 0 | 0 | 0 | 0 | 0 | 0 | 0 | 0 | 0 | 0 | 0 | 0
Transportation Pollutant Emissions Disaggregated[motorbikes,F gases,freight,electricity tf] | NoSettings | 0 | 0 | 0 | 0 | 0 | 0 | 0 | 0 | 0 | 0 | 0 | 0 | 0 | 0 | 0 | 0 | 0 | 0 | 0 | 0 | 0 | 0 | 0 | 0 | 0 | 0 | 0 | 0 | 0 | 0 | 0
Transportation Pollutant Emissions Disaggregated[motorbikes,F gases,freight,natural gas tf] | NoSettings | 0 | 0 | 0 | 0 | 0 | 0 | 0 | 0 | 0 | 0 | 0 | 0 | 0 | 0 | 0 | 0 | 0 | 0 | 0 | 0 | 0 | 0 | 0 | 0 | 0 | 0 | 0 | 0 | 0 | 0 | 0
Transportation Pollutant Emissions Disaggregated[motorbikes,F gases,freight,petroleum gasoline tf] | NoSettings | 0 | 0 | 0 | 0 | 0 | 0 | 0 | 0 | 0 | 0 | 0 | 0 | 0 | 0 | 0 | 0 | 0 | 0 | 0 | 0 | 0 | 0 | 0 | 0 | 0 | 0 | 0 | 0 | 0 | 0 | 0
Transportation Pollutant Emissions Disaggregated[motorbikes,F gases,freight,petroleum diesel tf] | NoSettings | 0 | 0 | 0 | 0 | 0 | 0 | 0 | 0 | 0 | 0 | 0 | 0 | 0 | 0 | 0 | 0 | 0 | 0 | 0 | 0 | 0 | 0 | 0 | 0 | 0 | 0 | 0 | 0 | 0 | 0 | 0
Transportation Pollutant Emissions Disaggregated[motorbikes,F gases,freight,biofuel gasoline tf] | NoSettings | 0 | 0 | 0 | 0 | 0 | 0 | 0 | 0 | 0 | 0 | 0 | 0 | 0 | 0 | 0 | 0 | 0 | 0 | 0 | 0 | 0 | 0 | 0 | 0 | 0 | 0 | 0 | 0 | 0 | 0 | 0
Transportation Pollutant Emissions Disaggregated[motorbikes,F gases,freight,biofuel diesel tf] | NoSettings | 0 | 0 | 0 | 0 | 0 | 0 | 0 | 0 | 0 | 0 | 0 | 0 | 0 | 0 | 0 | 0 | 0 | 0 | 0 | 0 | 0 | 0 | 0 | 0 | 0 | 0 | 0 | 0 | 0 | 0 | 0
Transportation Pollutant Emissions Disaggregated[motorbikes,F gases,freight,jet fuel tf] | NoSettings | 0 | 0 | 0 | 0 | 0 | 0 | 0 | 0 | 0 | 0 | 0 | 0 | 0 | 0 | 0 | 0 | 0 | 0 | 0 | 0 | 0 | 0 | 0 | 0 | 0 | 0 | 0 | 0 | 0 | 0 | 0
Transportation Pollutant Emissions Disaggregated[motorbikes,F gases,freight,heavy or residual fuel oil tf] | NoSettings | 0 | 0 | 0 | 0 | 0 | 0 | 0 | 0 | 0 | 0 | 0 | 0 | 0 | 0 | 0 | 0 | 0 | 0 | 0 | 0 | 0 | 0 | 0 | 0 | 0 | 0 | 0 | 0 | 0 | 0 | 0
Transportation Pollutant Emissions Disaggregated[motorbikes,F gases,freight,LPG propane or butane tf] | NoSettings | 0 | 0 | 0 | 0 | 0 | 0 | 0 | 0 | 0 | 0 | 0 | 0 | 0 | 0 | 0 | 0 | 0 | 0 | 0 | 0 | 0 | 0 | 0 | 0 | 0 | 0 | 0 | 0 | 0 | 0 | 0
Transportation Pollutant Emissions Disaggregated[motorbikes,F gases,freight,hydrogen tf] | NoSettings | 0 | 0 | 0 | 0 | 0 | 0 | 0 | 0 | 0 | 0 | 0 | 0 | 0 | 0 | 0 | 0 | 0 | 0 | 0 | 0 | 0 | 0 | 0 | 0 | 0 | 0 | 0 | 0 | 0 | 0 | 0
Industrial Sector Energy Related Emissions before CCS[electricity if,agriculture and forestry 01T03,CO2] | NoSettings | 0 | 0 | 0 | 0 | 0 | 0 | 0 | 0 | 0 | 0 | 0 | 0 | 0 | 0 | 0 | 0 | 0 | 0 | 0 | 0 | 0 | 0 | 0 | 0 | 0 | 0 | 0 | 0 | 0 | 0 | 0
Industrial Sector Energy Related Emissions before CCS[electricity if,agriculture and forestry 01T03,VOC] | NoSettings | 0 | 0 | 0 | 0 | 0 | 0 | 0 | 0 | 0 | 0 | 0 | 0 | 0 | 0 | 0 | 0 | 0 | 0 | 0 | 0 | 0 | 0 | 0 | 0 | 0 | 0 | 0 | 0 | 0 | 0 | 0
Industrial Sector Energy Related Emissions before CCS[electricity if,agriculture and forestry 01T03,CO] | NoSettings | 0 | 0 | 0 | 0 | 0 | 0 | 0 | 0 | 0 | 0 | 0 | 0 | 0 | 0 | 0 | 0 | 0 | 0 | 0 | 0 | 0 | 0 | 0 | 0 | 0 | 0 | 0 | 0 | 0 | 0 | 0
Industrial Sector Energy Related Emissions before CCS[electricity if,agriculture and forestry 01T03,NOx] | NoSettings | 0 | 0 | 0 | 0 | 0 | 0 | 0 | 0 | 0 | 0 | 0 | 0 | 0 | 0 | 0 | 0 | 0 | 0 | 0 | 0 | 0 | 0 | 0 | 0 | 0 | 0 | 0 | 0 | 0 | 0 | 0
Industrial Sector Energy Related Emissions before CCS[electricity if,agriculture and forestry 01T03,PM10] | NoSettings | 0 | 0 | 0 | 0 | 0 | 0 | 0 | 0 | 0 | 0 | 0 | 0 | 0 | 0 | 0 | 0 | 0 | 0 | 0 | 0 | 0 | 0 | 0 | 0 | 0 | 0 | 0 | 0 | 0 | 0 | 0
Industrial Sector Energy Related Emissions before CCS[electricity if,agriculture and forestry 01T03,PM25] | NoSettings | 0 | 0 | 0 | 0 | 0 | 0 | 0 | 0 | 0 | 0 | 0 | 0 | 0 | 0 | 0 | 0 | 0 | 0 | 0 | 0 | 0 | 0 | 0 | 0 | 0 | 0 | 0 | 0 | 0 | 0 | 0
Industrial Sector Energy Related Emissions before CCS[electricity if,agriculture and forestry 01T03,SOx] | NoSettings | 0 | 0 | 0 | 0 | 0 | 0 | 0 | 0 | 0 | 0 | 0 | 0 | 0 | 0 | 0 | 0 | 0 | 0 | 0 | 0 | 0 | 0 | 0 | 0 | 0 | 0 | 0 | 0 | 0 | 0 | 0
Industrial Sector Energy Related Emissions before CCS[electricity if,agriculture and forestry 01T03,BC] | NoSettings | 0 | 0 | 0 | 0 | 0 | 0 | 0 | 0 | 0 | 0 | 0 | 0 | 0 | 0 | 0 | 0 | 0 | 0 | 0 | 0 | 0 | 0 | 0 | 0 | 0 | 0 | 0 | 0 | 0 | 0 | 0
Industrial Sector Energy Related Emissions before CCS[electricity if,agriculture and forestry 01T03,OC] | NoSettings | 0 | 0 | 0 | 0 | 0 | 0 | 0 | 0 | 0 | 0 | 0 | 0 | 0 | 0 | 0 | 0 | 0 | 0 | 0 | 0 | 0 | 0 | 0 | 0 | 0 | 0 | 0 | 0 | 0 | 0 | 0
Industrial Sector Energy Related Emissions before CCS[electricity if,agriculture and forestry 01T03,CH4] | NoSettings | 0 | 0 | 0 | 0 | 0 | 0 | 0 | 0 | 0 | 0 | 0 | 0 | 0 | 0 | 0 | 0 | 0 | 0 | 0 | 0 | 0 | 0 | 0 | 0 | 0 | 0 | 0 | 0 | 0 | 0 | 0
Industrial Sector Energy Related Emissions before CCS[electricity if,agriculture and forestry 01T03,N2O] | NoSettings | 0 | 0 | 0 | 0 | 0 | 0 | 0 | 0 | 0 | 0 | 0 | 0 | 0 | 0 | 0 | 0 | 0 | 0 | 0 | 0 | 0 | 0 | 0 | 0 | 0 | 0 | 0 | 0 | 0 | 0 | 0
Industrial Sector Energy Related Emissions before CCS[electricity if,agriculture and forestry 01T03,F gases] | NoSettings | 0 | 0 | 0 | 0 | 0 | 0 | 0 | 0 | 0 | 0 | 0 | 0 | 0 | 0 | 0 | 0 | 0 | 0 | 0 | 0 | 0 | 0 | 0 | 0 | 0 | 0 | 0 | 0 | 0 | 0 | 0
Industrial Sector Energy Related Emissions before CCS[electricity if,coal mining 05,CO2] | NoSettings | 0 | 0 | 0 | 0 | 0 | 0 | 0 | 0 | 0 | 0 | 0 | 0 | 0 | 0 | 0 | 0 | 0 | 0 | 0 | 0 | 0 | 0 | 0 | 0 | 0 | 0 | 0 | 0 | 0 | 0 | 0
Industrial Sector Energy Related Emissions before CCS[electricity if,coal mining 05,VOC] | NoSettings | 0 | 0 | 0 | 0 | 0 | 0 | 0 | 0 | 0 | 0 | 0 | 0 | 0 | 0 | 0 | 0 | 0 | 0 | 0 | 0 | 0 | 0 | 0 | 0 | 0 | 0 | 0 | 0 | 0 | 0 | 0
Industrial Sector Energy Related Emissions before CCS[electricity if,coal mining 05,CO] | NoSettings | 0 | 0 | 0 | 0 | 0 | 0 | 0 | 0 | 0 | 0 | 0 | 0 | 0 | 0 | 0 | 0 | 0 | 0 | 0 | 0 | 0 | 0 | 0 | 0 | 0 | 0 | 0 | 0 | 0 | 0 | 0
Industrial Sector Energy Related Emissions before CCS[electricity if,coal mining 05,NOx] | NoSettings | 0 | 0 | 0 | 0 | 0 | 0 | 0 | 0 | 0 | 0 | 0 | 0 | 0 | 0 | 0 | 0 | 0 | 0 | 0 | 0 | 0 | 0 | 0 | 0 | 0 | 0 | 0 | 0 | 0 | 0 | 0
Industrial Sector Energy Related Emissions before CCS[electricity if,coal mining 05,PM10] | NoSettings | 0 | 0 | 0 | 0 | 0 | 0 | 0 | 0 | 0 | 0 | 0 | 0 | 0 | 0 | 0 | 0 | 0 | 0 | 0 | 0 | 0 | 0 | 0 | 0 | 0 | 0 | 0 | 0 | 0 | 0 | 0
Industrial Sector Energy Related Emissions before CCS[electricity if,coal mining 05,PM25] | NoSettings | 0 | 0 | 0 | 0 | 0 | 0 | 0 | 0 | 0 | 0 | 0 | 0 | 0 | 0 | 0 | 0 | 0 | 0 | 0 | 0 | 0 | 0 | 0 | 0 | 0 | 0 | 0 | 0 | 0 | 0 | 0
Industrial Sector Energy Related Emissions before CCS[electricity if,coal mining 05,SOx] | NoSettings | 0 | 0 | 0 | 0 | 0 | 0 | 0 | 0 | 0 | 0 | 0 | 0 | 0 | 0 | 0 | 0 | 0 | 0 | 0 | 0 | 0 | 0 | 0 | 0 | 0 | 0 | 0 | 0 | 0 | 0 | 0
Industrial Sector Energy Related Emissions before CCS[electricity if,coal mining 05,BC] | NoSettings | 0 | 0 | 0 | 0 | 0 | 0 | 0 | 0 | 0 | 0 | 0 | 0 | 0 | 0 | 0 | 0 | 0 | 0 | 0 | 0 | 0 | 0 | 0 | 0 | 0 | 0 | 0 | 0 | 0 | 0 | 0
Industrial Sector Energy Related Emissions before CCS[electricity if,coal mining 05,OC] | NoSettings | 0 | 0 | 0 | 0 | 0 | 0 | 0 | 0 | 0 | 0 | 0 | 0 | 0 | 0 | 0 | 0 | 0 | 0 | 0 | 0 | 0 | 0 | 0 | 0 | 0 | 0 | 0 | 0 | 0 | 0 | 0
Industrial Sector Energy Related Emissions before CCS[electricity if,coal mining 05,CH4] | NoSettings | 0 | 0 | 0 | 0 | 0 | 0 | 0 | 0 | 0 | 0 | 0 | 0 | 0 | 0 | 0 | 0 | 0 | 0 | 0 | 0 | 0 | 0 | 0 | 0 | 0 | 0 | 0 | 0 | 0 | 0 | 0
Industrial Sector Energy Related Emissions before CCS[electricity if,coal mining 05,N2O] | NoSettings | 0 | 0 | 0 | 0 | 0 | 0 | 0 | 0 | 0 | 0 | 0 | 0 | 0 | 0 | 0 | 0 | 0 | 0 | 0 | 0 | 0 | 0 | 0 | 0 | 0 | 0 | 0 | 0 | 0 | 0 | 0
Industrial Sector Energy Related Emissions before CCS[electricity if,coal mining 05,F gases] | NoSettings | 0 | 0 | 0 | 0 | 0 | 0 | 0 | 0 | 0 | 0 | 0 | 0 | 0 | 0 | 0 | 0 | 0 | 0 | 0 | 0 | 0 | 0 | 0 | 0 | 0 | 0 | 0 | 0 | 0 | 0 | 0
Industrial Sector Energy Related Emissions before CCS[electricity if,oil and gas extraction 06,CO2] | NoSettings | 0 | 0 | 0 | 0 | 0 | 0 | 0 | 0 | 0 | 0 | 0 | 0 | 0 | 0 | 0 | 0 | 0 | 0 | 0 | 0 | 0 | 0 | 0 | 0 | 0 | 0 | 0 | 0 | 0 | 0 | 0
Industrial Sector Energy Related Emissions before CCS[electricity if,oil and gas extraction 06,VOC] | NoSettings | 0 | 0 | 0 | 0 | 0 | 0 | 0 | 0 | 0 | 0 | 0 | 0 | 0 | 0 | 0 | 0 | 0 | 0 | 0 | 0 | 0 | 0 | 0 | 0 | 0 | 0 | 0 | 0 | 0 | 0 | 0
Industrial Sector Energy Related Emissions before CCS[electricity if,oil and gas extraction 06,CO] | NoSettings | 0 | 0 | 0 | 0 | 0 | 0 | 0 | 0 | 0 | 0 | 0 | 0 | 0 | 0 | 0 | 0 | 0 | 0 | 0 | 0 | 0 | 0 | 0 | 0 | 0 | 0 | 0 | 0 | 0 | 0 | 0
Industrial Sector Energy Related Emissions before CCS[electricity if,oil and gas extraction 06,NOx] | NoSettings | 0 | 0 | 0 | 0 | 0 | 0 | 0 | 0 | 0 | 0 | 0 | 0 | 0 | 0 | 0 | 0 | 0 | 0 | 0 | 0 | 0 | 0 | 0 | 0 | 0 | 0 | 0 | 0 | 0 | 0 | 0
Industrial Sector Energy Related Emissions before CCS[electricity if,oil and gas extraction 06,PM10] | NoSettings | 0 | 0 | 0 | 0 | 0 | 0 | 0 | 0 | 0 | 0 | 0 | 0 | 0 | 0 | 0 | 0 | 0 | 0 | 0 | 0 | 0 | 0 | 0 | 0 | 0 | 0 | 0 | 0 | 0 | 0 | 0
Industrial Sector Energy Related Emissions before CCS[electricity if,oil and gas extraction 06,PM25] | NoSettings | 0 | 0 | 0 | 0 | 0 | 0 | 0 | 0 | 0 | 0 | 0 | 0 | 0 | 0 | 0 | 0 | 0 | 0 | 0 | 0 | 0 | 0 | 0 | 0 | 0 | 0 | 0 | 0 | 0 | 0 | 0
Industrial Sector Energy Related Emissions before CCS[electricity if,oil and gas extraction 06,SOx] | NoSettings | 0 | 0 | 0 | 0 | 0 | 0 | 0 | 0 | 0 | 0 | 0 | 0 | 0 | 0 | 0 | 0 | 0 | 0 | 0 | 0 | 0 | 0 | 0 | 0 | 0 | 0 | 0 | 0 | 0 | 0 | 0
Industrial Sector Energy Related Emissions before CCS[electricity if,oil and gas extraction 06,BC] | NoSettings | 0 | 0 | 0 | 0 | 0 | 0 | 0 | 0 | 0 | 0 | 0 | 0 | 0 | 0 | 0 | 0 | 0 | 0 | 0 | 0 | 0 | 0 | 0 | 0 | 0 | 0 | 0 | 0 | 0 | 0 | 0
Industrial Sector Energy Related Emissions before CCS[electricity if,oil and gas extraction 06,OC] | NoSettings | 0 | 0 | 0 | 0 | 0 | 0 | 0 | 0 | 0 | 0 | 0 | 0 | 0 | 0 | 0 | 0 | 0 | 0 | 0 | 0 | 0 | 0 | 0 | 0 | 0 | 0 | 0 | 0 | 0 | 0 | 0
Industrial Sector Energy Related Emissions before CCS[electricity if,oil and gas extraction 06,CH4] | NoSettings | 0 | 0 | 0 | 0 | 0 | 0 | 0 | 0 | 0 | 0 | 0 | 0 | 0 | 0 | 0 | 0 | 0 | 0 | 0 | 0 | 0 | 0 | 0 | 0 | 0 | 0 | 0 | 0 | 0 | 0 | 0
Industrial Sector Energy Related Emissions before CCS[electricity if,oil and gas extraction 06,N2O] | NoSettings | 0 | 0 | 0 | 0 | 0 | 0 | 0 | 0 | 0 | 0 | 0 | 0 | 0 | 0 | 0 | 0 | 0 | 0 | 0 | 0 | 0 | 0 | 0 | 0 | 0 | 0 | 0 | 0 | 0 | 0 | 0
Industrial Sector Energy Related Emissions before CCS[electricity if,oil and gas extraction 06,F gases] | NoSettings | 0 | 0 | 0 | 0 | 0 | 0 | 0 | 0 | 0 | 0 | 0 | 0 | 0 | 0 | 0 | 0 | 0 | 0 | 0 | 0 | 0 | 0 | 0 | 0 | 0 | 0 | 0 | 0 | 0 | 0 | 0
Industrial Sector Energy Related Emissions before CCS[electricity if,other mining and quarrying 07T08,CO2] | NoSettings | 0 | 0 | 0 | 0 | 0 | 0 | 0 | 0 | 0 | 0 | 0 | 0 | 0 | 0 | 0 | 0 | 0 | 0 | 0 | 0 | 0 | 0 | 0 | 0 | 0 | 0 | 0 | 0 | 0 | 0 | 0
Industrial Sector Energy Related Emissions before CCS[electricity if,other mining and quarrying 07T08,VOC] | NoSettings | 0 | 0 | 0 | 0 | 0 | 0 | 0 | 0 | 0 | 0 | 0 | 0 | 0 | 0 | 0 | 0 | 0 | 0 | 0 | 0 | 0 | 0 | 0 | 0 | 0 | 0 | 0 | 0 | 0 | 0 | 0
Industrial Sector Energy Related Emissions before CCS[electricity if,other mining and quarrying 07T08,CO] | NoSettings | 0 | 0 | 0 | 0 | 0 | 0 | 0 | 0 | 0 | 0 | 0 | 0 | 0 | 0 | 0 | 0 | 0 | 0 | 0 | 0 | 0 | 0 | 0 | 0 | 0 | 0 | 0 | 0 | 0 | 0 | 0
Industrial Sector Energy Related Emissions before CCS[electricity if,other mining and quarrying 07T08,NOx] | NoSettings | 0 | 0 | 0 | 0 | 0 | 0 | 0 | 0 | 0 | 0 | 0 | 0 | 0 | 0 | 0 | 0 | 0 | 0 | 0 | 0 | 0 | 0 | 0 | 0 | 0 | 0 | 0 | 0 | 0 | 0 | 0
Industrial Sector Energy Related Emissions before CCS[electricity if,other mining and quarrying 07T08,PM10] | NoSettings | 0 | 0 | 0 | 0 | 0 | 0 | 0 | 0 | 0 | 0 | 0 | 0 | 0 | 0 | 0 | 0 | 0 | 0 | 0 | 0 | 0 | 0 | 0 | 0 | 0 | 0 | 0 | 0 | 0 | 0 | 0
Industrial Sector Energy Related Emissions before CCS[electricity if,other mining and quarrying 07T08,PM25] | NoSettings | 0 | 0 | 0 | 0 | 0 | 0 | 0 | 0 | 0 | 0 | 0 | 0 | 0 | 0 | 0 | 0 | 0 | 0 | 0 | 0 | 0 | 0 | 0 | 0 | 0 | 0 | 0 | 0 | 0 | 0 | 0
Industrial Sector Energy Related Emissions before CCS[electricity if,other mining and quarrying 07T08,SOx] | NoSettings | 0 | 0 | 0 | 0 | 0 | 0 | 0 | 0 | 0 | 0 | 0 | 0 | 0 | 0 | 0 | 0 | 0 | 0 | 0 | 0 | 0 | 0 | 0 | 0 | 0 | 0 | 0 | 0 | 0 | 0 | 0
Industrial Sector Energy Related Emissions before CCS[electricity if,other mining and quarrying 07T08,BC] | NoSettings | 0 | 0 | 0 | 0 | 0 | 0 | 0 | 0 | 0 | 0 | 0 | 0 | 0 | 0 | 0 | 0 | 0 | 0 | 0 | 0 | 0 | 0 | 0 | 0 | 0 | 0 | 0 | 0 | 0 | 0 | 0
Industrial Sector Energy Related Emissions before CCS[electricity if,other mining and quarrying 07T08,OC] | NoSettings | 0 | 0 | 0 | 0 | 0 | 0 | 0 | 0 | 0 | 0 | 0 | 0 | 0 | 0 | 0 | 0 | 0 | 0 | 0 | 0 | 0 | 0 | 0 | 0 | 0 | 0 | 0 | 0 | 0 | 0 | 0
Industrial Sector Energy Related Emissions before CCS[electricity if,other mining and quarrying 07T08,CH4] | NoSettings | 0 | 0 | 0 | 0 | 0 | 0 | 0 | 0 | 0 | 0 | 0 | 0 | 0 | 0 | 0 | 0 | 0 | 0 | 0 | 0 | 0 | 0 | 0 | 0 | 0 | 0 | 0 | 0 | 0 | 0 | 0
Industrial Sector Energy Related Emissions before CCS[electricity if,other mining and quarrying 07T08,N2O] | NoSettings | 0 | 0 | 0 | 0 | 0 | 0 | 0 | 0 | 0 | 0 | 0 | 0 | 0 | 0 | 0 | 0 | 0 | 0 | 0 | 0 | 0 | 0 | 0 | 0 | 0 | 0 | 0 | 0 | 0 | 0 | 0
Industrial Sector Energy Related Emissions before CCS[electricity if,other mining and quarrying 07T08,F gases] | NoSettings | 0 | 0 | 0 | 0 | 0 | 0 | 0 | 0 | 0 | 0 | 0 | 0 | 0 | 0 | 0 | 0 | 0 | 0 | 0 | 0 | 0 | 0 | 0 | 0 | 0 | 0 | 0 | 0 | 0 | 0 | 0
Industrial Sector Energy Related Emissions before CCS[electricity if,food beverage and tobacco 10T12,CO2] | NoSettings | 0 | 0 | 0 | 0 | 0 | 0 | 0 | 0 | 0 | 0 | 0 | 0 | 0 | 0 | 0 | 0 | 0 | 0 | 0 | 0 | 0 | 0 | 0 | 0 | 0 | 0 | 0 | 0 | 0 | 0 | 0
Industrial Sector Energy Related Emissions before CCS[electricity if,food beverage and tobacco 10T12,VOC] | NoSettings | 0 | 0 | 0 | 0 | 0 | 0 | 0 | 0 | 0 | 0 | 0 | 0 | 0 | 0 | 0 | 0 | 0 | 0 | 0 | 0 | 0 | 0 | 0 | 0 | 0 | 0 | 0 | 0 | 0 | 0 | 0
Industrial Sector Energy Related Emissions before CCS[electricity if,food beverage and tobacco 10T12,CO] | NoSettings | 0 | 0 | 0 | 0 | 0 | 0 | 0 | 0 | 0 | 0 | 0 | 0 | 0 | 0 | 0 | 0 | 0 | 0 | 0 | 0 | 0 | 0 | 0 | 0 | 0 | 0 | 0 | 0 | 0 | 0 | 0
Industrial Sector Energy Related Emissions before CCS[electricity if,food beverage and tobacco 10T12,NOx] | NoSettings | 0 | 0 | 0 | 0 | 0 | 0 | 0 | 0 | 0 | 0 | 0 | 0 | 0 | 0 | 0 | 0 | 0 | 0 | 0 | 0 | 0 | 0 | 0 | 0 | 0 | 0 | 0 | 0 | 0 | 0 | 0
Industrial Sector Energy Related Emissions before CCS[electricity if,food beverage and tobacco 10T12,PM10] | NoSettings | 0 | 0 | 0 | 0 | 0 | 0 | 0 | 0 | 0 | 0 | 0 | 0 | 0 | 0 | 0 | 0 | 0 | 0 | 0 | 0 | 0 | 0 | 0 | 0 | 0 | 0 | 0 | 0 | 0 | 0 | 0
Industrial Sector Energy Related Emissions before CCS[electricity if,food beverage and tobacco 10T12,PM25] | NoSettings | 0 | 0 | 0 | 0 | 0 | 0 | 0 | 0 | 0 | 0 | 0 | 0 | 0 | 0 | 0 | 0 | 0 | 0 | 0 | 0 | 0 | 0 | 0 | 0 | 0 | 0 | 0 | 0 | 0 | 0 | 0
Industrial Sector Energy Related Emissions before CCS[electricity if,food beverage and tobacco 10T12,SOx] | NoSettings | 0 | 0 | 0 | 0 | 0 | 0 | 0 | 0 | 0 | 0 | 0 | 0 | 0 | 0 | 0 | 0 | 0 | 0 | 0 | 0 | 0 | 0 | 0 | 0 | 0 | 0 | 0 | 0 | 0 | 0 | 0
Industrial Sector Energy Related Emissions before CCS[electricity if,food beverage and tobacco 10T12,BC] | NoSettings | 0 | 0 | 0 | 0 | 0 | 0 | 0 | 0 | 0 | 0 | 0 | 0 | 0 | 0 | 0 | 0 | 0 | 0 | 0 | 0 | 0 | 0 | 0 | 0 | 0 | 0 | 0 | 0 | 0 | 0 | 0
Industrial Sector Energy Related Emissions before CCS[electricity if,food beverage and tobacco 10T12,OC] | NoSettings | 0 | 0 | 0 | 0 | 0 | 0 | 0 | 0 | 0 | 0 | 0 | 0 | 0 | 0 | 0 | 0 | 0 | 0 | 0 | 0 | 0 | 0 | 0 | 0 | 0 | 0 | 0 | 0 | 0 | 0 | 0
Industrial Sector Energy Related Emissions before CCS[electricity if,food beverage and tobacco 10T12,CH4] | NoSettings | 0 | 0 | 0 | 0 | 0 | 0 | 0 | 0 | 0 | 0 | 0 | 0 | 0 | 0 | 0 | 0 | 0 | 0 | 0 | 0 | 0 | 0 | 0 | 0 | 0 | 0 | 0 | 0 | 0 | 0 | 0
Industrial Sector Energy Related Emissions before CCS[electricity if,food beverage and tobacco 10T12,N2O] | NoSettings | 0 | 0 | 0 | 0 | 0 | 0 | 0 | 0 | 0 | 0 | 0 | 0 | 0 | 0 | 0 | 0 | 0 | 0 | 0 | 0 | 0 | 0 | 0 | 0 | 0 | 0 | 0 | 0 | 0 | 0 | 0
Industrial Sector Energy Related Emissions before CCS[electricity if,food beverage and tobacco 10T12,F gases] | NoSettings | 0 | 0 | 0 | 0 | 0 | 0 | 0 | 0 | 0 | 0 | 0 | 0 | 0 | 0 | 0 | 0 | 0 | 0 | 0 | 0 | 0 | 0 | 0 | 0 | 0 | 0 | 0 | 0 | 0 | 0 | 0
Industrial Sector Energy Related Emissions before CCS[electricity if,textiles apparel and leather 13T15,CO2] | NoSettings | 0 | 0 | 0 | 0 | 0 | 0 | 0 | 0 | 0 | 0 | 0 | 0 | 0 | 0 | 0 | 0 | 0 | 0 | 0 | 0 | 0 | 0 | 0 | 0 | 0 | 0 | 0 | 0 | 0 | 0 | 0
Industrial Sector Energy Related Emissions before CCS[electricity if,textiles apparel and leather 13T15,VOC] | NoSettings | 0 | 0 | 0 | 0 | 0 | 0 | 0 | 0 | 0 | 0 | 0 | 0 | 0 | 0 | 0 | 0 | 0 | 0 | 0 | 0 | 0 | 0 | 0 | 0 | 0 | 0 | 0 | 0 | 0 | 0 | 0
Industrial Sector Energy Related Emissions before CCS[electricity if,textiles apparel and leather 13T15,CO] | NoSettings | 0 | 0 | 0 | 0 | 0 | 0 | 0 | 0 | 0 | 0 | 0 | 0 | 0 | 0 | 0 | 0 | 0 | 0 | 0 | 0 | 0 | 0 | 0 | 0 | 0 | 0 | 0 | 0 | 0 | 0 | 0
Industrial Sector Energy Related Emissions before CCS[electricity if,textiles apparel and leather 13T15,NOx] | NoSettings | 0 | 0 | 0 | 0 | 0 | 0 | 0 | 0 | 0 | 0 | 0 | 0 | 0 | 0 | 0 | 0 | 0 | 0 | 0 | 0 | 0 | 0 | 0 | 0 | 0 | 0 | 0 | 0 | 0 | 0 | 0
Industrial Sector Energy Related Emissions before CCS[electricity if,textiles apparel and leather 13T15,PM10] | NoSettings | 0 | 0 | 0 | 0 | 0 | 0 | 0 | 0 | 0 | 0 | 0 | 0 | 0 | 0 | 0 | 0 | 0 | 0 | 0 | 0 | 0 | 0 | 0 | 0 | 0 | 0 | 0 | 0 | 0 | 0 | 0
Industrial Sector Energy Related Emissions before CCS[electricity if,textiles apparel and leather 13T15,PM25] | NoSettings | 0 | 0 | 0 | 0 | 0 | 0 | 0 | 0 | 0 | 0 | 0 | 0 | 0 | 0 | 0 | 0 | 0 | 0 | 0 | 0 | 0 | 0 | 0 | 0 | 0 | 0 | 0 | 0 | 0 | 0 | 0
Industrial Sector Energy Related Emissions before CCS[electricity if,textiles apparel and leather 13T15,SOx] | NoSettings | 0 | 0 | 0 | 0 | 0 | 0 | 0 | 0 | 0 | 0 | 0 | 0 | 0 | 0 | 0 | 0 | 0 | 0 | 0 | 0 | 0 | 0 | 0 | 0 | 0 | 0 | 0 | 0 | 0 | 0 | 0
Industrial Sector Energy Related Emissions before CCS[electricity if,textiles apparel and leather 13T15,BC] | NoSettings | 0 | 0 | 0 | 0 | 0 | 0 | 0 | 0 | 0 | 0 | 0 | 0 | 0 | 0 | 0 | 0 | 0 | 0 | 0 | 0 | 0 | 0 | 0 | 0 | 0 | 0 | 0 | 0 | 0 | 0 | 0
Industrial Sector Energy Related Emissions before CCS[electricity if,textiles apparel and leather 13T15,OC] | NoSettings | 0 | 0 | 0 | 0 | 0 | 0 | 0 | 0 | 0 | 0 | 0 | 0 | 0 | 0 | 0 | 0 | 0 | 0 | 0 | 0 | 0 | 0 | 0 | 0 | 0 | 0 | 0 | 0 | 0 | 0 | 0
Industrial Sector Energy Related Emissions before CCS[electricity if,textiles apparel and leather 13T15,CH4] | NoSettings | 0 | 0 | 0 | 0 | 0 | 0 | 0 | 0 | 0 | 0 | 0 | 0 | 0 | 0 | 0 | 0 | 0 | 0 | 0 | 0 | 0 | 0 | 0 | 0 | 0 | 0 | 0 | 0 | 0 | 0 | 0
Industrial Sector Energy Related Emissions before CCS[electricity if,textiles apparel and leather 13T15,N2O] | NoSettings | 0 | 0 | 0 | 0 | 0 | 0 | 0 | 0 | 0 | 0 | 0 | 0 | 0 | 0 | 0 | 0 | 0 | 0 | 0 | 0 | 0 | 0 | 0 | 0 | 0 | 0 | 0 | 0 | 0 | 0 | 0
Industrial Sector Energy Related Emissions before CCS[electricity if,textiles apparel and leather 13T15,F gases] | NoSettings | 0 | 0 | 0 | 0 | 0 | 0 | 0 | 0 | 0 | 0 | 0 | 0 | 0 | 0 | 0 | 0 | 0 | 0 | 0 | 0 | 0 | 0 | 0 | 0 | 0 | 0 | 0 | 0 | 0 | 0 | 0
Industrial Sector Energy Related Emissions before CCS[electricity if,wood products 16,CO2] | NoSettings | 0 | 0 | 0 | 0 | 0 | 0 | 0 | 0 | 0 | 0 | 0 | 0 | 0 | 0 | 0 | 0 | 0 | 0 | 0 | 0 | 0 | 0 | 0 | 0 | 0 | 0 | 0 | 0 | 0 | 0 | 0
Industrial Sector Energy Related Emissions before CCS[electricity if,wood products 16,VOC] | NoSettings | 0 | 0 | 0 | 0 | 0 | 0 | 0 | 0 | 0 | 0 | 0 | 0 | 0 | 0 | 0 | 0 | 0 | 0 | 0 | 0 | 0 | 0 | 0 | 0 | 0 | 0 | 0 | 0 | 0 | 0 | 0
Industrial Sector Energy Related Emissions before CCS[electricity if,wood products 16,CO] | NoSettings | 0 | 0 | 0 | 0 | 0 | 0 | 0 | 0 | 0 | 0 | 0 | 0 | 0 | 0 | 0 | 0 | 0 | 0 | 0 | 0 | 0 | 0 | 0 | 0 | 0 | 0 | 0 | 0 | 0 | 0 | 0
Industrial Sector Energy Related Emissions before CCS[electricity if,wood products 16,NOx] | NoSettings | 0 | 0 | 0 | 0 | 0 | 0 | 0 | 0 | 0 | 0 | 0 | 0 | 0 | 0 | 0 | 0 | 0 | 0 | 0 | 0 | 0 | 0 | 0 | 0 | 0 | 0 | 0 | 0 | 0 | 0 | 0
Industrial Sector Energy Related Emissions before CCS[electricity if,wood products 16,PM10] | NoSettings | 0 | 0 | 0 | 0 | 0 | 0 | 0 | 0 | 0 | 0 | 0 | 0 | 0 | 0 | 0 | 0 | 0 | 0 | 0 | 0 | 0 | 0 | 0 | 0 | 0 | 0 | 0 | 0 | 0 | 0 | 0
Industrial Sector Energy Related Emissions before CCS[electricity if,wood products 16,PM25] | NoSettings | 0 | 0 | 0 | 0 | 0 | 0 | 0 | 0 | 0 | 0 | 0 | 0 | 0 | 0 | 0 | 0 | 0 | 0 | 0 | 0 | 0 | 0 | 0 | 0 | 0 | 0 | 0 | 0 | 0 | 0 | 0
Industrial Sector Energy Related Emissions before CCS[electricity if,wood products 16,SOx] | NoSettings | 0 | 0 | 0 | 0 | 0 | 0 | 0 | 0 | 0 | 0 | 0 | 0 | 0 | 0 | 0 | 0 | 0 | 0 | 0 | 0 | 0 | 0 | 0 | 0 | 0 | 0 | 0 | 0 | 0 | 0 | 0
Industrial Sector Energy Related Emissions before CCS[electricity if,wood products 16,BC] | NoSettings | 0 | 0 | 0 | 0 | 0 | 0 | 0 | 0 | 0 | 0 | 0 | 0 | 0 | 0 | 0 | 0 | 0 | 0 | 0 | 0 | 0 | 0 | 0 | 0 | 0 | 0 | 0 | 0 | 0 | 0 | 0
Industrial Sector Energy Related Emissions before CCS[electricity if,wood products 16,OC] | NoSettings | 0 | 0 | 0 | 0 | 0 | 0 | 0 | 0 | 0 | 0 | 0 | 0 | 0 | 0 | 0 | 0 | 0 | 0 | 0 | 0 | 0 | 0 | 0 | 0 | 0 | 0 | 0 | 0 | 0 | 0 | 0
Industrial Sector Energy Related Emissions before CCS[electricity if,wood products 16,CH4] | NoSettings | 0 | 0 | 0 | 0 | 0 | 0 | 0 | 0 | 0 | 0 | 0 | 0 | 0 | 0 | 0 | 0 | 0 | 0 | 0 | 0 | 0 | 0 | 0 | 0 | 0 | 0 | 0 | 0 | 0 | 0 | 0
Industrial Sector Energy Related Emissions before CCS[electricity if,wood products 16,N2O] | NoSettings | 0 | 0 | 0 | 0 | 0 | 0 | 0 | 0 | 0 | 0 | 0 | 0 | 0 | 0 | 0 | 0 | 0 | 0 | 0 | 0 | 0 | 0 | 0 | 0 | 0 | 0 | 0 | 0 | 0 | 0 | 0
Industrial Sector Energy Related Emissions before CCS[electricity if,wood products 16,F gases] | NoSettings | 0 | 0 | 0 | 0 | 0 | 0 | 0 | 0 | 0 | 0 | 0 | 0 | 0 | 0 | 0 | 0 | 0 | 0 | 0 | 0 | 0 | 0 | 0 | 0 | 0 | 0 | 0 | 0 | 0 | 0 | 0
Industrial Sector Energy Related Emissions before CCS[electricity if,pulp paper and printing 17T18,CO2] | NoSettings | 0 | 0 | 0 | 0 | 0 | 0 | 0 | 0 | 0 | 0 | 0 | 0 | 0 | 0 | 0 | 0 | 0 | 0 | 0 | 0 | 0 | 0 | 0 | 0 | 0 | 0 | 0 | 0 | 0 | 0 | 0
Industrial Sector Energy Related Emissions before CCS[electricity if,pulp paper and printing 17T18,VOC] | NoSettings | 0 | 0 | 0 | 0 | 0 | 0 | 0 | 0 | 0 | 0 | 0 | 0 | 0 | 0 | 0 | 0 | 0 | 0 | 0 | 0 | 0 | 0 | 0 | 0 | 0 | 0 | 0 | 0 | 0 | 0 | 0
Industrial Sector Energy Related Emissions before CCS[electricity if,pulp paper and printing 17T18,CO] | NoSettings | 0 | 0 | 0 | 0 | 0 | 0 | 0 | 0 | 0 | 0 | 0 | 0 | 0 | 0 | 0 | 0 | 0 | 0 | 0 | 0 | 0 | 0 | 0 | 0 | 0 | 0 | 0 | 0 | 0 | 0 | 0
Industrial Sector Energy Related Emissions before CCS[electricity if,pulp paper and printing 17T18,NOx] | NoSettings | 0 | 0 | 0 | 0 | 0 | 0 | 0 | 0 | 0 | 0 | 0 | 0 | 0 | 0 | 0 | 0 | 0 | 0 | 0 | 0 | 0 | 0 | 0 | 0 | 0 | 0 | 0 | 0 | 0 | 0 | 0
Industrial Sector Energy Related Emissions before CCS[electricity if,pulp paper and printing 17T18,PM10] | NoSettings | 0 | 0 | 0 | 0 | 0 | 0 | 0 | 0 | 0 | 0 | 0 | 0 | 0 | 0 | 0 | 0 | 0 | 0 | 0 | 0 | 0 | 0 | 0 | 0 | 0 | 0 | 0 | 0 | 0 | 0 | 0
Industrial Sector Energy Related Emissions before CCS[electricity if,pulp paper and printing 17T18,PM25] | NoSettings | 0 | 0 | 0 | 0 | 0 | 0 | 0 | 0 | 0 | 0 | 0 | 0 | 0 | 0 | 0 | 0 | 0 | 0 | 0 | 0 | 0 | 0 | 0 | 0 | 0 | 0 | 0 | 0 | 0 | 0 | 0
Industrial Sector Energy Related Emissions before CCS[electricity if,pulp paper and printing 17T18,SOx] | NoSettings | 0 | 0 | 0 | 0 | 0 | 0 | 0 | 0 | 0 | 0 | 0 | 0 | 0 | 0 | 0 | 0 | 0 | 0 | 0 | 0 | 0 | 0 | 0 | 0 | 0 | 0 | 0 | 0 | 0 | 0 | 0
Industrial Sector Energy Related Emissions before CCS[electricity if,pulp paper and printing 17T18,BC] | NoSettings | 0 | 0 | 0 | 0 | 0 | 0 | 0 | 0 | 0 | 0 | 0 | 0 | 0 | 0 | 0 | 0 | 0 | 0 | 0 | 0 | 0 | 0 | 0 | 0 | 0 | 0 | 0 | 0 | 0 | 0 | 0
Industrial Sector Energy Related Emissions before CCS[electricity if,pulp paper and printing 17T18,OC] | NoSettings | 0 | 0 | 0 | 0 | 0 | 0 | 0 | 0 | 0 | 0 | 0 | 0 | 0 | 0 | 0 | 0 | 0 | 0 | 0 | 0 | 0 | 0 | 0 | 0 | 0 | 0 | 0 | 0 | 0 | 0 | 0
Industrial Sector Energy Related Emissions before CCS[electricity if,pulp paper and printing 17T18,CH4] | NoSettings | 0 | 0 | 0 | 0 | 0 | 0 | 0 | 0 | 0 | 0 | 0 | 0 | 0 | 0 | 0 | 0 | 0 | 0 | 0 | 0 | 0 | 0 | 0 | 0 | 0 | 0 | 0 | 0 | 0 | 0 | 0
Industrial Sector Energy Related Emissions before CCS[electricity if,pulp paper and printing 17T18,N2O] | NoSettings | 0 | 0 | 0 | 0 | 0 | 0 | 0 | 0 | 0 | 0 | 0 | 0 | 0 | 0 | 0 | 0 | 0 | 0 | 0 | 0 | 0 | 0 | 0 | 0 | 0 | 0 | 0 | 0 | 0 | 0 | 0
Industrial Sector Energy Related Emissions before CCS[electricity if,pulp paper and printing 17T18,F gases] | NoSettings | 0 | 0 | 0 | 0 | 0 | 0 | 0 | 0 | 0 | 0 | 0 | 0 | 0 | 0 | 0 | 0 | 0 | 0 | 0 | 0 | 0 | 0 | 0 | 0 | 0 | 0 | 0 | 0 | 0 | 0 | 0
Industrial Sector Energy Related Emissions before CCS[electricity if,refined petroleum and coke 19,CO2] | NoSettings | 0 | 0 | 0 | 0 | 0 | 0 | 0 | 0 | 0 | 0 | 0 | 0 | 0 | 0 | 0 | 0 | 0 | 0 | 0 | 0 | 0 | 0 | 0 | 0 | 0 | 0 | 0 | 0 | 0 | 0 | 0
Industrial Sector Energy Related Emissions before CCS[electricity if,refined petroleum and coke 19,VOC] | NoSettings | 0 | 0 | 0 | 0 | 0 | 0 | 0 | 0 | 0 | 0 | 0 | 0 | 0 | 0 | 0 | 0 | 0 | 0 | 0 | 0 | 0 | 0 | 0 | 0 | 0 | 0 | 0 | 0 | 0 | 0 | 0
Industrial Sector Energy Related Emissions before CCS[electricity if,refined petroleum and coke 19,CO] | NoSettings | 0 | 0 | 0 | 0 | 0 | 0 | 0 | 0 | 0 | 0 | 0 | 0 | 0 | 0 | 0 | 0 | 0 | 0 | 0 | 0 | 0 | 0 | 0 | 0 | 0 | 0 | 0 | 0 | 0 | 0 | 0
Industrial Sector Energy Related Emissions before CCS[electricity if,refined petroleum and coke 19,NOx] | NoSettings | 0 | 0 | 0 | 0 | 0 | 0 | 0 | 0 | 0 | 0 | 0 | 0 | 0 | 0 | 0 | 0 | 0 | 0 | 0 | 0 | 0 | 0 | 0 | 0 | 0 | 0 | 0 | 0 | 0 | 0 | 0
Industrial Sector Energy Related Emissions before CCS[electricity if,refined petroleum and coke 19,PM10] | NoSettings | 0 | 0 | 0 | 0 | 0 | 0 | 0 | 0 | 0 | 0 | 0 | 0 | 0 | 0 | 0 | 0 | 0 | 0 | 0 | 0 | 0 | 0 | 0 | 0 | 0 | 0 | 0 | 0 | 0 | 0 | 0
Industrial Sector Energy Related Emissions before CCS[electricity if,refined petroleum and coke 19,PM25] | NoSettings | 0 | 0 | 0 | 0 | 0 | 0 | 0 | 0 | 0 | 0 | 0 | 0 | 0 | 0 | 0 | 0 | 0 | 0 | 0 | 0 | 0 | 0 | 0 | 0 | 0 | 0 | 0 | 0 | 0 | 0 | 0
Industrial Sector Energy Related Emissions before CCS[electricity if,refined petroleum and coke 19,SOx] | NoSettings | 0 | 0 | 0 | 0 | 0 | 0 | 0 | 0 | 0 | 0 | 0 | 0 | 0 | 0 | 0 | 0 | 0 | 0 | 0 | 0 | 0 | 0 | 0 | 0 | 0 | 0 | 0 | 0 | 0 | 0 | 0
Industrial Sector Energy Related Emissions before CCS[electricity if,refined petroleum and coke 19,BC] | NoSettings | 0 | 0 | 0 | 0 | 0 | 0 | 0 | 0 | 0 | 0 | 0 | 0 | 0 | 0 | 0 | 0 | 0 | 0 | 0 | 0 | 0 | 0 | 0 | 0 | 0 | 0 | 0 | 0 | 0 | 0 | 0
Industrial Sector Energy Related Emissions before CCS[electricity if,refined petroleum and coke 19,OC] | NoSettings | 0 | 0 | 0 | 0 | 0 | 0 | 0 | 0 | 0 | 0 | 0 | 0 | 0 | 0 | 0 | 0 | 0 | 0 | 0 | 0 | 0 | 0 | 0 | 0 | 0 | 0 | 0 | 0 | 0 | 0 | 0
Industrial Sector Energy Related Emissions before CCS[electricity if,refined petroleum and coke 19,CH4] | NoSettings | 0 | 0 | 0 | 0 | 0 | 0 | 0 | 0 | 0 | 0 | 0 | 0 | 0 | 0 | 0 | 0 | 0 | 0 | 0 | 0 | 0 | 0 | 0 | 0 | 0 | 0 | 0 | 0 | 0 | 0 | 0
Industrial Sector Energy Related Emissions before CCS[electricity if,refined petroleum and coke 19,N2O] | NoSettings | 0 | 0 | 0 | 0 | 0 | 0 | 0 | 0 | 0 | 0 | 0 | 0 | 0 | 0 | 0 | 0 | 0 | 0 | 0 | 0 | 0 | 0 | 0 | 0 | 0 | 0 | 0 | 0 | 0 | 0 | 0
Industrial Sector Energy Related Emissions before CCS[electricity if,refined petroleum and coke 19,F gases] | NoSettings | 0 | 0 | 0 | 0 | 0 | 0 | 0 | 0 | 0 | 0 | 0 | 0 | 0 | 0 | 0 | 0 | 0 | 0 | 0 | 0 | 0 | 0 | 0 | 0 | 0 | 0 | 0 | 0 | 0 | 0 | 0
Industrial Sector Energy Related Emissions before CCS[electricity if,chemicals 20,CO2] | NoSettings | 0 | 0 | 0 | 0 | 0 | 0 | 0 | 0 | 0 | 0 | 0 | 0 | 0 | 0 | 0 | 0 | 0 | 0 | 0 | 0 | 0 | 0 | 0 | 0 | 0 | 0 | 0 | 0 | 0 | 0 | 0
Industrial Sector Energy Related Emissions before CCS[electricity if,chemicals 20,VOC] | NoSettings | 0 | 0 | 0 | 0 | 0 | 0 | 0 | 0 | 0 | 0 | 0 | 0 | 0 | 0 | 0 | 0 | 0 | 0 | 0 | 0 | 0 | 0 | 0 | 0 | 0 | 0 | 0 | 0 | 0 | 0 | 0
Industrial Sector Energy Related Emissions before CCS[electricity if,chemicals 20,CO] | NoSettings | 0 | 0 | 0 | 0 | 0 | 0 | 0 | 0 | 0 | 0 | 0 | 0 | 0 | 0 | 0 | 0 | 0 | 0 | 0 | 0 | 0 | 0 | 0 | 0 | 0 | 0 | 0 | 0 | 0 | 0 | 0
Industrial Sector Energy Related Emissions before CCS[electricity if,chemicals 20,NOx] | NoSettings | 0 | 0 | 0 | 0 | 0 | 0 | 0 | 0 | 0 | 0 | 0 | 0 | 0 | 0 | 0 | 0 | 0 | 0 | 0 | 0 | 0 | 0 | 0 | 0 | 0 | 0 | 0 | 0 | 0 | 0 | 0
Industrial Sector Energy Related Emissions before CCS[electricity if,chemicals 20,PM10] | NoSettings | 0 | 0 | 0 | 0 | 0 | 0 | 0 | 0 | 0 | 0 | 0 | 0 | 0 | 0 | 0 | 0 | 0 | 0 | 0 | 0 | 0 | 0 | 0 | 0 | 0 | 0 | 0 | 0 | 0 | 0 | 0
Industrial Sector Energy Related Emissions before CCS[electricity if,chemicals 20,PM25] | NoSettings | 0 | 0 | 0 | 0 | 0 | 0 | 0 | 0 | 0 | 0 | 0 | 0 | 0 | 0 | 0 | 0 | 0 | 0 | 0 | 0 | 0 | 0 | 0 | 0 | 0 | 0 | 0 | 0 | 0 | 0 | 0
Industrial Sector Energy Related Emissions before CCS[electricity if,chemicals 20,SOx] | NoSettings | 0 | 0 | 0 | 0 | 0 | 0 | 0 | 0 | 0 | 0 | 0 | 0 | 0 | 0 | 0 | 0 | 0 | 0 | 0 | 0 | 0 | 0 | 0 | 0 | 0 | 0 | 0 | 0 | 0 | 0 | 0
Industrial Sector Energy Related Emissions before CCS[electricity if,chemicals 20,BC] | NoSettings | 0 | 0 | 0 | 0 | 0 | 0 | 0 | 0 | 0 | 0 | 0 | 0 | 0 | 0 | 0 | 0 | 0 | 0 | 0 | 0 | 0 | 0 | 0 | 0 | 0 | 0 | 0 | 0 | 0 | 0 | 0
Industrial Sector Energy Related Emissions before CCS[electricity if,chemicals 20,OC] | NoSettings | 0 | 0 | 0 | 0 | 0 | 0 | 0 | 0 | 0 | 0 | 0 | 0 | 0 | 0 | 0 | 0 | 0 | 0 | 0 | 0 | 0 | 0 | 0 | 0 | 0 | 0 | 0 | 0 | 0 | 0 | 0
Industrial Sector Energy Related Emissions before CCS[electricity if,chemicals 20,CH4] | NoSettings | 0 | 0 | 0 | 0 | 0 | 0 | 0 | 0 | 0 | 0 | 0 | 0 | 0 | 0 | 0 | 0 | 0 | 0 | 0 | 0 | 0 | 0 | 0 | 0 | 0 | 0 | 0 | 0 | 0 | 0 | 0
Industrial Sector Energy Related Emissions before CCS[electricity if,chemicals 20,N2O] | NoSettings | 0 | 0 | 0 | 0 | 0 | 0 | 0 | 0 | 0 | 0 | 0 | 0 | 0 | 0 | 0 | 0 | 0 | 0 | 0 | 0 | 0 | 0 | 0 | 0 | 0 | 0 | 0 | 0 | 0 | 0 | 0
Industrial Sector Energy Related Emissions before CCS[electricity if,chemicals 20,F gases] | NoSettings | 0 | 0 | 0 | 0 | 0 | 0 | 0 | 0 | 0 | 0 | 0 | 0 | 0 | 0 | 0 | 0 | 0 | 0 | 0 | 0 | 0 | 0 | 0 | 0 | 0 | 0 | 0 | 0 | 0 | 0 | 0
Industrial Sector Energy Related Emissions before CCS[electricity if,rubber and plastic products 22,CO2] | NoSettings | 0 | 0 | 0 | 0 | 0 | 0 | 0 | 0 | 0 | 0 | 0 | 0 | 0 | 0 | 0 | 0 | 0 | 0 | 0 | 0 | 0 | 0 | 0 | 0 | 0 | 0 | 0 | 0 | 0 | 0 | 0
Industrial Sector Energy Related Emissions before CCS[electricity if,rubber and plastic products 22,VOC] | NoSettings | 0 | 0 | 0 | 0 | 0 | 0 | 0 | 0 | 0 | 0 | 0 | 0 | 0 | 0 | 0 | 0 | 0 | 0 | 0 | 0 | 0 | 0 | 0 | 0 | 0 | 0 | 0 | 0 | 0 | 0 | 0
Industrial Sector Energy Related Emissions before CCS[electricity if,rubber and plastic products 22,CO] | NoSettings | 0 | 0 | 0 | 0 | 0 | 0 | 0 | 0 | 0 | 0 | 0 | 0 | 0 | 0 | 0 | 0 | 0 | 0 | 0 | 0 | 0 | 0 | 0 | 0 | 0 | 0 | 0 | 0 | 0 | 0 | 0
Industrial Sector Energy Related Emissions before CCS[electricity if,rubber and plastic products 22,NOx] | NoSettings | 0 | 0 | 0 | 0 | 0 | 0 | 0 | 0 | 0 | 0 | 0 | 0 | 0 | 0 | 0 | 0 | 0 | 0 | 0 | 0 | 0 | 0 | 0 | 0 | 0 | 0 | 0 | 0 | 0 | 0 | 0
Industrial Sector Energy Related Emissions before CCS[electricity if,rubber and plastic products 22,PM10] | NoSettings | 0 | 0 | 0 | 0 | 0 | 0 | 0 | 0 | 0 | 0 | 0 | 0 | 0 | 0 | 0 | 0 | 0 | 0 | 0 | 0 | 0 | 0 | 0 | 0 | 0 | 0 | 0 | 0 | 0 | 0 | 0
Industrial Sector Energy Related Emissions before CCS[electricity if,rubber and plastic products 22,PM25] | NoSettings | 0 | 0 | 0 | 0 | 0 | 0 | 0 | 0 | 0 | 0 | 0 | 0 | 0 | 0 | 0 | 0 | 0 | 0 | 0 | 0 | 0 | 0 | 0 | 0 | 0 | 0 | 0 | 0 | 0 | 0 | 0
Industrial Sector Energy Related Emissions before CCS[electricity if,rubber and plastic products 22,SOx] | NoSettings | 0 | 0 | 0 | 0 | 0 | 0 | 0 | 0 | 0 | 0 | 0 | 0 | 0 | 0 | 0 | 0 | 0 | 0 | 0 | 0 | 0 | 0 | 0 | 0 | 0 | 0 | 0 | 0 | 0 | 0 | 0
Industrial Sector Energy Related Emissions before CCS[electricity if,rubber and plastic products 22,BC] | NoSettings | 0 | 0 | 0 | 0 | 0 | 0 | 0 | 0 | 0 | 0 | 0 | 0 | 0 | 0 | 0 | 0 | 0 | 0 | 0 | 0 | 0 | 0 | 0 | 0 | 0 | 0 | 0 | 0 | 0 | 0 | 0
Industrial Sector Energy Related Emissions before CCS[electricity if,rubber and plastic products 22,OC] | NoSettings | 0 | 0 | 0 | 0 | 0 | 0 | 0 | 0 | 0 | 0 | 0 | 0 | 0 | 0 | 0 | 0 | 0 | 0 | 0 | 0 | 0 | 0 | 0 | 0 | 0 | 0 | 0 | 0 | 0 | 0 | 0
Industrial Sector Energy Related Emissions before CCS[electricity if,rubber and plastic products 22,CH4] | NoSettings | 0 | 0 | 0 | 0 | 0 | 0 | 0 | 0 | 0 | 0 | 0 | 0 | 0 | 0 | 0 | 0 | 0 | 0 | 0 | 0 | 0 | 0 | 0 | 0 | 0 | 0 | 0 | 0 | 0 | 0 | 0
Industrial Sector Energy Related Emissions before CCS[electricity if,rubber and plastic products 22,N2O] | NoSettings | 0 | 0 | 0 | 0 | 0 | 0 | 0 | 0 | 0 | 0 | 0 | 0 | 0 | 0 | 0 | 0 | 0 | 0 | 0 | 0 | 0 | 0 | 0 | 0 | 0 | 0 | 0 | 0 | 0 | 0 | 0
Industrial Sector Energy Related Emissions before CCS[electricity if,rubber and plastic products 22,F gases] | NoSettings | 0 | 0 | 0 | 0 | 0 | 0 | 0 | 0 | 0 | 0 | 0 | 0 | 0 | 0 | 0 | 0 | 0 | 0 | 0 | 0 | 0 | 0 | 0 | 0 | 0 | 0 | 0 | 0 | 0 | 0 | 0
Industrial Sector Energy Related Emissions before CCS[electricity if,glass and glass products 231,CO2] | NoSettings | 0 | 0 | 0 | 0 | 0 | 0 | 0 | 0 | 0 | 0 | 0 | 0 | 0 | 0 | 0 | 0 | 0 | 0 | 0 | 0 | 0 | 0 | 0 | 0 | 0 | 0 | 0 | 0 | 0 | 0 | 0
Industrial Sector Energy Related Emissions before CCS[electricity if,glass and glass products 231,VOC] | NoSettings | 0 | 0 | 0 | 0 | 0 | 0 | 0 | 0 | 0 | 0 | 0 | 0 | 0 | 0 | 0 | 0 | 0 | 0 | 0 | 0 | 0 | 0 | 0 | 0 | 0 | 0 | 0 | 0 | 0 | 0 | 0
Industrial Sector Energy Related Emissions before CCS[electricity if,glass and glass products 231,CO] | NoSettings | 0 | 0 | 0 | 0 | 0 | 0 | 0 | 0 | 0 | 0 | 0 | 0 | 0 | 0 | 0 | 0 | 0 | 0 | 0 | 0 | 0 | 0 | 0 | 0 | 0 | 0 | 0 | 0 | 0 | 0 | 0
Industrial Sector Energy Related Emissions before CCS[electricity if,glass and glass products 231,NOx] | NoSettings | 0 | 0 | 0 | 0 | 0 | 0 | 0 | 0 | 0 | 0 | 0 | 0 | 0 | 0 | 0 | 0 | 0 | 0 | 0 | 0 | 0 | 0 | 0 | 0 | 0 | 0 | 0 | 0 | 0 | 0 | 0
Industrial Sector Energy Related Emissions before CCS[electricity if,glass and glass products 231,PM10] | NoSettings | 0 | 0 | 0 | 0 | 0 | 0 | 0 | 0 | 0 | 0 | 0 | 0 | 0 | 0 | 0 | 0 | 0 | 0 | 0 | 0 | 0 | 0 | 0 | 0 | 0 | 0 | 0 | 0 | 0 | 0 | 0
Industrial Sector Energy Related Emissions before CCS[electricity if,glass and glass products 231,PM25] | NoSettings | 0 | 0 | 0 | 0 | 0 | 0 | 0 | 0 | 0 | 0 | 0 | 0 | 0 | 0 | 0 | 0 | 0 | 0 | 0 | 0 | 0 | 0 | 0 | 0 | 0 | 0 | 0 | 0 | 0 | 0 | 0
Industrial Sector Energy Related Emissions before CCS[electricity if,glass and glass products 231,SOx] | NoSettings | 0 | 0 | 0 | 0 | 0 | 0 | 0 | 0 | 0 | 0 | 0 | 0 | 0 | 0 | 0 | 0 | 0 | 0 | 0 | 0 | 0 | 0 | 0 | 0 | 0 | 0 | 0 | 0 | 0 | 0 | 0
Industrial Sector Energy Related Emissions before CCS[electricity if,glass and glass products 231,BC] | NoSettings | 0 | 0 | 0 | 0 | 0 | 0 | 0 | 0 | 0 | 0 | 0 | 0 | 0 | 0 | 0 | 0 | 0 | 0 | 0 | 0 | 0 | 0 | 0 | 0 | 0 | 0 | 0 | 0 | 0 | 0 | 0
Industrial Sector Energy Related Emissions before CCS[electricity if,glass and glass products 231,OC] | NoSettings | 0 | 0 | 0 | 0 | 0 | 0 | 0 | 0 | 0 | 0 | 0 | 0 | 0 | 0 | 0 | 0 | 0 | 0 | 0 | 0 | 0 | 0 | 0 | 0 | 0 | 0 | 0 | 0 | 0 | 0 | 0
Industrial Sector Energy Related Emissions before CCS[electricity if,glass and glass products 231,CH4] | NoSettings | 0 | 0 | 0 | 0 | 0 | 0 | 0 | 0 | 0 | 0 | 0 | 0 | 0 | 0 | 0 | 0 | 0 | 0 | 0 | 0 | 0 | 0 | 0 | 0 | 0 | 0 | 0 | 0 | 0 | 0 | 0
Industrial Sector Energy Related Emissions before CCS[electricity if,glass and glass products 231,N2O] | NoSettings | 0 | 0 | 0 | 0 | 0 | 0 | 0 | 0 | 0 | 0 | 0 | 0 | 0 | 0 | 0 | 0 | 0 | 0 | 0 | 0 | 0 | 0 | 0 | 0 | 0 | 0 | 0 | 0 | 0 | 0 | 0
Industrial Sector Energy Related Emissions before CCS[electricity if,glass and glass products 231,F gases] | NoSettings | 0 | 0 | 0 | 0 | 0 | 0 | 0 | 0 | 0 | 0 | 0 | 0 | 0 | 0 | 0 | 0 | 0 | 0 | 0 | 0 | 0 | 0 | 0 | 0 | 0 | 0 | 0 | 0 | 0 | 0 | 0
Industrial Sector Energy Related Emissions before CCS[electricity if,cement and other nonmetallic minerals 239,CO2] | NoSettings | 0 | 0 | 0 | 0 | 0 | 0 | 0 | 0 | 0 | 0 | 0 | 0 | 0 | 0 | 0 | 0 | 0 | 0 | 0 | 0 | 0 | 0 | 0 | 0 | 0 | 0 | 0 | 0 | 0 | 0 | 0
Industrial Sector Energy Related Emissions before CCS[electricity if,cement and other nonmetallic minerals 239,VOC] | NoSettings | 0 | 0 | 0 | 0 | 0 | 0 | 0 | 0 | 0 | 0 | 0 | 0 | 0 | 0 | 0 | 0 | 0 | 0 | 0 | 0 | 0 | 0 | 0 | 0 | 0 | 0 | 0 | 0 | 0 | 0 | 0
Industrial Sector Energy Related Emissions before CCS[electricity if,cement and other nonmetallic minerals 239,CO] | NoSettings | 0 | 0 | 0 | 0 | 0 | 0 | 0 | 0 | 0 | 0 | 0 | 0 | 0 | 0 | 0 | 0 | 0 | 0 | 0 | 0 | 0 | 0 | 0 | 0 | 0 | 0 | 0 | 0 | 0 | 0 | 0
Industrial Sector Energy Related Emissions before CCS[electricity if,cement and other nonmetallic minerals 239,NOx] | NoSettings | 0 | 0 | 0 | 0 | 0 | 0 | 0 | 0 | 0 | 0 | 0 | 0 | 0 | 0 | 0 | 0 | 0 | 0 | 0 | 0 | 0 | 0 | 0 | 0 | 0 | 0 | 0 | 0 | 0 | 0 | 0
Industrial Sector Energy Related Emissions before CCS[electricity if,cement and other nonmetallic minerals 239,PM10] | NoSettings | 0 | 0 | 0 | 0 | 0 | 0 | 0 | 0 | 0 | 0 | 0 | 0 | 0 | 0 | 0 | 0 | 0 | 0 | 0 | 0 | 0 | 0 | 0 | 0 | 0 | 0 | 0 | 0 | 0 | 0 | 0
Industrial Sector Energy Related Emissions before CCS[electricity if,cement and other nonmetallic minerals 239,PM25] | NoSettings | 0 | 0 | 0 | 0 | 0 | 0 | 0 | 0 | 0 | 0 | 0 | 0 | 0 | 0 | 0 | 0 | 0 | 0 | 0 | 0 | 0 | 0 | 0 | 0 | 0 | 0 | 0 | 0 | 0 | 0 | 0
Industrial Sector Energy Related Emissions before CCS[electricity if,cement and other nonmetallic minerals 239,SOx] | NoSettings | 0 | 0 | 0 | 0 | 0 | 0 | 0 | 0 | 0 | 0 | 0 | 0 | 0 | 0 | 0 | 0 | 0 | 0 | 0 | 0 | 0 | 0 | 0 | 0 | 0 | 0 | 0 | 0 | 0 | 0 | 0
Industrial Sector Energy Related Emissions before CCS[electricity if,cement and other nonmetallic minerals 239,BC] | NoSettings | 0 | 0 | 0 | 0 | 0 | 0 | 0 | 0 | 0 | 0 | 0 | 0 | 0 | 0 | 0 | 0 | 0 | 0 | 0 | 0 | 0 | 0 | 0 | 0 | 0 | 0 | 0 | 0 | 0 | 0 | 0
Industrial Sector Energy Related Emissions before CCS[electricity if,cement and other nonmetallic minerals 239,OC] | NoSettings | 0 | 0 | 0 | 0 | 0 | 0 | 0 | 0 | 0 | 0 | 0 | 0 | 0 | 0 | 0 | 0 | 0 | 0 | 0 | 0 | 0 | 0 | 0 | 0 | 0 | 0 | 0 | 0 | 0 | 0 | 0
Industrial Sector Energy Related Emissions before CCS[electricity if,cement and other nonmetallic minerals 239,CH4] | NoSettings | 0 | 0 | 0 | 0 | 0 | 0 | 0 | 0 | 0 | 0 | 0 | 0 | 0 | 0 | 0 | 0 | 0 | 0 | 0 | 0 | 0 | 0 | 0 | 0 | 0 | 0 | 0 | 0 | 0 | 0 | 0
Industrial Sector Energy Related Emissions before CCS[electricity if,cement and other nonmetallic minerals 239,N2O] | NoSettings | 0 | 0 | 0 | 0 | 0 | 0 | 0 | 0 | 0 | 0 | 0 | 0 | 0 | 0 | 0 | 0 | 0 | 0 | 0 | 0 | 0 | 0 | 0 | 0 | 0 | 0 | 0 | 0 | 0 | 0 | 0
Industrial Sector Energy Related Emissions before CCS[electricity if,cement and other nonmetallic minerals 239,F gases] | NoSettings | 0 | 0 | 0 | 0 | 0 | 0 | 0 | 0 | 0 | 0 | 0 | 0 | 0 | 0 | 0 | 0 | 0 | 0 | 0 | 0 | 0 | 0 | 0 | 0 | 0 | 0 | 0 | 0 | 0 | 0 | 0
Industrial Sector Energy Related Emissions before CCS[electricity if,iron and steel 241,CO2] | NoSettings | 0 | 0 | 0 | 0 | 0 | 0 | 0 | 0 | 0 | 0 | 0 | 0 | 0 | 0 | 0 | 0 | 0 | 0 | 0 | 0 | 0 | 0 | 0 | 0 | 0 | 0 | 0 | 0 | 0 | 0 | 0
Industrial Sector Energy Related Emissions before CCS[electricity if,iron and steel 241,VOC] | NoSettings | 0 | 0 | 0 | 0 | 0 | 0 | 0 | 0 | 0 | 0 | 0 | 0 | 0 | 0 | 0 | 0 | 0 | 0 | 0 | 0 | 0 | 0 | 0 | 0 | 0 | 0 | 0 | 0 | 0 | 0 | 0
Industrial Sector Energy Related Emissions before CCS[electricity if,iron and steel 241,CO] | NoSettings | 0 | 0 | 0 | 0 | 0 | 0 | 0 | 0 | 0 | 0 | 0 | 0 | 0 | 0 | 0 | 0 | 0 | 0 | 0 | 0 | 0 | 0 | 0 | 0 | 0 | 0 | 0 | 0 | 0 | 0 | 0
Industrial Sector Energy Related Emissions before CCS[electricity if,iron and steel 241,NOx] | NoSettings | 0 | 0 | 0 | 0 | 0 | 0 | 0 | 0 | 0 | 0 | 0 | 0 | 0 | 0 | 0 | 0 | 0 | 0 | 0 | 0 | 0 | 0 | 0 | 0 | 0 | 0 | 0 | 0 | 0 | 0 | 0
Industrial Sector Energy Related Emissions before CCS[electricity if,iron and steel 241,PM10] | NoSettings | 0 | 0 | 0 | 0 | 0 | 0 | 0 | 0 | 0 | 0 | 0 | 0 | 0 | 0 | 0 | 0 | 0 | 0 | 0 | 0 | 0 | 0 | 0 | 0 | 0 | 0 | 0 | 0 | 0 | 0 | 0
Industrial Sector Energy Related Emissions before CCS[electricity if,iron and steel 241,PM25] | NoSettings | 0 | 0 | 0 | 0 | 0 | 0 | 0 | 0 | 0 | 0 | 0 | 0 | 0 | 0 | 0 | 0 | 0 | 0 | 0 | 0 | 0 | 0 | 0 | 0 | 0 | 0 | 0 | 0 | 0 | 0 | 0
Industrial Sector Energy Related Emissions before CCS[electricity if,iron and steel 241,SOx] | NoSettings | 0 | 0 | 0 | 0 | 0 | 0 | 0 | 0 | 0 | 0 | 0 | 0 | 0 | 0 | 0 | 0 | 0 | 0 | 0 | 0 | 0 | 0 | 0 | 0 | 0 | 0 | 0 | 0 | 0 | 0 | 0
Industrial Sector Energy Related Emissions before CCS[electricity if,iron and steel 241,BC] | NoSettings | 0 | 0 | 0 | 0 | 0 | 0 | 0 | 0 | 0 | 0 | 0 | 0 | 0 | 0 | 0 | 0 | 0 | 0 | 0 | 0 | 0 | 0 | 0 | 0 | 0 | 0 | 0 | 0 | 0 | 0 | 0
Industrial Sector Energy Related Emissions before CCS[electricity if,iron and steel 241,OC] | NoSettings | 0 | 0 | 0 | 0 | 0 | 0 | 0 | 0 | 0 | 0 | 0 | 0 | 0 | 0 | 0 | 0 | 0 | 0 | 0 | 0 | 0 | 0 | 0 | 0 | 0 | 0 | 0 | 0 | 0 | 0 | 0
Industrial Sector Energy Related Emissions before CCS[electricity if,iron and steel 241,CH4] | NoSettings | 0 | 0 | 0 | 0 | 0 | 0 | 0 | 0 | 0 | 0 | 0 | 0 | 0 | 0 | 0 | 0 | 0 | 0 | 0 | 0 | 0 | 0 | 0 | 0 | 0 | 0 | 0 | 0 | 0 | 0 | 0
Industrial Sector Energy Related Emissions before CCS[electricity if,iron and steel 241,N2O] | NoSettings | 0 | 0 | 0 | 0 | 0 | 0 | 0 | 0 | 0 | 0 | 0 | 0 | 0 | 0 | 0 | 0 | 0 | 0 | 0 | 0 | 0 | 0 | 0 | 0 | 0 | 0 | 0 | 0 | 0 | 0 | 0
Industrial Sector Energy Related Emissions before CCS[electricity if,iron and steel 241,F gases] | NoSettings | 0 | 0 | 0 | 0 | 0 | 0 | 0 | 0 | 0 | 0 | 0 | 0 | 0 | 0 | 0 | 0 | 0 | 0 | 0 | 0 | 0 | 0 | 0 | 0 | 0 | 0 | 0 | 0 | 0 | 0 | 0
Industrial Sector Energy Related Emissions before CCS[electricity if,other metals 242,CO2] | NoSettings | 0 | 0 | 0 | 0 | 0 | 0 | 0 | 0 | 0 | 0 | 0 | 0 | 0 | 0 | 0 | 0 | 0 | 0 | 0 | 0 | 0 | 0 | 0 | 0 | 0 | 0 | 0 | 0 | 0 | 0 | 0
Industrial Sector Energy Related Emissions before CCS[electricity if,other metals 242,VOC] | NoSettings | 0 | 0 | 0 | 0 | 0 | 0 | 0 | 0 | 0 | 0 | 0 | 0 | 0 | 0 | 0 | 0 | 0 | 0 | 0 | 0 | 0 | 0 | 0 | 0 | 0 | 0 | 0 | 0 | 0 | 0 | 0
Industrial Sector Energy Related Emissions before CCS[electricity if,other metals 242,CO] | NoSettings | 0 | 0 | 0 | 0 | 0 | 0 | 0 | 0 | 0 | 0 | 0 | 0 | 0 | 0 | 0 | 0 | 0 | 0 | 0 | 0 | 0 | 0 | 0 | 0 | 0 | 0 | 0 | 0 | 0 | 0 | 0
Industrial Sector Energy Related Emissions before CCS[electricity if,other metals 242,NOx] | NoSettings | 0 | 0 | 0 | 0 | 0 | 0 | 0 | 0 | 0 | 0 | 0 | 0 | 0 | 0 | 0 | 0 | 0 | 0 | 0 | 0 | 0 | 0 | 0 | 0 | 0 | 0 | 0 | 0 | 0 | 0 | 0
Industrial Sector Energy Related Emissions before CCS[electricity if,other metals 242,PM10] | NoSettings | 0 | 0 | 0 | 0 | 0 | 0 | 0 | 0 | 0 | 0 | 0 | 0 | 0 | 0 | 0 | 0 | 0 | 0 | 0 | 0 | 0 | 0 | 0 | 0 | 0 | 0 | 0 | 0 | 0 | 0 | 0
Industrial Sector Energy Related Emissions before CCS[electricity if,other metals 242,PM25] | NoSettings | 0 | 0 | 0 | 0 | 0 | 0 | 0 | 0 | 0 | 0 | 0 | 0 | 0 | 0 | 0 | 0 | 0 | 0 | 0 | 0 | 0 | 0 | 0 | 0 | 0 | 0 | 0 | 0 | 0 | 0 | 0
Industrial Sector Energy Related Emissions before CCS[electricity if,other metals 242,SOx] | NoSettings | 0 | 0 | 0 | 0 | 0 | 0 | 0 | 0 | 0 | 0 | 0 | 0 | 0 | 0 | 0 | 0 | 0 | 0 | 0 | 0 | 0 | 0 | 0 | 0 | 0 | 0 | 0 | 0 | 0 | 0 | 0
Industrial Sector Energy Related Emissions before CCS[electricity if,other metals 242,BC] | NoSettings | 0 | 0 | 0 | 0 | 0 | 0 | 0 | 0 | 0 | 0 | 0 | 0 | 0 | 0 | 0 | 0 | 0 | 0 | 0 | 0 | 0 | 0 | 0 | 0 | 0 | 0 | 0 | 0 | 0 | 0 | 0
Industrial Sector Energy Related Emissions before CCS[electricity if,other metals 242,OC] | NoSettings | 0 | 0 | 0 | 0 | 0 | 0 | 0 | 0 | 0 | 0 | 0 | 0 | 0 | 0 | 0 | 0 | 0 | 0 | 0 | 0 | 0 | 0 | 0 | 0 | 0 | 0 | 0 | 0 | 0 | 0 | 0
Industrial Sector Energy Related Emissions before CCS[electricity if,other metals 242,CH4] | NoSettings | 0 | 0 | 0 | 0 | 0 | 0 | 0 | 0 | 0 | 0 | 0 | 0 | 0 | 0 | 0 | 0 | 0 | 0 | 0 | 0 | 0 | 0 | 0 | 0 | 0 | 0 | 0 | 0 | 0 | 0 | 0
Industrial Sector Energy Related Emissions before CCS[electricity if,other metals 242,N2O] | NoSettings | 0 | 0 | 0 | 0 | 0 | 0 | 0 | 0 | 0 | 0 | 0 | 0 | 0 | 0 | 0 | 0 | 0 | 0 | 0 | 0 | 0 | 0 | 0 | 0 | 0 | 0 | 0 | 0 | 0 | 0 | 0
Industrial Sector Energy Related Emissions before CCS[electricity if,other metals 242,F gases] | NoSettings | 0 | 0 | 0 | 0 | 0 | 0 | 0 | 0 | 0 | 0 | 0 | 0 | 0 | 0 | 0 | 0 | 0 | 0 | 0 | 0 | 0 | 0 | 0 | 0 | 0 | 0 | 0 | 0 | 0 | 0 | 0
Industrial Sector Energy Related Emissions before CCS[electricity if,metal products except machinery and vehicles 25,CO2] | NoSettings | 0 | 0 | 0 | 0 | 0 | 0 | 0 | 0 | 0 | 0 | 0 | 0 | 0 | 0 | 0 | 0 | 0 | 0 | 0 | 0 | 0 | 0 | 0 | 0 | 0 | 0 | 0 | 0 | 0 | 0 | 0
Industrial Sector Energy Related Emissions before CCS[electricity if,metal products except machinery and vehicles 25,VOC] | NoSettings | 0 | 0 | 0 | 0 | 0 | 0 | 0 | 0 | 0 | 0 | 0 | 0 | 0 | 0 | 0 | 0 | 0 | 0 | 0 | 0 | 0 | 0 | 0 | 0 | 0 | 0 | 0 | 0 | 0 | 0 | 0
Industrial Sector Energy Related Emissions before CCS[electricity if,metal products except machinery and vehicles 25,CO] | NoSettings | 0 | 0 | 0 | 0 | 0 | 0 | 0 | 0 | 0 | 0 | 0 | 0 | 0 | 0 | 0 | 0 | 0 | 0 | 0 | 0 | 0 | 0 | 0 | 0 | 0 | 0 | 0 | 0 | 0 | 0 | 0
Industrial Sector Energy Related Emissions before CCS[electricity if,metal products except machinery and vehicles 25,NOx] | NoSettings | 0 | 0 | 0 | 0 | 0 | 0 | 0 | 0 | 0 | 0 | 0 | 0 | 0 | 0 | 0 | 0 | 0 | 0 | 0 | 0 | 0 | 0 | 0 | 0 | 0 | 0 | 0 | 0 | 0 | 0 | 0
Industrial Sector Energy Related Emissions before CCS[electricity if,metal products except machinery and vehicles 25,PM10] | NoSettings | 0 | 0 | 0 | 0 | 0 | 0 | 0 | 0 | 0 | 0 | 0 | 0 | 0 | 0 | 0 | 0 | 0 | 0 | 0 | 0 | 0 | 0 | 0 | 0 | 0 | 0 | 0 | 0 | 0 | 0 | 0
Industrial Sector Energy Related Emissions before CCS[electricity if,metal products except machinery and vehicles 25,PM25] | NoSettings | 0 | 0 | 0 | 0 | 0 | 0 | 0 | 0 | 0 | 0 | 0 | 0 | 0 | 0 | 0 | 0 | 0 | 0 | 0 | 0 | 0 | 0 | 0 | 0 | 0 | 0 | 0 | 0 | 0 | 0 | 0
Industrial Sector Energy Related Emissions before CCS[electricity if,metal products except machinery and vehicles 25,SOx] | NoSettings | 0 | 0 | 0 | 0 | 0 | 0 | 0 | 0 | 0 | 0 | 0 | 0 | 0 | 0 | 0 | 0 | 0 | 0 | 0 | 0 | 0 | 0 | 0 | 0 | 0 | 0 | 0 | 0 | 0 | 0 | 0
Industrial Sector Energy Related Emissions before CCS[electricity if,metal products except machinery and vehicles 25,BC] | NoSettings | 0 | 0 | 0 | 0 | 0 | 0 | 0 | 0 | 0 | 0 | 0 | 0 | 0 | 0 | 0 | 0 | 0 | 0 | 0 | 0 | 0 | 0 | 0 | 0 | 0 | 0 | 0 | 0 | 0 | 0 | 0
Industrial Sector Energy Related Emissions before CCS[electricity if,metal products except machinery and vehicles 25,OC] | NoSettings | 0 | 0 | 0 | 0 | 0 | 0 | 0 | 0 | 0 | 0 | 0 | 0 | 0 | 0 | 0 | 0 | 0 | 0 | 0 | 0 | 0 | 0 | 0 | 0 | 0 | 0 | 0 | 0 | 0 | 0 | 0
Industrial Sector Energy Related Emissions before CCS[electricity if,metal products except machinery and vehicles 25,CH4] | NoSettings | 0 | 0 | 0 | 0 | 0 | 0 | 0 | 0 | 0 | 0 | 0 | 0 | 0 | 0 | 0 | 0 | 0 | 0 | 0 | 0 | 0 | 0 | 0 | 0 | 0 | 0 | 0 | 0 | 0 | 0 | 0
Industrial Sector Energy Related Emissions before CCS[electricity if,metal products except machinery and vehicles 25,N2O] | NoSettings | 0 | 0 | 0 | 0 | 0 | 0 | 0 | 0 | 0 | 0 | 0 | 0 | 0 | 0 | 0 | 0 | 0 | 0 | 0 | 0 | 0 | 0 | 0 | 0 | 0 | 0 | 0 | 0 | 0 | 0 | 0
Industrial Sector Energy Related Emissions before CCS[electricity if,metal products except machinery and vehicles 25,F gases] | NoSettings | 0 | 0 | 0 | 0 | 0 | 0 | 0 | 0 | 0 | 0 | 0 | 0 | 0 | 0 | 0 | 0 | 0 | 0 | 0 | 0 | 0 | 0 | 0 | 0 | 0 | 0 | 0 | 0 | 0 | 0 | 0
Industrial Sector Energy Related Emissions before CCS[electricity if,computers and electronics 26,CO2] | NoSettings | 0 | 0 | 0 | 0 | 0 | 0 | 0 | 0 | 0 | 0 | 0 | 0 | 0 | 0 | 0 | 0 | 0 | 0 | 0 | 0 | 0 | 0 | 0 | 0 | 0 | 0 | 0 | 0 | 0 | 0 | 0
Industrial Sector Energy Related Emissions before CCS[electricity if,computers and electronics 26,VOC] | NoSettings | 0 | 0 | 0 | 0 | 0 | 0 | 0 | 0 | 0 | 0 | 0 | 0 | 0 | 0 | 0 | 0 | 0 | 0 | 0 | 0 | 0 | 0 | 0 | 0 | 0 | 0 | 0 | 0 | 0 | 0 | 0
Industrial Sector Energy Related Emissions before CCS[electricity if,computers and electronics 26,CO] | NoSettings | 0 | 0 | 0 | 0 | 0 | 0 | 0 | 0 | 0 | 0 | 0 | 0 | 0 | 0 | 0 | 0 | 0 | 0 | 0 | 0 | 0 | 0 | 0 | 0 | 0 | 0 | 0 | 0 | 0 | 0 | 0
Industrial Sector Energy Related Emissions before CCS[electricity if,computers and electronics 26,NOx] | NoSettings | 0 | 0 | 0 | 0 | 0 | 0 | 0 | 0 | 0 | 0 | 0 | 0 | 0 | 0 | 0 | 0 | 0 | 0 | 0 | 0 | 0 | 0 | 0 | 0 | 0 | 0 | 0 | 0 | 0 | 0 | 0
Industrial Sector Energy Related Emissions before CCS[electricity if,computers and electronics 26,PM10] | NoSettings | 0 | 0 | 0 | 0 | 0 | 0 | 0 | 0 | 0 | 0 | 0 | 0 | 0 | 0 | 0 | 0 | 0 | 0 | 0 | 0 | 0 | 0 | 0 | 0 | 0 | 0 | 0 | 0 | 0 | 0 | 0
Industrial Sector Energy Related Emissions before CCS[electricity if,computers and electronics 26,PM25] | NoSettings | 0 | 0 | 0 | 0 | 0 | 0 | 0 | 0 | 0 | 0 | 0 | 0 | 0 | 0 | 0 | 0 | 0 | 0 | 0 | 0 | 0 | 0 | 0 | 0 | 0 | 0 | 0 | 0 | 0 | 0 | 0
Industrial Sector Energy Related Emissions before CCS[electricity if,computers and electronics 26,SOx] | NoSettings | 0 | 0 | 0 | 0 | 0 | 0 | 0 | 0 | 0 | 0 | 0 | 0 | 0 | 0 | 0 | 0 | 0 | 0 | 0 | 0 | 0 | 0 | 0 | 0 | 0 | 0 | 0 | 0 | 0 | 0 | 0
Industrial Sector Energy Related Emissions before CCS[electricity if,computers and electronics 26,BC] | NoSettings | 0 | 0 | 0 | 0 | 0 | 0 | 0 | 0 | 0 | 0 | 0 | 0 | 0 | 0 | 0 | 0 | 0 | 0 | 0 | 0 | 0 | 0 | 0 | 0 | 0 | 0 | 0 | 0 | 0 | 0 | 0
Industrial Sector Energy Related Emissions before CCS[electricity if,computers and electronics 26,OC] | NoSettings | 0 | 0 | 0 | 0 | 0 | 0 | 0 | 0 | 0 | 0 | 0 | 0 | 0 | 0 | 0 | 0 | 0 | 0 | 0 | 0 | 0 | 0 | 0 | 0 | 0 | 0 | 0 | 0 | 0 | 0 | 0
Industrial Sector Energy Related Emissions before CCS[electricity if,computers and electronics 26,CH4] | NoSettings | 0 | 0 | 0 | 0 | 0 | 0 | 0 | 0 | 0 | 0 | 0 | 0 | 0 | 0 | 0 | 0 | 0 | 0 | 0 | 0 | 0 | 0 | 0 | 0 | 0 | 0 | 0 | 0 | 0 | 0 | 0
Industrial Sector Energy Related Emissions before CCS[electricity if,computers and electronics 26,N2O] | NoSettings | 0 | 0 | 0 | 0 | 0 | 0 | 0 | 0 | 0 | 0 | 0 | 0 | 0 | 0 | 0 | 0 | 0 | 0 | 0 | 0 | 0 | 0 | 0 | 0 | 0 | 0 | 0 | 0 | 0 | 0 | 0
Industrial Sector Energy Related Emissions before CCS[electricity if,computers and electronics 26,F gases] | NoSettings | 0 | 0 | 0 | 0 | 0 | 0 | 0 | 0 | 0 | 0 | 0 | 0 | 0 | 0 | 0 | 0 | 0 | 0 | 0 | 0 | 0 | 0 | 0 | 0 | 0 | 0 | 0 | 0 | 0 | 0 | 0
Industrial Sector Energy Related Emissions before CCS[electricity if,appliances and electrical equipment 27,CO2] | NoSettings | 0 | 0 | 0 | 0 | 0 | 0 | 0 | 0 | 0 | 0 | 0 | 0 | 0 | 0 | 0 | 0 | 0 | 0 | 0 | 0 | 0 | 0 | 0 | 0 | 0 | 0 | 0 | 0 | 0 | 0 | 0
Industrial Sector Energy Related Emissions before CCS[electricity if,appliances and electrical equipment 27,VOC] | NoSettings | 0 | 0 | 0 | 0 | 0 | 0 | 0 | 0 | 0 | 0 | 0 | 0 | 0 | 0 | 0 | 0 | 0 | 0 | 0 | 0 | 0 | 0 | 0 | 0 | 0 | 0 | 0 | 0 | 0 | 0 | 0
Industrial Sector Energy Related Emissions before CCS[electricity if,appliances and electrical equipment 27,CO] | NoSettings | 0 | 0 | 0 | 0 | 0 | 0 | 0 | 0 | 0 | 0 | 0 | 0 | 0 | 0 | 0 | 0 | 0 | 0 | 0 | 0 | 0 | 0 | 0 | 0 | 0 | 0 | 0 | 0 | 0 | 0 | 0
Industrial Sector Energy Related Emissions before CCS[electricity if,appliances and electrical equipment 27,NOx] | NoSettings | 0 | 0 | 0 | 0 | 0 | 0 | 0 | 0 | 0 | 0 | 0 | 0 | 0 | 0 | 0 | 0 | 0 | 0 | 0 | 0 | 0 | 0 | 0 | 0 | 0 | 0 | 0 | 0 | 0 | 0 | 0
Industrial Sector Energy Related Emissions before CCS[electricity if,appliances and electrical equipment 27,PM10] | NoSettings | 0 | 0 | 0 | 0 | 0 | 0 | 0 | 0 | 0 | 0 | 0 | 0 | 0 | 0 | 0 | 0 | 0 | 0 | 0 | 0 | 0 | 0 | 0 | 0 | 0 | 0 | 0 | 0 | 0 | 0 | 0
Industrial Sector Energy Related Emissions before CCS[electricity if,appliances and electrical equipment 27,PM25] | NoSettings | 0 | 0 | 0 | 0 | 0 | 0 | 0 | 0 | 0 | 0 | 0 | 0 | 0 | 0 | 0 | 0 | 0 | 0 | 0 | 0 | 0 | 0 | 0 | 0 | 0 | 0 | 0 | 0 | 0 | 0 | 0
Industrial Sector Energy Related Emissions before CCS[electricity if,appliances and electrical equipment 27,SOx] | NoSettings | 0 | 0 | 0 | 0 | 0 | 0 | 0 | 0 | 0 | 0 | 0 | 0 | 0 | 0 | 0 | 0 | 0 | 0 | 0 | 0 | 0 | 0 | 0 | 0 | 0 | 0 | 0 | 0 | 0 | 0 | 0
Industrial Sector Energy Related Emissions before CCS[electricity if,appliances and electrical equipment 27,BC] | NoSettings | 0 | 0 | 0 | 0 | 0 | 0 | 0 | 0 | 0 | 0 | 0 | 0 | 0 | 0 | 0 | 0 | 0 | 0 | 0 | 0 | 0 | 0 | 0 | 0 | 0 | 0 | 0 | 0 | 0 | 0 | 0
Industrial Sector Energy Related Emissions before CCS[electricity if,appliances and electrical equipment 27,OC] | NoSettings | 0 | 0 | 0 | 0 | 0 | 0 | 0 | 0 | 0 | 0 | 0 | 0 | 0 | 0 | 0 | 0 | 0 | 0 | 0 | 0 | 0 | 0 | 0 | 0 | 0 | 0 | 0 | 0 | 0 | 0 | 0
Industrial Sector Energy Related Emissions before CCS[electricity if,appliances and electrical equipment 27,CH4] | NoSettings | 0 | 0 | 0 | 0 | 0 | 0 | 0 | 0 | 0 | 0 | 0 | 0 | 0 | 0 | 0 | 0 | 0 | 0 | 0 | 0 | 0 | 0 | 0 | 0 | 0 | 0 | 0 | 0 | 0 | 0 | 0
Industrial Sector Energy Related Emissions before CCS[electricity if,appliances and electrical equipment 27,N2O] | NoSettings | 0 | 0 | 0 | 0 | 0 | 0 | 0 | 0 | 0 | 0 | 0 | 0 | 0 | 0 | 0 | 0 | 0 | 0 | 0 | 0 | 0 | 0 | 0 | 0 | 0 | 0 | 0 | 0 | 0 | 0 | 0
Industrial Sector Energy Related Emissions before CCS[electricity if,appliances and electrical equipment 27,F gases] | NoSettings | 0 | 0 | 0 | 0 | 0 | 0 | 0 | 0 | 0 | 0 | 0 | 0 | 0 | 0 | 0 | 0 | 0 | 0 | 0 | 0 | 0 | 0 | 0 | 0 | 0 | 0 | 0 | 0 | 0 | 0 | 0
Industrial Sector Energy Related Emissions before CCS[electricity if,other machinery 28,CO2] | NoSettings | 0 | 0 | 0 | 0 | 0 | 0 | 0 | 0 | 0 | 0 | 0 | 0 | 0 | 0 | 0 | 0 | 0 | 0 | 0 | 0 | 0 | 0 | 0 | 0 | 0 | 0 | 0 | 0 | 0 | 0 | 0
Industrial Sector Energy Related Emissions before CCS[electricity if,other machinery 28,VOC] | NoSettings | 0 | 0 | 0 | 0 | 0 | 0 | 0 | 0 | 0 | 0 | 0 | 0 | 0 | 0 | 0 | 0 | 0 | 0 | 0 | 0 | 0 | 0 | 0 | 0 | 0 | 0 | 0 | 0 | 0 | 0 | 0
Industrial Sector Energy Related Emissions before CCS[electricity if,other machinery 28,CO] | NoSettings | 0 | 0 | 0 | 0 | 0 | 0 | 0 | 0 | 0 | 0 | 0 | 0 | 0 | 0 | 0 | 0 | 0 | 0 | 0 | 0 | 0 | 0 | 0 | 0 | 0 | 0 | 0 | 0 | 0 | 0 | 0
Industrial Sector Energy Related Emissions before CCS[electricity if,other machinery 28,NOx] | NoSettings | 0 | 0 | 0 | 0 | 0 | 0 | 0 | 0 | 0 | 0 | 0 | 0 | 0 | 0 | 0 | 0 | 0 | 0 | 0 | 0 | 0 | 0 | 0 | 0 | 0 | 0 | 0 | 0 | 0 | 0 | 0
Industrial Sector Energy Related Emissions before CCS[electricity if,other machinery 28,PM10] | NoSettings | 0 | 0 | 0 | 0 | 0 | 0 | 0 | 0 | 0 | 0 | 0 | 0 | 0 | 0 | 0 | 0 | 0 | 0 | 0 | 0 | 0 | 0 | 0 | 0 | 0 | 0 | 0 | 0 | 0 | 0 | 0
Industrial Sector Energy Related Emissions before CCS[electricity if,other machinery 28,PM25] | NoSettings | 0 | 0 | 0 | 0 | 0 | 0 | 0 | 0 | 0 | 0 | 0 | 0 | 0 | 0 | 0 | 0 | 0 | 0 | 0 | 0 | 0 | 0 | 0 | 0 | 0 | 0 | 0 | 0 | 0 | 0 | 0
Industrial Sector Energy Related Emissions before CCS[electricity if,other machinery 28,SOx] | NoSettings | 0 | 0 | 0 | 0 | 0 | 0 | 0 | 0 | 0 | 0 | 0 | 0 | 0 | 0 | 0 | 0 | 0 | 0 | 0 | 0 | 0 | 0 | 0 | 0 | 0 | 0 | 0 | 0 | 0 | 0 | 0
Industrial Sector Energy Related Emissions before CCS[electricity if,other machinery 28,BC] | NoSettings | 0 | 0 | 0 | 0 | 0 | 0 | 0 | 0 | 0 | 0 | 0 | 0 | 0 | 0 | 0 | 0 | 0 | 0 | 0 | 0 | 0 | 0 | 0 | 0 | 0 | 0 | 0 | 0 | 0 | 0 | 0
Industrial Sector Energy Related Emissions before CCS[electricity if,other machinery 28,OC] | NoSettings | 0 | 0 | 0 | 0 | 0 | 0 | 0 | 0 | 0 | 0 | 0 | 0 | 0 | 0 | 0 | 0 | 0 | 0 | 0 | 0 | 0 | 0 | 0 | 0 | 0 | 0 | 0 | 0 | 0 | 0 | 0
Industrial Sector Energy Related Emissions before CCS[electricity if,other machinery 28,CH4] | NoSettings | 0 | 0 | 0 | 0 | 0 | 0 | 0 | 0 | 0 | 0 | 0 | 0 | 0 | 0 | 0 | 0 | 0 | 0 | 0 | 0 | 0 | 0 | 0 | 0 | 0 | 0 | 0 | 0 | 0 | 0 | 0
Industrial Sector Energy Related Emissions before CCS[electricity if,other machinery 28,N2O] | NoSettings | 0 | 0 | 0 | 0 | 0 | 0 | 0 | 0 | 0 | 0 | 0 | 0 | 0 | 0 | 0 | 0 | 0 | 0 | 0 | 0 | 0 | 0 | 0 | 0 | 0 | 0 | 0 | 0 | 0 | 0 | 0
Industrial Sector Energy Related Emissions before CCS[electricity if,other machinery 28,F gases] | NoSettings | 0 | 0 | 0 | 0 | 0 | 0 | 0 | 0 | 0 | 0 | 0 | 0 | 0 | 0 | 0 | 0 | 0 | 0 | 0 | 0 | 0 | 0 | 0 | 0 | 0 | 0 | 0 | 0 | 0 | 0 | 0
Industrial Sector Energy Related Emissions before CCS[electricity if,road vehicles 29,CO2] | NoSettings | 0 | 0 | 0 | 0 | 0 | 0 | 0 | 0 | 0 | 0 | 0 | 0 | 0 | 0 | 0 | 0 | 0 | 0 | 0 | 0 | 0 | 0 | 0 | 0 | 0 | 0 | 0 | 0 | 0 | 0 | 0
Industrial Sector Energy Related Emissions before CCS[electricity if,road vehicles 29,VOC] | NoSettings | 0 | 0 | 0 | 0 | 0 | 0 | 0 | 0 | 0 | 0 | 0 | 0 | 0 | 0 | 0 | 0 | 0 | 0 | 0 | 0 | 0 | 0 | 0 | 0 | 0 | 0 | 0 | 0 | 0 | 0 | 0
Industrial Sector Energy Related Emissions before CCS[electricity if,road vehicles 29,CO] | NoSettings | 0 | 0 | 0 | 0 | 0 | 0 | 0 | 0 | 0 | 0 | 0 | 0 | 0 | 0 | 0 | 0 | 0 | 0 | 0 | 0 | 0 | 0 | 0 | 0 | 0 | 0 | 0 | 0 | 0 | 0 | 0
Industrial Sector Energy Related Emissions before CCS[electricity if,road vehicles 29,NOx] | NoSettings | 0 | 0 | 0 | 0 | 0 | 0 | 0 | 0 | 0 | 0 | 0 | 0 | 0 | 0 | 0 | 0 | 0 | 0 | 0 | 0 | 0 | 0 | 0 | 0 | 0 | 0 | 0 | 0 | 0 | 0 | 0
Industrial Sector Energy Related Emissions before CCS[electricity if,road vehicles 29,PM10] | NoSettings | 0 | 0 | 0 | 0 | 0 | 0 | 0 | 0 | 0 | 0 | 0 | 0 | 0 | 0 | 0 | 0 | 0 | 0 | 0 | 0 | 0 | 0 | 0 | 0 | 0 | 0 | 0 | 0 | 0 | 0 | 0
Industrial Sector Energy Related Emissions before CCS[electricity if,road vehicles 29,PM25] | NoSettings | 0 | 0 | 0 | 0 | 0 | 0 | 0 | 0 | 0 | 0 | 0 | 0 | 0 | 0 | 0 | 0 | 0 | 0 | 0 | 0 | 0 | 0 | 0 | 0 | 0 | 0 | 0 | 0 | 0 | 0 | 0
Industrial Sector Energy Related Emissions before CCS[electricity if,road vehicles 29,SOx] | NoSettings | 0 | 0 | 0 | 0 | 0 | 0 | 0 | 0 | 0 | 0 | 0 | 0 | 0 | 0 | 0 | 0 | 0 | 0 | 0 | 0 | 0 | 0 | 0 | 0 | 0 | 0 | 0 | 0 | 0 | 0 | 0
Industrial Sector Energy Related Emissions before CCS[electricity if,road vehicles 29,BC] | NoSettings | 0 | 0 | 0 | 0 | 0 | 0 | 0 | 0 | 0 | 0 | 0 | 0 | 0 | 0 | 0 | 0 | 0 | 0 | 0 | 0 | 0 | 0 | 0 | 0 | 0 | 0 | 0 | 0 | 0 | 0 | 0
Industrial Sector Energy Related Emissions before CCS[electricity if,road vehicles 29,OC] | NoSettings | 0 | 0 | 0 | 0 | 0 | 0 | 0 | 0 | 0 | 0 | 0 | 0 | 0 | 0 | 0 | 0 | 0 | 0 | 0 | 0 | 0 | 0 | 0 | 0 | 0 | 0 | 0 | 0 | 0 | 0 | 0
Industrial Sector Energy Related Emissions before CCS[electricity if,road vehicles 29,CH4] | NoSettings | 0 | 0 | 0 | 0 | 0 | 0 | 0 | 0 | 0 | 0 | 0 | 0 | 0 | 0 | 0 | 0 | 0 | 0 | 0 | 0 | 0 | 0 | 0 | 0 | 0 | 0 | 0 | 0 | 0 | 0 | 0
Industrial Sector Energy Related Emissions before CCS[electricity if,road vehicles 29,N2O] | NoSettings | 0 | 0 | 0 | 0 | 0 | 0 | 0 | 0 | 0 | 0 | 0 | 0 | 0 | 0 | 0 | 0 | 0 | 0 | 0 | 0 | 0 | 0 | 0 | 0 | 0 | 0 | 0 | 0 | 0 | 0 | 0
Industrial Sector Energy Related Emissions before CCS[electricity if,road vehicles 29,F gases] | NoSettings | 0 | 0 | 0 | 0 | 0 | 0 | 0 | 0 | 0 | 0 | 0 | 0 | 0 | 0 | 0 | 0 | 0 | 0 | 0 | 0 | 0 | 0 | 0 | 0 | 0 | 0 | 0 | 0 | 0 | 0 | 0
Industrial Sector Energy Related Emissions before CCS[electricity if,nonroad vehicles 30,CO2] | NoSettings | 0 | 0 | 0 | 0 | 0 | 0 | 0 | 0 | 0 | 0 | 0 | 0 | 0 | 0 | 0 | 0 | 0 | 0 | 0 | 0 | 0 | 0 | 0 | 0 | 0 | 0 | 0 | 0 | 0 | 0 | 0
Industrial Sector Energy Related Emissions before CCS[electricity if,nonroad vehicles 30,VOC] | NoSettings | 0 | 0 | 0 | 0 | 0 | 0 | 0 | 0 | 0 | 0 | 0 | 0 | 0 | 0 | 0 | 0 | 0 | 0 | 0 | 0 | 0 | 0 | 0 | 0 | 0 | 0 | 0 | 0 | 0 | 0 | 0
Industrial Sector Energy Related Emissions before CCS[electricity if,nonroad vehicles 30,CO] | NoSettings | 0 | 0 | 0 | 0 | 0 | 0 | 0 | 0 | 0 | 0 | 0 | 0 | 0 | 0 | 0 | 0 | 0 | 0 | 0 | 0 | 0 | 0 | 0 | 0 | 0 | 0 | 0 | 0 | 0 | 0 | 0
Industrial Sector Energy Related Emissions before CCS[electricity if,nonroad vehicles 30,NOx] | NoSettings | 0 | 0 | 0 | 0 | 0 | 0 | 0 | 0 | 0 | 0 | 0 | 0 | 0 | 0 | 0 | 0 | 0 | 0 | 0 | 0 | 0 | 0 | 0 | 0 | 0 | 0 | 0 | 0 | 0 | 0 | 0
Industrial Sector Energy Related Emissions before CCS[electricity if,nonroad vehicles 30,PM10] | NoSettings | 0 | 0 | 0 | 0 | 0 | 0 | 0 | 0 | 0 | 0 | 0 | 0 | 0 | 0 | 0 | 0 | 0 | 0 | 0 | 0 | 0 | 0 | 0 | 0 | 0 | 0 | 0 | 0 | 0 | 0 | 0
Industrial Sector Energy Related Emissions before CCS[electricity if,nonroad vehicles 30,PM25] | NoSettings | 0 | 0 | 0 | 0 | 0 | 0 | 0 | 0 | 0 | 0 | 0 | 0 | 0 | 0 | 0 | 0 | 0 | 0 | 0 | 0 | 0 | 0 | 0 | 0 | 0 | 0 | 0 | 0 | 0 | 0 | 0
Industrial Sector Energy Related Emissions before CCS[electricity if,nonroad vehicles 30,SOx] | NoSettings | 0 | 0 | 0 | 0 | 0 | 0 | 0 | 0 | 0 | 0 | 0 | 0 | 0 | 0 | 0 | 0 | 0 | 0 | 0 | 0 | 0 | 0 | 0 | 0 | 0 | 0 | 0 | 0 | 0 | 0 | 0
Industrial Sector Energy Related Emissions before CCS[electricity if,nonroad vehicles 30,BC] | NoSettings | 0 | 0 | 0 | 0 | 0 | 0 | 0 | 0 | 0 | 0 | 0 | 0 | 0 | 0 | 0 | 0 | 0 | 0 | 0 | 0 | 0 | 0 | 0 | 0 | 0 | 0 | 0 | 0 | 0 | 0 | 0
Industrial Sector Energy Related Emissions before CCS[electricity if,nonroad vehicles 30,OC] | NoSettings | 0 | 0 | 0 | 0 | 0 | 0 | 0 | 0 | 0 | 0 | 0 | 0 | 0 | 0 | 0 | 0 | 0 | 0 | 0 | 0 | 0 | 0 | 0 | 0 | 0 | 0 | 0 | 0 | 0 | 0 | 0
Industrial Sector Energy Related Emissions before CCS[electricity if,nonroad vehicles 30,CH4] | NoSettings | 0 | 0 | 0 | 0 | 0 | 0 | 0 | 0 | 0 | 0 | 0 | 0 | 0 | 0 | 0 | 0 | 0 | 0 | 0 | 0 | 0 | 0 | 0 | 0 | 0 | 0 | 0 | 0 | 0 | 0 | 0
Industrial Sector Energy Related Emissions before CCS[electricity if,nonroad vehicles 30,N2O] | NoSettings | 0 | 0 | 0 | 0 | 0 | 0 | 0 | 0 | 0 | 0 | 0 | 0 | 0 | 0 | 0 | 0 | 0 | 0 | 0 | 0 | 0 | 0 | 0 | 0 | 0 | 0 | 0 | 0 | 0 | 0 | 0
Industrial Sector Energy Related Emissions before CCS[electricity if,nonroad vehicles 30,F gases] | NoSettings | 0 | 0 | 0 | 0 | 0 | 0 | 0 | 0 | 0 | 0 | 0 | 0 | 0 | 0 | 0 | 0 | 0 | 0 | 0 | 0 | 0 | 0 | 0 | 0 | 0 | 0 | 0 | 0 | 0 | 0 | 0
Industrial Sector Energy Related Emissions before CCS[electricity if,other manufacturing 31T33,CO2] | NoSettings | 0 | 0 | 0 | 0 | 0 | 0 | 0 | 0 | 0 | 0 | 0 | 0 | 0 | 0 | 0 | 0 | 0 | 0 | 0 | 0 | 0 | 0 | 0 | 0 | 0 | 0 | 0 | 0 | 0 | 0 | 0
Industrial Sector Energy Related Emissions before CCS[electricity if,other manufacturing 31T33,VOC] | NoSettings | 0 | 0 | 0 | 0 | 0 | 0 | 0 | 0 | 0 | 0 | 0 | 0 | 0 | 0 | 0 | 0 | 0 | 0 | 0 | 0 | 0 | 0 | 0 | 0 | 0 | 0 | 0 | 0 | 0 | 0 | 0
Industrial Sector Energy Related Emissions before CCS[electricity if,other manufacturing 31T33,CO] | NoSettings | 0 | 0 | 0 | 0 | 0 | 0 | 0 | 0 | 0 | 0 | 0 | 0 | 0 | 0 | 0 | 0 | 0 | 0 | 0 | 0 | 0 | 0 | 0 | 0 | 0 | 0 | 0 | 0 | 0 | 0 | 0
Industrial Sector Energy Related Emissions before CCS[electricity if,other manufacturing 31T33,NOx] | NoSettings | 0 | 0 | 0 | 0 | 0 | 0 | 0 | 0 | 0 | 0 | 0 | 0 | 0 | 0 | 0 | 0 | 0 | 0 | 0 | 0 | 0 | 0 | 0 | 0 | 0 | 0 | 0 | 0 | 0 | 0 | 0
Industrial Sector Energy Related Emissions before CCS[electricity if,other manufacturing 31T33,PM10] | NoSettings | 0 | 0 | 0 | 0 | 0 | 0 | 0 | 0 | 0 | 0 | 0 | 0 | 0 | 0 | 0 | 0 | 0 | 0 | 0 | 0 | 0 | 0 | 0 | 0 | 0 | 0 | 0 | 0 | 0 | 0 | 0
Industrial Sector Energy Related Emissions before CCS[electricity if,other manufacturing 31T33,PM25] | NoSettings | 0 | 0 | 0 | 0 | 0 | 0 | 0 | 0 | 0 | 0 | 0 | 0 | 0 | 0 | 0 | 0 | 0 | 0 | 0 | 0 | 0 | 0 | 0 | 0 | 0 | 0 | 0 | 0 | 0 | 0 | 0
Industrial Sector Energy Related Emissions before CCS[electricity if,other manufacturing 31T33,SOx] | NoSettings | 0 | 0 | 0 | 0 | 0 | 0 | 0 | 0 | 0 | 0 | 0 | 0 | 0 | 0 | 0 | 0 | 0 | 0 | 0 | 0 | 0 | 0 | 0 | 0 | 0 | 0 | 0 | 0 | 0 | 0 | 0
Industrial Sector Energy Related Emissions before CCS[electricity if,other manufacturing 31T33,BC] | NoSettings | 0 | 0 | 0 | 0 | 0 | 0 | 0 | 0 | 0 | 0 | 0 | 0 | 0 | 0 | 0 | 0 | 0 | 0 | 0 | 0 | 0 | 0 | 0 | 0 | 0 | 0 | 0 | 0 | 0 | 0 | 0
Industrial Sector Energy Related Emissions before CCS[electricity if,other manufacturing 31T33,OC] | NoSettings | 0 | 0 | 0 | 0 | 0 | 0 | 0 | 0 | 0 | 0 | 0 | 0 | 0 | 0 | 0 | 0 | 0 | 0 | 0 | 0 | 0 | 0 | 0 | 0 | 0 | 0 | 0 | 0 | 0 | 0 | 0
Industrial Sector Energy Related Emissions before CCS[electricity if,other manufacturing 31T33,CH4] | NoSettings | 0 | 0 | 0 | 0 | 0 | 0 | 0 | 0 | 0 | 0 | 0 | 0 | 0 | 0 | 0 | 0 | 0 | 0 | 0 | 0 | 0 | 0 | 0 | 0 | 0 | 0 | 0 | 0 | 0 | 0 | 0
Industrial Sector Energy Related Emissions before CCS[electricity if,other manufacturing 31T33,N2O] | NoSettings | 0 | 0 | 0 | 0 | 0 | 0 | 0 | 0 | 0 | 0 | 0 | 0 | 0 | 0 | 0 | 0 | 0 | 0 | 0 | 0 | 0 | 0 | 0 | 0 | 0 | 0 | 0 | 0 | 0 | 0 | 0
Industrial Sector Energy Related Emissions before CCS[electricity if,other manufacturing 31T33,F gases] | NoSettings | 0 | 0 | 0 | 0 | 0 | 0 | 0 | 0 | 0 | 0 | 0 | 0 | 0 | 0 | 0 | 0 | 0 | 0 | 0 | 0 | 0 | 0 | 0 | 0 | 0 | 0 | 0 | 0 | 0 | 0 | 0
Industrial Sector Energy Related Emissions before CCS[electricity if,energy pipelines and gas processing 352T353,CO2] | NoSettings | 0 | 0 | 0 | 0 | 0 | 0 | 0 | 0 | 0 | 0 | 0 | 0 | 0 | 0 | 0 | 0 | 0 | 0 | 0 | 0 | 0 | 0 | 0 | 0 | 0 | 0 | 0 | 0 | 0 | 0 | 0
Industrial Sector Energy Related Emissions before CCS[electricity if,energy pipelines and gas processing 352T353,VOC] | NoSettings | 0 | 0 | 0 | 0 | 0 | 0 | 0 | 0 | 0 | 0 | 0 | 0 | 0 | 0 | 0 | 0 | 0 | 0 | 0 | 0 | 0 | 0 | 0 | 0 | 0 | 0 | 0 | 0 | 0 | 0 | 0
Industrial Sector Energy Related Emissions before CCS[electricity if,energy pipelines and gas processing 352T353,CO] | NoSettings | 0 | 0 | 0 | 0 | 0 | 0 | 0 | 0 | 0 | 0 | 0 | 0 | 0 | 0 | 0 | 0 | 0 | 0 | 0 | 0 | 0 | 0 | 0 | 0 | 0 | 0 | 0 | 0 | 0 | 0 | 0
Industrial Sector Energy Related Emissions before CCS[electricity if,energy pipelines and gas processing 352T353,NOx] | NoSettings | 0 | 0 | 0 | 0 | 0 | 0 | 0 | 0 | 0 | 0 | 0 | 0 | 0 | 0 | 0 | 0 | 0 | 0 | 0 | 0 | 0 | 0 | 0 | 0 | 0 | 0 | 0 | 0 | 0 | 0 | 0
Industrial Sector Energy Related Emissions before CCS[electricity if,energy pipelines and gas processing 352T353,PM10] | NoSettings | 0 | 0 | 0 | 0 | 0 | 0 | 0 | 0 | 0 | 0 | 0 | 0 | 0 | 0 | 0 | 0 | 0 | 0 | 0 | 0 | 0 | 0 | 0 | 0 | 0 | 0 | 0 | 0 | 0 | 0 | 0
Industrial Sector Energy Related Emissions before CCS[electricity if,energy pipelines and gas processing 352T353,PM25] | NoSettings | 0 | 0 | 0 | 0 | 0 | 0 | 0 | 0 | 0 | 0 | 0 | 0 | 0 | 0 | 0 | 0 | 0 | 0 | 0 | 0 | 0 | 0 | 0 | 0 | 0 | 0 | 0 | 0 | 0 | 0 | 0
Industrial Sector Energy Related Emissions before CCS[electricity if,energy pipelines and gas processing 352T353,SOx] | NoSettings | 0 | 0 | 0 | 0 | 0 | 0 | 0 | 0 | 0 | 0 | 0 | 0 | 0 | 0 | 0 | 0 | 0 | 0 | 0 | 0 | 0 | 0 | 0 | 0 | 0 | 0 | 0 | 0 | 0 | 0 | 0
Industrial Sector Energy Related Emissions before CCS[electricity if,energy pipelines and gas processing 352T353,BC] | NoSettings | 0 | 0 | 0 | 0 | 0 | 0 | 0 | 0 | 0 | 0 | 0 | 0 | 0 | 0 | 0 | 0 | 0 | 0 | 0 | 0 | 0 | 0 | 0 | 0 | 0 | 0 | 0 | 0 | 0 | 0 | 0
Industrial Sector Energy Related Emissions before CCS[electricity if,energy pipelines and gas processing 352T353,OC] | NoSettings | 0 | 0 | 0 | 0 | 0 | 0 | 0 | 0 | 0 | 0 | 0 | 0 | 0 | 0 | 0 | 0 | 0 | 0 | 0 | 0 | 0 | 0 | 0 | 0 | 0 | 0 | 0 | 0 | 0 | 0 | 0
Industrial Sector Energy Related Emissions before CCS[electricity if,energy pipelines and gas processing 352T353,CH4] | NoSettings | 0 | 0 | 0 | 0 | 0 | 0 | 0 | 0 | 0 | 0 | 0 | 0 | 0 | 0 | 0 | 0 | 0 | 0 | 0 | 0 | 0 | 0 | 0 | 0 | 0 | 0 | 0 | 0 | 0 | 0 | 0
Industrial Sector Energy Related Emissions before CCS[electricity if,energy pipelines and gas processing 352T353,N2O] | NoSettings | 0 | 0 | 0 | 0 | 0 | 0 | 0 | 0 | 0 | 0 | 0 | 0 | 0 | 0 | 0 | 0 | 0 | 0 | 0 | 0 | 0 | 0 | 0 | 0 | 0 | 0 | 0 | 0 | 0 | 0 | 0
Industrial Sector Energy Related Emissions before CCS[electricity if,energy pipelines and gas processing 352T353,F gases] | NoSettings | 0 | 0 | 0 | 0 | 0 | 0 | 0 | 0 | 0 | 0 | 0 | 0 | 0 | 0 | 0 | 0 | 0 | 0 | 0 | 0 | 0 | 0 | 0 | 0 | 0 | 0 | 0 | 0 | 0 | 0 | 0
Industrial Sector Energy Related Emissions before CCS[electricity if,water and waste 36T39,CO2] | NoSettings | 0 | 0 | 0 | 0 | 0 | 0 | 0 | 0 | 0 | 0 | 0 | 0 | 0 | 0 | 0 | 0 | 0 | 0 | 0 | 0 | 0 | 0 | 0 | 0 | 0 | 0 | 0 | 0 | 0 | 0 | 0
Industrial Sector Energy Related Emissions before CCS[electricity if,water and waste 36T39,VOC] | NoSettings | 0 | 0 | 0 | 0 | 0 | 0 | 0 | 0 | 0 | 0 | 0 | 0 | 0 | 0 | 0 | 0 | 0 | 0 | 0 | 0 | 0 | 0 | 0 | 0 | 0 | 0 | 0 | 0 | 0 | 0 | 0
Industrial Sector Energy Related Emissions before CCS[electricity if,water and waste 36T39,CO] | NoSettings | 0 | 0 | 0 | 0 | 0 | 0 | 0 | 0 | 0 | 0 | 0 | 0 | 0 | 0 | 0 | 0 | 0 | 0 | 0 | 0 | 0 | 0 | 0 | 0 | 0 | 0 | 0 | 0 | 0 | 0 | 0
Industrial Sector Energy Related Emissions before CCS[electricity if,water and waste 36T39,NOx] | NoSettings | 0 | 0 | 0 | 0 | 0 | 0 | 0 | 0 | 0 | 0 | 0 | 0 | 0 | 0 | 0 | 0 | 0 | 0 | 0 | 0 | 0 | 0 | 0 | 0 | 0 | 0 | 0 | 0 | 0 | 0 | 0
Industrial Sector Energy Related Emissions before CCS[electricity if,water and waste 36T39,PM10] | NoSettings | 0 | 0 | 0 | 0 | 0 | 0 | 0 | 0 | 0 | 0 | 0 | 0 | 0 | 0 | 0 | 0 | 0 | 0 | 0 | 0 | 0 | 0 | 0 | 0 | 0 | 0 | 0 | 0 | 0 | 0 | 0
Industrial Sector Energy Related Emissions before CCS[electricity if,water and waste 36T39,PM25] | NoSettings | 0 | 0 | 0 | 0 | 0 | 0 | 0 | 0 | 0 | 0 | 0 | 0 | 0 | 0 | 0 | 0 | 0 | 0 | 0 | 0 | 0 | 0 | 0 | 0 | 0 | 0 | 0 | 0 | 0 | 0 | 0
Industrial Sector Energy Related Emissions before CCS[electricity if,water and waste 36T39,SOx] | NoSettings | 0 | 0 | 0 | 0 | 0 | 0 | 0 | 0 | 0 | 0 | 0 | 0 | 0 | 0 | 0 | 0 | 0 | 0 | 0 | 0 | 0 | 0 | 0 | 0 | 0 | 0 | 0 | 0 | 0 | 0 | 0
Industrial Sector Energy Related Emissions before CCS[electricity if,water and waste 36T39,BC] | NoSettings | 0 | 0 | 0 | 0 | 0 | 0 | 0 | 0 | 0 | 0 | 0 | 0 | 0 | 0 | 0 | 0 | 0 | 0 | 0 | 0 | 0 | 0 | 0 | 0 | 0 | 0 | 0 | 0 | 0 | 0 | 0
Industrial Sector Energy Related Emissions before CCS[electricity if,water and waste 36T39,OC] | NoSettings | 0 | 0 | 0 | 0 | 0 | 0 | 0 | 0 | 0 | 0 | 0 | 0 | 0 | 0 | 0 | 0 | 0 | 0 | 0 | 0 | 0 | 0 | 0 | 0 | 0 | 0 | 0 | 0 | 0 | 0 | 0
Industrial Sector Energy Related Emissions before CCS[electricity if,water and waste 36T39,CH4] | NoSettings | 0 | 0 | 0 | 0 | 0 | 0 | 0 | 0 | 0 | 0 | 0 | 0 | 0 | 0 | 0 | 0 | 0 | 0 | 0 | 0 | 0 | 0 | 0 | 0 | 0 | 0 | 0 | 0 | 0 | 0 | 0
Industrial Sector Energy Related Emissions before CCS[electricity if,water and waste 36T39,N2O] | NoSettings | 0 | 0 | 0 | 0 | 0 | 0 | 0 | 0 | 0 | 0 | 0 | 0 | 0 | 0 | 0 | 0 | 0 | 0 | 0 | 0 | 0 | 0 | 0 | 0 | 0 | 0 | 0 | 0 | 0 | 0 | 0
Industrial Sector Energy Related Emissions before CCS[electricity if,water and waste 36T39,F gases] | NoSettings | 0 | 0 | 0 | 0 | 0 | 0 | 0 | 0 | 0 | 0 | 0 | 0 | 0 | 0 | 0 | 0 | 0 | 0 | 0 | 0 | 0 | 0 | 0 | 0 | 0 | 0 | 0 | 0 | 0 | 0 | 0
Industrial Sector Energy Related Emissions before CCS[electricity if,construction 41T43,CO2] | NoSettings | 0 | 0 | 0 | 0 | 0 | 0 | 0 | 0 | 0 | 0 | 0 | 0 | 0 | 0 | 0 | 0 | 0 | 0 | 0 | 0 | 0 | 0 | 0 | 0 | 0 | 0 | 0 | 0 | 0 | 0 | 0
Industrial Sector Energy Related Emissions before CCS[electricity if,construction 41T43,VOC] | NoSettings | 0 | 0 | 0 | 0 | 0 | 0 | 0 | 0 | 0 | 0 | 0 | 0 | 0 | 0 | 0 | 0 | 0 | 0 | 0 | 0 | 0 | 0 | 0 | 0 | 0 | 0 | 0 | 0 | 0 | 0 | 0
Industrial Sector Energy Related Emissions before CCS[electricity if,construction 41T43,CO] | NoSettings | 0 | 0 | 0 | 0 | 0 | 0 | 0 | 0 | 0 | 0 | 0 | 0 | 0 | 0 | 0 | 0 | 0 | 0 | 0 | 0 | 0 | 0 | 0 | 0 | 0 | 0 | 0 | 0 | 0 | 0 | 0
Industrial Sector Energy Related Emissions before CCS[electricity if,construction 41T43,NOx] | NoSettings | 0 | 0 | 0 | 0 | 0 | 0 | 0 | 0 | 0 | 0 | 0 | 0 | 0 | 0 | 0 | 0 | 0 | 0 | 0 | 0 | 0 | 0 | 0 | 0 | 0 | 0 | 0 | 0 | 0 | 0 | 0
Industrial Sector Energy Related Emissions before CCS[electricity if,construction 41T43,PM10] | NoSettings | 0 | 0 | 0 | 0 | 0 | 0 | 0 | 0 | 0 | 0 | 0 | 0 | 0 | 0 | 0 | 0 | 0 | 0 | 0 | 0 | 0 | 0 | 0 | 0 | 0 | 0 | 0 | 0 | 0 | 0 | 0
Industrial Sector Energy Related Emissions before CCS[electricity if,construction 41T43,PM25] | NoSettings | 0 | 0 | 0 | 0 | 0 | 0 | 0 | 0 | 0 | 0 | 0 | 0 | 0 | 0 | 0 | 0 | 0 | 0 | 0 | 0 | 0 | 0 | 0 | 0 | 0 | 0 | 0 | 0 | 0 | 0 | 0
Industrial Sector Energy Related Emissions before CCS[electricity if,construction 41T43,SOx] | NoSettings | 0 | 0 | 0 | 0 | 0 | 0 | 0 | 0 | 0 | 0 | 0 | 0 | 0 | 0 | 0 | 0 | 0 | 0 | 0 | 0 | 0 | 0 | 0 | 0 | 0 | 0 | 0 | 0 | 0 | 0 | 0
Industrial Sector Energy Related Emissions before CCS[electricity if,construction 41T43,BC] | NoSettings | 0 | 0 | 0 | 0 | 0 | 0 | 0 | 0 | 0 | 0 | 0 | 0 | 0 | 0 | 0 | 0 | 0 | 0 | 0 | 0 | 0 | 0 | 0 | 0 | 0 | 0 | 0 | 0 | 0 | 0 | 0
Industrial Sector Energy Related Emissions before CCS[electricity if,construction 41T43,OC] | NoSettings | 0 | 0 | 0 | 0 | 0 | 0 | 0 | 0 | 0 | 0 | 0 | 0 | 0 | 0 | 0 | 0 | 0 | 0 | 0 | 0 | 0 | 0 | 0 | 0 | 0 | 0 | 0 | 0 | 0 | 0 | 0
Industrial Sector Energy Related Emissions before CCS[electricity if,construction 41T43,CH4] | NoSettings | 0 | 0 | 0 | 0 | 0 | 0 | 0 | 0 | 0 | 0 | 0 | 0 | 0 | 0 | 0 | 0 | 0 | 0 | 0 | 0 | 0 | 0 | 0 | 0 | 0 | 0 | 0 | 0 | 0 | 0 | 0
Industrial Sector Energy Related Emissions before CCS[electricity if,construction 41T43,N2O] | NoSettings | 0 | 0 | 0 | 0 | 0 | 0 | 0 | 0 | 0 | 0 | 0 | 0 | 0 | 0 | 0 | 0 | 0 | 0 | 0 | 0 | 0 | 0 | 0 | 0 | 0 | 0 | 0 | 0 | 0 | 0 | 0
Industrial Sector Energy Related Emissions before CCS[electricity if,construction 41T43,F gases] | NoSettings | 0 | 0 | 0 | 0 | 0 | 0 | 0 | 0 | 0 | 0 | 0 | 0 | 0 | 0 | 0 | 0 | 0 | 0 | 0 | 0 | 0 | 0 | 0 | 0 | 0 | 0 | 0 | 0 | 0 | 0 | 0
Industrial Sector Energy Related Emissions before CCS[hard coal if,agriculture and forestry 01T03,CO2] | NoSettings | 0 | 0 | 0 | 0 | 0 | 0 | 0 | 0 | 0 | 0 | 0 | 0 | 0 | 0 | 0 | 0 | 0 | 0 | 0 | 0 | 0 | 0 | 0 | 0 | 0 | 0 | 0 | 0 | 0 | 0 | 0
Industrial Sector Energy Related Emissions before CCS[hard coal if,agriculture and forestry 01T03,VOC] | NoSettings | 0 | 0 | 0 | 0 | 0 | 0 | 0 | 0 | 0 | 0 | 0 | 0 | 0 | 0 | 0 | 0 | 0 | 0 | 0 | 0 | 0 | 0 | 0 | 0 | 0 | 0 | 0 | 0 | 0 | 0 | 0
Industrial Sector Energy Related Emissions before CCS[hard coal if,agriculture and forestry 01T03,CO] | NoSettings | 0 | 0 | 0 | 0 | 0 | 0 | 0 | 0 | 0 | 0 | 0 | 0 | 0 | 0 | 0 | 0 | 0 | 0 | 0 | 0 | 0 | 0 | 0 | 0 | 0 | 0 | 0 | 0 | 0 | 0 | 0
Industrial Sector Energy Related Emissions before CCS[hard coal if,agriculture and forestry 01T03,NOx] | NoSettings | 0 | 0 | 0 | 0 | 0 | 0 | 0 | 0 | 0 | 0 | 0 | 0 | 0 | 0 | 0 | 0 | 0 | 0 | 0 | 0 | 0 | 0 | 0 | 0 | 0 | 0 | 0 | 0 | 0 | 0 | 0
Industrial Sector Energy Related Emissions before CCS[hard coal if,agriculture and forestry 01T03,PM10] | NoSettings | 0 | 0 | 0 | 0 | 0 | 0 | 0 | 0 | 0 | 0 | 0 | 0 | 0 | 0 | 0 | 0 | 0 | 0 | 0 | 0 | 0 | 0 | 0 | 0 | 0 | 0 | 0 | 0 | 0 | 0 | 0
Industrial Sector Energy Related Emissions before CCS[hard coal if,agriculture and forestry 01T03,PM25] | NoSettings | 0 | 0 | 0 | 0 | 0 | 0 | 0 | 0 | 0 | 0 | 0 | 0 | 0 | 0 | 0 | 0 | 0 | 0 | 0 | 0 | 0 | 0 | 0 | 0 | 0 | 0 | 0 | 0 | 0 | 0 | 0
Industrial Sector Energy Related Emissions before CCS[hard coal if,agriculture and forestry 01T03,SOx] | NoSettings | 0 | 0 | 0 | 0 | 0 | 0 | 0 | 0 | 0 | 0 | 0 | 0 | 0 | 0 | 0 | 0 | 0 | 0 | 0 | 0 | 0 | 0 | 0 | 0 | 0 | 0 | 0 | 0 | 0 | 0 | 0
Industrial Sector Energy Related Emissions before CCS[hard coal if,agriculture and forestry 01T03,BC] | NoSettings | 0 | 0 | 0 | 0 | 0 | 0 | 0 | 0 | 0 | 0 | 0 | 0 | 0 | 0 | 0 | 0 | 0 | 0 | 0 | 0 | 0 | 0 | 0 | 0 | 0 | 0 | 0 | 0 | 0 | 0 | 0
Industrial Sector Energy Related Emissions before CCS[hard coal if,agriculture and forestry 01T03,OC] | NoSettings | 0 | 0 | 0 | 0 | 0 | 0 | 0 | 0 | 0 | 0 | 0 | 0 | 0 | 0 | 0 | 0 | 0 | 0 | 0 | 0 | 0 | 0 | 0 | 0 | 0 | 0 | 0 | 0 | 0 | 0 | 0
Industrial Sector Energy Related Emissions before CCS[hard coal if,agriculture and forestry 01T03,CH4] | NoSettings | 0 | 0 | 0 | 0 | 0 | 0 | 0 | 0 | 0 | 0 | 0 | 0 | 0 | 0 | 0 | 0 | 0 | 0 | 0 | 0 | 0 | 0 | 0 | 0 | 0 | 0 | 0 | 0 | 0 | 0 | 0
Industrial Sector Energy Related Emissions before CCS[hard coal if,agriculture and forestry 01T03,N2O] | NoSettings | 0 | 0 | 0 | 0 | 0 | 0 | 0 | 0 | 0 | 0 | 0 | 0 | 0 | 0 | 0 | 0 | 0 | 0 | 0 | 0 | 0 | 0 | 0 | 0 | 0 | 0 | 0 | 0 | 0 | 0 | 0
Industrial Sector Energy Related Emissions before CCS[hard coal if,agriculture and forestry 01T03,F gases] | NoSettings | 0 | 0 | 0 | 0 | 0 | 0 | 0 | 0 | 0 | 0 | 0 | 0 | 0 | 0 | 0 | 0 | 0 | 0 | 0 | 0 | 0 | 0 | 0 | 0 | 0 | 0 | 0 | 0 | 0 | 0 | 0
Industrial Sector Energy Related Emissions before CCS[hard coal if,coal mining 05,CO2] | NoSettings | 0 | 0 | 0 | 0 | 0 | 0 | 0 | 0 | 0 | 0 | 0 | 0 | 0 | 0 | 0 | 0 | 0 | 0 | 0 | 0 | 0 | 0 | 0 | 0 | 0 | 0 | 0 | 0 | 0 | 0 | 0
Industrial Sector Energy Related Emissions before CCS[hard coal if,coal mining 05,VOC] | NoSettings | 0 | 0 | 0 | 0 | 0 | 0 | 0 | 0 | 0 | 0 | 0 | 0 | 0 | 0 | 0 | 0 | 0 | 0 | 0 | 0 | 0 | 0 | 0 | 0 | 0 | 0 | 0 | 0 | 0 | 0 | 0
Industrial Sector Energy Related Emissions before CCS[hard coal if,coal mining 05,CO] | NoSettings | 0 | 0 | 0 | 0 | 0 | 0 | 0 | 0 | 0 | 0 | 0 | 0 | 0 | 0 | 0 | 0 | 0 | 0 | 0 | 0 | 0 | 0 | 0 | 0 | 0 | 0 | 0 | 0 | 0 | 0 | 0
Industrial Sector Energy Related Emissions before CCS[hard coal if,coal mining 05,NOx] | NoSettings | 0 | 0 | 0 | 0 | 0 | 0 | 0 | 0 | 0 | 0 | 0 | 0 | 0 | 0 | 0 | 0 | 0 | 0 | 0 | 0 | 0 | 0 | 0 | 0 | 0 | 0 | 0 | 0 | 0 | 0 | 0
Industrial Sector Energy Related Emissions before CCS[hard coal if,coal mining 05,PM10] | NoSettings | 0 | 0 | 0 | 0 | 0 | 0 | 0 | 0 | 0 | 0 | 0 | 0 | 0 | 0 | 0 | 0 | 0 | 0 | 0 | 0 | 0 | 0 | 0 | 0 | 0 | 0 | 0 | 0 | 0 | 0 | 0
Industrial Sector Energy Related Emissions before CCS[hard coal if,coal mining 05,PM25] | NoSettings | 0 | 0 | 0 | 0 | 0 | 0 | 0 | 0 | 0 | 0 | 0 | 0 | 0 | 0 | 0 | 0 | 0 | 0 | 0 | 0 | 0 | 0 | 0 | 0 | 0 | 0 | 0 | 0 | 0 | 0 | 0
Industrial Sector Energy Related Emissions before CCS[hard coal if,coal mining 05,SOx] | NoSettings | 0 | 0 | 0 | 0 | 0 | 0 | 0 | 0 | 0 | 0 | 0 | 0 | 0 | 0 | 0 | 0 | 0 | 0 | 0 | 0 | 0 | 0 | 0 | 0 | 0 | 0 | 0 | 0 | 0 | 0 | 0
Industrial Sector Energy Related Emissions before CCS[hard coal if,coal mining 05,BC] | NoSettings | 0 | 0 | 0 | 0 | 0 | 0 | 0 | 0 | 0 | 0 | 0 | 0 | 0 | 0 | 0 | 0 | 0 | 0 | 0 | 0 | 0 | 0 | 0 | 0 | 0 | 0 | 0 | 0 | 0 | 0 | 0
Industrial Sector Energy Related Emissions before CCS[hard coal if,coal mining 05,OC] | NoSettings | 0 | 0 | 0 | 0 | 0 | 0 | 0 | 0 | 0 | 0 | 0 | 0 | 0 | 0 | 0 | 0 | 0 | 0 | 0 | 0 | 0 | 0 | 0 | 0 | 0 | 0 | 0 | 0 | 0 | 0 | 0
Industrial Sector Energy Related Emissions before CCS[hard coal if,coal mining 05,CH4] | NoSettings | 0 | 0 | 0 | 0 | 0 | 0 | 0 | 0 | 0 | 0 | 0 | 0 | 0 | 0 | 0 | 0 | 0 | 0 | 0 | 0 | 0 | 0 | 0 | 0 | 0 | 0 | 0 | 0 | 0 | 0 | 0
Industrial Sector Energy Related Emissions before CCS[hard coal if,coal mining 05,N2O] | NoSettings | 0 | 0 | 0 | 0 | 0 | 0 | 0 | 0 | 0 | 0 | 0 | 0 | 0 | 0 | 0 | 0 | 0 | 0 | 0 | 0 | 0 | 0 | 0 | 0 | 0 | 0 | 0 | 0 | 0 | 0 | 0
Industrial Sector Energy Related Emissions before CCS[hard coal if,coal mining 05,F gases] | NoSettings | 0 | 0 | 0 | 0 | 0 | 0 | 0 | 0 | 0 | 0 | 0 | 0 | 0 | 0 | 0 | 0 | 0 | 0 | 0 | 0 | 0 | 0 | 0 | 0 | 0 | 0 | 0 | 0 | 0 | 0 | 0
Industrial Sector Energy Related Emissions before CCS[hard coal if,oil and gas extraction 06,CO2] | NoSettings | 0 | 0 | 0 | 0 | 0 | 0 | 0 | 0 | 0 | 0 | 0 | 0 | 0 | 0 | 0 | 0 | 0 | 0 | 0 | 0 | 0 | 0 | 0 | 0 | 0 | 0 | 0 | 0 | 0 | 0 | 0
Industrial Sector Energy Related Emissions before CCS[hard coal if,oil and gas extraction 06,VOC] | NoSettings | 0 | 0 | 0 | 0 | 0 | 0 | 0 | 0 | 0 | 0 | 0 | 0 | 0 | 0 | 0 | 0 | 0 | 0 | 0 | 0 | 0 | 0 | 0 | 0 | 0 | 0 | 0 | 0 | 0 | 0 | 0
Industrial Sector Energy Related Emissions before CCS[hard coal if,oil and gas extraction 06,CO] | NoSettings | 0 | 0 | 0 | 0 | 0 | 0 | 0 | 0 | 0 | 0 | 0 | 0 | 0 | 0 | 0 | 0 | 0 | 0 | 0 | 0 | 0 | 0 | 0 | 0 | 0 | 0 | 0 | 0 | 0 | 0 | 0
Industrial Sector Energy Related Emissions before CCS[hard coal if,oil and gas extraction 06,NOx] | NoSettings | 0 | 0 | 0 | 0 | 0 | 0 | 0 | 0 | 0 | 0 | 0 | 0 | 0 | 0 | 0 | 0 | 0 | 0 | 0 | 0 | 0 | 0 | 0 | 0 | 0 | 0 | 0 | 0 | 0 | 0 | 0
Industrial Sector Energy Related Emissions before CCS[hard coal if,oil and gas extraction 06,PM10] | NoSettings | 0 | 0 | 0 | 0 | 0 | 0 | 0 | 0 | 0 | 0 | 0 | 0 | 0 | 0 | 0 | 0 | 0 | 0 | 0 | 0 | 0 | 0 | 0 | 0 | 0 | 0 | 0 | 0 | 0 | 0 | 0
Industrial Sector Energy Related Emissions before CCS[hard coal if,oil and gas extraction 06,PM25] | NoSettings | 0 | 0 | 0 | 0 | 0 | 0 | 0 | 0 | 0 | 0 | 0 | 0 | 0 | 0 | 0 | 0 | 0 | 0 | 0 | 0 | 0 | 0 | 0 | 0 | 0 | 0 | 0 | 0 | 0 | 0 | 0
Industrial Sector Energy Related Emissions before CCS[hard coal if,oil and gas extraction 06,SOx] | NoSettings | 0 | 0 | 0 | 0 | 0 | 0 | 0 | 0 | 0 | 0 | 0 | 0 | 0 | 0 | 0 | 0 | 0 | 0 | 0 | 0 | 0 | 0 | 0 | 0 | 0 | 0 | 0 | 0 | 0 | 0 | 0
Industrial Sector Energy Related Emissions before CCS[hard coal if,oil and gas extraction 06,BC] | NoSettings | 0 | 0 | 0 | 0 | 0 | 0 | 0 | 0 | 0 | 0 | 0 | 0 | 0 | 0 | 0 | 0 | 0 | 0 | 0 | 0 | 0 | 0 | 0 | 0 | 0 | 0 | 0 | 0 | 0 | 0 | 0
Industrial Sector Energy Related Emissions before CCS[hard coal if,oil and gas extraction 06,OC] | NoSettings | 0 | 0 | 0 | 0 | 0 | 0 | 0 | 0 | 0 | 0 | 0 | 0 | 0 | 0 | 0 | 0 | 0 | 0 | 0 | 0 | 0 | 0 | 0 | 0 | 0 | 0 | 0 | 0 | 0 | 0 | 0
Industrial Sector Energy Related Emissions before CCS[hard coal if,oil and gas extraction 06,CH4] | NoSettings | 0 | 0 | 0 | 0 | 0 | 0 | 0 | 0 | 0 | 0 | 0 | 0 | 0 | 0 | 0 | 0 | 0 | 0 | 0 | 0 | 0 | 0 | 0 | 0 | 0 | 0 | 0 | 0 | 0 | 0 | 0
Industrial Sector Energy Related Emissions before CCS[hard coal if,oil and gas extraction 06,N2O] | NoSettings | 0 | 0 | 0 | 0 | 0 | 0 | 0 | 0 | 0 | 0 | 0 | 0 | 0 | 0 | 0 | 0 | 0 | 0 | 0 | 0 | 0 | 0 | 0 | 0 | 0 | 0 | 0 | 0 | 0 | 0 | 0
Industrial Sector Energy Related Emissions before CCS[hard coal if,oil and gas extraction 06,F gases] | NoSettings | 0 | 0 | 0 | 0 | 0 | 0 | 0 | 0 | 0 | 0 | 0 | 0 | 0 | 0 | 0 | 0 | 0 | 0 | 0 | 0 | 0 | 0 | 0 | 0 | 0 | 0 | 0 | 0 | 0 | 0 | 0
Industrial Sector Energy Related Emissions before CCS[hard coal if,other mining and quarrying 07T08,CO2] | NoSettings | 0 | 0 | 0 | 0 | 0 | 0 | 0 | 0 | 0 | 0 | 0 | 0 | 0 | 0 | 0 | 0 | 0 | 0 | 0 | 0 | 0 | 0 | 0 | 0 | 0 | 0 | 0 | 0 | 0 | 0 | 0
Industrial Sector Energy Related Emissions before CCS[hard coal if,other mining and quarrying 07T08,VOC] | NoSettings | 0 | 0 | 0 | 0 | 0 | 0 | 0 | 0 | 0 | 0 | 0 | 0 | 0 | 0 | 0 | 0 | 0 | 0 | 0 | 0 | 0 | 0 | 0 | 0 | 0 | 0 | 0 | 0 | 0 | 0 | 0
Industrial Sector Energy Related Emissions before CCS[hard coal if,other mining and quarrying 07T08,CO] | NoSettings | 0 | 0 | 0 | 0 | 0 | 0 | 0 | 0 | 0 | 0 | 0 | 0 | 0 | 0 | 0 | 0 | 0 | 0 | 0 | 0 | 0 | 0 | 0 | 0 | 0 | 0 | 0 | 0 | 0 | 0 | 0
Industrial Sector Energy Related Emissions before CCS[hard coal if,other mining and quarrying 07T08,NOx] | NoSettings | 0 | 0 | 0 | 0 | 0 | 0 | 0 | 0 | 0 | 0 | 0 | 0 | 0 | 0 | 0 | 0 | 0 | 0 | 0 | 0 | 0 | 0 | 0 | 0 | 0 | 0 | 0 | 0 | 0 | 0 | 0
Industrial Sector Energy Related Emissions before CCS[hard coal if,other mining and quarrying 07T08,PM10] | NoSettings | 0 | 0 | 0 | 0 | 0 | 0 | 0 | 0 | 0 | 0 | 0 | 0 | 0 | 0 | 0 | 0 | 0 | 0 | 0 | 0 | 0 | 0 | 0 | 0 | 0 | 0 | 0 | 0 | 0 | 0 | 0
Industrial Sector Energy Related Emissions before CCS[hard coal if,other mining and quarrying 07T08,PM25] | NoSettings | 0 | 0 | 0 | 0 | 0 | 0 | 0 | 0 | 0 | 0 | 0 | 0 | 0 | 0 | 0 | 0 | 0 | 0 | 0 | 0 | 0 | 0 | 0 | 0 | 0 | 0 | 0 | 0 | 0 | 0 | 0
Industrial Sector Energy Related Emissions before CCS[hard coal if,other mining and quarrying 07T08,SOx] | NoSettings | 0 | 0 | 0 | 0 | 0 | 0 | 0 | 0 | 0 | 0 | 0 | 0 | 0 | 0 | 0 | 0 | 0 | 0 | 0 | 0 | 0 | 0 | 0 | 0 | 0 | 0 | 0 | 0 | 0 | 0 | 0
Industrial Sector Energy Related Emissions before CCS[hard coal if,other mining and quarrying 07T08,BC] | NoSettings | 0 | 0 | 0 | 0 | 0 | 0 | 0 | 0 | 0 | 0 | 0 | 0 | 0 | 0 | 0 | 0 | 0 | 0 | 0 | 0 | 0 | 0 | 0 | 0 | 0 | 0 | 0 | 0 | 0 | 0 | 0
Industrial Sector Energy Related Emissions before CCS[hard coal if,other mining and quarrying 07T08,OC] | NoSettings | 0 | 0 | 0 | 0 | 0 | 0 | 0 | 0 | 0 | 0 | 0 | 0 | 0 | 0 | 0 | 0 | 0 | 0 | 0 | 0 | 0 | 0 | 0 | 0 | 0 | 0 | 0 | 0 | 0 | 0 | 0
Industrial Sector Energy Related Emissions before CCS[hard coal if,other mining and quarrying 07T08,CH4] | NoSettings | 0 | 0 | 0 | 0 | 0 | 0 | 0 | 0 | 0 | 0 | 0 | 0 | 0 | 0 | 0 | 0 | 0 | 0 | 0 | 0 | 0 | 0 | 0 | 0 | 0 | 0 | 0 | 0 | 0 | 0 | 0
Industrial Sector Energy Related Emissions before CCS[hard coal if,other mining and quarrying 07T08,N2O] | NoSettings | 0 | 0 | 0 | 0 | 0 | 0 | 0 | 0 | 0 | 0 | 0 | 0 | 0 | 0 | 0 | 0 | 0 | 0 | 0 | 0 | 0 | 0 | 0 | 0 | 0 | 0 | 0 | 0 | 0 | 0 | 0
Industrial Sector Energy Related Emissions before CCS[hard coal if,other mining and quarrying 07T08,F gases] | NoSettings | 0 | 0 | 0 | 0 | 0 | 0 | 0 | 0 | 0 | 0 | 0 | 0 | 0 | 0 | 0 | 0 | 0 | 0 | 0 | 0 | 0 | 0 | 0 | 0 | 0 | 0 | 0 | 0 | 0 | 0 | 0
Industrial Sector Energy Related Emissions before CCS[hard coal if,food beverage and tobacco 10T12,CO2] | NoSettings | 0 | 0 | 0 | 0 | 0 | 0 | 0 | 0 | 0 | 0 | 0 | 0 | 0 | 0 | 0 | 0 | 0 | 0 | 0 | 0 | 0 | 0 | 0 | 0 | 0 | 0 | 0 | 0 | 0 | 0 | 0
Industrial Sector Energy Related Emissions before CCS[hard coal if,food beverage and tobacco 10T12,VOC] | NoSettings | 0 | 0 | 0 | 0 | 0 | 0 | 0 | 0 | 0 | 0 | 0 | 0 | 0 | 0 | 0 | 0 | 0 | 0 | 0 | 0 | 0 | 0 | 0 | 0 | 0 | 0 | 0 | 0 | 0 | 0 | 0
Industrial Sector Energy Related Emissions before CCS[hard coal if,food beverage and tobacco 10T12,CO] | NoSettings | 0 | 0 | 0 | 0 | 0 | 0 | 0 | 0 | 0 | 0 | 0 | 0 | 0 | 0 | 0 | 0 | 0 | 0 | 0 | 0 | 0 | 0 | 0 | 0 | 0 | 0 | 0 | 0 | 0 | 0 | 0
Industrial Sector Energy Related Emissions before CCS[hard coal if,food beverage and tobacco 10T12,NOx] | NoSettings | 0 | 0 | 0 | 0 | 0 | 0 | 0 | 0 | 0 | 0 | 0 | 0 | 0 | 0 | 0 | 0 | 0 | 0 | 0 | 0 | 0 | 0 | 0 | 0 | 0 | 0 | 0 | 0 | 0 | 0 | 0
Industrial Sector Energy Related Emissions before CCS[hard coal if,food beverage and tobacco 10T12,PM10] | NoSettings | 0 | 0 | 0 | 0 | 0 | 0 | 0 | 0 | 0 | 0 | 0 | 0 | 0 | 0 | 0 | 0 | 0 | 0 | 0 | 0 | 0 | 0 | 0 | 0 | 0 | 0 | 0 | 0 | 0 | 0 | 0
Industrial Sector Energy Related Emissions before CCS[hard coal if,food beverage and tobacco 10T12,PM25] | NoSettings | 0 | 0 | 0 | 0 | 0 | 0 | 0 | 0 | 0 | 0 | 0 | 0 | 0 | 0 | 0 | 0 | 0 | 0 | 0 | 0 | 0 | 0 | 0 | 0 | 0 | 0 | 0 | 0 | 0 | 0 | 0
Industrial Sector Energy Related Emissions before CCS[hard coal if,food beverage and tobacco 10T12,SOx] | NoSettings | 0 | 0 | 0 | 0 | 0 | 0 | 0 | 0 | 0 | 0 | 0 | 0 | 0 | 0 | 0 | 0 | 0 | 0 | 0 | 0 | 0 | 0 | 0 | 0 | 0 | 0 | 0 | 0 | 0 | 0 | 0
Industrial Sector Energy Related Emissions before CCS[hard coal if,food beverage and tobacco 10T12,BC] | NoSettings | 0 | 0 | 0 | 0 | 0 | 0 | 0 | 0 | 0 | 0 | 0 | 0 | 0 | 0 | 0 | 0 | 0 | 0 | 0 | 0 | 0 | 0 | 0 | 0 | 0 | 0 | 0 | 0 | 0 | 0 | 0
Industrial Sector Energy Related Emissions before CCS[hard coal if,food beverage and tobacco 10T12,OC] | NoSettings | 0 | 0 | 0 | 0 | 0 | 0 | 0 | 0 | 0 | 0 | 0 | 0 | 0 | 0 | 0 | 0 | 0 | 0 | 0 | 0 | 0 | 0 | 0 | 0 | 0 | 0 | 0 | 0 | 0 | 0 | 0
Industrial Sector Energy Related Emissions before CCS[hard coal if,food beverage and tobacco 10T12,CH4] | NoSettings | 0 | 0 | 0 | 0 | 0 | 0 | 0 | 0 | 0 | 0 | 0 | 0 | 0 | 0 | 0 | 0 | 0 | 0 | 0 | 0 | 0 | 0 | 0 | 0 | 0 | 0 | 0 | 0 | 0 | 0 | 0
Industrial Sector Energy Related Emissions before CCS[hard coal if,food beverage and tobacco 10T12,N2O] | NoSettings | 0 | 0 | 0 | 0 | 0 | 0 | 0 | 0 | 0 | 0 | 0 | 0 | 0 | 0 | 0 | 0 | 0 | 0 | 0 | 0 | 0 | 0 | 0 | 0 | 0 | 0 | 0 | 0 | 0 | 0 | 0
Industrial Sector Energy Related Emissions before CCS[hard coal if,food beverage and tobacco 10T12,F gases] | NoSettings | 0 | 0 | 0 | 0 | 0 | 0 | 0 | 0 | 0 | 0 | 0 | 0 | 0 | 0 | 0 | 0 | 0 | 0 | 0 | 0 | 0 | 0 | 0 | 0 | 0 | 0 | 0 | 0 | 0 | 0 | 0
Industrial Sector Energy Related Emissions before CCS[hard coal if,textiles apparel and leather 13T15,CO2] | NoSettings | 0 | 0 | 0 | 0 | 0 | 0 | 0 | 0 | 0 | 0 | 0 | 0 | 0 | 0 | 0 | 0 | 0 | 0 | 0 | 0 | 0 | 0 | 0 | 0 | 0 | 0 | 0 | 0 | 0 | 0 | 0
Industrial Sector Energy Related Emissions before CCS[hard coal if,textiles apparel and leather 13T15,VOC] | NoSettings | 0 | 0 | 0 | 0 | 0 | 0 | 0 | 0 | 0 | 0 | 0 | 0 | 0 | 0 | 0 | 0 | 0 | 0 | 0 | 0 | 0 | 0 | 0 | 0 | 0 | 0 | 0 | 0 | 0 | 0 | 0
Industrial Sector Energy Related Emissions before CCS[hard coal if,textiles apparel and leather 13T15,CO] | NoSettings | 0 | 0 | 0 | 0 | 0 | 0 | 0 | 0 | 0 | 0 | 0 | 0 | 0 | 0 | 0 | 0 | 0 | 0 | 0 | 0 | 0 | 0 | 0 | 0 | 0 | 0 | 0 | 0 | 0 | 0 | 0
Industrial Sector Energy Related Emissions before CCS[hard coal if,textiles apparel and leather 13T15,NOx] | NoSettings | 0 | 0 | 0 | 0 | 0 | 0 | 0 | 0 | 0 | 0 | 0 | 0 | 0 | 0 | 0 | 0 | 0 | 0 | 0 | 0 | 0 | 0 | 0 | 0 | 0 | 0 | 0 | 0 | 0 | 0 | 0
Industrial Sector Energy Related Emissions before CCS[hard coal if,textiles apparel and leather 13T15,PM10] | NoSettings | 0 | 0 | 0 | 0 | 0 | 0 | 0 | 0 | 0 | 0 | 0 | 0 | 0 | 0 | 0 | 0 | 0 | 0 | 0 | 0 | 0 | 0 | 0 | 0 | 0 | 0 | 0 | 0 | 0 | 0 | 0
Industrial Sector Energy Related Emissions before CCS[hard coal if,textiles apparel and leather 13T15,PM25] | NoSettings | 0 | 0 | 0 | 0 | 0 | 0 | 0 | 0 | 0 | 0 | 0 | 0 | 0 | 0 | 0 | 0 | 0 | 0 | 0 | 0 | 0 | 0 | 0 | 0 | 0 | 0 | 0 | 0 | 0 | 0 | 0
Industrial Sector Energy Related Emissions before CCS[hard coal if,textiles apparel and leather 13T15,SOx] | NoSettings | 0 | 0 | 0 | 0 | 0 | 0 | 0 | 0 | 0 | 0 | 0 | 0 | 0 | 0 | 0 | 0 | 0 | 0 | 0 | 0 | 0 | 0 | 0 | 0 | 0 | 0 | 0 | 0 | 0 | 0 | 0
Industrial Sector Energy Related Emissions before CCS[hard coal if,textiles apparel and leather 13T15,BC] | NoSettings | 0 | 0 | 0 | 0 | 0 | 0 | 0 | 0 | 0 | 0 | 0 | 0 | 0 | 0 | 0 | 0 | 0 | 0 | 0 | 0 | 0 | 0 | 0 | 0 | 0 | 0 | 0 | 0 | 0 | 0 | 0
Industrial Sector Energy Related Emissions before CCS[hard coal if,textiles apparel and leather 13T15,OC] | NoSettings | 0 | 0 | 0 | 0 | 0 | 0 | 0 | 0 | 0 | 0 | 0 | 0 | 0 | 0 | 0 | 0 | 0 | 0 | 0 | 0 | 0 | 0 | 0 | 0 | 0 | 0 | 0 | 0 | 0 | 0 | 0
Industrial Sector Energy Related Emissions before CCS[hard coal if,textiles apparel and leather 13T15,CH4] | NoSettings | 0 | 0 | 0 | 0 | 0 | 0 | 0 | 0 | 0 | 0 | 0 | 0 | 0 | 0 | 0 | 0 | 0 | 0 | 0 | 0 | 0 | 0 | 0 | 0 | 0 | 0 | 0 | 0 | 0 | 0 | 0
Industrial Sector Energy Related Emissions before CCS[hard coal if,textiles apparel and leather 13T15,N2O] | NoSettings | 0 | 0 | 0 | 0 | 0 | 0 | 0 | 0 | 0 | 0 | 0 | 0 | 0 | 0 | 0 | 0 | 0 | 0 | 0 | 0 | 0 | 0 | 0 | 0 | 0 | 0 | 0 | 0 | 0 | 0 | 0
Industrial Sector Energy Related Emissions before CCS[hard coal if,textiles apparel and leather 13T15,F gases] | NoSettings | 0 | 0 | 0 | 0 | 0 | 0 | 0 | 0 | 0 | 0 | 0 | 0 | 0 | 0 | 0 | 0 | 0 | 0 | 0 | 0 | 0 | 0 | 0 | 0 | 0 | 0 | 0 | 0 | 0 | 0 | 0
Industrial Sector Energy Related Emissions before CCS[hard coal if,wood products 16,CO2] | NoSettings | 0 | 0 | 0 | 0 | 0 | 0 | 0 | 0 | 0 | 0 | 0 | 0 | 0 | 0 | 0 | 0 | 0 | 0 | 0 | 0 | 0 | 0 | 0 | 0 | 0 | 0 | 0 | 0 | 0 | 0 | 0
Industrial Sector Energy Related Emissions before CCS[hard coal if,wood products 16,VOC] | NoSettings | 0 | 0 | 0 | 0 | 0 | 0 | 0 | 0 | 0 | 0 | 0 | 0 | 0 | 0 | 0 | 0 | 0 | 0 | 0 | 0 | 0 | 0 | 0 | 0 | 0 | 0 | 0 | 0 | 0 | 0 | 0
Industrial Sector Energy Related Emissions before CCS[hard coal if,wood products 16,CO] | NoSettings | 0 | 0 | 0 | 0 | 0 | 0 | 0 | 0 | 0 | 0 | 0 | 0 | 0 | 0 | 0 | 0 | 0 | 0 | 0 | 0 | 0 | 0 | 0 | 0 | 0 | 0 | 0 | 0 | 0 | 0 | 0
Industrial Sector Energy Related Emissions before CCS[hard coal if,wood products 16,NOx] | NoSettings | 0 | 0 | 0 | 0 | 0 | 0 | 0 | 0 | 0 | 0 | 0 | 0 | 0 | 0 | 0 | 0 | 0 | 0 | 0 | 0 | 0 | 0 | 0 | 0 | 0 | 0 | 0 | 0 | 0 | 0 | 0
Industrial Sector Energy Related Emissions before CCS[hard coal if,wood products 16,PM10] | NoSettings | 0 | 0 | 0 | 0 | 0 | 0 | 0 | 0 | 0 | 0 | 0 | 0 | 0 | 0 | 0 | 0 | 0 | 0 | 0 | 0 | 0 | 0 | 0 | 0 | 0 | 0 | 0 | 0 | 0 | 0 | 0
Industrial Sector Energy Related Emissions before CCS[hard coal if,wood products 16,PM25] | NoSettings | 0 | 0 | 0 | 0 | 0 | 0 | 0 | 0 | 0 | 0 | 0 | 0 | 0 | 0 | 0 | 0 | 0 | 0 | 0 | 0 | 0 | 0 | 0 | 0 | 0 | 0 | 0 | 0 | 0 | 0 | 0
Industrial Sector Energy Related Emissions before CCS[hard coal if,wood products 16,SOx] | NoSettings | 0 | 0 | 0 | 0 | 0 | 0 | 0 | 0 | 0 | 0 | 0 | 0 | 0 | 0 | 0 | 0 | 0 | 0 | 0 | 0 | 0 | 0 | 0 | 0 | 0 | 0 | 0 | 0 | 0 | 0 | 0
Industrial Sector Energy Related Emissions before CCS[hard coal if,wood products 16,BC] | NoSettings | 0 | 0 | 0 | 0 | 0 | 0 | 0 | 0 | 0 | 0 | 0 | 0 | 0 | 0 | 0 | 0 | 0 | 0 | 0 | 0 | 0 | 0 | 0 | 0 | 0 | 0 | 0 | 0 | 0 | 0 | 0
Industrial Sector Energy Related Emissions before CCS[hard coal if,wood products 16,OC] | NoSettings | 0 | 0 | 0 | 0 | 0 | 0 | 0 | 0 | 0 | 0 | 0 | 0 | 0 | 0 | 0 | 0 | 0 | 0 | 0 | 0 | 0 | 0 | 0 | 0 | 0 | 0 | 0 | 0 | 0 | 0 | 0
Industrial Sector Energy Related Emissions before CCS[hard coal if,wood products 16,CH4] | NoSettings | 0 | 0 | 0 | 0 | 0 | 0 | 0 | 0 | 0 | 0 | 0 | 0 | 0 | 0 | 0 | 0 | 0 | 0 | 0 | 0 | 0 | 0 | 0 | 0 | 0 | 0 | 0 | 0 | 0 | 0 | 0
Industrial Sector Energy Related Emissions before CCS[hard coal if,wood products 16,N2O] | NoSettings | 0 | 0 | 0 | 0 | 0 | 0 | 0 | 0 | 0 | 0 | 0 | 0 | 0 | 0 | 0 | 0 | 0 | 0 | 0 | 0 | 0 | 0 | 0 | 0 | 0 | 0 | 0 | 0 | 0 | 0 | 0
Industrial Sector Energy Related Emissions before CCS[hard coal if,wood products 16,F gases] | NoSettings | 0 | 0 | 0 | 0 | 0 | 0 | 0 | 0 | 0 | 0 | 0 | 0 | 0 | 0 | 0 | 0 | 0 | 0 | 0 | 0 | 0 | 0 | 0 | 0 | 0 | 0 | 0 | 0 | 0 | 0 | 0
Industrial Sector Energy Related Emissions before CCS[hard coal if,pulp paper and printing 17T18,CO2] | NoSettings | 0 | 0 | 0 | 0 | 0 | 0 | 0 | 0 | 0 | 0 | 0 | 0 | 0 | 0 | 0 | 0 | 0 | 0 | 0 | 0 | 0 | 0 | 0 | 0 | 0 | 0 | 0 | 0 | 0 | 0 | 0
Industrial Sector Energy Related Emissions before CCS[hard coal if,pulp paper and printing 17T18,VOC] | NoSettings | 0 | 0 | 0 | 0 | 0 | 0 | 0 | 0 | 0 | 0 | 0 | 0 | 0 | 0 | 0 | 0 | 0 | 0 | 0 | 0 | 0 | 0 | 0 | 0 | 0 | 0 | 0 | 0 | 0 | 0 | 0
Industrial Sector Energy Related Emissions before CCS[hard coal if,pulp paper and printing 17T18,CO] | NoSettings | 0 | 0 | 0 | 0 | 0 | 0 | 0 | 0 | 0 | 0 | 0 | 0 | 0 | 0 | 0 | 0 | 0 | 0 | 0 | 0 | 0 | 0 | 0 | 0 | 0 | 0 | 0 | 0 | 0 | 0 | 0
Industrial Sector Energy Related Emissions before CCS[hard coal if,pulp paper and printing 17T18,NOx] | NoSettings | 0 | 0 | 0 | 0 | 0 | 0 | 0 | 0 | 0 | 0 | 0 | 0 | 0 | 0 | 0 | 0 | 0 | 0 | 0 | 0 | 0 | 0 | 0 | 0 | 0 | 0 | 0 | 0 | 0 | 0 | 0
Industrial Sector Energy Related Emissions before CCS[hard coal if,pulp paper and printing 17T18,PM10] | NoSettings | 0 | 0 | 0 | 0 | 0 | 0 | 0 | 0 | 0 | 0 | 0 | 0 | 0 | 0 | 0 | 0 | 0 | 0 | 0 | 0 | 0 | 0 | 0 | 0 | 0 | 0 | 0 | 0 | 0 | 0 | 0
Industrial Sector Energy Related Emissions before CCS[hard coal if,pulp paper and printing 17T18,PM25] | NoSettings | 0 | 0 | 0 | 0 | 0 | 0 | 0 | 0 | 0 | 0 | 0 | 0 | 0 | 0 | 0 | 0 | 0 | 0 | 0 | 0 | 0 | 0 | 0 | 0 | 0 | 0 | 0 | 0 | 0 | 0 | 0
Industrial Sector Energy Related Emissions before CCS[hard coal if,pulp paper and printing 17T18,SOx] | NoSettings | 0 | 0 | 0 | 0 | 0 | 0 | 0 | 0 | 0 | 0 | 0 | 0 | 0 | 0 | 0 | 0 | 0 | 0 | 0 | 0 | 0 | 0 | 0 | 0 | 0 | 0 | 0 | 0 | 0 | 0 | 0
Industrial Sector Energy Related Emissions before CCS[hard coal if,pulp paper and printing 17T18,BC] | NoSettings | 0 | 0 | 0 | 0 | 0 | 0 | 0 | 0 | 0 | 0 | 0 | 0 | 0 | 0 | 0 | 0 | 0 | 0 | 0 | 0 | 0 | 0 | 0 | 0 | 0 | 0 | 0 | 0 | 0 | 0 | 0
Industrial Sector Energy Related Emissions before CCS[hard coal if,pulp paper and printing 17T18,OC] | NoSettings | 0 | 0 | 0 | 0 | 0 | 0 | 0 | 0 | 0 | 0 | 0 | 0 | 0 | 0 | 0 | 0 | 0 | 0 | 0 | 0 | 0 | 0 | 0 | 0 | 0 | 0 | 0 | 0 | 0 | 0 | 0
Industrial Sector Energy Related Emissions before CCS[hard coal if,pulp paper and printing 17T18,CH4] | NoSettings | 0 | 0 | 0 | 0 | 0 | 0 | 0 | 0 | 0 | 0 | 0 | 0 | 0 | 0 | 0 | 0 | 0 | 0 | 0 | 0 | 0 | 0 | 0 | 0 | 0 | 0 | 0 | 0 | 0 | 0 | 0
Industrial Sector Energy Related Emissions before CCS[hard coal if,pulp paper and printing 17T18,N2O] | NoSettings | 0 | 0 | 0 | 0 | 0 | 0 | 0 | 0 | 0 | 0 | 0 | 0 | 0 | 0 | 0 | 0 | 0 | 0 | 0 | 0 | 0 | 0 | 0 | 0 | 0 | 0 | 0 | 0 | 0 | 0 | 0
Industrial Sector Energy Related Emissions before CCS[hard coal if,pulp paper and printing 17T18,F gases] | NoSettings | 0 | 0 | 0 | 0 | 0 | 0 | 0 | 0 | 0 | 0 | 0 | 0 | 0 | 0 | 0 | 0 | 0 | 0 | 0 | 0 | 0 | 0 | 0 | 0 | 0 | 0 | 0 | 0 | 0 | 0 | 0
Industrial Sector Energy Related Emissions before CCS[hard coal if,refined petroleum and coke 19,CO2] | NoSettings | 5498550000000 | 5499760000000 | 5500140000000 | 5500640000000 | 5500930000000 | 5501170000000 | 5501370000000 | 5501600000000 | 5501540000000 | 5503060000000 | 5504420000000 | 5505730000000 | 5507180000000 | 5508460000000 | 5509710000000 | 5510820000000 | 5512140000000 | 5511940000000 | 5511730000000 | 5511630000000 | 5511470000000 | 5511460000000 | 5511340000000 | 5511200000000 | 5511060000000 | 3817430000000 | 4156020000000 | 3817350000000 | 3478580000000 | 3139820000000 | 2801110000000
Industrial Sector Energy Related Emissions before CCS[hard coal if,refined petroleum and coke 19,VOC] | NoSettings | 25788100 | 25793700 | 25795500 | 25797900 | 25799200 | 25800300 | 25801300 | 25802400 | 25802100 | 25809200 | 25815600 | 25821700 | 25828500 | 25834500 | 25840400 | 25845600 | 25851800 | 25850900 | 25849900 | 25849400 | 25848700 | 25848600 | 25848000 | 25847400 | 25846700 | 17903700 | 19491600 | 17903300 | 16314500 | 14725700 | 13137100
Industrial Sector Energy Related Emissions before CCS[hard coal if,refined petroleum and coke 19,CO] | NoSettings | 1310600000 | 1310890000 | 1310980000 | 1311100000 | 1311170000 | 1311230000 | 1311280000 | 1311330000 | 1311320000 | 1311680000 | 1312000000 | 1312310000 | 1312660000 | 1312960000 | 1313260000 | 1313530000 | 1313840000 | 1313790000 | 1313740000 | 1313720000 | 1313680000 | 1313680000 | 1313650000 | 1313620000 | 1313590000 | 909901000 | 990606000 | 909881000 | 829135000 | 748390000 | 667656000
Industrial Sector Energy Related Emissions before CCS[hard coal if,refined petroleum and coke 19,NOx] | NoSettings | 6654600000 | 6656060000 | 6656520000 | 6657130000 | 6657480000 | 6657760000 | 6658010000 | 6658290000 | 6658210000 | 6660060000 | 6661700000 | 6663290000 | 6665040000 | 6666590000 | 6668100000 | 6669450000 | 6671040000 | 6670800000 | 6670550000 | 6670430000 | 6670240000 | 6670220000 | 6670070000 | 6669910000 | 6669740000 | 4620030000 | 5029810000 | 4619930000 | 4209940000 | 3799960000 | 3390030000
Industrial Sector Energy Related Emissions before CCS[hard coal if,refined petroleum and coke 19,PM10] | NoSettings | 145726000 | 145758000 | 145768000 | 145781000 | 145789000 | 145795000 | 145801000 | 145807000 | 145805000 | 145845000 | 145881000 | 145916000 | 145954000 | 145988000 | 146022000 | 146051000 | 146086000 | 146081000 | 146075000 | 146073000 | 146068000 | 146068000 | 146065000 | 146061000 | 146057000 | 101172000 | 110145000 | 101170000 | 92191400 | 83213400 | 74236600
Industrial Sector Energy Related Emissions before CCS[hard coal if,refined petroleum and coke 19,PM25] | NoSettings | 137943000 | 137973000 | 137983000 | 137995000 | 138003000 | 138009000 | 138014000 | 138019000 | 138018000 | 138056000 | 138090000 | 138123000 | 138159000 | 138192000 | 138223000 | 138251000 | 138284000 | 138279000 | 138274000 | 138271000 | 138267000 | 138267000 | 138264000 | 138260000 | 138257000 | 95768400 | 104263000 | 95766300 | 87267700 | 78769200 | 70271800
Industrial Sector Energy Related Emissions before CCS[hard coal if,refined petroleum and coke 19,SOx] | NoSettings | 29785000000 | 29791500000 | 29793600000 | 29796300000 | 29797900000 | 29799100000 | 29800300000 | 29801500000 | 29801200000 | 29809400000 | 29816800000 | 29823900000 | 29831700000 | 29838700000 | 29845400000 | 29851500000 | 29858600000 | 29857500000 | 29856400000 | 29855900000 | 29855000000 | 29854900000 | 29854200000 | 29853500000 | 29852800000 | 20678600000 | 22512700000 | 20678100000 | 18843100000 | 17008000000 | 15173300000
Industrial Sector Energy Related Emissions before CCS[hard coal if,refined petroleum and coke 19,BC] | NoSettings | 5924280 | 5925590 | 5925990 | 5926530 | 5926850 | 5927100 | 5927330 | 5927570 | 5927500 | 5929140 | 5930610 | 5932020 | 5933580 | 5934960 | 5936310 | 5937510 | 5938920 | 5938710 | 5938490 | 5938380 | 5938210 | 5938200 | 5938060 | 5937920 | 5937770 | 4113000 | 4477810 | 4112910 | 3747920 | 3382930 | 3017990
Industrial Sector Energy Related Emissions before CCS[hard coal if,refined petroleum and coke 19,OC] | NoSettings | 11151600 | 11154000 | 11154800 | 11155800 | 11156400 | 11156900 | 11157300 | 11157800 | 11157700 | 11160700 | 11163500 | 11166200 | 11169100 | 11171700 | 11174200 | 11176500 | 11179100 | 11178800 | 11178300 | 11178100 | 11177800 | 11177800 | 11177500 | 11177300 | 11177000 | 7742120 | 8428820 | 7741950 | 7054900 | 6367870 | 5680920
Industrial Sector Energy Related Emissions before CCS[hard coal if,refined petroleum and coke 19,CH4] | NoSettings | 638893000 | 639034000 | 639078000 | 639136000 | 639170000 | 639197000 | 639221000 | 639248000 | 639241000 | 639418000 | 639575000 | 639727000 | 639896000 | 640045000 | 640190000 | 640320000 | 640472000 | 640449000 | 640425000 | 640414000 | 640395000 | 640394000 | 640379000 | 640364000 | 640347000 | 443559000 | 482901000 | 443549000 | 404187000 | 364826000 | 325470000
Industrial Sector Energy Related Emissions before CCS[hard coal if,refined petroleum and coke 19,N2O] | NoSettings | 92929900 | 92950400 | 92956800 | 92965200 | 92970200 | 92974200 | 92977600 | 92981500 | 92980500 | 93006200 | 93029200 | 93051300 | 93075800 | 93097400 | 93118500 | 93137400 | 93159600 | 93156300 | 93152700 | 93151100 | 93148400 | 93148200 | 93146000 | 93143800 | 93141400 | 64517700 | 70240200 | 64516200 | 58790800 | 53065600 | 47341000
Industrial Sector Energy Related Emissions before CCS[hard coal if,refined petroleum and coke 19,F gases] | NoSettings | 0 | 0 | 0 | 0 | 0 | 0 | 0 | 0 | 0 | 0 | 0 | 0 | 0 | 0 | 0 | 0 | 0 | 0 | 0 | 0 | 0 | 0 | 0 | 0 | 0 | 0 | 0 | 0 | 0 | 0 | 0
Industrial Sector Energy Related Emissions before CCS[hard coal if,chemicals 20,CO2] | NoSettings | 0 | 35615600 | 62128300 | 80542500 | 89460500 | 91508000 | 89195800 | 92055900 | 144143000 | 138074000 | 131563000 | 122762000 | 125527000 | 127513000 | 129135000 | 129687000 | 131250000 | 126584000 | 123476000 | 120314000 | 117700000 | 115208000 | 111277000 | 107257000 | 102904000 | 78217200 | 78766800 | 73386400 | 68270300 | 63186400 | 57982100
Industrial Sector Energy Related Emissions before CCS[hard coal if,chemicals 20,VOC] | NoSettings | 0 | 167.036 | 291.38 | 377.742 | 419.568 | 429.17 | 418.326 | 431.74 | 676.029 | 647.562 | 617.026 | 575.752 | 588.716 | 598.033 | 605.642 | 608.227 | 615.557 | 593.678 | 579.1 | 564.269 | 552.009 | 540.323 | 521.888 | 503.033 | 482.619 | 366.837 | 369.414 | 344.18 | 320.186 | 296.343 | 271.935
Industrial Sector Energy Related Emissions before CCS[hard coal if,chemicals 20,CO] | NoSettings | 0 | 8489.13 | 14808.5 | 19197.6 | 21323.3 | 21811.3 | 21260.2 | 21941.9 | 34357.2 | 32910.4 | 31358.6 | 29260.9 | 29919.8 | 30393.3 | 30780 | 30911.4 | 31283.9 | 30171.9 | 29431 | 28677.3 | 28054.2 | 27460.3 | 26523.4 | 25565.2 | 24527.7 | 18643.4 | 18774.4 | 17492 | 16272.5 | 15060.7 | 13820.3
Industrial Sector Energy Related Emissions before CCS[hard coal if,chemicals 20,NOx] | NoSettings | 0 | 43103.6 | 75190.5 | 97476.2 | 108269 | 110747 | 107949 | 111410 | 174449 | 167103 | 159223 | 148572 | 151918 | 154322 | 156286 | 156953 | 158844 | 153198 | 149436 | 145609 | 142446 | 139430 | 134673 | 129807 | 124540 | 94662 | 95327.2 | 88815.6 | 82623.8 | 76471.1 | 70172.7
Industrial Sector Energy Related Emissions before CCS[hard coal if,chemicals 20,PM10] | NoSettings | 0 | 943.905 | 1646.56 | 2134.58 | 2370.94 | 2425.2 | 2363.92 | 2439.72 | 3820.17 | 3659.31 | 3486.75 | 3253.52 | 3326.78 | 3379.43 | 3422.42 | 3437.03 | 3478.45 | 3354.81 | 3272.44 | 3188.63 | 3119.35 | 3053.31 | 2949.14 | 2842.59 | 2727.23 | 2072.96 | 2087.52 | 1944.93 | 1809.34 | 1674.6 | 1536.68
Industrial Sector Energy Related Emissions before CCS[hard coal if,chemicals 20,PM25] | NoSettings | 0 | 893.494 | 1558.62 | 2020.58 | 2244.31 | 2295.67 | 2237.67 | 2309.42 | 3616.15 | 3463.87 | 3300.53 | 3079.75 | 3149.1 | 3198.94 | 3239.64 | 3253.47 | 3292.68 | 3175.64 | 3097.66 | 3018.33 | 2952.75 | 2890.24 | 2791.63 | 2690.77 | 2581.58 | 1962.25 | 1976.03 | 1841.05 | 1712.71 | 1585.17 | 1454.61
Industrial Sector Energy Related Emissions before CCS[hard coal if,chemicals 20,SOx] | NoSettings | 0 | 192925 | 336541 | 436289 | 484597 | 495688 | 483163 | 498656 | 780807 | 747928 | 712660 | 664988 | 679962 | 690723 | 699511 | 702497 | 710963 | 685693 | 668855 | 651726 | 637566 | 624068 | 602776 | 580998 | 557420 | 423693 | 426670 | 397525 | 369812 | 342273 | 314082
Industrial Sector Energy Related Emissions before CCS[hard coal if,chemicals 20,BC] | NoSettings | 0 | 38.3732 | 66.9386 | 86.7786 | 96.3872 | 98.5932 | 96.102 | 99.1835 | 155.304 | 148.764 | 141.749 | 132.267 | 135.246 | 137.386 | 139.134 | 139.728 | 141.412 | 136.385 | 133.036 | 129.629 | 126.813 | 124.128 | 119.893 | 115.562 | 110.872 | 84.2733 | 84.8655 | 79.0684 | 73.5562 | 68.0787 | 62.4715
Industrial Sector Energy Related Emissions before CCS[hard coal if,chemicals 20,OC] | NoSettings | 0 | 72.2319 | 126.002 | 163.348 | 181.435 | 185.587 | 180.898 | 186.698 | 292.337 | 280.027 | 266.822 | 248.974 | 254.58 | 258.609 | 261.899 | 263.017 | 266.187 | 256.726 | 250.422 | 244.008 | 238.707 | 233.653 | 225.681 | 217.528 | 208.7 | 158.632 | 159.747 | 148.835 | 138.459 | 128.148 | 117.593
Industrial Sector Energy Related Emissions before CCS[hard coal if,chemicals 20,CH4] | NoSettings | 0 | 4138.29 | 7218.87 | 9358.48 | 10394.7 | 10632.6 | 10363.9 | 10696.3 | 16748.5 | 16043.2 | 15286.7 | 14264.1 | 14585.3 | 14816.1 | 15004.7 | 15068.7 | 15250.3 | 14708.2 | 14347.1 | 13979.6 | 13675.9 | 13386.4 | 12929.7 | 12462.5 | 11956.8 | 9088.3 | 9152.16 | 8526.99 | 7932.53 | 7341.82 | 6737.13
Industrial Sector Energy Related Emissions before CCS[hard coal if,chemicals 20,N2O] | NoSettings | 0 | 601.932 | 1050.02 | 1361.23 | 1511.96 | 1546.56 | 1507.48 | 1555.82 | 2436.14 | 2333.56 | 2223.52 | 2074.78 | 2121.5 | 2155.07 | 2182.49 | 2191.81 | 2218.22 | 2139.38 | 2086.85 | 2033.4 | 1989.22 | 1947.11 | 1880.68 | 1812.73 | 1739.17 | 1321.93 | 1331.22 | 1240.29 | 1153.82 | 1067.9 | 979.945
Industrial Sector Energy Related Emissions before CCS[hard coal if,chemicals 20,F gases] | NoSettings | 0 | 0 | 0 | 0 | 0 | 0 | 0 | 0 | 0 | 0 | 0 | 0 | 0 | 0 | 0 | 0 | 0 | 0 | 0 | 0 | 0 | 0 | 0 | 0 | 0 | 0 | 0 | 0 | 0 | 0 | 0
Industrial Sector Energy Related Emissions before CCS[hard coal if,rubber and plastic products 22,CO2] | NoSettings | 0 | 0 | 0 | 0 | 0 | 0 | 0 | 0 | 0 | 0 | 0 | 0 | 0 | 0 | 0 | 0 | 0 | 0 | 0 | 0 | 0 | 0 | 0 | 0 | 0 | 0 | 0 | 0 | 0 | 0 | 0
Industrial Sector Energy Related Emissions before CCS[hard coal if,rubber and plastic products 22,VOC] | NoSettings | 0 | 0 | 0 | 0 | 0 | 0 | 0 | 0 | 0 | 0 | 0 | 0 | 0 | 0 | 0 | 0 | 0 | 0 | 0 | 0 | 0 | 0 | 0 | 0 | 0 | 0 | 0 | 0 | 0 | 0 | 0
Industrial Sector Energy Related Emissions before CCS[hard coal if,rubber and plastic products 22,CO] | NoSettings | 0 | 0 | 0 | 0 | 0 | 0 | 0 | 0 | 0 | 0 | 0 | 0 | 0 | 0 | 0 | 0 | 0 | 0 | 0 | 0 | 0 | 0 | 0 | 0 | 0 | 0 | 0 | 0 | 0 | 0 | 0
Industrial Sector Energy Related Emissions before CCS[hard coal if,rubber and plastic products 22,NOx] | NoSettings | 0 | 0 | 0 | 0 | 0 | 0 | 0 | 0 | 0 | 0 | 0 | 0 | 0 | 0 | 0 | 0 | 0 | 0 | 0 | 0 | 0 | 0 | 0 | 0 | 0 | 0 | 0 | 0 | 0 | 0 | 0
Industrial Sector Energy Related Emissions before CCS[hard coal if,rubber and plastic products 22,PM10] | NoSettings | 0 | 0 | 0 | 0 | 0 | 0 | 0 | 0 | 0 | 0 | 0 | 0 | 0 | 0 | 0 | 0 | 0 | 0 | 0 | 0 | 0 | 0 | 0 | 0 | 0 | 0 | 0 | 0 | 0 | 0 | 0
Industrial Sector Energy Related Emissions before CCS[hard coal if,rubber and plastic products 22,PM25] | NoSettings | 0 | 0 | 0 | 0 | 0 | 0 | 0 | 0 | 0 | 0 | 0 | 0 | 0 | 0 | 0 | 0 | 0 | 0 | 0 | 0 | 0 | 0 | 0 | 0 | 0 | 0 | 0 | 0 | 0 | 0 | 0
Industrial Sector Energy Related Emissions before CCS[hard coal if,rubber and plastic products 22,SOx] | NoSettings | 0 | 0 | 0 | 0 | 0 | 0 | 0 | 0 | 0 | 0 | 0 | 0 | 0 | 0 | 0 | 0 | 0 | 0 | 0 | 0 | 0 | 0 | 0 | 0 | 0 | 0 | 0 | 0 | 0 | 0 | 0
Industrial Sector Energy Related Emissions before CCS[hard coal if,rubber and plastic products 22,BC] | NoSettings | 0 | 0 | 0 | 0 | 0 | 0 | 0 | 0 | 0 | 0 | 0 | 0 | 0 | 0 | 0 | 0 | 0 | 0 | 0 | 0 | 0 | 0 | 0 | 0 | 0 | 0 | 0 | 0 | 0 | 0 | 0
Industrial Sector Energy Related Emissions before CCS[hard coal if,rubber and plastic products 22,OC] | NoSettings | 0 | 0 | 0 | 0 | 0 | 0 | 0 | 0 | 0 | 0 | 0 | 0 | 0 | 0 | 0 | 0 | 0 | 0 | 0 | 0 | 0 | 0 | 0 | 0 | 0 | 0 | 0 | 0 | 0 | 0 | 0
Industrial Sector Energy Related Emissions before CCS[hard coal if,rubber and plastic products 22,CH4] | NoSettings | 0 | 0 | 0 | 0 | 0 | 0 | 0 | 0 | 0 | 0 | 0 | 0 | 0 | 0 | 0 | 0 | 0 | 0 | 0 | 0 | 0 | 0 | 0 | 0 | 0 | 0 | 0 | 0 | 0 | 0 | 0
Industrial Sector Energy Related Emissions before CCS[hard coal if,rubber and plastic products 22,N2O] | NoSettings | 0 | 0 | 0 | 0 | 0 | 0 | 0 | 0 | 0 | 0 | 0 | 0 | 0 | 0 | 0 | 0 | 0 | 0 | 0 | 0 | 0 | 0 | 0 | 0 | 0 | 0 | 0 | 0 | 0 | 0 | 0
Industrial Sector Energy Related Emissions before CCS[hard coal if,rubber and plastic products 22,F gases] | NoSettings | 0 | 0 | 0 | 0 | 0 | 0 | 0 | 0 | 0 | 0 | 0 | 0 | 0 | 0 | 0 | 0 | 0 | 0 | 0 | 0 | 0 | 0 | 0 | 0 | 0 | 0 | 0 | 0 | 0 | 0 | 0
Industrial Sector Energy Related Emissions before CCS[hard coal if,glass and glass products 231,CO2] | NoSettings | 0 | 0 | 0 | 0 | 0 | 0 | 0 | 0 | 0 | 0 | 0 | 0 | 0 | 0 | 0 | 0 | 0 | 0 | 0 | 0 | 0 | 0 | 0 | 0 | 0 | 0 | 0 | 0 | 0 | 0 | 0
Industrial Sector Energy Related Emissions before CCS[hard coal if,glass and glass products 231,VOC] | NoSettings | 0 | 0 | 0 | 0 | 0 | 0 | 0 | 0 | 0 | 0 | 0 | 0 | 0 | 0 | 0 | 0 | 0 | 0 | 0 | 0 | 0 | 0 | 0 | 0 | 0 | 0 | 0 | 0 | 0 | 0 | 0
Industrial Sector Energy Related Emissions before CCS[hard coal if,glass and glass products 231,CO] | NoSettings | 0 | 0 | 0 | 0 | 0 | 0 | 0 | 0 | 0 | 0 | 0 | 0 | 0 | 0 | 0 | 0 | 0 | 0 | 0 | 0 | 0 | 0 | 0 | 0 | 0 | 0 | 0 | 0 | 0 | 0 | 0
Industrial Sector Energy Related Emissions before CCS[hard coal if,glass and glass products 231,NOx] | NoSettings | 0 | 0 | 0 | 0 | 0 | 0 | 0 | 0 | 0 | 0 | 0 | 0 | 0 | 0 | 0 | 0 | 0 | 0 | 0 | 0 | 0 | 0 | 0 | 0 | 0 | 0 | 0 | 0 | 0 | 0 | 0
Industrial Sector Energy Related Emissions before CCS[hard coal if,glass and glass products 231,PM10] | NoSettings | 0 | 0 | 0 | 0 | 0 | 0 | 0 | 0 | 0 | 0 | 0 | 0 | 0 | 0 | 0 | 0 | 0 | 0 | 0 | 0 | 0 | 0 | 0 | 0 | 0 | 0 | 0 | 0 | 0 | 0 | 0
Industrial Sector Energy Related Emissions before CCS[hard coal if,glass and glass products 231,PM25] | NoSettings | 0 | 0 | 0 | 0 | 0 | 0 | 0 | 0 | 0 | 0 | 0 | 0 | 0 | 0 | 0 | 0 | 0 | 0 | 0 | 0 | 0 | 0 | 0 | 0 | 0 | 0 | 0 | 0 | 0 | 0 | 0
Industrial Sector Energy Related Emissions before CCS[hard coal if,glass and glass products 231,SOx] | NoSettings | 0 | 0 | 0 | 0 | 0 | 0 | 0 | 0 | 0 | 0 | 0 | 0 | 0 | 0 | 0 | 0 | 0 | 0 | 0 | 0 | 0 | 0 | 0 | 0 | 0 | 0 | 0 | 0 | 0 | 0 | 0
Industrial Sector Energy Related Emissions before CCS[hard coal if,glass and glass products 231,BC] | NoSettings | 0 | 0 | 0 | 0 | 0 | 0 | 0 | 0 | 0 | 0 | 0 | 0 | 0 | 0 | 0 | 0 | 0 | 0 | 0 | 0 | 0 | 0 | 0 | 0 | 0 | 0 | 0 | 0 | 0 | 0 | 0
Industrial Sector Energy Related Emissions before CCS[hard coal if,glass and glass products 231,OC] | NoSettings | 0 | 0 | 0 | 0 | 0 | 0 | 0 | 0 | 0 | 0 | 0 | 0 | 0 | 0 | 0 | 0 | 0 | 0 | 0 | 0 | 0 | 0 | 0 | 0 | 0 | 0 | 0 | 0 | 0 | 0 | 0
Industrial Sector Energy Related Emissions before CCS[hard coal if,glass and glass products 231,CH4] | NoSettings | 0 | 0 | 0 | 0 | 0 | 0 | 0 | 0 | 0 | 0 | 0 | 0 | 0 | 0 | 0 | 0 | 0 | 0 | 0 | 0 | 0 | 0 | 0 | 0 | 0 | 0 | 0 | 0 | 0 | 0 | 0
Industrial Sector Energy Related Emissions before CCS[hard coal if,glass and glass products 231,N2O] | NoSettings | 0 | 0 | 0 | 0 | 0 | 0 | 0 | 0 | 0 | 0 | 0 | 0 | 0 | 0 | 0 | 0 | 0 | 0 | 0 | 0 | 0 | 0 | 0 | 0 | 0 | 0 | 0 | 0 | 0 | 0 | 0
Industrial Sector Energy Related Emissions before CCS[hard coal if,glass and glass products 231,F gases] | NoSettings | 0 | 0 | 0 | 0 | 0 | 0 | 0 | 0 | 0 | 0 | 0 | 0 | 0 | 0 | 0 | 0 | 0 | 0 | 0 | 0 | 0 | 0 | 0 | 0 | 0 | 0 | 0 | 0 | 0 | 0 | 0
Industrial Sector Energy Related Emissions before CCS[hard coal if,cement and other nonmetallic minerals 239,CO2] | NoSettings | 3386890000000 | 3301810000000 | 3216900000000 | 3132000000000 | 3047060000000 | 2962100000000 | 2877110000000 | 2792140000000 | 2707400000000 | 2623580000000 | 2539660000000 | 2455610000000 | 2371620000000 | 2287560000000 | 2203440000000 | 2119290000000 | 2120250000000 | 2120100000000 | 2119950000000 | 2119810000000 | 2119690000000 | 2119570000000 | 2119430000000 | 2119270000000 | 2119100000000 | 2117190000000 | 2117430000000 | 2117000000000 | 2116570000000 | 2116150000000 | 2115740000000
Industrial Sector Energy Related Emissions before CCS[hard coal if,cement and other nonmetallic minerals 239,VOC] | NoSettings | 15884500 | 15485400 | 15087200 | 14689000 | 14290600 | 13892200 | 13493600 | 13095100 | 12697600 | 12304500 | 11910900 | 11516800 | 11122900 | 10728600 | 10334100 | 9939430 | 9943910 | 9943210 | 9942530 | 9941850 | 9941280 | 9940730 | 9940070 | 9939320 | 9938520 | 9929580 | 9930710 | 9928670 | 9926670 | 9924700 | 9922780
Industrial Sector Energy Related Emissions before CCS[hard coal if,cement and other nonmetallic minerals 239,CO] | NoSettings | 807281000 | 787000000 | 766763000 | 746526000 | 726280000 | 706028000 | 685772000 | 665518000 | 645319000 | 625341000 | 605338000 | 585306000 | 565287000 | 545249000 | 525200000 | 505143000 | 505370000 | 505335000 | 505300000 | 505265000 | 505237000 | 505208000 | 505175000 | 505137000 | 505096000 | 504642000 | 504699000 | 504596000 | 504494000 | 504394000 | 504296000
Industrial Sector Energy Related Emissions before CCS[hard coal if,cement and other nonmetallic minerals 239,NOx] | NoSettings | 4098980000 | 3996000000 | 3893250000 | 3790490000 | 3687690000 | 3584870000 | 3482010000 | 3379170000 | 3276610000 | 3175170000 | 3073610000 | 2971900000 | 2870250000 | 2768510000 | 2666710000 | 2564870000 | 2566020000 | 2565840000 | 2565670000 | 2565490000 | 2565340000 | 2565200000 | 2565030000 | 2564840000 | 2564630000 | 2562320000 | 2562610000 | 2562090000 | 2561570000 | 2561070000 | 2560570000
Industrial Sector Energy Related Emissions before CCS[hard coal if,cement and other nonmetallic minerals 239,PM10] | NoSettings | 89761500 | 87506400 | 85256300 | 83006100 | 80755000 | 78503200 | 76250900 | 73998900 | 71753000 | 69531600 | 67307500 | 65080100 | 62854200 | 60626200 | 58396900 | 56166800 | 56192100 | 56188100 | 56184300 | 56180400 | 56177200 | 56174100 | 56170300 | 56166100 | 56161600 | 56111100 | 56117400 | 56105900 | 56094600 | 56083500 | 56072700
Industrial Sector Energy Related Emissions before CCS[hard coal if,cement and other nonmetallic minerals 239,PM25] | NoSettings | 84967500 | 82832900 | 80703000 | 78573000 | 76442100 | 74310600 | 72178500 | 70046800 | 67920800 | 65818100 | 63712700 | 61604300 | 59497300 | 57388300 | 55278100 | 53167000 | 53191000 | 53187200 | 53183600 | 53179900 | 53176900 | 53173900 | 53170400 | 53166400 | 53162100 | 53114300 | 53120300 | 53109400 | 53098700 | 53088200 | 53078000
Industrial Sector Energy Related Emissions before CCS[hard coal if,cement and other nonmetallic minerals 239,SOx] | NoSettings | 18346400000 | 17885500000 | 17425600000 | 16965700000 | 16505600000 | 16045300000 | 15585000000 | 15124700000 | 14665600000 | 14211600000 | 13757000000 | 13301800000 | 12846800000 | 12391400000 | 11935800000 | 11480000000 | 11485100000 | 11484300000 | 11483500000 | 11482700000 | 11482100000 | 11481500000 | 11480700000 | 11479800000 | 11478900000 | 11468600000 | 11469900000 | 11467500000 | 11465200000 | 11462900000 | 11460700000
Industrial Sector Energy Related Emissions before CCS[hard coal if,cement and other nonmetallic minerals 239,BC] | NoSettings | 3649130 | 3557450 | 3465980 | 3374500 | 3282990 | 3191440 | 3099880 | 3008330 | 2917020 | 2826710 | 2736290 | 2645740 | 2555250 | 2464680 | 2374050 | 2283380 | 2284410 | 2284250 | 2284100 | 2283940 | 2283810 | 2283680 | 2283530 | 2283360 | 2283170 | 2281120 | 2281380 | 2280910 | 2280450 | 2280000 | 2279560
Industrial Sector Energy Related Emissions before CCS[hard coal if,cement and other nonmetallic minerals 239,OC] | NoSettings | 6868950 | 6696380 | 6524200 | 6352000 | 6179740 | 6007420 | 5835060 | 5662730 | 5490860 | 5320870 | 5150670 | 4980220 | 4809880 | 4639390 | 4468790 | 4298130 | 4300070 | 4299770 | 4299470 | 4299180 | 4298930 | 4298690 | 4298410 | 4298080 | 4297740 | 4293870 | 4294360 | 4293480 | 4292610 | 4291760 | 4290930
Industrial Sector Energy Related Emissions before CCS[hard coal if,cement and other nonmetallic minerals 239,CH4] | NoSettings | 393534000 | 383647000 | 373782000 | 363917000 | 354047000 | 344175000 | 334301000 | 324427000 | 314581000 | 304842000 | 295091000 | 285325000 | 275566000 | 265798000 | 256025000 | 246247000 | 246358000 | 246341000 | 246324000 | 246307000 | 246293000 | 246279000 | 246263000 | 246244000 | 246225000 | 246003000 | 246031000 | 245981000 | 245931000 | 245882000 | 245835000
Industrial Sector Energy Related Emissions before CCS[hard coal if,cement and other nonmetallic minerals 239,N2O] | NoSettings | 57241300 | 55803200 | 54368300 | 52933400 | 51497800 | 50061800 | 48625500 | 47189400 | 45757200 | 44340600 | 42922300 | 41501800 | 40082400 | 38661600 | 37240000 | 35817800 | 35833900 | 35831400 | 35828900 | 35826500 | 35824400 | 35822500 | 35820100 | 35817400 | 35814500 | 35782300 | 35786300 | 35779000 | 35771800 | 35764700 | 35757800
Industrial Sector Energy Related Emissions before CCS[hard coal if,cement and other nonmetallic minerals 239,F gases] | NoSettings | 0 | 0 | 0 | 0 | 0 | 0 | 0 | 0 | 0 | 0 | 0 | 0 | 0 | 0 | 0 | 0 | 0 | 0 | 0 | 0 | 0 | 0 | 0 | 0 | 0 | 0 | 0 | 0 | 0 | 0 | 0
Industrial Sector Energy Related Emissions before CCS[hard coal if,iron and steel 241,CO2] | NoSettings | 0 | 0 | 0 | 0 | 0 | 0 | 0 | 0 | 0 | 0 | 0 | 0 | 0 | 0 | 0 | 0 | 0 | 0 | 0 | 0 | 0 | 0 | 0 | 0 | 0 | 0 | 0 | 0 | 0 | 0 | 0
Industrial Sector Energy Related Emissions before CCS[hard coal if,iron and steel 241,VOC] | NoSettings | 0 | 0 | 0 | 0 | 0 | 0 | 0 | 0 | 0 | 0 | 0 | 0 | 0 | 0 | 0 | 0 | 0 | 0 | 0 | 0 | 0 | 0 | 0 | 0 | 0 | 0 | 0 | 0 | 0 | 0 | 0
Industrial Sector Energy Related Emissions before CCS[hard coal if,iron and steel 241,CO] | NoSettings | 0 | 0 | 0 | 0 | 0 | 0 | 0 | 0 | 0 | 0 | 0 | 0 | 0 | 0 | 0 | 0 | 0 | 0 | 0 | 0 | 0 | 0 | 0 | 0 | 0 | 0 | 0 | 0 | 0 | 0 | 0
Industrial Sector Energy Related Emissions before CCS[hard coal if,iron and steel 241,NOx] | NoSettings | 0 | 0 | 0 | 0 | 0 | 0 | 0 | 0 | 0 | 0 | 0 | 0 | 0 | 0 | 0 | 0 | 0 | 0 | 0 | 0 | 0 | 0 | 0 | 0 | 0 | 0 | 0 | 0 | 0 | 0 | 0
Industrial Sector Energy Related Emissions before CCS[hard coal if,iron and steel 241,PM10] | NoSettings | 0 | 0 | 0 | 0 | 0 | 0 | 0 | 0 | 0 | 0 | 0 | 0 | 0 | 0 | 0 | 0 | 0 | 0 | 0 | 0 | 0 | 0 | 0 | 0 | 0 | 0 | 0 | 0 | 0 | 0 | 0
Industrial Sector Energy Related Emissions before CCS[hard coal if,iron and steel 241,PM25] | NoSettings | 0 | 0 | 0 | 0 | 0 | 0 | 0 | 0 | 0 | 0 | 0 | 0 | 0 | 0 | 0 | 0 | 0 | 0 | 0 | 0 | 0 | 0 | 0 | 0 | 0 | 0 | 0 | 0 | 0 | 0 | 0
Industrial Sector Energy Related Emissions before CCS[hard coal if,iron and steel 241,SOx] | NoSettings | 0 | 0 | 0 | 0 | 0 | 0 | 0 | 0 | 0 | 0 | 0 | 0 | 0 | 0 | 0 | 0 | 0 | 0 | 0 | 0 | 0 | 0 | 0 | 0 | 0 | 0 | 0 | 0 | 0 | 0 | 0
Industrial Sector Energy Related Emissions before CCS[hard coal if,iron and steel 241,BC] | NoSettings | 0 | 0 | 0 | 0 | 0 | 0 | 0 | 0 | 0 | 0 | 0 | 0 | 0 | 0 | 0 | 0 | 0 | 0 | 0 | 0 | 0 | 0 | 0 | 0 | 0 | 0 | 0 | 0 | 0 | 0 | 0
Industrial Sector Energy Related Emissions before CCS[hard coal if,iron and steel 241,OC] | NoSettings | 0 | 0 | 0 | 0 | 0 | 0 | 0 | 0 | 0 | 0 | 0 | 0 | 0 | 0 | 0 | 0 | 0 | 0 | 0 | 0 | 0 | 0 | 0 | 0 | 0 | 0 | 0 | 0 | 0 | 0 | 0
Industrial Sector Energy Related Emissions before CCS[hard coal if,iron and steel 241,CH4] | NoSettings | 0 | 0 | 0 | 0 | 0 | 0 | 0 | 0 | 0 | 0 | 0 | 0 | 0 | 0 | 0 | 0 | 0 | 0 | 0 | 0 | 0 | 0 | 0 | 0 | 0 | 0 | 0 | 0 | 0 | 0 | 0
Industrial Sector Energy Related Emissions before CCS[hard coal if,iron and steel 241,N2O] | NoSettings | 0 | 0 | 0 | 0 | 0 | 0 | 0 | 0 | 0 | 0 | 0 | 0 | 0 | 0 | 0 | 0 | 0 | 0 | 0 | 0 | 0 | 0 | 0 | 0 | 0 | 0 | 0 | 0 | 0 | 0 | 0
Industrial Sector Energy Related Emissions before CCS[hard coal if,iron and steel 241,F gases] | NoSettings | 0 | 0 | 0 | 0 | 0 | 0 | 0 | 0 | 0 | 0 | 0 | 0 | 0 | 0 | 0 | 0 | 0 | 0 | 0 | 0 | 0 | 0 | 0 | 0 | 0 | 0 | 0 | 0 | 0 | 0 | 0
Industrial Sector Energy Related Emissions before CCS[hard coal if,other metals 242,CO2] | NoSettings | 0 | 0 | 0 | 0 | 0 | 0 | 0 | 0 | 0 | 0 | 0 | 0 | 0 | 0 | 0 | 0 | 0 | 0 | 0 | 0 | 0 | 0 | 0 | 0 | 0 | 0 | 0 | 0 | 0 | 0 | 0
Industrial Sector Energy Related Emissions before CCS[hard coal if,other metals 242,VOC] | NoSettings | 0 | 0 | 0 | 0 | 0 | 0 | 0 | 0 | 0 | 0 | 0 | 0 | 0 | 0 | 0 | 0 | 0 | 0 | 0 | 0 | 0 | 0 | 0 | 0 | 0 | 0 | 0 | 0 | 0 | 0 | 0
Industrial Sector Energy Related Emissions before CCS[hard coal if,other metals 242,CO] | NoSettings | 0 | 0 | 0 | 0 | 0 | 0 | 0 | 0 | 0 | 0 | 0 | 0 | 0 | 0 | 0 | 0 | 0 | 0 | 0 | 0 | 0 | 0 | 0 | 0 | 0 | 0 | 0 | 0 | 0 | 0 | 0
Industrial Sector Energy Related Emissions before CCS[hard coal if,other metals 242,NOx] | NoSettings | 0 | 0 | 0 | 0 | 0 | 0 | 0 | 0 | 0 | 0 | 0 | 0 | 0 | 0 | 0 | 0 | 0 | 0 | 0 | 0 | 0 | 0 | 0 | 0 | 0 | 0 | 0 | 0 | 0 | 0 | 0
Industrial Sector Energy Related Emissions before CCS[hard coal if,other metals 242,PM10] | NoSettings | 0 | 0 | 0 | 0 | 0 | 0 | 0 | 0 | 0 | 0 | 0 | 0 | 0 | 0 | 0 | 0 | 0 | 0 | 0 | 0 | 0 | 0 | 0 | 0 | 0 | 0 | 0 | 0 | 0 | 0 | 0
Industrial Sector Energy Related Emissions before CCS[hard coal if,other metals 242,PM25] | NoSettings | 0 | 0 | 0 | 0 | 0 | 0 | 0 | 0 | 0 | 0 | 0 | 0 | 0 | 0 | 0 | 0 | 0 | 0 | 0 | 0 | 0 | 0 | 0 | 0 | 0 | 0 | 0 | 0 | 0 | 0 | 0
Industrial Sector Energy Related Emissions before CCS[hard coal if,other metals 242,SOx] | NoSettings | 0 | 0 | 0 | 0 | 0 | 0 | 0 | 0 | 0 | 0 | 0 | 0 | 0 | 0 | 0 | 0 | 0 | 0 | 0 | 0 | 0 | 0 | 0 | 0 | 0 | 0 | 0 | 0 | 0 | 0 | 0
Industrial Sector Energy Related Emissions before CCS[hard coal if,other metals 242,BC] | NoSettings | 0 | 0 | 0 | 0 | 0 | 0 | 0 | 0 | 0 | 0 | 0 | 0 | 0 | 0 | 0 | 0 | 0 | 0 | 0 | 0 | 0 | 0 | 0 | 0 | 0 | 0 | 0 | 0 | 0 | 0 | 0
Industrial Sector Energy Related Emissions before CCS[hard coal if,other metals 242,OC] | NoSettings | 0 | 0 | 0 | 0 | 0 | 0 | 0 | 0 | 0 | 0 | 0 | 0 | 0 | 0 | 0 | 0 | 0 | 0 | 0 | 0 | 0 | 0 | 0 | 0 | 0 | 0 | 0 | 0 | 0 | 0 | 0
Industrial Sector Energy Related Emissions before CCS[hard coal if,other metals 242,CH4] | NoSettings | 0 | 0 | 0 | 0 | 0 | 0 | 0 | 0 | 0 | 0 | 0 | 0 | 0 | 0 | 0 | 0 | 0 | 0 | 0 | 0 | 0 | 0 | 0 | 0 | 0 | 0 | 0 | 0 | 0 | 0 | 0
Industrial Sector Energy Related Emissions before CCS[hard coal if,other metals 242,N2O] | NoSettings | 0 | 0 | 0 | 0 | 0 | 0 | 0 | 0 | 0 | 0 | 0 | 0 | 0 | 0 | 0 | 0 | 0 | 0 | 0 | 0 | 0 | 0 | 0 | 0 | 0 | 0 | 0 | 0 | 0 | 0 | 0
Industrial Sector Energy Related Emissions before CCS[hard coal if,other metals 242,F gases] | NoSettings | 0 | 0 | 0 | 0 | 0 | 0 | 0 | 0 | 0 | 0 | 0 | 0 | 0 | 0 | 0 | 0 | 0 | 0 | 0 | 0 | 0 | 0 | 0 | 0 | 0 | 0 | 0 | 0 | 0 | 0 | 0
Industrial Sector Energy Related Emissions before CCS[hard coal if,metal products except machinery and vehicles 25,CO2] | NoSettings | 0 | 0 | 0 | 0 | 0 | 0 | 0 | 0 | 0 | 0 | 0 | 0 | 0 | 0 | 0 | 0 | 0 | 0 | 0 | 0 | 0 | 0 | 0 | 0 | 0 | 0 | 0 | 0 | 0 | 0 | 0
Industrial Sector Energy Related Emissions before CCS[hard coal if,metal products except machinery and vehicles 25,VOC] | NoSettings | 0 | 0 | 0 | 0 | 0 | 0 | 0 | 0 | 0 | 0 | 0 | 0 | 0 | 0 | 0 | 0 | 0 | 0 | 0 | 0 | 0 | 0 | 0 | 0 | 0 | 0 | 0 | 0 | 0 | 0 | 0
Industrial Sector Energy Related Emissions before CCS[hard coal if,metal products except machinery and vehicles 25,CO] | NoSettings | 0 | 0 | 0 | 0 | 0 | 0 | 0 | 0 | 0 | 0 | 0 | 0 | 0 | 0 | 0 | 0 | 0 | 0 | 0 | 0 | 0 | 0 | 0 | 0 | 0 | 0 | 0 | 0 | 0 | 0 | 0
Industrial Sector Energy Related Emissions before CCS[hard coal if,metal products except machinery and vehicles 25,NOx] | NoSettings | 0 | 0 | 0 | 0 | 0 | 0 | 0 | 0 | 0 | 0 | 0 | 0 | 0 | 0 | 0 | 0 | 0 | 0 | 0 | 0 | 0 | 0 | 0 | 0 | 0 | 0 | 0 | 0 | 0 | 0 | 0
Industrial Sector Energy Related Emissions before CCS[hard coal if,metal products except machinery and vehicles 25,PM10] | NoSettings | 0 | 0 | 0 | 0 | 0 | 0 | 0 | 0 | 0 | 0 | 0 | 0 | 0 | 0 | 0 | 0 | 0 | 0 | 0 | 0 | 0 | 0 | 0 | 0 | 0 | 0 | 0 | 0 | 0 | 0 | 0
Industrial Sector Energy Related Emissions before CCS[hard coal if,metal products except machinery and vehicles 25,PM25] | NoSettings | 0 | 0 | 0 | 0 | 0 | 0 | 0 | 0 | 0 | 0 | 0 | 0 | 0 | 0 | 0 | 0 | 0 | 0 | 0 | 0 | 0 | 0 | 0 | 0 | 0 | 0 | 0 | 0 | 0 | 0 | 0
Industrial Sector Energy Related Emissions before CCS[hard coal if,metal products except machinery and vehicles 25,SOx] | NoSettings | 0 | 0 | 0 | 0 | 0 | 0 | 0 | 0 | 0 | 0 | 0 | 0 | 0 | 0 | 0 | 0 | 0 | 0 | 0 | 0 | 0 | 0 | 0 | 0 | 0 | 0 | 0 | 0 | 0 | 0 | 0
Industrial Sector Energy Related Emissions before CCS[hard coal if,metal products except machinery and vehicles 25,BC] | NoSettings | 0 | 0 | 0 | 0 | 0 | 0 | 0 | 0 | 0 | 0 | 0 | 0 | 0 | 0 | 0 | 0 | 0 | 0 | 0 | 0 | 0 | 0 | 0 | 0 | 0 | 0 | 0 | 0 | 0 | 0 | 0
Industrial Sector Energy Related Emissions before CCS[hard coal if,metal products except machinery and vehicles 25,OC] | NoSettings | 0 | 0 | 0 | 0 | 0 | 0 | 0 | 0 | 0 | 0 | 0 | 0 | 0 | 0 | 0 | 0 | 0 | 0 | 0 | 0 | 0 | 0 | 0 | 0 | 0 | 0 | 0 | 0 | 0 | 0 | 0
Industrial Sector Energy Related Emissions before CCS[hard coal if,metal products except machinery and vehicles 25,CH4] | NoSettings | 0 | 0 | 0 | 0 | 0 | 0 | 0 | 0 | 0 | 0 | 0 | 0 | 0 | 0 | 0 | 0 | 0 | 0 | 0 | 0 | 0 | 0 | 0 | 0 | 0 | 0 | 0 | 0 | 0 | 0 | 0
Industrial Sector Energy Related Emissions before CCS[hard coal if,metal products except machinery and vehicles 25,N2O] | NoSettings | 0 | 0 | 0 | 0 | 0 | 0 | 0 | 0 | 0 | 0 | 0 | 0 | 0 | 0 | 0 | 0 | 0 | 0 | 0 | 0 | 0 | 0 | 0 | 0 | 0 | 0 | 0 | 0 | 0 | 0 | 0
Industrial Sector Energy Related Emissions before CCS[hard coal if,metal products except machinery and vehicles 25,F gases] | NoSettings | 0 | 0 | 0 | 0 | 0 | 0 | 0 | 0 | 0 | 0 | 0 | 0 | 0 | 0 | 0 | 0 | 0 | 0 | 0 | 0 | 0 | 0 | 0 | 0 | 0 | 0 | 0 | 0 | 0 | 0 | 0
Industrial Sector Energy Related Emissions before CCS[hard coal if,computers and electronics 26,CO2] | NoSettings | 0 | 0 | 0 | 0 | 0 | 0 | 0 | 0 | 0 | 0 | 0 | 0 | 0 | 0 | 0 | 0 | 0 | 0 | 0 | 0 | 0 | 0 | 0 | 0 | 0 | 0 | 0 | 0 | 0 | 0 | 0
Industrial Sector Energy Related Emissions before CCS[hard coal if,computers and electronics 26,VOC] | NoSettings | 0 | 0 | 0 | 0 | 0 | 0 | 0 | 0 | 0 | 0 | 0 | 0 | 0 | 0 | 0 | 0 | 0 | 0 | 0 | 0 | 0 | 0 | 0 | 0 | 0 | 0 | 0 | 0 | 0 | 0 | 0
Industrial Sector Energy Related Emissions before CCS[hard coal if,computers and electronics 26,CO] | NoSettings | 0 | 0 | 0 | 0 | 0 | 0 | 0 | 0 | 0 | 0 | 0 | 0 | 0 | 0 | 0 | 0 | 0 | 0 | 0 | 0 | 0 | 0 | 0 | 0 | 0 | 0 | 0 | 0 | 0 | 0 | 0
Industrial Sector Energy Related Emissions before CCS[hard coal if,computers and electronics 26,NOx] | NoSettings | 0 | 0 | 0 | 0 | 0 | 0 | 0 | 0 | 0 | 0 | 0 | 0 | 0 | 0 | 0 | 0 | 0 | 0 | 0 | 0 | 0 | 0 | 0 | 0 | 0 | 0 | 0 | 0 | 0 | 0 | 0
Industrial Sector Energy Related Emissions before CCS[hard coal if,computers and electronics 26,PM10] | NoSettings | 0 | 0 | 0 | 0 | 0 | 0 | 0 | 0 | 0 | 0 | 0 | 0 | 0 | 0 | 0 | 0 | 0 | 0 | 0 | 0 | 0 | 0 | 0 | 0 | 0 | 0 | 0 | 0 | 0 | 0 | 0
Industrial Sector Energy Related Emissions before CCS[hard coal if,computers and electronics 26,PM25] | NoSettings | 0 | 0 | 0 | 0 | 0 | 0 | 0 | 0 | 0 | 0 | 0 | 0 | 0 | 0 | 0 | 0 | 0 | 0 | 0 | 0 | 0 | 0 | 0 | 0 | 0 | 0 | 0 | 0 | 0 | 0 | 0
Industrial Sector Energy Related Emissions before CCS[hard coal if,computers and electronics 26,SOx] | NoSettings | 0 | 0 | 0 | 0 | 0 | 0 | 0 | 0 | 0 | 0 | 0 | 0 | 0 | 0 | 0 | 0 | 0 | 0 | 0 | 0 | 0 | 0 | 0 | 0 | 0 | 0 | 0 | 0 | 0 | 0 | 0
Industrial Sector Energy Related Emissions before CCS[hard coal if,computers and electronics 26,BC] | NoSettings | 0 | 0 | 0 | 0 | 0 | 0 | 0 | 0 | 0 | 0 | 0 | 0 | 0 | 0 | 0 | 0 | 0 | 0 | 0 | 0 | 0 | 0 | 0 | 0 | 0 | 0 | 0 | 0 | 0 | 0 | 0
Industrial Sector Energy Related Emissions before CCS[hard coal if,computers and electronics 26,OC] | NoSettings | 0 | 0 | 0 | 0 | 0 | 0 | 0 | 0 | 0 | 0 | 0 | 0 | 0 | 0 | 0 | 0 | 0 | 0 | 0 | 0 | 0 | 0 | 0 | 0 | 0 | 0 | 0 | 0 | 0 | 0 | 0
Industrial Sector Energy Related Emissions before CCS[hard coal if,computers and electronics 26,CH4] | NoSettings | 0 | 0 | 0 | 0 | 0 | 0 | 0 | 0 | 0 | 0 | 0 | 0 | 0 | 0 | 0 | 0 | 0 | 0 | 0 | 0 | 0 | 0 | 0 | 0 | 0 | 0 | 0 | 0 | 0 | 0 | 0
Industrial Sector Energy Related Emissions before CCS[hard coal if,computers and electronics 26,N2O] | NoSettings | 0 | 0 | 0 | 0 | 0 | 0 | 0 | 0 | 0 | 0 | 0 | 0 | 0 | 0 | 0 | 0 | 0 | 0 | 0 | 0 | 0 | 0 | 0 | 0 | 0 | 0 | 0 | 0 | 0 | 0 | 0
Industrial Sector Energy Related Emissions before CCS[hard coal if,computers and electronics 26,F gases] | NoSettings | 0 | 0 | 0 | 0 | 0 | 0 | 0 | 0 | 0 | 0 | 0 | 0 | 0 | 0 | 0 | 0 | 0 | 0 | 0 | 0 | 0 | 0 | 0 | 0 | 0 | 0 | 0 | 0 | 0 | 0 | 0
Industrial Sector Energy Related Emissions before CCS[hard coal if,appliances and electrical equipment 27,CO2] | NoSettings | 0 | 0 | 0 | 0 | 0 | 0 | 0 | 0 | 0 | 0 | 0 | 0 | 0 | 0 | 0 | 0 | 0 | 0 | 0 | 0 | 0 | 0 | 0 | 0 | 0 | 0 | 0 | 0 | 0 | 0 | 0
Industrial Sector Energy Related Emissions before CCS[hard coal if,appliances and electrical equipment 27,VOC] | NoSettings | 0 | 0 | 0 | 0 | 0 | 0 | 0 | 0 | 0 | 0 | 0 | 0 | 0 | 0 | 0 | 0 | 0 | 0 | 0 | 0 | 0 | 0 | 0 | 0 | 0 | 0 | 0 | 0 | 0 | 0 | 0
Industrial Sector Energy Related Emissions before CCS[hard coal if,appliances and electrical equipment 27,CO] | NoSettings | 0 | 0 | 0 | 0 | 0 | 0 | 0 | 0 | 0 | 0 | 0 | 0 | 0 | 0 | 0 | 0 | 0 | 0 | 0 | 0 | 0 | 0 | 0 | 0 | 0 | 0 | 0 | 0 | 0 | 0 | 0
Industrial Sector Energy Related Emissions before CCS[hard coal if,appliances and electrical equipment 27,NOx] | NoSettings | 0 | 0 | 0 | 0 | 0 | 0 | 0 | 0 | 0 | 0 | 0 | 0 | 0 | 0 | 0 | 0 | 0 | 0 | 0 | 0 | 0 | 0 | 0 | 0 | 0 | 0 | 0 | 0 | 0 | 0 | 0
Industrial Sector Energy Related Emissions before CCS[hard coal if,appliances and electrical equipment 27,PM10] | NoSettings | 0 | 0 | 0 | 0 | 0 | 0 | 0 | 0 | 0 | 0 | 0 | 0 | 0 | 0 | 0 | 0 | 0 | 0 | 0 | 0 | 0 | 0 | 0 | 0 | 0 | 0 | 0 | 0 | 0 | 0 | 0
Industrial Sector Energy Related Emissions before CCS[hard coal if,appliances and electrical equipment 27,PM25] | NoSettings | 0 | 0 | 0 | 0 | 0 | 0 | 0 | 0 | 0 | 0 | 0 | 0 | 0 | 0 | 0 | 0 | 0 | 0 | 0 | 0 | 0 | 0 | 0 | 0 | 0 | 0 | 0 | 0 | 0 | 0 | 0
Industrial Sector Energy Related Emissions before CCS[hard coal if,appliances and electrical equipment 27,SOx] | NoSettings | 0 | 0 | 0 | 0 | 0 | 0 | 0 | 0 | 0 | 0 | 0 | 0 | 0 | 0 | 0 | 0 | 0 | 0 | 0 | 0 | 0 | 0 | 0 | 0 | 0 | 0 | 0 | 0 | 0 | 0 | 0
Industrial Sector Energy Related Emissions before CCS[hard coal if,appliances and electrical equipment 27,BC] | NoSettings | 0 | 0 | 0 | 0 | 0 | 0 | 0 | 0 | 0 | 0 | 0 | 0 | 0 | 0 | 0 | 0 | 0 | 0 | 0 | 0 | 0 | 0 | 0 | 0 | 0 | 0 | 0 | 0 | 0 | 0 | 0
Industrial Sector Energy Related Emissions before CCS[hard coal if,appliances and electrical equipment 27,OC] | NoSettings | 0 | 0 | 0 | 0 | 0 | 0 | 0 | 0 | 0 | 0 | 0 | 0 | 0 | 0 | 0 | 0 | 0 | 0 | 0 | 0 | 0 | 0 | 0 | 0 | 0 | 0 | 0 | 0 | 0 | 0 | 0
Industrial Sector Energy Related Emissions before CCS[hard coal if,appliances and electrical equipment 27,CH4] | NoSettings | 0 | 0 | 0 | 0 | 0 | 0 | 0 | 0 | 0 | 0 | 0 | 0 | 0 | 0 | 0 | 0 | 0 | 0 | 0 | 0 | 0 | 0 | 0 | 0 | 0 | 0 | 0 | 0 | 0 | 0 | 0
Industrial Sector Energy Related Emissions before CCS[hard coal if,appliances and electrical equipment 27,N2O] | NoSettings | 0 | 0 | 0 | 0 | 0 | 0 | 0 | 0 | 0 | 0 | 0 | 0 | 0 | 0 | 0 | 0 | 0 | 0 | 0 | 0 | 0 | 0 | 0 | 0 | 0 | 0 | 0 | 0 | 0 | 0 | 0
Industrial Sector Energy Related Emissions before CCS[hard coal if,appliances and electrical equipment 27,F gases] | NoSettings | 0 | 0 | 0 | 0 | 0 | 0 | 0 | 0 | 0 | 0 | 0 | 0 | 0 | 0 | 0 | 0 | 0 | 0 | 0 | 0 | 0 | 0 | 0 | 0 | 0 | 0 | 0 | 0 | 0 | 0 | 0
Industrial Sector Energy Related Emissions before CCS[hard coal if,other machinery 28,CO2] | NoSettings | 0 | 0 | 0 | 0 | 0 | 0 | 0 | 0 | 0 | 0 | 0 | 0 | 0 | 0 | 0 | 0 | 0 | 0 | 0 | 0 | 0 | 0 | 0 | 0 | 0 | 0 | 0 | 0 | 0 | 0 | 0
Industrial Sector Energy Related Emissions before CCS[hard coal if,other machinery 28,VOC] | NoSettings | 0 | 0 | 0 | 0 | 0 | 0 | 0 | 0 | 0 | 0 | 0 | 0 | 0 | 0 | 0 | 0 | 0 | 0 | 0 | 0 | 0 | 0 | 0 | 0 | 0 | 0 | 0 | 0 | 0 | 0 | 0
Industrial Sector Energy Related Emissions before CCS[hard coal if,other machinery 28,CO] | NoSettings | 0 | 0 | 0 | 0 | 0 | 0 | 0 | 0 | 0 | 0 | 0 | 0 | 0 | 0 | 0 | 0 | 0 | 0 | 0 | 0 | 0 | 0 | 0 | 0 | 0 | 0 | 0 | 0 | 0 | 0 | 0
Industrial Sector Energy Related Emissions before CCS[hard coal if,other machinery 28,NOx] | NoSettings | 0 | 0 | 0 | 0 | 0 | 0 | 0 | 0 | 0 | 0 | 0 | 0 | 0 | 0 | 0 | 0 | 0 | 0 | 0 | 0 | 0 | 0 | 0 | 0 | 0 | 0 | 0 | 0 | 0 | 0 | 0
Industrial Sector Energy Related Emissions before CCS[hard coal if,other machinery 28,PM10] | NoSettings | 0 | 0 | 0 | 0 | 0 | 0 | 0 | 0 | 0 | 0 | 0 | 0 | 0 | 0 | 0 | 0 | 0 | 0 | 0 | 0 | 0 | 0 | 0 | 0 | 0 | 0 | 0 | 0 | 0 | 0 | 0
Industrial Sector Energy Related Emissions before CCS[hard coal if,other machinery 28,PM25] | NoSettings | 0 | 0 | 0 | 0 | 0 | 0 | 0 | 0 | 0 | 0 | 0 | 0 | 0 | 0 | 0 | 0 | 0 | 0 | 0 | 0 | 0 | 0 | 0 | 0 | 0 | 0 | 0 | 0 | 0 | 0 | 0
Industrial Sector Energy Related Emissions before CCS[hard coal if,other machinery 28,SOx] | NoSettings | 0 | 0 | 0 | 0 | 0 | 0 | 0 | 0 | 0 | 0 | 0 | 0 | 0 | 0 | 0 | 0 | 0 | 0 | 0 | 0 | 0 | 0 | 0 | 0 | 0 | 0 | 0 | 0 | 0 | 0 | 0
Industrial Sector Energy Related Emissions before CCS[hard coal if,other machinery 28,BC] | NoSettings | 0 | 0 | 0 | 0 | 0 | 0 | 0 | 0 | 0 | 0 | 0 | 0 | 0 | 0 | 0 | 0 | 0 | 0 | 0 | 0 | 0 | 0 | 0 | 0 | 0 | 0 | 0 | 0 | 0 | 0 | 0
Industrial Sector Energy Related Emissions before CCS[hard coal if,other machinery 28,OC] | NoSettings | 0 | 0 | 0 | 0 | 0 | 0 | 0 | 0 | 0 | 0 | 0 | 0 | 0 | 0 | 0 | 0 | 0 | 0 | 0 | 0 | 0 | 0 | 0 | 0 | 0 | 0 | 0 | 0 | 0 | 0 | 0
Industrial Sector Energy Related Emissions before CCS[hard coal if,other machinery 28,CH4] | NoSettings | 0 | 0 | 0 | 0 | 0 | 0 | 0 | 0 | 0 | 0 | 0 | 0 | 0 | 0 | 0 | 0 | 0 | 0 | 0 | 0 | 0 | 0 | 0 | 0 | 0 | 0 | 0 | 0 | 0 | 0 | 0
Industrial Sector Energy Related Emissions before CCS[hard coal if,other machinery 28,N2O] | NoSettings | 0 | 0 | 0 | 0 | 0 | 0 | 0 | 0 | 0 | 0 | 0 | 0 | 0 | 0 | 0 | 0 | 0 | 0 | 0 | 0 | 0 | 0 | 0 | 0 | 0 | 0 | 0 | 0 | 0 | 0 | 0
Industrial Sector Energy Related Emissions before CCS[hard coal if,other machinery 28,F gases] | NoSettings | 0 | 0 | 0 | 0 | 0 | 0 | 0 | 0 | 0 | 0 | 0 | 0 | 0 | 0 | 0 | 0 | 0 | 0 | 0 | 0 | 0 | 0 | 0 | 0 | 0 | 0 | 0 | 0 | 0 | 0 | 0
Industrial Sector Energy Related Emissions before CCS[hard coal if,road vehicles 29,CO2] | NoSettings | 0 | 0 | 0 | 0 | 0 | 0 | 0 | 0 | 0 | 0 | 0 | 0 | 0 | 0 | 0 | 0 | 0 | 0 | 0 | 0 | 0 | 0 | 0 | 0 | 0 | 0 | 0 | 0 | 0 | 0 | 0
Industrial Sector Energy Related Emissions before CCS[hard coal if,road vehicles 29,VOC] | NoSettings | 0 | 0 | 0 | 0 | 0 | 0 | 0 | 0 | 0 | 0 | 0 | 0 | 0 | 0 | 0 | 0 | 0 | 0 | 0 | 0 | 0 | 0 | 0 | 0 | 0 | 0 | 0 | 0 | 0 | 0 | 0
Industrial Sector Energy Related Emissions before CCS[hard coal if,road vehicles 29,CO] | NoSettings | 0 | 0 | 0 | 0 | 0 | 0 | 0 | 0 | 0 | 0 | 0 | 0 | 0 | 0 | 0 | 0 | 0 | 0 | 0 | 0 | 0 | 0 | 0 | 0 | 0 | 0 | 0 | 0 | 0 | 0 | 0
Industrial Sector Energy Related Emissions before CCS[hard coal if,road vehicles 29,NOx] | NoSettings | 0 | 0 | 0 | 0 | 0 | 0 | 0 | 0 | 0 | 0 | 0 | 0 | 0 | 0 | 0 | 0 | 0 | 0 | 0 | 0 | 0 | 0 | 0 | 0 | 0 | 0 | 0 | 0 | 0 | 0 | 0
Industrial Sector Energy Related Emissions before CCS[hard coal if,road vehicles 29,PM10] | NoSettings | 0 | 0 | 0 | 0 | 0 | 0 | 0 | 0 | 0 | 0 | 0 | 0 | 0 | 0 | 0 | 0 | 0 | 0 | 0 | 0 | 0 | 0 | 0 | 0 | 0 | 0 | 0 | 0 | 0 | 0 | 0
Industrial Sector Energy Related Emissions before CCS[hard coal if,road vehicles 29,PM25] | NoSettings | 0 | 0 | 0 | 0 | 0 | 0 | 0 | 0 | 0 | 0 | 0 | 0 | 0 | 0 | 0 | 0 | 0 | 0 | 0 | 0 | 0 | 0 | 0 | 0 | 0 | 0 | 0 | 0 | 0 | 0 | 0
Industrial Sector Energy Related Emissions before CCS[hard coal if,road vehicles 29,SOx] | NoSettings | 0 | 0 | 0 | 0 | 0 | 0 | 0 | 0 | 0 | 0 | 0 | 0 | 0 | 0 | 0 | 0 | 0 | 0 | 0 | 0 | 0 | 0 | 0 | 0 | 0 | 0 | 0 | 0 | 0 | 0 | 0
Industrial Sector Energy Related Emissions before CCS[hard coal if,road vehicles 29,BC] | NoSettings | 0 | 0 | 0 | 0 | 0 | 0 | 0 | 0 | 0 | 0 | 0 | 0 | 0 | 0 | 0 | 0 | 0 | 0 | 0 | 0 | 0 | 0 | 0 | 0 | 0 | 0 | 0 | 0 | 0 | 0 | 0
Industrial Sector Energy Related Emissions before CCS[hard coal if,road vehicles 29,OC] | NoSettings | 0 | 0 | 0 | 0 | 0 | 0 | 0 | 0 | 0 | 0 | 0 | 0 | 0 | 0 | 0 | 0 | 0 | 0 | 0 | 0 | 0 | 0 | 0 | 0 | 0 | 0 | 0 | 0 | 0 | 0 | 0
Industrial Sector Energy Related Emissions before CCS[hard coal if,road vehicles 29,CH4] | NoSettings | 0 | 0 | 0 | 0 | 0 | 0 | 0 | 0 | 0 | 0 | 0 | 0 | 0 | 0 | 0 | 0 | 0 | 0 | 0 | 0 | 0 | 0 | 0 | 0 | 0 | 0 | 0 | 0 | 0 | 0 | 0
Industrial Sector Energy Related Emissions before CCS[hard coal if,road vehicles 29,N2O] | NoSettings | 0 | 0 | 0 | 0 | 0 | 0 | 0 | 0 | 0 | 0 | 0 | 0 | 0 | 0 | 0 | 0 | 0 | 0 | 0 | 0 | 0 | 0 | 0 | 0 | 0 | 0 | 0 | 0 | 0 | 0 | 0
Industrial Sector Energy Related Emissions before CCS[hard coal if,road vehicles 29,F gases] | NoSettings | 0 | 0 | 0 | 0 | 0 | 0 | 0 | 0 | 0 | 0 | 0 | 0 | 0 | 0 | 0 | 0 | 0 | 0 | 0 | 0 | 0 | 0 | 0 | 0 | 0 | 0 | 0 | 0 | 0 | 0 | 0
Industrial Sector Energy Related Emissions before CCS[hard coal if,nonroad vehicles 30,CO2] | NoSettings | 0 | 0 | 0 | 0 | 0 | 0 | 0 | 0 | 0 | 0 | 0 | 0 | 0 | 0 | 0 | 0 | 0 | 0 | 0 | 0 | 0 | 0 | 0 | 0 | 0 | 0 | 0 | 0 | 0 | 0 | 0
Industrial Sector Energy Related Emissions before CCS[hard coal if,nonroad vehicles 30,VOC] | NoSettings | 0 | 0 | 0 | 0 | 0 | 0 | 0 | 0 | 0 | 0 | 0 | 0 | 0 | 0 | 0 | 0 | 0 | 0 | 0 | 0 | 0 | 0 | 0 | 0 | 0 | 0 | 0 | 0 | 0 | 0 | 0
Industrial Sector Energy Related Emissions before CCS[hard coal if,nonroad vehicles 30,CO] | NoSettings | 0 | 0 | 0 | 0 | 0 | 0 | 0 | 0 | 0 | 0 | 0 | 0 | 0 | 0 | 0 | 0 | 0 | 0 | 0 | 0 | 0 | 0 | 0 | 0 | 0 | 0 | 0 | 0 | 0 | 0 | 0
Industrial Sector Energy Related Emissions before CCS[hard coal if,nonroad vehicles 30,NOx] | NoSettings | 0 | 0 | 0 | 0 | 0 | 0 | 0 | 0 | 0 | 0 | 0 | 0 | 0 | 0 | 0 | 0 | 0 | 0 | 0 | 0 | 0 | 0 | 0 | 0 | 0 | 0 | 0 | 0 | 0 | 0 | 0
Industrial Sector Energy Related Emissions before CCS[hard coal if,nonroad vehicles 30,PM10] | NoSettings | 0 | 0 | 0 | 0 | 0 | 0 | 0 | 0 | 0 | 0 | 0 | 0 | 0 | 0 | 0 | 0 | 0 | 0 | 0 | 0 | 0 | 0 | 0 | 0 | 0 | 0 | 0 | 0 | 0 | 0 | 0
Industrial Sector Energy Related Emissions before CCS[hard coal if,nonroad vehicles 30,PM25] | NoSettings | 0 | 0 | 0 | 0 | 0 | 0 | 0 | 0 | 0 | 0 | 0 | 0 | 0 | 0 | 0 | 0 | 0 | 0 | 0 | 0 | 0 | 0 | 0 | 0 | 0 | 0 | 0 | 0 | 0 | 0 | 0
Industrial Sector Energy Related Emissions before CCS[hard coal if,nonroad vehicles 30,SOx] | NoSettings | 0 | 0 | 0 | 0 | 0 | 0 | 0 | 0 | 0 | 0 | 0 | 0 | 0 | 0 | 0 | 0 | 0 | 0 | 0 | 0 | 0 | 0 | 0 | 0 | 0 | 0 | 0 | 0 | 0 | 0 | 0
Industrial Sector Energy Related Emissions before CCS[hard coal if,nonroad vehicles 30,BC] | NoSettings | 0 | 0 | 0 | 0 | 0 | 0 | 0 | 0 | 0 | 0 | 0 | 0 | 0 | 0 | 0 | 0 | 0 | 0 | 0 | 0 | 0 | 0 | 0 | 0 | 0 | 0 | 0 | 0 | 0 | 0 | 0
Industrial Sector Energy Related Emissions before CCS[hard coal if,nonroad vehicles 30,OC] | NoSettings | 0 | 0 | 0 | 0 | 0 | 0 | 0 | 0 | 0 | 0 | 0 | 0 | 0 | 0 | 0 | 0 | 0 | 0 | 0 | 0 | 0 | 0 | 0 | 0 | 0 | 0 | 0 | 0 | 0 | 0 | 0
Industrial Sector Energy Related Emissions before CCS[hard coal if,nonroad vehicles 30,CH4] | NoSettings | 0 | 0 | 0 | 0 | 0 | 0 | 0 | 0 | 0 | 0 | 0 | 0 | 0 | 0 | 0 | 0 | 0 | 0 | 0 | 0 | 0 | 0 | 0 | 0 | 0 | 0 | 0 | 0 | 0 | 0 | 0
Industrial Sector Energy Related Emissions before CCS[hard coal if,nonroad vehicles 30,N2O] | NoSettings | 0 | 0 | 0 | 0 | 0 | 0 | 0 | 0 | 0 | 0 | 0 | 0 | 0 | 0 | 0 | 0 | 0 | 0 | 0 | 0 | 0 | 0 | 0 | 0 | 0 | 0 | 0 | 0 | 0 | 0 | 0
Industrial Sector Energy Related Emissions before CCS[hard coal if,nonroad vehicles 30,F gases] | NoSettings | 0 | 0 | 0 | 0 | 0 | 0 | 0 | 0 | 0 | 0 | 0 | 0 | 0 | 0 | 0 | 0 | 0 | 0 | 0 | 0 | 0 | 0 | 0 | 0 | 0 | 0 | 0 | 0 | 0 | 0 | 0
Industrial Sector Energy Related Emissions before CCS[hard coal if,other manufacturing 31T33,CO2] | NoSettings | 36271500000 | 33294900000 | 32568600000 | 31491700000 | 29735200000 | 28058400000 | 26286700000 | 24570300000 | 22737400000 | 21004200000 | 19430200000 | 18111900000 | 16688200000 | 15373700000 | 13796900000 | 13909100000 | 13467400000 | 12995500000 | 12617200000 | 12273800000 | 11998400000 | 11764700000 | 11526700000 | 11322200000 | 11141600000 | 40712200000 | 34546400000 | 40297400000 | 46048400000 | 51799400000 | 57550400000
Industrial Sector Energy Related Emissions before CCS[hard coal if,other manufacturing 31T33,VOC] | NoSettings | 170112 | 156152 | 152746 | 147695 | 139457 | 131593 | 123284 | 115234 | 106638 | 98509.4 | 91127 | 84944.3 | 78267.4 | 72102.5 | 64707.2 | 65233.4 | 63161.7 | 60948.8 | 59174.5 | 57563.7 | 56272.1 | 55176.3 | 54060.1 | 53100.6 | 52253.9 | 190939 | 162022 | 188994 | 215966 | 242938 | 269910
Industrial Sector Energy Related Emissions before CCS[hard coal if,other manufacturing 31T33,CO] | NoSettings | 8645460 | 7935980 | 7762860 | 7506180 | 7087510 | 6687840 | 6265560 | 5856430 | 5419550 | 5006450 | 4631260 | 4317050 | 3977710 | 3664400 | 3288560 | 3315290 | 3210010 | 3097540 | 3007370 | 2925510 | 2859870 | 2804180 | 2747450 | 2698680 | 2655650 | 9703920 | 8234280 | 9605060 | 10975800 | 12346600 | 13717400
Industrial Sector Energy Related Emissions before CCS[hard coal if,other manufacturing 31T33,NOx] | NoSettings | 43897400 | 40295000 | 39416000 | 38112700 | 35986900 | 33957600 | 31813400 | 29736100 | 27517800 | 25420300 | 23515300 | 21919800 | 20196900 | 18606000 | 16697700 | 16833400 | 16298800 | 15727800 | 15270000 | 14854300 | 14521000 | 14238200 | 13950200 | 13702600 | 13484100 | 49271700 | 41809700 | 48769800 | 55729900 | 62690000 | 69650100
Industrial Sector Energy Related Emissions before CCS[hard coal if,other manufacturing 31T33,PM10] | NoSettings | 961288 | 882400 | 863151 | 834611 | 788059 | 743620 | 696667 | 651176 | 602599 | 556667 | 514950 | 480012 | 442282 | 407444 | 365654 | 368627 | 356920 | 344415 | 334389 | 325287 | 317988 | 311796 | 305488 | 300066 | 295282 | 1078980 | 915569 | 1067990 | 1220400 | 1372820 | 1525230
Industrial Sector Energy Related Emissions before CCS[hard coal if,other manufacturing 31T33,PM25] | NoSettings | 909948 | 835273 | 817052 | 790037 | 745971 | 703905 | 659459 | 616398 | 570416 | 526937 | 487447 | 454376 | 418660 | 385683 | 346125 | 348940 | 337858 | 326021 | 316531 | 307914 | 301005 | 295144 | 289173 | 284041 | 279511 | 1021350 | 866671 | 1010950 | 1155220 | 1299500 | 1443770
Industrial Sector Energy Related Emissions before CCS[hard coal if,other manufacturing 31T33,SOx] | NoSettings | 196478000 | 180354000 | 176420000 | 170587000 | 161072000 | 151989000 | 142392000 | 133094000 | 123166000 | 113777000 | 105251000 | 98109900 | 90398200 | 83277700 | 74736300 | 75344000 | 72951200 | 70395300 | 68346100 | 66485600 | 64993800 | 63728200 | 62438900 | 61330700 | 60352800 | 220533000 | 187134000 | 218286000 | 249439000 | 280591000 | 311743000
Industrial Sector Energy Related Emissions before CCS[hard coal if,other manufacturing 31T33,BC] | NoSettings | 39079.9 | 35872.8 | 35090.2 | 33930 | 32037.5 | 30230.9 | 28322 | 26472.7 | 24497.8 | 22630.5 | 20934.6 | 19514.2 | 17980.4 | 16564.1 | 14865.2 | 14986 | 14510.1 | 14001.7 | 13594.2 | 13224.1 | 12927.4 | 12675.6 | 12419.2 | 12198.8 | 12004.3 | 43864.4 | 37221.2 | 43417.5 | 49613.8 | 55810 | 62006.3
Industrial Sector Energy Related Emissions before CCS[hard coal if,other manufacturing 31T33,OC] | NoSettings | 73562.1 | 67525.2 | 66052.2 | 63868.2 | 60305.9 | 56905.2 | 53312.1 | 49830.9 | 46113.6 | 42598.7 | 39406.3 | 36732.7 | 33845.4 | 31179.5 | 27981.5 | 28209 | 27313.2 | 26356.2 | 25589 | 24892.4 | 24333.9 | 23860 | 23377.3 | 22962.4 | 22596.3 | 82568.3 | 70063.5 | 81727.1 | 93390.7 | 105054 | 116718
Industrial Sector Energy Related Emissions before CCS[hard coal if,other manufacturing 31T33,CH4] | NoSettings | 4214500 | 3868630 | 3784240 | 3659120 | 3455020 | 3260190 | 3054340 | 2854900 | 2641930 | 2440550 | 2257650 | 2104480 | 1939060 | 1786320 | 1603110 | 1616140 | 1564820 | 1509990 | 1466040 | 1426130 | 1394130 | 1366980 | 1339330 | 1315560 | 1294580 | 4730470 | 4014050 | 4682280 | 5350510 | 6018730 | 6686960
Industrial Sector Energy Related Emissions before CCS[hard coal if,other manufacturing 31T33,N2O] | NoSettings | 613018 | 562710 | 550435 | 532235 | 502549 | 474210 | 444267 | 415258 | 384280 | 354989 | 328386 | 306106 | 282045 | 259829 | 233179 | 235075 | 227610 | 219635 | 213242 | 207437 | 202782 | 198834 | 194811 | 191354 | 188302 | 688069 | 583862 | 681059 | 778256 | 875451 | 972648
Industrial Sector Energy Related Emissions before CCS[hard coal if,other manufacturing 31T33,F gases] | NoSettings | 0 | 0 | 0 | 0 | 0 | 0 | 0 | 0 | 0 | 0 | 0 | 0 | 0 | 0 | 0 | 0 | 0 | 0 | 0 | 0 | 0 | 0 | 0 | 0 | 0 | 0 | 0 | 0 | 0 | 0 | 0
Industrial Sector Energy Related Emissions before CCS[hard coal if,energy pipelines and gas processing 352T353,CO2] | NoSettings | 0 | 266237000 | 279622000 | 279039000 | 259019000 | 237282000 | 218579000 | 216402000 | 213201000 | 211668000 | 205309000 | 199026000 | 200795000 | 201243000 | 202350000 | 203144000 | 206301000 | 203812000 | 198860000 | 195226000 | 191853000 | 188941000 | 186967000 | 185447000 | 182590000 | 142261000 | 148496000 | 140939000 | 132880000 | 125182000 | 117842000
Industrial Sector Energy Related Emissions before CCS[hard coal if,energy pipelines and gas processing 352T353,VOC] | NoSettings | 0 | 1248.64 | 1311.42 | 1308.69 | 1214.79 | 1112.85 | 1025.13 | 1014.92 | 999.906 | 992.716 | 962.895 | 933.428 | 941.724 | 943.823 | 949.016 | 952.742 | 967.546 | 955.875 | 932.65 | 915.606 | 899.788 | 886.128 | 876.872 | 869.741 | 856.343 | 667.202 | 696.444 | 660.999 | 623.204 | 587.103 | 552.676
Industrial Sector Energy Related Emissions before CCS[hard coal if,energy pipelines and gas processing 352T353,CO] | NoSettings | 0 | 63458.6 | 66649.1 | 66510.1 | 61738.2 | 56557.2 | 52099.3 | 51580.3 | 50817.3 | 50451.9 | 48936.3 | 47438.7 | 47860.4 | 47967.1 | 48231 | 48420.3 | 49172.7 | 48579.5 | 47399.2 | 46533 | 45729.1 | 45034.9 | 44564.4 | 44202 | 43521.1 | 33908.6 | 35394.7 | 33593.3 | 31672.5 | 29837.8 | 28088.2
Industrial Sector Energy Related Emissions before CCS[hard coal if,energy pipelines and gas processing 352T353,NOx] | NoSettings | 0 | 322212 | 338411 | 337706 | 313476 | 287170 | 264535 | 261899 | 258025 | 256170 | 248475 | 240871 | 243012 | 243553 | 244893 | 245855 | 249675 | 246663 | 240670 | 236272 | 232190 | 228665 | 226276 | 224436 | 220979 | 172171 | 179717 | 170570 | 160818 | 151502 | 142618
Industrial Sector Energy Related Emissions before CCS[hard coal if,energy pipelines and gas processing 352T353,PM10] | NoSettings | 0 | 7055.96 | 7410.71 | 7395.25 | 6864.66 | 6288.59 | 5792.91 | 5735.2 | 5650.37 | 5609.74 | 5441.23 | 5274.71 | 5321.59 | 5333.45 | 5362.8 | 5383.85 | 5467.5 | 5401.55 | 5270.31 | 5174 | 5084.61 | 5007.42 | 4955.12 | 4914.82 | 4839.11 | 3770.29 | 3935.54 | 3735.24 | 3521.67 | 3317.66 | 3123.12
Industrial Sector Energy Related Emissions before CCS[hard coal if,energy pipelines and gas processing 352T353,PM25] | NoSettings | 0 | 6679.12 | 7014.92 | 7000.29 | 6498.04 | 5952.73 | 5483.53 | 5428.9 | 5348.6 | 5310.13 | 5150.62 | 4993 | 5037.38 | 5048.6 | 5076.38 | 5096.31 | 5175.5 | 5113.07 | 4988.84 | 4897.67 | 4813.05 | 4739.99 | 4690.47 | 4652.33 | 4580.66 | 3568.93 | 3725.35 | 3535.75 | 3333.58 | 3140.47 | 2956.32
Industrial Sector Energy Related Emissions before CCS[hard coal if,energy pipelines and gas processing 352T353,SOx] | NoSettings | 0 | 1442170 | 1514680 | 1511520 | 1403070 | 1285330 | 1184020 | 1172220 | 1154880 | 1146580 | 1112140 | 1078100 | 1087680 | 1090110 | 1096100 | 1100410 | 1117510 | 1104030 | 1077200 | 1057520 | 1039250 | 1023470 | 1012780 | 1004540 | 989069 | 770612 | 804387 | 763448 | 719795 | 678098 | 638336
Industrial Sector Energy Related Emissions before CCS[hard coal if,energy pipelines and gas processing 352T353,BC] | NoSettings | 0 | 286.85 | 301.272 | 300.644 | 279.074 | 255.654 | 235.503 | 233.157 | 229.708 | 228.056 | 221.206 | 214.436 | 216.342 | 216.824 | 218.017 | 218.873 | 222.274 | 219.593 | 214.257 | 210.342 | 206.708 | 203.57 | 201.444 | 199.805 | 196.727 | 153.276 | 159.994 | 151.851 | 143.169 | 134.875 | 126.966
Industrial Sector Energy Related Emissions before CCS[hard coal if,energy pipelines and gas processing 352T353,OC] | NoSettings | 0 | 539.954 | 567.101 | 565.918 | 525.315 | 481.231 | 443.3 | 438.884 | 432.392 | 429.282 | 416.387 | 403.644 | 407.232 | 408.14 | 410.385 | 411.996 | 418.398 | 413.351 | 403.308 | 395.938 | 389.097 | 383.191 | 379.188 | 376.104 | 370.311 | 288.52 | 301.165 | 285.837 | 269.494 | 253.882 | 238.995
Industrial Sector Energy Related Emissions before CCS[hard coal if,energy pipelines and gas processing 352T353,CH4] | NoSettings | 0 | 30934.9 | 32490.1 | 32422.4 | 30096.2 | 27570.6 | 25397.4 | 25144.4 | 24772.4 | 24594.3 | 23855.5 | 23125.5 | 23331 | 23383 | 23511.7 | 23604 | 23970.7 | 23681.6 | 23106.2 | 22683.9 | 22292 | 21953.6 | 21724.3 | 21547.6 | 21215.7 | 16529.8 | 17254.2 | 16376.1 | 15439.7 | 14545.3 | 13692.4
Industrial Sector Energy Related Emissions before CCS[hard coal if,energy pipelines and gas processing 352T353,N2O] | NoSettings | 0 | 4499.62 | 4725.84 | 4715.98 | 4377.63 | 4010.26 | 3694.17 | 3657.36 | 3603.27 | 3577.35 | 3469.89 | 3363.7 | 3393.6 | 3401.17 | 3419.88 | 3433.3 | 3486.65 | 3444.59 | 3360.9 | 3299.48 | 3242.48 | 3193.25 | 3159.9 | 3134.2 | 3085.92 | 2404.33 | 2509.71 | 2381.98 | 2245.78 | 2115.69 | 1991.63
Industrial Sector Energy Related Emissions before CCS[hard coal if,energy pipelines and gas processing 352T353,F gases] | NoSettings | 0 | 0 | 0 | 0 | 0 | 0 | 0 | 0 | 0 | 0 | 0 | 0 | 0 | 0 | 0 | 0 | 0 | 0 | 0 | 0 | 0 | 0 | 0 | 0 | 0 | 0 | 0 | 0 | 0 | 0 | 0
Industrial Sector Energy Related Emissions before CCS[hard coal if,water and waste 36T39,CO2] | NoSettings | 0 | 0 | 0 | 0 | 0 | 0 | 0 | 0 | 0 | 0 | 0 | 0 | 0 | 0 | 0 | 0 | 0 | 0 | 0 | 0 | 0 | 0 | 0 | 0 | 0 | 0 | 0 | 0 | 0 | 0 | 0
Industrial Sector Energy Related Emissions before CCS[hard coal if,water and waste 36T39,VOC] | NoSettings | 0 | 0 | 0 | 0 | 0 | 0 | 0 | 0 | 0 | 0 | 0 | 0 | 0 | 0 | 0 | 0 | 0 | 0 | 0 | 0 | 0 | 0 | 0 | 0 | 0 | 0 | 0 | 0 | 0 | 0 | 0
Industrial Sector Energy Related Emissions before CCS[hard coal if,water and waste 36T39,CO] | NoSettings | 0 | 0 | 0 | 0 | 0 | 0 | 0 | 0 | 0 | 0 | 0 | 0 | 0 | 0 | 0 | 0 | 0 | 0 | 0 | 0 | 0 | 0 | 0 | 0 | 0 | 0 | 0 | 0 | 0 | 0 | 0
Industrial Sector Energy Related Emissions before CCS[hard coal if,water and waste 36T39,NOx] | NoSettings | 0 | 0 | 0 | 0 | 0 | 0 | 0 | 0 | 0 | 0 | 0 | 0 | 0 | 0 | 0 | 0 | 0 | 0 | 0 | 0 | 0 | 0 | 0 | 0 | 0 | 0 | 0 | 0 | 0 | 0 | 0
Industrial Sector Energy Related Emissions before CCS[hard coal if,water and waste 36T39,PM10] | NoSettings | 0 | 0 | 0 | 0 | 0 | 0 | 0 | 0 | 0 | 0 | 0 | 0 | 0 | 0 | 0 | 0 | 0 | 0 | 0 | 0 | 0 | 0 | 0 | 0 | 0 | 0 | 0 | 0 | 0 | 0 | 0
Industrial Sector Energy Related Emissions before CCS[hard coal if,water and waste 36T39,PM25] | NoSettings | 0 | 0 | 0 | 0 | 0 | 0 | 0 | 0 | 0 | 0 | 0 | 0 | 0 | 0 | 0 | 0 | 0 | 0 | 0 | 0 | 0 | 0 | 0 | 0 | 0 | 0 | 0 | 0 | 0 | 0 | 0
Industrial Sector Energy Related Emissions before CCS[hard coal if,water and waste 36T39,SOx] | NoSettings | 0 | 0 | 0 | 0 | 0 | 0 | 0 | 0 | 0 | 0 | 0 | 0 | 0 | 0 | 0 | 0 | 0 | 0 | 0 | 0 | 0 | 0 | 0 | 0 | 0 | 0 | 0 | 0 | 0 | 0 | 0
Industrial Sector Energy Related Emissions before CCS[hard coal if,water and waste 36T39,BC] | NoSettings | 0 | 0 | 0 | 0 | 0 | 0 | 0 | 0 | 0 | 0 | 0 | 0 | 0 | 0 | 0 | 0 | 0 | 0 | 0 | 0 | 0 | 0 | 0 | 0 | 0 | 0 | 0 | 0 | 0 | 0 | 0
Industrial Sector Energy Related Emissions before CCS[hard coal if,water and waste 36T39,OC] | NoSettings | 0 | 0 | 0 | 0 | 0 | 0 | 0 | 0 | 0 | 0 | 0 | 0 | 0 | 0 | 0 | 0 | 0 | 0 | 0 | 0 | 0 | 0 | 0 | 0 | 0 | 0 | 0 | 0 | 0 | 0 | 0
Industrial Sector Energy Related Emissions before CCS[hard coal if,water and waste 36T39,CH4] | NoSettings | 0 | 0 | 0 | 0 | 0 | 0 | 0 | 0 | 0 | 0 | 0 | 0 | 0 | 0 | 0 | 0 | 0 | 0 | 0 | 0 | 0 | 0 | 0 | 0 | 0 | 0 | 0 | 0 | 0 | 0 | 0
Industrial Sector Energy Related Emissions before CCS[hard coal if,water and waste 36T39,N2O] | NoSettings | 0 | 0 | 0 | 0 | 0 | 0 | 0 | 0 | 0 | 0 | 0 | 0 | 0 | 0 | 0 | 0 | 0 | 0 | 0 | 0 | 0 | 0 | 0 | 0 | 0 | 0 | 0 | 0 | 0 | 0 | 0
Industrial Sector Energy Related Emissions before CCS[hard coal if,water and waste 36T39,F gases] | NoSettings | 0 | 0 | 0 | 0 | 0 | 0 | 0 | 0 | 0 | 0 | 0 | 0 | 0 | 0 | 0 | 0 | 0 | 0 | 0 | 0 | 0 | 0 | 0 | 0 | 0 | 0 | 0 | 0 | 0 | 0 | 0
Industrial Sector Energy Related Emissions before CCS[hard coal if,construction 41T43,CO2] | NoSettings | 0 | 0 | 0 | 0 | 0 | 0 | 0 | 0 | 0 | 0 | 0 | 0 | 0 | 0 | 0 | 0 | 0 | 0 | 0 | 0 | 0 | 0 | 0 | 0 | 0 | 0 | 0 | 0 | 0 | 0 | 0
Industrial Sector Energy Related Emissions before CCS[hard coal if,construction 41T43,VOC] | NoSettings | 0 | 0 | 0 | 0 | 0 | 0 | 0 | 0 | 0 | 0 | 0 | 0 | 0 | 0 | 0 | 0 | 0 | 0 | 0 | 0 | 0 | 0 | 0 | 0 | 0 | 0 | 0 | 0 | 0 | 0 | 0
Industrial Sector Energy Related Emissions before CCS[hard coal if,construction 41T43,CO] | NoSettings | 0 | 0 | 0 | 0 | 0 | 0 | 0 | 0 | 0 | 0 | 0 | 0 | 0 | 0 | 0 | 0 | 0 | 0 | 0 | 0 | 0 | 0 | 0 | 0 | 0 | 0 | 0 | 0 | 0 | 0 | 0
Industrial Sector Energy Related Emissions before CCS[hard coal if,construction 41T43,NOx] | NoSettings | 0 | 0 | 0 | 0 | 0 | 0 | 0 | 0 | 0 | 0 | 0 | 0 | 0 | 0 | 0 | 0 | 0 | 0 | 0 | 0 | 0 | 0 | 0 | 0 | 0 | 0 | 0 | 0 | 0 | 0 | 0
Industrial Sector Energy Related Emissions before CCS[hard coal if,construction 41T43,PM10] | NoSettings | 0 | 0 | 0 | 0 | 0 | 0 | 0 | 0 | 0 | 0 | 0 | 0 | 0 | 0 | 0 | 0 | 0 | 0 | 0 | 0 | 0 | 0 | 0 | 0 | 0 | 0 | 0 | 0 | 0 | 0 | 0
Industrial Sector Energy Related Emissions before CCS[hard coal if,construction 41T43,PM25] | NoSettings | 0 | 0 | 0 | 0 | 0 | 0 | 0 | 0 | 0 | 0 | 0 | 0 | 0 | 0 | 0 | 0 | 0 | 0 | 0 | 0 | 0 | 0 | 0 | 0 | 0 | 0 | 0 | 0 | 0 | 0 | 0
Industrial Sector Energy Related Emissions before CCS[hard coal if,construction 41T43,SOx] | NoSettings | 0 | 0 | 0 | 0 | 0 | 0 | 0 | 0 | 0 | 0 | 0 | 0 | 0 | 0 | 0 | 0 | 0 | 0 | 0 | 0 | 0 | 0 | 0 | 0 | 0 | 0 | 0 | 0 | 0 | 0 | 0
Industrial Sector Energy Related Emissions before CCS[hard coal if,construction 41T43,BC] | NoSettings | 0 | 0 | 0 | 0 | 0 | 0 | 0 | 0 | 0 | 0 | 0 | 0 | 0 | 0 | 0 | 0 | 0 | 0 | 0 | 0 | 0 | 0 | 0 | 0 | 0 | 0 | 0 | 0 | 0 | 0 | 0
Industrial Sector Energy Related Emissions before CCS[hard coal if,construction 41T43,OC] | NoSettings | 0 | 0 | 0 | 0 | 0 | 0 | 0 | 0 | 0 | 0 | 0 | 0 | 0 | 0 | 0 | 0 | 0 | 0 | 0 | 0 | 0 | 0 | 0 | 0 | 0 | 0 | 0 | 0 | 0 | 0 | 0
Industrial Sector Energy Related Emissions before CCS[hard coal if,construction 41T43,CH4] | NoSettings | 0 | 0 | 0 | 0 | 0 | 0 | 0 | 0 | 0 | 0 | 0 | 0 | 0 | 0 | 0 | 0 | 0 | 0 | 0 | 0 | 0 | 0 | 0 | 0 | 0 | 0 | 0 | 0 | 0 | 0 | 0
Industrial Sector Energy Related Emissions before CCS[hard coal if,construction 41T43,N2O] | NoSettings | 0 | 0 | 0 | 0 | 0 | 0 | 0 | 0 | 0 | 0 | 0 | 0 | 0 | 0 | 0 | 0 | 0 | 0 | 0 | 0 | 0 | 0 | 0 | 0 | 0 | 0 | 0 | 0 | 0 | 0 | 0
Industrial Sector Energy Related Emissions before CCS[hard coal if,construction 41T43,F gases] | NoSettings | 0 | 0 | 0 | 0 | 0 | 0 | 0 | 0 | 0 | 0 | 0 | 0 | 0 | 0 | 0 | 0 | 0 | 0 | 0 | 0 | 0 | 0 | 0 | 0 | 0 | 0 | 0 | 0 | 0 | 0 | 0
Industrial Sector Energy Related Emissions before CCS[natural gas if,agriculture and forestry 01T03,CO2] | NoSettings | 655482000000 | 633207000000 | 610928000000 | 588648000000 | 566373000000 | 544093000000 | 521816000000 | 499538000000 | 477260000000 | 454982000000 | 432704000000 | 410427000000 | 388149000000 | 365871000000 | 343593000000 | 321315000000 | 299037000000 | 276759000000 | 254482000000 | 232204000000 | 209926000000 | 187648000000 | 165370000000 | 143092000000 | 120947000000 | 100122000000 | 77592800000 | 55645100000 | 33697600000 | 11749900000 | 0
Industrial Sector Energy Related Emissions before CCS[natural gas if,agriculture and forestry 01T03,VOC] | NoSettings | 28326800 | 27364200 | 26401400 | 25438500 | 24475900 | 23513100 | 22550400 | 21587700 | 20624900 | 19662200 | 18699400 | 17736700 | 16773900 | 15811200 | 14848500 | 13885700 | 12923000 | 11960200 | 10997500 | 10034700 | 9072000 | 8109240 | 7146500 | 6183760 | 5226730 | 4326780 | 3353190 | 2404710 | 1456250 | 507776 | 0
Industrial Sector Energy Related Emissions before CCS[natural gas if,agriculture and forestry 01T03,CO] | NoSettings | 247665000 | 239249000 | 230831000 | 222413000 | 213996000 | 205578000 | 197161000 | 188744000 | 180326000 | 171909000 | 163491000 | 155074000 | 146657000 | 138239000 | 129822000 | 121404000 | 112987000 | 104570000 | 96152400 | 87735100 | 79317700 | 70900200 | 62482800 | 54065400 | 45698000 | 37829600 | 29317400 | 21024700 | 12732200 | 4439550 | 0
Industrial Sector Energy Related Emissions before CCS[natural gas if,agriculture and forestry 01T03,NOx] | NoSettings | 405902000 | 392109000 | 378312000 | 364516000 | 350722000 | 336926000 | 323131000 | 309335000 | 295540000 | 281744000 | 267949000 | 254153000 | 240358000 | 226563000 | 212767000 | 198972000 | 185176000 | 171381000 | 157586000 | 143790000 | 129995000 | 116199000 | 102404000 | 88608800 | 74895200 | 61999500 | 48048800 | 34457800 | 20867000 | 7276050 | 0
Industrial Sector Energy Related Emissions before CCS[natural gas if,agriculture and forestry 01T03,PM10] | NoSettings | 39111500 | 37782400 | 36453000 | 35123600 | 33794500 | 32465100 | 31135900 | 29806600 | 28477300 | 27148000 | 25818700 | 24489500 | 23160200 | 21830900 | 20501600 | 19172300 | 17843000 | 16513800 | 15184500 | 13855200 | 12525900 | 11196600 | 9867350 | 8538070 | 7216680 | 5974080 | 4629830 | 3320250 | 2010680 | 701098 | 0
Industrial Sector Energy Related Emissions before CCS[natural gas if,agriculture and forestry 01T03,PM25] | NoSettings | 39111500 | 37782400 | 36453000 | 35123600 | 33794500 | 32465100 | 31135900 | 29806600 | 28477300 | 27148000 | 25818700 | 24489500 | 23160200 | 21830900 | 20501600 | 19172300 | 17843000 | 16513800 | 15184500 | 13855200 | 12525900 | 11196600 | 9867350 | 8538070 | 7216680 | 5974080 | 4629830 | 3320250 | 2010680 | 701098 | 0
Industrial Sector Energy Related Emissions before CCS[natural gas if,agriculture and forestry 01T03,SOx] | NoSettings | 2989570 | 2887980 | 2786360 | 2684750 | 2583160 | 2481540 | 2379940 | 2278330 | 2176720 | 2075120 | 1973510 | 1871900 | 1770300 | 1668690 | 1567090 | 1465480 | 1363870 | 1262260 | 1160660 | 1059050 | 957446 | 855838 | 754232 | 652626 | 551622 | 456642 | 353891 | 253790 | 153690 | 53589.9 | 0
Industrial Sector Energy Related Emissions before CCS[natural gas if,agriculture and forestry 01T03,BC] | NoSettings | 6448580 | 6229440 | 6010260 | 5791070 | 5571930 | 5352740 | 5133580 | 4914420 | 4695240 | 4476080 | 4256910 | 4037740 | 3818580 | 3599410 | 3380240 | 3161070 | 2941900 | 2722740 | 2503570 | 2284400 | 2065240 | 1846060 | 1626900 | 1407730 | 1189860 | 984988 | 763352 | 547432 | 331514 | 115595 | 0
Industrial Sector Energy Related Emissions before CCS[natural gas if,agriculture and forestry 01T03,OC] | NoSettings | 16739100 | 16170300 | 15601300 | 15032400 | 14463500 | 13894600 | 13325700 | 12756800 | 12187800 | 11618900 | 11050000 | 10481100 | 9912200 | 9343290 | 8774380 | 8205460 | 7636550 | 7067640 | 6498730 | 5929820 | 5360910 | 4791980 | 4223070 | 3654160 | 3088630 | 2556820 | 1981500 | 1421020 | 860539 | 300059 | 0
Industrial Sector Energy Related Emissions before CCS[natural gas if,agriculture and forestry 01T03,CH4] | NoSettings | 12353600 | 11933800 | 11513900 | 11094000 | 10674200 | 10254300 | 9834450 | 9414590 | 8994720 | 8574860 | 8155000 | 7735140 | 7315280 | 6895420 | 6475560 | 6055690 | 5635830 | 5215970 | 4796110 | 4376250 | 3956390 | 3536520 | 3116660 | 2696800 | 2279430 | 1886950 | 1462360 | 1048720 | 635084 | 221446 | 0
Industrial Sector Energy Related Emissions before CCS[natural gas if,agriculture and forestry 01T03,N2O] | NoSettings | 1235360 | 1193380 | 1151390 | 1109400 | 1067420 | 1025430 | 983445 | 941459 | 899472 | 857486 | 815500 | 773514 | 731528 | 689542 | 647556 | 605569 | 563583 | 521597 | 479611 | 437625 | 395639 | 353652 | 311666 | 269680 | 227943 | 188695 | 146236 | 104872 | 63508.4 | 22144.6 | 0
Industrial Sector Energy Related Emissions before CCS[natural gas if,agriculture and forestry 01T03,F gases] | NoSettings | 0 | 0 | 0 | 0 | 0 | 0 | 0 | 0 | 0 | 0 | 0 | 0 | 0 | 0 | 0 | 0 | 0 | 0 | 0 | 0 | 0 | 0 | 0 | 0 | 0 | 0 | 0 | 0 | 0 | 0 | 0
Industrial Sector Energy Related Emissions before CCS[natural gas if,coal mining 05,CO2] | NoSettings | 1581190 | 1581190 | 1602410 | 1639550 | 1671390 | 1703230 | 1719140 | 1724450 | 1724450 | 1729760 | 1735060 | 1740370 | 1740370 | 1745670 | 1756290 | 1766900 | 1777510 | 1788120 | 1804040 | 1814650 | 1819960 | 1835880 | 1857100 | 1883630 | 1899550 | 1915470 | 1936690 | 1957910 | 1979140 | 2000360 | 2016280
Industrial Sector Energy Related Emissions before CCS[natural gas if,coal mining 05,VOC] | NoSettings | 68.3314 | 68.3314 | 69.2486 | 70.8537 | 72.2295 | 73.6053 | 74.2932 | 74.5225 | 74.5225 | 74.7518 | 74.9811 | 75.2104 | 75.2104 | 75.4397 | 75.8983 | 76.3569 | 76.8155 | 77.2741 | 77.962 | 78.4206 | 78.6499 | 79.3378 | 80.255 | 81.4015 | 82.0894 | 82.7773 | 83.6945 | 84.6117 | 85.5289 | 86.4461 | 87.134
Industrial Sector Energy Related Emissions before CCS[natural gas if,coal mining 05,CO] | NoSettings | 597.43 | 597.43 | 605.45 | 619.483 | 631.512 | 643.541 | 649.555 | 651.56 | 651.56 | 653.565 | 655.57 | 657.574 | 657.574 | 659.579 | 663.589 | 667.598 | 671.608 | 675.618 | 681.632 | 685.642 | 687.646 | 693.661 | 701.68 | 711.704 | 717.718 | 723.733 | 731.752 | 739.771 | 747.79 | 755.81 | 761.824
Industrial Sector Energy Related Emissions before CCS[natural gas if,coal mining 05,NOx] | NoSettings | 979.139 | 979.139 | 992.281 | 1015.28 | 1035 | 1054.71 | 1064.57 | 1067.85 | 1067.85 | 1071.14 | 1074.42 | 1077.71 | 1077.71 | 1081 | 1087.57 | 1094.14 | 1100.71 | 1107.28 | 1117.14 | 1123.71 | 1127 | 1136.85 | 1150 | 1166.42 | 1176.28 | 1186.14 | 1199.28 | 1212.42 | 1225.57 | 1238.71 | 1248.57
Industrial Sector Energy Related Emissions before CCS[natural gas if,coal mining 05,PM10] | NoSettings | 94.3468 | 94.3468 | 95.6132 | 97.8294 | 99.729 | 101.629 | 102.578 | 102.895 | 102.895 | 103.212 | 103.528 | 103.845 | 103.845 | 104.161 | 104.795 | 105.428 | 106.061 | 106.694 | 107.644 | 108.277 | 108.594 | 109.544 | 110.81 | 112.393 | 113.343 | 114.293 | 115.559 | 116.825 | 118.092 | 119.358 | 120.308
Industrial Sector Energy Related Emissions before CCS[natural gas if,coal mining 05,PM25] | NoSettings | 94.3468 | 94.3468 | 95.6132 | 97.8294 | 99.729 | 101.629 | 102.578 | 102.895 | 102.895 | 103.212 | 103.528 | 103.845 | 103.845 | 104.161 | 104.795 | 105.428 | 106.061 | 106.694 | 107.644 | 108.277 | 108.594 | 109.544 | 110.81 | 112.393 | 113.343 | 114.293 | 115.559 | 116.825 | 118.092 | 119.358 | 120.308
Industrial Sector Energy Related Emissions before CCS[natural gas if,coal mining 05,SOx] | NoSettings | 7.2116 | 7.2116 | 7.3084 | 7.4778 | 7.623 | 7.7682 | 7.8408 | 7.865 | 7.865 | 7.8892 | 7.9134 | 7.9376 | 7.9376 | 7.9618 | 8.0102 | 8.0586 | 8.107 | 8.1554 | 8.228 | 8.2764 | 8.3006 | 8.3732 | 8.47 | 8.591 | 8.6636 | 8.7362 | 8.833 | 8.9298 | 9.0266 | 9.1234 | 9.196
Industrial Sector Energy Related Emissions before CCS[natural gas if,coal mining 05,BC] | NoSettings | 15.5556 | 15.5556 | 15.7644 | 16.1298 | 16.443 | 16.7562 | 16.9128 | 16.965 | 16.965 | 17.0172 | 17.0694 | 17.1216 | 17.1216 | 17.1738 | 17.2782 | 17.3826 | 17.487 | 17.5914 | 17.748 | 17.8524 | 17.9046 | 18.0612 | 18.27 | 18.531 | 18.6876 | 18.8442 | 19.053 | 19.2618 | 19.4706 | 19.6794 | 19.836
Industrial Sector Energy Related Emissions before CCS[natural gas if,coal mining 05,OC] | NoSettings | 40.379 | 40.379 | 40.921 | 41.8695 | 42.6825 | 43.4955 | 43.902 | 44.0375 | 44.0375 | 44.173 | 44.3085 | 44.444 | 44.444 | 44.5795 | 44.8505 | 45.1215 | 45.3925 | 45.6635 | 46.07 | 46.341 | 46.4765 | 46.883 | 47.425 | 48.1025 | 48.509 | 48.9155 | 49.4575 | 49.9995 | 50.5415 | 51.0835 | 51.49
Industrial Sector Energy Related Emissions before CCS[natural gas if,coal mining 05,CH4] | NoSettings | 29.8 | 29.8 | 30.2 | 30.9 | 31.5 | 32.1 | 32.4 | 32.5 | 32.5 | 32.6 | 32.7 | 32.8 | 32.8 | 32.9 | 33.1 | 33.3 | 33.5 | 33.7 | 34 | 34.2 | 34.3 | 34.6 | 35 | 35.5 | 35.8 | 36.1 | 36.5 | 36.9 | 37.3 | 37.7 | 38
Industrial Sector Energy Related Emissions before CCS[natural gas if,coal mining 05,N2O] | NoSettings | 2.98 | 2.98 | 3.02 | 3.09 | 3.15 | 3.21 | 3.24 | 3.25 | 3.25 | 3.26 | 3.27 | 3.28 | 3.28 | 3.29 | 3.31 | 3.33 | 3.35 | 3.37 | 3.4 | 3.42 | 3.43 | 3.46 | 3.5 | 3.55 | 3.58 | 3.61 | 3.65 | 3.69 | 3.73 | 3.77 | 3.8
Industrial Sector Energy Related Emissions before CCS[natural gas if,coal mining 05,F gases] | NoSettings | 0 | 0 | 0 | 0 | 0 | 0 | 0 | 0 | 0 | 0 | 0 | 0 | 0 | 0 | 0 | 0 | 0 | 0 | 0 | 0 | 0 | 0 | 0 | 0 | 0 | 0 | 0 | 0 | 0 | 0 | 0
Industrial Sector Energy Related Emissions before CCS[natural gas if,oil and gas extraction 06,CO2] | NoSettings | 12744500000000 | 11679900000000 | 12187000000000 | 12751100000000 | 13029800000000 | 13469500000000 | 13587900000000 | 13587700000000 | 13717300000000 | 13591300000000 | 13406500000000 | 13391000000000 | 13290000000000 | 13406600000000 | 13533600000000 | 13497200000000 | 13413900000000 | 13471800000000 | 13563600000000 | 13613200000000 | 13499200000000 | 13351300000000 | 13279200000000 | 13284700000000 | 13357400000000 | 13408400000000 | 13394000000000 | 13413200000000 | 13432500000000 | 13451700000000 | 13471000000000
Industrial Sector Energy Related Emissions before CCS[natural gas if,oil and gas extraction 06,VOC] | NoSettings | 550756000 | 504749000 | 526663000 | 551042000 | 563085000 | 582090000 | 587205000 | 587196000 | 592796000 | 587350000 | 579363000 | 578696000 | 574330000 | 579370000 | 584857000 | 583284000 | 579684000 | 582186000 | 586155000 | 588299000 | 583369000 | 576978000 | 573865000 | 574103000 | 577244000 | 579448000 | 578824000 | 579657000 | 580489000 | 581319000 | 582151000
Industrial Sector Energy Related Emissions before CCS[natural gas if,oil and gas extraction 06,CO] | NoSettings | 4815330000 | 4413090000 | 4604680000 | 4817840000 | 4923130000 | 5089290000 | 5134010000 | 5133930000 | 5182890000 | 5135280000 | 5065450000 | 5059610000 | 5021440000 | 5065510000 | 5113480000 | 5099730000 | 5068250000 | 5090130000 | 5124830000 | 5143580000 | 5100470000 | 5044600000 | 5017370000 | 5019460000 | 5046920000 | 5066190000 | 5060740000 | 5068010000 | 5075290000 | 5082550000 | 5089830000
Industrial Sector Energy Related Emissions before CCS[natural gas if,oil and gas extraction 06,NOx] | NoSettings | 7891920000 | 7232680000 | 7546690000 | 7896030000 | 8068590000 | 8340910000 | 8414220000 | 8414090000 | 8494320000 | 8416290000 | 8301850000 | 8292290000 | 8229730000 | 8301950000 | 8380570000 | 8358030000 | 8306450000 | 8342290000 | 8399170000 | 8429890000 | 8359250000 | 8267680000 | 8223060000 | 8226470000 | 8271490000 | 8303060000 | 8294130000 | 8306050000 | 8317980000 | 8329870000 | 8341800000
Industrial Sector Energy Related Emissions before CCS[natural gas if,oil and gas extraction 06,PM10] | NoSettings | 760442000 | 696919000 | 727176000 | 760837000 | 777465000 | 803705000 | 810768000 | 810756000 | 818487000 | 810968000 | 799941000 | 799019000 | 792991000 | 799950000 | 807526000 | 805354000 | 800384000 | 803838000 | 809318000 | 812278000 | 805472000 | 796648000 | 792348000 | 792678000 | 797015000 | 800058000 | 799197000 | 800346000 | 801495000 | 802641000 | 803790000
Industrial Sector Energy Related Emissions before CCS[natural gas if,oil and gas extraction 06,PM25] | NoSettings | 760442000 | 696919000 | 727176000 | 760837000 | 777465000 | 803705000 | 810768000 | 810756000 | 818487000 | 810968000 | 799941000 | 799019000 | 792991000 | 799950000 | 807526000 | 805354000 | 800384000 | 803838000 | 809318000 | 812278000 | 805472000 | 796648000 | 792348000 | 792678000 | 797015000 | 800058000 | 799197000 | 800346000 | 801495000 | 802641000 | 803790000
Industrial Sector Energy Related Emissions before CCS[natural gas if,oil and gas extraction 06,SOx] | NoSettings | 58126000 | 53270500 | 55583300 | 58156200 | 59427200 | 61432900 | 61972800 | 61971800 | 62562800 | 61988100 | 61145200 | 61074800 | 60614000 | 61145900 | 61725000 | 61559000 | 61179100 | 61443100 | 61862000 | 62088200 | 61567900 | 60893500 | 60564900 | 60590000 | 60921600 | 61154100 | 61088300 | 61176100 | 61264000 | 61351600 | 61439400
Industrial Sector Energy Related Emissions before CCS[natural gas if,oil and gas extraction 06,BC] | NoSettings | 125379000 | 114906000 | 119895000 | 125444000 | 128186000 | 132512000 | 133677000 | 133675000 | 134950000 | 133710000 | 131892000 | 131740000 | 130746000 | 131893000 | 133142000 | 132784000 | 131965000 | 132534000 | 133438000 | 133926000 | 132804000 | 131349000 | 130640000 | 130694000 | 131409000 | 131911000 | 131769000 | 131958000 | 132148000 | 132337000 | 132526000
Industrial Sector Energy Related Emissions before CCS[natural gas if,oil and gas extraction 06,OC] | NoSettings | 325457000 | 298271000 | 311220000 | 325627000 | 332743000 | 343974000 | 346997000 | 346991000 | 350300000 | 347082000 | 342362000 | 341968000 | 339388000 | 342366000 | 345609000 | 344679000 | 342552000 | 344030000 | 346376000 | 347643000 | 344730000 | 340953000 | 339113000 | 339254000 | 341110000 | 342413000 | 342044000 | 342536000 | 343028000 | 343518000 | 344010000
Industrial Sector Energy Related Emissions before CCS[natural gas if,oil and gas extraction 06,CH4] | NoSettings | 240190000 | 220126000 | 229683000 | 240315000 | 245567000 | 253855000 | 256086000 | 256082000 | 258524000 | 256149000 | 252666000 | 252375000 | 250471000 | 252669000 | 255062000 | 254376000 | 252806000 | 253897000 | 255628000 | 256563000 | 254413000 | 251626000 | 250268000 | 250372000 | 251742000 | 252703000 | 252431000 | 252794000 | 253157000 | 253519000 | 253882000
Industrial Sector Energy Related Emissions before CCS[natural gas if,oil and gas extraction 06,N2O] | NoSettings | 24019000 | 22012600 | 22968300 | 24031500 | 24556700 | 25385500 | 25608600 | 25608200 | 25852400 | 25614900 | 25266600 | 25237500 | 25047100 | 25266900 | 25506200 | 25437600 | 25280600 | 25389700 | 25562800 | 25656300 | 25441300 | 25162600 | 25026800 | 25037200 | 25174200 | 25270300 | 25243100 | 25279400 | 25315700 | 25351900 | 25388200
Industrial Sector Energy Related Emissions before CCS[natural gas if,oil and gas extraction 06,F gases] | NoSettings | 0 | 0 | 0 | 0 | 0 | 0 | 0 | 0 | 0 | 0 | 0 | 0 | 0 | 0 | 0 | 0 | 0 | 0 | 0 | 0 | 0 | 0 | 0 | 0 | 0 | 0 | 0 | 0 | 0 | 0 | 0
Industrial Sector Energy Related Emissions before CCS[natural gas if,other mining and quarrying 07T08,CO2] | NoSettings | 299403000000 | 298901000000 | 303739000000 | 310179000000 | 316467000000 | 321925000000 | 324901000000 | 326399000000 | 326745000000 | 327057000000 | 327928000000 | 329143000000 | 329505000000 | 330321000000 | 332104000000 | 334590000000 | 336367000000 | 338338000000 | 341069000000 | 343258000000 | 344814000000 | 347398000000 | 351697000000 | 356131000000 | 359394000000 | 362472000000 | 366772000000 | 370557000000 | 374341000000 | 378126000000 | 381911000000
Industrial Sector Energy Related Emissions before CCS[natural gas if,other mining and quarrying 07T08,VOC] | NoSettings | 12938800 | 12917100 | 13126100 | 13404400 | 13676200 | 13912100 | 14040700 | 14105400 | 14120300 | 14133800 | 14171500 | 14224000 | 14239600 | 14274900 | 14351900 | 14459400 | 14536200 | 14621400 | 14739400 | 14834000 | 14901200 | 15012900 | 15198600 | 15390300 | 15531300 | 15664300 | 15850200 | 16013700 | 16177300 | 16340800 | 16504400
Industrial Sector Energy Related Emissions before CCS[natural gas if,other mining and quarrying 07T08,CO] | NoSettings | 113125000 | 112936000 | 114764000 | 117197000 | 119573000 | 121635000 | 122759000 | 123325000 | 123456000 | 123574000 | 123903000 | 124362000 | 124499000 | 124807000 | 125481000 | 126420000 | 127092000 | 127836000 | 128868000 | 129695000 | 130283000 | 131260000 | 132884000 | 134559000 | 135792000 | 136955000 | 138580000 | 140010000 | 141440000 | 142870000 | 144300000
Industrial Sector Energy Related Emissions before CCS[natural gas if,other mining and quarrying 07T08,NOx] | NoSettings | 185403000 | 185092000 | 188088000 | 192076000 | 195970000 | 199350000 | 201192000 | 202120000 | 202334000 | 202527000 | 203067000 | 203819000 | 204044000 | 204549000 | 205653000 | 207192000 | 208293000 | 209513000 | 211204000 | 212560000 | 213523000 | 215124000 | 217785000 | 220531000 | 222552000 | 224458000 | 227121000 | 229465000 | 231808000 | 234152000 | 236495000
Industrial Sector Energy Related Emissions before CCS[natural gas if,other mining and quarrying 07T08,PM10] | NoSettings | 17864900 | 17834900 | 18123600 | 18507800 | 18883000 | 19208700 | 19386300 | 19475700 | 19496300 | 19514900 | 19566900 | 19639400 | 19661000 | 19709700 | 19816100 | 19964400 | 20070400 | 20188100 | 20351000 | 20481600 | 20574400 | 20728700 | 20985100 | 21249700 | 21444500 | 21628100 | 21884700 | 22110500 | 22336300 | 22562200 | 22788000
Industrial Sector Energy Related Emissions before CCS[natural gas if,other mining and quarrying 07T08,PM25] | NoSettings | 17864900 | 17834900 | 18123600 | 18507800 | 18883000 | 19208700 | 19386300 | 19475700 | 19496300 | 19514900 | 19566900 | 19639400 | 19661000 | 19709700 | 19816100 | 19964400 | 20070400 | 20188100 | 20351000 | 20481600 | 20574400 | 20728700 | 20985100 | 21249700 | 21444500 | 21628100 | 21884700 | 22110500 | 22336300 | 22562200 | 22788000
Industrial Sector Energy Related Emissions before CCS[natural gas if,other mining and quarrying 07T08,SOx] | NoSettings | 1365540 | 1363250 | 1385310 | 1414690 | 1443370 | 1468260 | 1481830 | 1488670 | 1490240 | 1491660 | 1495640 | 1501180 | 1502830 | 1506550 | 1514680 | 1526020 | 1534130 | 1543120 | 1555570 | 1565560 | 1572650 | 1584440 | 1604040 | 1624270 | 1639150 | 1653190 | 1672800 | 1690070 | 1707320 | 1724590 | 1741850
Industrial Sector Energy Related Emissions before CCS[natural gas if,other mining and quarrying 07T08,BC] | NoSettings | 2945510 | 2940560 | 2988160 | 3051510 | 3113380 | 3167070 | 3196350 | 3211090 | 3214490 | 3217560 | 3226130 | 3238080 | 3241650 | 3249670 | 3267210 | 3291670 | 3309150 | 3328540 | 3355410 | 3376940 | 3392250 | 3417670 | 3459960 | 3503590 | 3535690 | 3565980 | 3608280 | 3645510 | 3682740 | 3719980 | 3757210
Industrial Sector Energy Related Emissions before CCS[natural gas if,other mining and quarrying 07T08,OC] | NoSettings | 7645900 | 7633070 | 7756620 | 7921070 | 8081650 | 8221040 | 8297030 | 8335300 | 8344120 | 8352080 | 8374330 | 8405360 | 8414620 | 8435440 | 8480970 | 8544470 | 8589850 | 8640180 | 8709930 | 8765820 | 8805550 | 8871550 | 8981320 | 9094560 | 9177900 | 9256510 | 9366320 | 9462970 | 9559610 | 9656260 | 9752910
Industrial Sector Energy Related Emissions before CCS[natural gas if,other mining and quarrying 07T08,CH4] | NoSettings | 5642730 | 5633260 | 5724440 | 5845810 | 5964320 | 6067190 | 6123270 | 6151510 | 6158020 | 6163900 | 6180320 | 6203220 | 6210050 | 6225420 | 6259020 | 6305880 | 6339370 | 6376520 | 6427990 | 6469240 | 6498560 | 6547270 | 6628280 | 6711850 | 6773360 | 6831370 | 6912410 | 6983740 | 7055060 | 7126390 | 7197720
Industrial Sector Energy Related Emissions before CCS[natural gas if,other mining and quarrying 07T08,N2O] | NoSettings | 564273 | 563326 | 572444 | 584581 | 596432 | 606719 | 612327 | 615151 | 615802 | 616390 | 618032 | 620322 | 621005 | 622542 | 625902 | 630588 | 633937 | 637652 | 642799 | 646924 | 649856 | 654727 | 662828 | 671185 | 677336 | 683137 | 691241 | 698374 | 705506 | 712639 | 719772
Industrial Sector Energy Related Emissions before CCS[natural gas if,other mining and quarrying 07T08,F gases] | NoSettings | 0 | 0 | 0 | 0 | 0 | 0 | 0 | 0 | 0 | 0 | 0 | 0 | 0 | 0 | 0 | 0 | 0 | 0 | 0 | 0 | 0 | 0 | 0 | 0 | 0 | 0 | 0 | 0 | 0 | 0 | 0
Industrial Sector Energy Related Emissions before CCS[natural gas if,food beverage and tobacco 10T12,CO2] | NoSettings | 3171120000000 | 3165800000000 | 3217040000000 | 3285250000000 | 3351850000000 | 3409660000000 | 3441180000000 | 3457040000000 | 3460710000000 | 3464010000000 | 3473240000000 | 3486110000000 | 3489950000000 | 3498580000000 | 3517470000000 | 3543800000000 | 3562620000000 | 3583500000000 | 3612430000000 | 3635610000000 | 3652080000000 | 3679460000000 | 3724990000000 | 3771950000000 | 3806510000000 | 3839110000000 | 3884660000000 | 3924750000000 | 3964830000000 | 4004920000000 | 4045000000000
Industrial Sector Energy Related Emissions before CCS[natural gas if,food beverage and tobacco 10T12,VOC] | NoSettings | 137041000 | 136811000 | 139025000 | 141973000 | 144851000 | 147349000 | 148711000 | 149397000 | 149555000 | 149698000 | 150097000 | 150653000 | 150819000 | 151192000 | 152008000 | 153146000 | 153959000 | 154862000 | 156112000 | 157114000 | 157826000 | 159009000 | 160976000 | 163006000 | 164499000 | 165908000 | 167876000 | 169609000 | 171341000 | 173073000 | 174805000
Industrial Sector Energy Related Emissions before CCS[natural gas if,food beverage and tobacco 10T12,CO] | NoSettings | 1198160000 | 1196150000 | 1215520000 | 1241290000 | 1266450000 | 1288290000 | 1300200000 | 1306200000 | 1307580000 | 1308830000 | 1312320000 | 1317180000 | 1318630000 | 1321890000 | 1329030000 | 1338980000 | 1346090000 | 1353980000 | 1364910000 | 1373660000 | 1379890000 | 1390230000 | 1407440000 | 1425180000 | 1438240000 | 1450560000 | 1467770000 | 1482910000 | 1498060000 | 1513200000 | 1528350000
Industrial Sector Energy Related Emissions before CCS[natural gas if,food beverage and tobacco 10T12,NOx] | NoSettings | 1963690000 | 1960400000 | 1992130000 | 2034370000 | 2075610000 | 2111400000 | 2130920000 | 2140750000 | 2143020000 | 2145060000 | 2150780000 | 2158750000 | 2161120000 | 2166470000 | 2178170000 | 2194470000 | 2206120000 | 2219050000 | 2236970000 | 2251320000 | 2261520000 | 2278480000 | 2306670000 | 2335750000 | 2357150000 | 2377340000 | 2405550000 | 2430370000 | 2455190000 | 2480010000 | 2504830000
Industrial Sector Energy Related Emissions before CCS[natural gas if,food beverage and tobacco 10T12,PM10] | NoSettings | 189215000 | 188898000 | 191956000 | 196025000 | 199999000 | 203448000 | 205329000 | 206276000 | 206494000 | 206692000 | 207242000 | 208010000 | 208239000 | 208754000 | 209881000 | 211453000 | 212575000 | 213821000 | 215547000 | 216931000 | 217914000 | 219547000 | 222264000 | 225066000 | 227128000 | 229073000 | 231791000 | 234183000 | 236575000 | 238967000 | 241358000
Industrial Sector Energy Related Emissions before CCS[natural gas if,food beverage and tobacco 10T12,PM25] | NoSettings | 189215000 | 188898000 | 191956000 | 196025000 | 199999000 | 203448000 | 205329000 | 206276000 | 206494000 | 206692000 | 207242000 | 208010000 | 208239000 | 208754000 | 209881000 | 211453000 | 212575000 | 213821000 | 215547000 | 216931000 | 217914000 | 219547000 | 222264000 | 225066000 | 227128000 | 229073000 | 231791000 | 234183000 | 236575000 | 238967000 | 241358000
Industrial Sector Energy Related Emissions before CCS[natural gas if,food beverage and tobacco 10T12,SOx] | NoSettings | 14463100 | 14438800 | 14672500 | 14983600 | 15287400 | 15551000 | 15694800 | 15767100 | 15783800 | 15798900 | 15841000 | 15899700 | 15917200 | 15956600 | 16042700 | 16162800 | 16248700 | 16343900 | 16475800 | 16581500 | 16656700 | 16781500 | 16989200 | 17203400 | 17361000 | 17509700 | 17717400 | 17900300 | 18083100 | 18265900 | 18448700
Industrial Sector Energy Related Emissions before CCS[natural gas if,food beverage and tobacco 10T12,BC] | NoSettings | 31197200 | 31144900 | 31649000 | 32320000 | 32975200 | 33543900 | 33854000 | 34010100 | 34046100 | 34078700 | 34169400 | 34296100 | 34333800 | 34418700 | 34604600 | 34863600 | 35048800 | 35254200 | 35538800 | 35766800 | 35928900 | 36198200 | 36646100 | 37108100 | 37448200 | 37768900 | 38217000 | 38611300 | 39005700 | 39400000 | 39794400
Industrial Sector Energy Related Emissions before CCS[natural gas if,food beverage and tobacco 10T12,OC] | NoSettings | 80981300 | 80845400 | 82154100 | 83895900 | 85596600 | 87072800 | 87877800 | 88283000 | 88376500 | 88460900 | 88696500 | 89025300 | 89123200 | 89343700 | 89826100 | 90498600 | 90979000 | 91512200 | 92251000 | 92843000 | 93263700 | 93962700 | 95125500 | 96324800 | 97207400 | 98039900 | 99203100 | 100227000 | 101250000 | 102274000 | 103298000
Industrial Sector Energy Related Emissions before CCS[natural gas if,food beverage and tobacco 10T12,CH4] | NoSettings | 59764800 | 59664500 | 60630300 | 61915800 | 63170900 | 64260400 | 64854500 | 65153500 | 65222500 | 65284800 | 65458700 | 65701300 | 65773600 | 65936300 | 66292300 | 66788600 | 67143200 | 67536700 | 68081900 | 68518800 | 68829300 | 69345200 | 70203300 | 71088400 | 71739800 | 72354200 | 73212600 | 73968100 | 74723500 | 75479000 | 76234400
Industrial Sector Energy Related Emissions before CCS[natural gas if,food beverage and tobacco 10T12,N2O] | NoSettings | 5976480 | 5966450 | 6063030 | 6191580 | 6317090 | 6426040 | 6485450 | 6515350 | 6522250 | 6528480 | 6545870 | 6570130 | 6577360 | 6593630 | 6629230 | 6678860 | 6714320 | 6753670 | 6808190 | 6851880 | 6882930 | 6934520 | 7020330 | 7108840 | 7173980 | 7235420 | 7321260 | 7396810 | 7472350 | 7547900 | 7623440
Industrial Sector Energy Related Emissions before CCS[natural gas if,food beverage and tobacco 10T12,F gases] | NoSettings | 0 | 0 | 0 | 0 | 0 | 0 | 0 | 0 | 0 | 0 | 0 | 0 | 0 | 0 | 0 | 0 | 0 | 0 | 0 | 0 | 0 | 0 | 0 | 0 | 0 | 0 | 0 | 0 | 0 | 0 | 0
Industrial Sector Energy Related Emissions before CCS[natural gas if,textiles apparel and leather 13T15,CO2] | NoSettings | 165712000000 | 165434000000 | 168112000000 | 171676000000 | 175156000000 | 178177000000 | 179824000000 | 180653000000 | 180844000000 | 181017000000 | 181499000000 | 182172000000 | 182373000000 | 182824000000 | 183810000000 | 185187000000 | 186170000000 | 187261000000 | 188773000000 | 189984000000 | 190845000000 | 192276000000 | 194655000000 | 197109000000 | 198915000000 | 200619000000 | 202999000000 | 205093000000 | 207188000000 | 209283000000 | 211377000000
Industrial Sector Energy Related Emissions before CCS[natural gas if,textiles apparel and leather 13T15,VOC] | NoSettings | 7161270 | 7149250 | 7264980 | 7419000 | 7569400 | 7699960 | 7771140 | 7806950 | 7815230 | 7822680 | 7843530 | 7872600 | 7881270 | 7900760 | 7943410 | 8002890 | 8045380 | 8092520 | 8157850 | 8210200 | 8247420 | 8309240 | 8412050 | 8518110 | 8596160 | 8669790 | 8772630 | 8863160 | 8953680 | 9044210 | 9134720
Industrial Sector Energy Related Emissions before CCS[natural gas if,textiles apparel and leather 13T15,CO] | NoSettings | 62611900 | 62506900 | 63518700 | 64865300 | 66180300 | 67321800 | 67944100 | 68257200 | 68329600 | 68394800 | 68577000 | 68831200 | 68907000 | 69077400 | 69450300 | 69970300 | 70341800 | 70754000 | 71325200 | 71782900 | 72108200 | 72648700 | 73547700 | 74474900 | 75157300 | 75801100 | 76700200 | 77491700 | 78283200 | 79074700 | 79866000
Industrial Sector Energy Related Emissions before CCS[natural gas if,textiles apparel and leather 13T15,NOx] | NoSettings | 102616000 | 102444000 | 104102000 | 106309000 | 108464000 | 110335000 | 111355000 | 111868000 | 111987000 | 112093000 | 112392000 | 112809000 | 112933000 | 113212000 | 113823000 | 114676000 | 115284000 | 115960000 | 116896000 | 117646000 | 118179000 | 119065000 | 120539000 | 122058000 | 123177000 | 124232000 | 125705000 | 127002000 | 128300000 | 129597000 | 130894000
Industrial Sector Energy Related Emissions before CCS[natural gas if,textiles apparel and leather 13T15,PM10] | NoSettings | 9887730 | 9871140 | 10030900 | 10243600 | 10451300 | 10631500 | 10729800 | 10779200 | 10790700 | 10801000 | 10829700 | 10869900 | 10881900 | 10908800 | 10967700 | 11049800 | 11108400 | 11173500 | 11263700 | 11336000 | 11387400 | 11472800 | 11614700 | 11761200 | 11868900 | 11970600 | 12112600 | 12237600 | 12362600 | 12487600 | 12612500
Industrial Sector Energy Related Emissions before CCS[natural gas if,textiles apparel and leather 13T15,PM25] | NoSettings | 9887730 | 9871140 | 10030900 | 10243600 | 10451300 | 10631500 | 10729800 | 10779200 | 10790700 | 10801000 | 10829700 | 10869900 | 10881900 | 10908800 | 10967700 | 11049800 | 11108400 | 11173500 | 11263700 | 11336000 | 11387400 | 11472800 | 11614700 | 11761200 | 11868900 | 11970600 | 12112600 | 12237600 | 12362600 | 12487600 | 12612500
Industrial Sector Energy Related Emissions before CCS[natural gas if,textiles apparel and leather 13T15,SOx] | NoSettings | 755790 | 754522 | 766736 | 782991 | 798864 | 812643 | 820155 | 823935 | 824809 | 825595 | 827795 | 830863 | 831778 | 833835 | 838336 | 844614 | 849098 | 854074 | 860968 | 866493 | 870421 | 876945 | 887796 | 898989 | 907227 | 914997 | 925851 | 935405 | 944959 | 954513 | 964065
Industrial Sector Energy Related Emissions before CCS[natural gas if,textiles apparel and leather 13T15,BC] | NoSettings | 1630260 | 1627520 | 1653870 | 1688930 | 1723170 | 1752890 | 1769090 | 1777250 | 1779130 | 1780830 | 1785570 | 1792190 | 1794170 | 1798600 | 1808310 | 1821850 | 1831530 | 1842260 | 1857130 | 1869050 | 1877520 | 1891590 | 1915000 | 1939140 | 1956910 | 1973670 | 1997080 | 2017690 | 2038300 | 2058910 | 2079510
Industrial Sector Energy Related Emissions before CCS[natural gas if,textiles apparel and leather 13T15,OC] | NoSettings | 4231800 | 4224700 | 4293090 | 4384100 | 4472980 | 4550130 | 4592190 | 4613350 | 4618250 | 4622650 | 4634970 | 4652150 | 4657270 | 4668790 | 4693990 | 4729140 | 4754250 | 4782110 | 4820710 | 4851650 | 4873640 | 4910170 | 4970930 | 5033590 | 5079720 | 5123230 | 5184000 | 5237500 | 5290990 | 5344490 | 5397970
Industrial Sector Energy Related Emissions before CCS[natural gas if,textiles apparel and leather 13T15,CH4] | NoSettings | 3123100 | 3117860 | 3168330 | 3235500 | 3301090 | 3358030 | 3389070 | 3404690 | 3408300 | 3411550 | 3420640 | 3433320 | 3437100 | 3445600 | 3464200 | 3490140 | 3508670 | 3529230 | 3557720 | 3580550 | 3596780 | 3623740 | 3668580 | 3714830 | 3748870 | 3780980 | 3825830 | 3865310 | 3904790 | 3944270 | 3983740
Industrial Sector Energy Related Emissions before CCS[natural gas if,textiles apparel and leather 13T15,N2O] | NoSettings | 312310 | 311786 | 316833 | 323550 | 330109 | 335803 | 338907 | 340469 | 340830 | 341155 | 342064 | 343332 | 343710 | 344560 | 346420 | 349014 | 350867 | 352923 | 355772 | 358055 | 359678 | 362374 | 366858 | 371483 | 374887 | 378098 | 382583 | 386531 | 390479 | 394427 | 398374
Industrial Sector Energy Related Emissions before CCS[natural gas if,textiles apparel and leather 13T15,F gases] | NoSettings | 0 | 0 | 0 | 0 | 0 | 0 | 0 | 0 | 0 | 0 | 0 | 0 | 0 | 0 | 0 | 0 | 0 | 0 | 0 | 0 | 0 | 0 | 0 | 0 | 0 | 0 | 0 | 0 | 0 | 0 | 0
Industrial Sector Energy Related Emissions before CCS[natural gas if,wood products 16,CO2] | NoSettings | 384986000000 | 384341000000 | 390561000000 | 398842000000 | 406928000000 | 413946000000 | 417773000000 | 419699000000 | 420143000000 | 420545000000 | 421665000000 | 423227000000 | 423693000000 | 424742000000 | 427034000000 | 430231000000 | 432516000000 | 435051000000 | 438562000000 | 441377000000 | 443377000000 | 446700000000 | 452228000000 | 457930000000 | 462126000000 | 466084000000 | 471613000000 | 476479000000 | 481346000000 | 486213000000 | 491079000000
Industrial Sector Energy Related Emissions before CCS[natural gas if,wood products 16,VOC] | NoSettings | 16637300 | 16609400 | 16878200 | 17236100 | 17585500 | 17888800 | 18054100 | 18137400 | 18156600 | 18173900 | 18222300 | 18289900 | 18310000 | 18355300 | 18454400 | 18592500 | 18691300 | 18800800 | 18952600 | 19074200 | 19160600 | 19304300 | 19543100 | 19789500 | 19970900 | 20141900 | 20380900 | 20591200 | 20801500 | 21011800 | 21222100
Industrial Sector Energy Related Emissions before CCS[natural gas if,wood products 16,CO] | NoSettings | 145462000 | 145218000 | 147568000 | 150697000 | 153752000 | 156404000 | 157850000 | 158577000 | 158745000 | 158897000 | 159320000 | 159911000 | 160087000 | 160483000 | 161349000 | 162557000 | 163420000 | 164378000 | 165705000 | 166768000 | 167524000 | 168780000 | 170868000 | 173022000 | 174608000 | 176103000 | 178193000 | 180031000 | 181870000 | 183709000 | 185547000
Industrial Sector Energy Related Emissions before CCS[natural gas if,wood products 16,NOx] | NoSettings | 238400000 | 238000000 | 241852000 | 246980000 | 251987000 | 256333000 | 258703000 | 259895000 | 260171000 | 260419000 | 261113000 | 262080000 | 262369000 | 263018000 | 264438000 | 266417000 | 267832000 | 269402000 | 271576000 | 273319000 | 274558000 | 276616000 | 280039000 | 283569000 | 286168000 | 288619000 | 292043000 | 295056000 | 298070000 | 301083000 | 304097000
Industrial Sector Energy Related Emissions before CCS[natural gas if,wood products 16,PM10] | NoSettings | 22971500 | 22933000 | 23304100 | 23798300 | 24280700 | 24699500 | 24927800 | 25042700 | 25069200 | 25093200 | 25160000 | 25253300 | 25281000 | 25343600 | 25480400 | 25671200 | 25807500 | 25958700 | 26168300 | 26336200 | 26455500 | 26653900 | 26983700 | 27323900 | 27574300 | 27810400 | 28140400 | 28430700 | 28721100 | 29011500 | 29301800
Industrial Sector Energy Related Emissions before CCS[natural gas if,wood products 16,PM25] | NoSettings | 22971500 | 22933000 | 23304100 | 23798300 | 24280700 | 24699500 | 24927800 | 25042700 | 25069200 | 25093200 | 25160000 | 25253300 | 25281000 | 25343600 | 25480400 | 25671200 | 25807500 | 25958700 | 26168300 | 26336200 | 26455500 | 26653900 | 26983700 | 27323900 | 27574300 | 27810400 | 28140400 | 28430700 | 28721100 | 29011500 | 29301800
Industrial Sector Energy Related Emissions before CCS[natural gas if,wood products 16,SOx] | NoSettings | 1755870 | 1752930 | 1781300 | 1819070 | 1855950 | 1887960 | 1905410 | 1914190 | 1916220 | 1918050 | 1923160 | 1930290 | 1932410 | 1937190 | 1947650 | 1962230 | 1972650 | 1984210 | 2000230 | 2013060 | 2022190 | 2037340 | 2062550 | 2088560 | 2107700 | 2125750 | 2150970 | 2173160 | 2195360 | 2217550 | 2239750
Industrial Sector Energy Related Emissions before CCS[natural gas if,wood products 16,BC] | NoSettings | 3787460 | 3781110 | 3842310 | 3923780 | 4003320 | 4072370 | 4110010 | 4128960 | 4133340 | 4137280 | 4148300 | 4163680 | 4168260 | 4178570 | 4201130 | 4232580 | 4255060 | 4279990 | 4314540 | 4342230 | 4361910 | 4394600 | 4448980 | 4505070 | 4546360 | 4585290 | 4639690 | 4687570 | 4735440 | 4783320 | 4831190
Industrial Sector Energy Related Emissions before CCS[natural gas if,wood products 16,OC] | NoSettings | 9831450 | 9814960 | 9973820 | 10185300 | 10391800 | 10571000 | 10668700 | 10717900 | 10729300 | 10739500 | 10768100 | 10808000 | 10819900 | 10846700 | 10905200 | 10986900 | 11045200 | 11109900 | 11199600 | 11271500 | 11322600 | 11407400 | 11548600 | 11694200 | 11801400 | 11902400 | 12043600 | 12167900 | 12292200 | 12416500 | 12540700
Industrial Sector Energy Related Emissions before CCS[natural gas if,wood products 16,CH4] | NoSettings | 7255680 | 7243510 | 7360750 | 7516820 | 7669200 | 7801470 | 7873590 | 7909890 | 7918270 | 7925830 | 7946940 | 7976390 | 7985170 | 8004930 | 8048140 | 8108390 | 8151450 | 8199220 | 8265400 | 8318450 | 8356140 | 8418780 | 8522950 | 8630410 | 8709500 | 8784090 | 8888300 | 8980010 | 9071730 | 9163450 | 9255160
Industrial Sector Energy Related Emissions before CCS[natural gas if,wood products 16,N2O] | NoSettings | 725568 | 724351 | 736075 | 751682 | 766920 | 780147 | 787359 | 790989 | 791827 | 792583 | 794694 | 797639 | 798517 | 800493 | 804814 | 810839 | 815145 | 819922 | 826540 | 831845 | 835614 | 841878 | 852295 | 863041 | 870950 | 878409 | 888830 | 898001 | 907173 | 916345 | 925516
Industrial Sector Energy Related Emissions before CCS[natural gas if,wood products 16,F gases] | NoSettings | 0 | 0 | 0 | 0 | 0 | 0 | 0 | 0 | 0 | 0 | 0 | 0 | 0 | 0 | 0 | 0 | 0 | 0 | 0 | 0 | 0 | 0 | 0 | 0 | 0 | 0 | 0 | 0 | 0 | 0 | 0
Industrial Sector Energy Related Emissions before CCS[natural gas if,pulp paper and printing 17T18,CO2] | NoSettings | 665128000000 | 664014000000 | 674764000000 | 689069000000 | 703040000000 | 715164000000 | 721775000000 | 725102000000 | 725871000000 | 726561000000 | 728498000000 | 731199000000 | 732005000000 | 733814000000 | 737773000000 | 743296000000 | 747244000000 | 751627000000 | 757691000000 | 762552000000 | 766011000000 | 771752000000 | 781303000000 | 791151000000 | 798404000000 | 805239000000 | 814795000000 | 823199000000 | 831609000000 | 840014000000 | 848424000000
Industrial Sector Energy Related Emissions before CCS[natural gas if,pulp paper and printing 17T18,VOC] | NoSettings | 28743700 | 28695500 | 29160100 | 29778300 | 30382000 | 30906000 | 31191700 | 31335500 | 31368700 | 31398500 | 31482200 | 31598900 | 31633800 | 31712000 | 31883000 | 32121700 | 32292300 | 32481700 | 32743800 | 32953800 | 33103400 | 33351500 | 33764200 | 34189800 | 34503200 | 34798600 | 35211500 | 35574700 | 35938200 | 36301400 | 36664800
Industrial Sector Energy Related Emissions before CCS[natural gas if,pulp paper and printing 17T18,CO] | NoSettings | 251310000 | 250889000 | 254950000 | 260355000 | 265634000 | 270215000 | 272713000 | 273970000 | 274261000 | 274521000 | 275253000 | 276273000 | 276578000 | 277262000 | 278757000 | 280844000 | 282336000 | 283992000 | 286283000 | 288120000 | 289427000 | 291596000 | 295205000 | 298926000 | 301666000 | 304248000 | 307859000 | 311035000 | 314212000 | 317388000 | 320566000
Industrial Sector Energy Related Emissions before CCS[natural gas if,pulp paper and printing 17T18,NOx] | NoSettings | 411876000 | 411186000 | 417842000 | 426701000 | 435352000 | 442860000 | 446954000 | 449014000 | 449490000 | 449917000 | 451117000 | 452789000 | 453289000 | 454409000 | 456860000 | 460281000 | 462725000 | 465439000 | 469195000 | 472204000 | 474347000 | 477902000 | 483816000 | 489914000 | 494406000 | 498638000 | 504555000 | 509760000 | 514968000 | 520172000 | 525380000
Industrial Sector Energy Related Emissions before CCS[natural gas if,pulp paper and printing 17T18,PM10] | NoSettings | 39687100 | 39620600 | 40262000 | 41115600 | 41949200 | 42672600 | 43067100 | 43265600 | 43311500 | 43352700 | 43468200 | 43629400 | 43677500 | 43785500 | 44021600 | 44351200 | 44586800 | 44848300 | 45210200 | 45500200 | 45706600 | 46049200 | 46619000 | 47206600 | 47639400 | 48047200 | 48617400 | 49118900 | 49620700 | 50122200 | 50624000
Industrial Sector Energy Related Emissions before CCS[natural gas if,pulp paper and printing 17T18,PM25] | NoSettings | 39687100 | 39620600 | 40262000 | 41115600 | 41949200 | 42672600 | 43067100 | 43265600 | 43311500 | 43352700 | 43468200 | 43629400 | 43677500 | 43785500 | 44021600 | 44351200 | 44586800 | 44848300 | 45210200 | 45500200 | 45706600 | 46049200 | 46619000 | 47206600 | 47639400 | 48047200 | 48617400 | 49118900 | 49620700 | 50122200 | 50624000
Industrial Sector Energy Related Emissions before CCS[natural gas if,pulp paper and printing 17T18,SOx] | NoSettings | 3033570 | 3028480 | 3077510 | 3142760 | 3206480 | 3261770 | 3291930 | 3307100 | 3310610 | 3313750 | 3322590 | 3334910 | 3338580 | 3346840 | 3364890 | 3390080 | 3408090 | 3428080 | 3455740 | 3477900 | 3493680 | 3519870 | 3563430 | 3608340 | 3641420 | 3672590 | 3716180 | 3754510 | 3792870 | 3831200 | 3869560
Industrial Sector Energy Related Emissions before CCS[natural gas if,pulp paper and printing 17T18,BC] | NoSettings | 6543480 | 6532520 | 6638270 | 6779010 | 6916450 | 7035720 | 7100770 | 7133500 | 7141060 | 7147850 | 7166900 | 7193470 | 7201410 | 7219210 | 7258150 | 7312490 | 7351330 | 7394440 | 7454110 | 7501920 | 7535960 | 7592440 | 7686400 | 7783280 | 7854640 | 7921870 | 8015880 | 8098570 | 8181310 | 8263990 | 8346730
Industrial Sector Energy Related Emissions before CCS[natural gas if,pulp paper and printing 17T18,OC] | NoSettings | 16985500 | 16957000 | 17231500 | 17596800 | 17953600 | 18263200 | 18432100 | 18517000 | 18536700 | 18554300 | 18603700 | 18672700 | 18693300 | 18739500 | 18840600 | 18981700 | 19082500 | 19194400 | 19349300 | 19473400 | 19561700 | 19708300 | 19952200 | 20203700 | 20389000 | 20563500 | 20807500 | 21022100 | 21236900 | 21451500 | 21666300
Industrial Sector Energy Related Emissions before CCS[natural gas if,pulp paper and printing 17T18,CH4] | NoSettings | 12535400 | 12514400 | 12717000 | 12986600 | 13249900 | 13478400 | 13603000 | 13665700 | 13680200 | 13693200 | 13729700 | 13780600 | 13795800 | 13829900 | 13904500 | 14008600 | 14083000 | 14165600 | 14279900 | 14371500 | 14436700 | 14544900 | 14724900 | 14910500 | 15047200 | 15176000 | 15356100 | 15514500 | 15673000 | 15831400 | 15989900
Industrial Sector Energy Related Emissions before CCS[natural gas if,pulp paper and printing 17T18,N2O] | NoSettings | 1253540 | 1251440 | 1271700 | 1298660 | 1324990 | 1347840 | 1360300 | 1366570 | 1368020 | 1369320 | 1372970 | 1378060 | 1379580 | 1382990 | 1390450 | 1400860 | 1408300 | 1416560 | 1427990 | 1437150 | 1443670 | 1454490 | 1472490 | 1491050 | 1504720 | 1517600 | 1535610 | 1551450 | 1567300 | 1583140 | 1598990
Industrial Sector Energy Related Emissions before CCS[natural gas if,pulp paper and printing 17T18,F gases] | NoSettings | 0 | 0 | 0 | 0 | 0 | 0 | 0 | 0 | 0 | 0 | 0 | 0 | 0 | 0 | 0 | 0 | 0 | 0 | 0 | 0 | 0 | 0 | 0 | 0 | 0 | 0 | 0 | 0 | 0 | 0 | 0
Industrial Sector Energy Related Emissions before CCS[natural gas if,refined petroleum and coke 19,CO2] | NoSettings | 6142140000000 | 6570850000000 | 6150040000000 | 6269890000000 | 6216150000000 | 6153930000000 | 6018750000000 | 5981780000000 | 5741440000000 | 5620230000000 | 5500760000000 | 5413660000000 | 5277670000000 | 5252620000000 | 5092380000000 | 4999660000000 | 5023240000000 | 4887580000000 | 4823390000000 | 4809840000000 | 4793060000000 | 4725550000000 | 4693700000000 | 4671910000000 | 4656590000000 | 4622830000000 | 4601310000000 | 4577850000000 | 4553830000000 | 4529820000000 | 4506050000000
Industrial Sector Energy Related Emissions before CCS[natural gas if,refined petroleum and coke 19,VOC] | NoSettings | 265434000 | 283961000 | 265776000 | 270955000 | 268632000 | 265944000 | 260102000 | 258504000 | 248118000 | 242880000 | 237717000 | 233953000 | 228076000 | 226993000 | 220068000 | 216061000 | 217080000 | 211218000 | 208444000 | 207858000 | 207133000 | 204216000 | 202839000 | 201897000 | 201236000 | 199777000 | 198847000 | 197833000 | 196795000 | 195757000 | 194730000
Industrial Sector Energy Related Emissions before CCS[natural gas if,refined petroleum and coke 19,CO] | NoSettings | 2320720000 | 2482710000 | 2323710000 | 2368990000 | 2348690000 | 2325180000 | 2274100000 | 2260130000 | 2169330000 | 2123530000 | 2078390000 | 2045480000 | 1994100000 | 1984630000 | 1924090000 | 1889050000 | 1897960000 | 1846710000 | 1822450000 | 1817330000 | 1810990000 | 1785490000 | 1773450000 | 1765220000 | 1759430000 | 1746670000 | 1738540000 | 1729680000 | 1720600000 | 1711530000 | 1702550000
Industrial Sector Energy Related Emissions before CCS[natural gas if,refined petroleum and coke 19,NOx] | NoSettings | 3803470000 | 4068950000 | 3808370000 | 3882580000 | 3849300000 | 3810770000 | 3727070000 | 3704170000 | 3555340000 | 3480290000 | 3406310000 | 3352370000 | 3268160000 | 3252650000 | 3153420000 | 3096000000 | 3110600000 | 3026600000 | 2986850000 | 2978460000 | 2968070000 | 2926260000 | 2906540000 | 2893040000 | 2883560000 | 2862650000 | 2849330000 | 2834800000 | 2819930000 | 2805060000 | 2790340000
Industrial Sector Energy Related Emissions before CCS[natural gas if,refined petroleum and coke 19,PM10] | NoSettings | 366491000 | 392071000 | 366963000 | 374114000 | 370907000 | 367195000 | 359129000 | 356923000 | 342582000 | 335350000 | 328221000 | 323024000 | 314909000 | 313415000 | 303854000 | 298321000 | 299728000 | 291634000 | 287804000 | 286995000 | 285994000 | 281966000 | 280065000 | 278765000 | 277851000 | 275837000 | 274552000 | 273153000 | 271719000 | 270287000 | 268868000
Industrial Sector Energy Related Emissions before CCS[natural gas if,refined petroleum and coke 19,PM25] | NoSettings | 366491000 | 392071000 | 366963000 | 374114000 | 370907000 | 367195000 | 359129000 | 356923000 | 342582000 | 335350000 | 328221000 | 323024000 | 314909000 | 313415000 | 303854000 | 298321000 | 299728000 | 291634000 | 287804000 | 286995000 | 285994000 | 281966000 | 280065000 | 278765000 | 277851000 | 275837000 | 274552000 | 273153000 | 271719000 | 270287000 | 268868000
Industrial Sector Energy Related Emissions before CCS[natural gas if,refined petroleum and coke 19,SOx] | NoSettings | 28013500 | 29968800 | 28049600 | 28596200 | 28351100 | 28067300 | 27450800 | 27282100 | 26186000 | 25633200 | 25088300 | 24691000 | 24070800 | 23956500 | 23225700 | 22802800 | 22910400 | 22291700 | 21998900 | 21937100 | 21860500 | 21552700 | 21407400 | 21308000 | 21238100 | 21084200 | 20986000 | 20879000 | 20769500 | 20659900 | 20551500
Industrial Sector Energy Related Emissions before CCS[natural gas if,refined petroleum and coke 19,BC] | NoSettings | 60425900 | 64643500 | 60503600 | 61682700 | 61153900 | 60541900 | 59212000 | 58848300 | 56483800 | 55291400 | 54116100 | 53259100 | 51921300 | 51674900 | 50098400 | 49186200 | 49418200 | 48083600 | 47452200 | 47318800 | 47153700 | 46489600 | 46176200 | 45961800 | 45811200 | 45479100 | 45267300 | 45036600 | 44800200 | 44564000 | 44330100
Industrial Sector Energy Related Emissions before CCS[natural gas if,refined petroleum and coke 19,OC] | NoSettings | 156853000 | 167801000 | 157054000 | 160115000 | 158742000 | 157154000 | 153702000 | 152757000 | 146620000 | 143525000 | 140474000 | 138249000 | 134776000 | 134137000 | 130045000 | 127677000 | 128279000 | 124815000 | 123176000 | 122830000 | 122401000 | 120677000 | 119864000 | 119307000 | 118916000 | 118054000 | 117504000 | 116905000 | 116292000 | 115679000 | 115072000
Industrial Sector Energy Related Emissions before CCS[natural gas if,refined petroleum and coke 19,CH4] | NoSettings | 115758000 | 123838000 | 115907000 | 118166000 | 117153000 | 115981000 | 113433000 | 112736000 | 108207000 | 105922000 | 103671000 | 102029000 | 99466000 | 98994000 | 95974000 | 94226500 | 94670900 | 92114300 | 90904500 | 90649100 | 90332800 | 89060600 | 88460200 | 88049500 | 87760900 | 87124600 | 86719000 | 86276900 | 85824200 | 85371700 | 84923700
Industrial Sector Energy Related Emissions before CCS[natural gas if,refined petroleum and coke 19,N2O] | NoSettings | 11575800 | 12383800 | 11590700 | 11816600 | 11715300 | 11598100 | 11343300 | 11273600 | 10820700 | 10592200 | 10367100 | 10202900 | 9946600 | 9899400 | 9597400 | 9422650 | 9467090 | 9211430 | 9090450 | 9064910 | 9033280 | 8906060 | 8846020 | 8804950 | 8776090 | 8712460 | 8671900 | 8627690 | 8582420 | 8537170 | 8492370
Industrial Sector Energy Related Emissions before CCS[natural gas if,refined petroleum and coke 19,F gases] | NoSettings | 0 | 0 | 0 | 0 | 0 | 0 | 0 | 0 | 0 | 0 | 0 | 0 | 0 | 0 | 0 | 0 | 0 | 0 | 0 | 0 | 0 | 0 | 0 | 0 | 0 | 0 | 0 | 0 | 0 | 0 | 0
Industrial Sector Energy Related Emissions before CCS[natural gas if,chemicals 20,CO2] | NoSettings | 7247410000000 | 7235350000000 | 7352620000000 | 7508600000000 | 7660820000000 | 7792960000000 | 7865010000000 | 7901270000000 | 7909890000000 | 7917400000000 | 7938490000000 | 7967850000000 | 7976620000000 | 7996380000000 | 8039580000000 | 8099760000000 | 8142750000000 | 8190480000000 | 8256580000000 | 8309520000000 | 8347180000000 | 8409720000000 | 8513760000000 | 8621080000000 | 8700070000000 | 8774550000000 | 8878630000000 | 8970210000000 | 9061840000000 | 9153420000000 | 9245040000000
Industrial Sector Energy Related Emissions before CCS[natural gas if,chemicals 20,VOC] | NoSettings | 313199000 | 312677000 | 317745000 | 324486000 | 331064000 | 336774000 | 339888000 | 341455000 | 341828000 | 342152000 | 343064000 | 344332000 | 344711000 | 345565000 | 347432000 | 350033000 | 351891000 | 353953000 | 356810000 | 359098000 | 360725000 | 363428000 | 367924000 | 372562000 | 375975000 | 379194000 | 383692000 | 387650000 | 391609000 | 395567000 | 399527000
Industrial Sector Energy Related Emissions before CCS[natural gas if,chemicals 20,CO] | NoSettings | 2738340000 | 2733780000 | 2778090000 | 2837020000 | 2894540000 | 2944460000 | 2971690000 | 2985390000 | 2988640000 | 2991480000 | 2999450000 | 3010540000 | 3013860000 | 3021320000 | 3037650000 | 3060380000 | 3076630000 | 3094660000 | 3119640000 | 3139640000 | 3153870000 | 3177500000 | 3216810000 | 3257360000 | 3287200000 | 3315340000 | 3354670000 | 3389270000 | 3423890000 | 3458490000 | 3493110000
Industrial Sector Energy Related Emissions before CCS[natural gas if,chemicals 20,NOx] | NoSettings | 4487900000 | 4480440000 | 4553050000 | 4649640000 | 4743900000 | 4825730000 | 4870350000 | 4892800000 | 4898140000 | 4902790000 | 4915850000 | 4934030000 | 4939460000 | 4951690000 | 4978450000 | 5015720000 | 5042330000 | 5071890000 | 5112820000 | 5145610000 | 5168930000 | 5207660000 | 5272080000 | 5338540000 | 5387450000 | 5433570000 | 5498030000 | 5554730000 | 5611480000 | 5668180000 | 5724920000
Industrial Sector Energy Related Emissions before CCS[natural gas if,chemicals 20,PM10] | NoSettings | 432441000 | 431721000 | 438718000 | 448025000 | 457108000 | 464993000 | 469292000 | 471455000 | 471970000 | 472418000 | 473676000 | 475428000 | 475951000 | 477130000 | 479708000 | 483299000 | 485864000 | 488712000 | 492656000 | 495815000 | 498062000 | 501794000 | 508001000 | 514405000 | 519118000 | 523563000 | 529773000 | 535237000 | 540705000 | 546169000 | 551636000
Industrial Sector Energy Related Emissions before CCS[natural gas if,chemicals 20,PM25] | NoSettings | 432441000 | 431721000 | 438718000 | 448025000 | 457108000 | 464993000 | 469292000 | 471455000 | 471970000 | 472418000 | 473676000 | 475428000 | 475951000 | 477130000 | 479708000 | 483299000 | 485864000 | 488712000 | 492656000 | 495815000 | 498062000 | 501794000 | 508001000 | 514405000 | 519118000 | 523563000 | 529773000 | 535237000 | 540705000 | 546169000 | 551636000
Industrial Sector Energy Related Emissions before CCS[natural gas if,chemicals 20,SOx] | NoSettings | 33054500 | 32999500 | 33534400 | 34245800 | 34940000 | 35542700 | 35871300 | 36036700 | 36076000 | 36110300 | 36206500 | 36340400 | 36380400 | 36470500 | 36667500 | 36942000 | 37138000 | 37355700 | 37657200 | 37898700 | 38070400 | 38355700 | 38830200 | 39319700 | 39679900 | 40019600 | 40494300 | 40912000 | 41329900 | 41747600 | 42165500
Industrial Sector Energy Related Emissions before CCS[natural gas if,chemicals 20,BC] | NoSettings | 71299500 | 71180800 | 72334500 | 73869000 | 75366500 | 76666500 | 77375300 | 77732000 | 77816900 | 77890700 | 78098200 | 78387100 | 78473300 | 78667700 | 79092800 | 79684800 | 80107700 | 80577300 | 81227600 | 81748400 | 82118900 | 82734200 | 83757600 | 84813500 | 85590600 | 86323300 | 87347300 | 88248200 | 89149600 | 90050600 | 90952000
Industrial Sector Energy Related Emissions before CCS[natural gas if,chemicals 20,OC] | NoSettings | 185078000 | 184770000 | 187765000 | 191748000 | 195635000 | 199010000 | 200850000 | 201776000 | 201996000 | 202188000 | 202726000 | 203476000 | 203700000 | 204204000 | 205308000 | 206845000 | 207942000 | 209161000 | 210849000 | 212201000 | 213163000 | 214760000 | 217417000 | 220158000 | 222175000 | 224077000 | 226735000 | 229073000 | 231413000 | 233752000 | 236092000
Industrial Sector Energy Related Emissions before CCS[natural gas if,chemicals 20,CH4] | NoSettings | 136589000 | 136362000 | 138572000 | 141511000 | 144380000 | 146871000 | 148229000 | 148912000 | 149074000 | 149216000 | 149613000 | 150167000 | 150332000 | 150704000 | 151519000 | 152653000 | 153463000 | 154363000 | 155608000 | 156606000 | 157316000 | 158495000 | 160455000 | 162478000 | 163967000 | 165370000 | 167332000 | 169058000 | 170785000 | 172511000 | 174238000
Industrial Sector Energy Related Emissions before CCS[natural gas if,chemicals 20,N2O] | NoSettings | 13658900 | 13636200 | 13857200 | 14151100 | 14438000 | 14687100 | 14822900 | 14891200 | 14907400 | 14921600 | 14961300 | 15016700 | 15033200 | 15070400 | 15151900 | 15265300 | 15346300 | 15436300 | 15560800 | 15660600 | 15731600 | 15849500 | 16045500 | 16247800 | 16396700 | 16537000 | 16733200 | 16905800 | 17078500 | 17251100 | 17423800
Industrial Sector Energy Related Emissions before CCS[natural gas if,chemicals 20,F gases] | NoSettings | 0 | 0 | 0 | 0 | 0 | 0 | 0 | 0 | 0 | 0 | 0 | 0 | 0 | 0 | 0 | 0 | 0 | 0 | 0 | 0 | 0 | 0 | 0 | 0 | 0 | 0 | 0 | 0 | 0 | 0 | 0
Industrial Sector Energy Related Emissions before CCS[natural gas if,rubber and plastic products 22,CO2] | NoSettings | 86948900000 | 86803000000 | 88208000000 | 90078400000 | 91904200000 | 93489600000 | 94353400000 | 94788500000 | 94888800000 | 94979500000 | 95232600000 | 95585500000 | 95690500000 | 95927700000 | 96445600000 | 97167200000 | 97683500000 | 98256000000 | 99048700000 | 99684400000 | 100136000000 | 100887000000 | 102135000000 | 103423000000 | 104371000000 | 105265000000 | 106513000000 | 107613000000 | 108711000000 | 109811000000 | 110910000000
Industrial Sector Energy Related Emissions before CCS[natural gas if,rubber and plastic products 22,VOC] | NoSettings | 3757520 | 3751210 | 3811930 | 3892760 | 3971660 | 4040170 | 4077500 | 4096310 | 4100640 | 4104560 | 4115500 | 4130750 | 4135290 | 4145540 | 4167920 | 4199100 | 4221410 | 4246150 | 4280410 | 4307880 | 4327420 | 4359840 | 4413800 | 4469450 | 4510400 | 4549040 | 4602990 | 4650500 | 4697990 | 4745500 | 4792990
Industrial Sector Energy Related Emissions before CCS[natural gas if,rubber and plastic products 22,CO] | NoSettings | 32852500 | 32797300 | 33328200 | 34034900 | 34724700 | 35323800 | 35650200 | 35814500 | 35852400 | 35886700 | 35982400 | 36115700 | 36155400 | 36245000 | 36440600 | 36713300 | 36908400 | 37124700 | 37424200 | 37664400 | 37835200 | 38118700 | 38590400 | 39077000 | 39435000 | 39772800 | 40244600 | 40660000 | 41075100 | 41490500 | 41905700
Industrial Sector Energy Related Emissions before CCS[natural gas if,rubber and plastic products 22,NOx] | NoSettings | 53842400 | 53752100 | 54622100 | 55780300 | 56911000 | 57892700 | 58427600 | 58697100 | 58759200 | 58815300 | 58972100 | 59190600 | 59255600 | 59402500 | 59723200 | 60170000 | 60489700 | 60844300 | 61335100 | 61728800 | 62008700 | 62473300 | 63246400 | 64043900 | 64630700 | 65184300 | 65957500 | 66638300 | 67318700 | 67999500 | 68680000
Industrial Sector Energy Related Emissions before CCS[natural gas if,rubber and plastic products 22,PM10] | NoSettings | 5188090 | 5179390 | 5263220 | 5374820 | 5483770 | 5578370 | 5629910 | 5655870 | 5661850 | 5667270 | 5682370 | 5703420 | 5709690 | 5723840 | 5754740 | 5797800 | 5828610 | 5862770 | 5910070 | 5948000 | 5974970 | 6019740 | 6094230 | 6171070 | 6227620 | 6280960 | 6355460 | 6421060 | 6486630 | 6552230 | 6617790
Industrial Sector Energy Related Emissions before CCS[natural gas if,rubber and plastic products 22,PM25] | NoSettings | 5188090 | 5179390 | 5263220 | 5374820 | 5483770 | 5578370 | 5629910 | 5655870 | 5661850 | 5667270 | 5682370 | 5703420 | 5709690 | 5723840 | 5754740 | 5797800 | 5828610 | 5862770 | 5910070 | 5948000 | 5974970 | 6019740 | 6094230 | 6171070 | 6227620 | 6280960 | 6355460 | 6421060 | 6486630 | 6552230 | 6617790
Industrial Sector Energy Related Emissions before CCS[natural gas if,rubber and plastic products 22,SOx] | NoSettings | 396563 | 395897 | 402306 | 410836 | 419163 | 426394 | 430334 | 432318 | 432776 | 433190 | 434344 | 435953 | 436432 | 437514 | 439876 | 443167 | 445522 | 448133 | 451749 | 454648 | 456710 | 460132 | 465826 | 471699 | 476021 | 480099 | 485793 | 490807 | 495819 | 500834 | 505845
Industrial Sector Energy Related Emissions before CCS[natural gas if,rubber and plastic products 22,BC] | NoSettings | 855396 | 853961 | 867783 | 886184 | 904146 | 919743 | 928241 | 932522 | 933508 | 934401 | 936891 | 940362 | 941396 | 943729 | 948824 | 955923 | 961002 | 966634 | 974433 | 980687 | 985134 | 992515 | 1004800 | 1017470 | 1026790 | 1035590 | 1047870 | 1058680 | 1069490 | 1080310 | 1091120
Industrial Sector Energy Related Emissions before CCS[natural gas if,rubber and plastic products 22,OC] | NoSettings | 2220420 | 2216700 | 2252580 | 2300340 | 2346970 | 2387460 | 2409520 | 2420630 | 2423190 | 2425500 | 2431970 | 2440980 | 2443660 | 2449720 | 2462940 | 2481370 | 2494560 | 2509180 | 2529420 | 2545650 | 2557200 | 2576360 | 2608240 | 2641130 | 2665330 | 2688160 | 2720040 | 2748120 | 2776180 | 2804250 | 2832320
Industrial Sector Energy Related Emissions before CCS[natural gas if,rubber and plastic products 22,CH4] | NoSettings | 1638690 | 1635940 | 1662420 | 1697670 | 1732080 | 1761960 | 1778240 | 1786440 | 1788330 | 1790040 | 1794810 | 1801460 | 1803440 | 1807910 | 1817670 | 1831270 | 1841000 | 1851790 | 1866730 | 1878710 | 1887230 | 1901370 | 1924900 | 1949170 | 1967030 | 1983880 | 2007410 | 2028130 | 2048840 | 2069560 | 2090270
Industrial Sector Energy Related Emissions before CCS[natural gas if,rubber and plastic products 22,N2O] | NoSettings | 163869 | 163594 | 166242 | 169767 | 173208 | 176196 | 177824 | 178644 | 178833 | 179004 | 179481 | 180146 | 180344 | 180791 | 181767 | 183127 | 184100 | 185179 | 186673 | 187871 | 188723 | 190137 | 192490 | 194917 | 196703 | 198388 | 200741 | 202813 | 204884 | 206956 | 209027
Industrial Sector Energy Related Emissions before CCS[natural gas if,rubber and plastic products 22,F gases] | NoSettings | 0 | 0 | 0 | 0 | 0 | 0 | 0 | 0 | 0 | 0 | 0 | 0 | 0 | 0 | 0 | 0 | 0 | 0 | 0 | 0 | 0 | 0 | 0 | 0 | 0 | 0 | 0 | 0 | 0 | 0 | 0
Industrial Sector Energy Related Emissions before CCS[natural gas if,glass and glass products 231,CO2] | NoSettings | 726588000000 | 725367000000 | 737110000000 | 752741000000 | 768001000000 | 781245000000 | 788466000000 | 792101000000 | 792939000000 | 793698000000 | 795810000000 | 798760000000 | 799641000000 | 801620000000 | 805944000000 | 811982000000 | 816291000000 | 821077000000 | 827704000000 | 833015000000 | 836788000000 | 843060000000 | 853497000000 | 864257000000 | 872174000000 | 879645000000 | 890082000000 | 899266000000 | 908451000000 | 917636000000 | 926820000000
Industrial Sector Energy Related Emissions before CCS[natural gas if,glass and glass products 231,VOC] | NoSettings | 31399700 | 31346900 | 31854400 | 32529900 | 33189300 | 33761700 | 34073800 | 34230800 | 34267100 | 34299800 | 34391100 | 34518600 | 34556700 | 34642200 | 34829100 | 35090000 | 35276200 | 35483000 | 35769400 | 35999000 | 36162000 | 36433000 | 36884100 | 37349100 | 37691200 | 38014000 | 38465100 | 38862000 | 39258900 | 39655800 | 40052700
Industrial Sector Energy Related Emissions before CCS[natural gas if,glass and glass products 231,CO] | NoSettings | 274531000 | 274070000 | 278507000 | 284413000 | 290179000 | 295183000 | 297911000 | 299285000 | 299601000 | 299888000 | 300686000 | 301801000 | 302133000 | 302881000 | 304515000 | 306797000 | 308424000 | 310233000 | 312737000 | 314744000 | 316169000 | 318539000 | 322482000 | 326548000 | 329539000 | 332362000 | 336305000 | 339776000 | 343246000 | 346716000 | 350186000
Industrial Sector Energy Related Emissions before CCS[natural gas if,glass and glass products 231,NOx] | NoSettings | 449934000 | 449178000 | 456449000 | 466129000 | 475579000 | 483780000 | 488252000 | 490502000 | 491022000 | 491491000 | 492799000 | 494626000 | 495171000 | 496397000 | 499075000 | 502814000 | 505482000 | 508446000 | 512549000 | 515838000 | 518175000 | 522058000 | 528521000 | 535185000 | 540087000 | 544713000 | 551176000 | 556864000 | 562551000 | 568239000 | 573926000
Industrial Sector Energy Related Emissions before CCS[natural gas if,glass and glass products 231,PM10] | NoSettings | 43354300 | 43281400 | 43982100 | 44914800 | 45825300 | 46615600 | 47046400 | 47263300 | 47313300 | 47358600 | 47484600 | 47660600 | 47713200 | 47831300 | 48089300 | 48449600 | 48706700 | 48992300 | 49387700 | 49704600 | 49929700 | 50303900 | 50926700 | 51568800 | 52041100 | 52486900 | 53109700 | 53657700 | 54205700 | 54753800 | 55301800
Industrial Sector Energy Related Emissions before CCS[natural gas if,glass and glass products 231,PM25] | NoSettings | 43354300 | 43281400 | 43982100 | 44914800 | 45825300 | 46615600 | 47046400 | 47263300 | 47313300 | 47358600 | 47484600 | 47660600 | 47713200 | 47831300 | 48089300 | 48449600 | 48706700 | 48992300 | 49387700 | 49704600 | 49929700 | 50303900 | 50926700 | 51568800 | 52041100 | 52486900 | 53109700 | 53657700 | 54205700 | 54753800 | 55301800
Industrial Sector Energy Related Emissions before CCS[natural gas if,glass and glass products 231,SOx] | NoSettings | 3313880 | 3308310 | 3361860 | 3433160 | 3502760 | 3563160 | 3596100 | 3612670 | 3616500 | 3619960 | 3629590 | 3643040 | 3647060 | 3656090 | 3675810 | 3703350 | 3723000 | 3744830 | 3775050 | 3799280 | 3816490 | 3845090 | 3892690 | 3941770 | 3977880 | 4011950 | 4059550 | 4101440 | 4143330 | 4185220 | 4227110
Industrial Sector Energy Related Emissions before CCS[natural gas if,glass and glass products 231,BC] | NoSettings | 7148110 | 7136110 | 7251620 | 7405410 | 7555530 | 7685820 | 7756870 | 7792620 | 7800870 | 7808340 | 7829110 | 7858140 | 7866800 | 7886270 | 7928810 | 7988220 | 8030600 | 8077690 | 8142890 | 8195140 | 8232250 | 8293950 | 8396630 | 8502490 | 8580380 | 8653870 | 8756550 | 8846910 | 8937270 | 9027620 | 9117980
Industrial Sector Energy Related Emissions before CCS[natural gas if,glass and glass products 231,OC] | NoSettings | 18555000 | 18523800 | 18823700 | 19222800 | 19612500 | 19950700 | 20135200 | 20228000 | 20249400 | 20268800 | 20322700 | 20398000 | 20420500 | 20471100 | 20581500 | 20735700 | 20845700 | 20967900 | 21137200 | 21272800 | 21369200 | 21529300 | 21795900 | 22070600 | 22272800 | 22463600 | 22730100 | 22964700 | 23199200 | 23433800 | 23668300
Industrial Sector Energy Related Emissions before CCS[natural gas if,glass and glass products 231,CH4] | NoSettings | 13693700 | 13670700 | 13892000 | 14186600 | 14474200 | 14723800 | 14859900 | 14928400 | 14944200 | 14958500 | 14998300 | 15053900 | 15070500 | 15107800 | 15189300 | 15303100 | 15384300 | 15474500 | 15599400 | 15699500 | 15770600 | 15888800 | 16085500 | 16288300 | 16437500 | 16578300 | 16775000 | 16948100 | 17121200 | 17294300 | 17467400
Industrial Sector Energy Related Emissions before CCS[natural gas if,glass and glass products 231,N2O] | NoSettings | 1369370 | 1367070 | 1389200 | 1418660 | 1447420 | 1472380 | 1485990 | 1492840 | 1494420 | 1495850 | 1499830 | 1505390 | 1507050 | 1510780 | 1518930 | 1530310 | 1538430 | 1547450 | 1559940 | 1569950 | 1577060 | 1588880 | 1608550 | 1628830 | 1643750 | 1657830 | 1677500 | 1694810 | 1712120 | 1729430 | 1746740
Industrial Sector Energy Related Emissions before CCS[natural gas if,glass and glass products 231,F gases] | NoSettings | 0 | 0 | 0 | 0 | 0 | 0 | 0 | 0 | 0 | 0 | 0 | 0 | 0 | 0 | 0 | 0 | 0 | 0 | 0 | 0 | 0 | 0 | 0 | 0 | 0 | 0 | 0 | 0 | 0 | 0 | 0
Industrial Sector Energy Related Emissions before CCS[natural gas if,cement and other nonmetallic minerals 239,CO2] | NoSettings | 247181000000 | 241778000000 | 237142000000 | 232551000000 | 227837000000 | 223053000000 | 218159000000 | 213322000000 | 209536000000 | 210011000000 | 210042000000 | 209706000000 | 209546000000 | 209378000000 | 209037000000 | 208590000000 | 213234000000 | 212521000000 | 212010000000 | 211464000000 | 210791000000 | 210102000000 | 209539000000 | 208988000000 | 208391000000 | 208310000000 | 207722000000 | 207465000000 | 207200000000 | 206938000000 | 206690000000
Industrial Sector Energy Related Emissions before CCS[natural gas if,cement and other nonmetallic minerals 239,VOC] | NoSettings | 10682000 | 10448500 | 10248200 | 10049700 | 9846020 | 9639270 | 9427790 | 9218750 | 9055150 | 9075680 | 9077030 | 9062490 | 9055570 | 9048320 | 9033570 | 9014260 | 9214960 | 9184130 | 9162060 | 9138470 | 9109380 | 9079590 | 9055270 | 9031480 | 9005670 | 9002170 | 8976740 | 8965630 | 8954170 | 8942880 | 8932160
Industrial Sector Energy Related Emissions before CCS[natural gas if,cement and other nonmetallic minerals 239,CO] | NoSettings | 93394000 | 91352500 | 89601000 | 87866200 | 86085000 | 84277400 | 82428400 | 80600700 | 79170300 | 79349900 | 79361700 | 79234500 | 79174100 | 79110600 | 78981700 | 78812800 | 80567600 | 80298100 | 80105100 | 79898800 | 79644500 | 79384000 | 79171400 | 78963400 | 78737700 | 78707100 | 78484800 | 78387600 | 78287500 | 78188800 | 78095100
Industrial Sector Energy Related Emissions before CCS[natural gas if,cement and other nonmetallic minerals 239,NOx] | NoSettings | 153065000 | 149719000 | 146849000 | 144005000 | 141086000 | 138124000 | 135093000 | 132098000 | 129754000 | 130048000 | 130067000 | 129859000 | 129760000 | 129656000 | 129444000 | 129168000 | 132044000 | 131602000 | 131286000 | 130947000 | 130531000 | 130104000 | 129755000 | 129414000 | 129045000 | 128994000 | 128630000 | 128471000 | 128307000 | 128145000 | 127991000
Industrial Sector Energy Related Emissions before CCS[natural gas if,cement and other nonmetallic minerals 239,PM10] | NoSettings | 14748900 | 14426500 | 14149900 | 13875900 | 13594600 | 13309200 | 13017200 | 12728500 | 12502700 | 12531000 | 12532900 | 12512800 | 12503200 | 12493200 | 12472900 | 12446200 | 12723300 | 12680700 | 12650300 | 12617700 | 12577500 | 12536400 | 12502800 | 12470000 | 12434300 | 12429500 | 12394400 | 12379100 | 12363200 | 12347600 | 12332900
Industrial Sector Energy Related Emissions before CCS[natural gas if,cement and other nonmetallic minerals 239,PM25] | NoSettings | 14748900 | 14426500 | 14149900 | 13875900 | 13594600 | 13309200 | 13017200 | 12728500 | 12502700 | 12531000 | 12532900 | 12512800 | 12503200 | 12493200 | 12472900 | 12446200 | 12723300 | 12680700 | 12650300 | 12617700 | 12577500 | 12536400 | 12502800 | 12470000 | 12434300 | 12429500 | 12394400 | 12379100 | 12363200 | 12347600 | 12332900
Industrial Sector Energy Related Emissions before CCS[natural gas if,cement and other nonmetallic minerals 239,SOx] | NoSettings | 1127360 | 1102720 | 1081580 | 1060640 | 1039140 | 1017310 | 994996 | 972934 | 955667 | 957835 | 957977 | 956442 | 955712 | 954947 | 953390 | 951352 | 972534 | 969280 | 966951 | 964461 | 961391 | 958247 | 955680 | 953170 | 950446 | 950076 | 947392 | 946220 | 945011 | 943819 | 942688
Industrial Sector Energy Related Emissions before CCS[natural gas if,cement and other nonmetallic minerals 239,BC] | NoSettings | 2431750 | 2378590 | 2332990 | 2287820 | 2241440 | 2194370 | 2146230 | 2098640 | 2061400 | 2066070 | 2066380 | 2063070 | 2061500 | 2059840 | 2056490 | 2052090 | 2097780 | 2090760 | 2085740 | 2080370 | 2073740 | 2066960 | 2061430 | 2056010 | 2050130 | 2049340 | 2043550 | 2041020 | 2038410 | 2035840 | 2033400
Industrial Sector Energy Related Emissions before CCS[natural gas if,cement and other nonmetallic minerals 239,OC] | NoSettings | 6312290 | 6174310 | 6055930 | 5938680 | 5818300 | 5696120 | 5571150 | 5447630 | 5350950 | 5363080 | 5363880 | 5355280 | 5351200 | 5346910 | 5338200 | 5326790 | 5445380 | 5427170 | 5414130 | 5400180 | 5383000 | 5365390 | 5351020 | 5336960 | 5321710 | 5319640 | 5304610 | 5298050 | 5291280 | 5284600 | 5278270
Industrial Sector Energy Related Emissions before CCS[natural gas if,cement and other nonmetallic minerals 239,CH4] | NoSettings | 4658520 | 4556690 | 4469320 | 4382790 | 4293950 | 4203780 | 4111550 | 4020390 | 3949040 | 3957990 | 3958580 | 3952240 | 3949220 | 3946060 | 3939630 | 3931210 | 4018730 | 4005290 | 3995670 | 3985380 | 3972690 | 3959700 | 3949090 | 3938720 | 3927460 | 3925930 | 3914840 | 3910000 | 3905000 | 3900080 | 3895410
Industrial Sector Energy Related Emissions before CCS[natural gas if,cement and other nonmetallic minerals 239,N2O] | NoSettings | 465852 | 455669 | 446932 | 438279 | 429395 | 420378 | 411155 | 402039 | 394904 | 395799 | 395858 | 395224 | 394922 | 394606 | 393963 | 393121 | 401873 | 400529 | 399567 | 398538 | 397269 | 395970 | 394909 | 393872 | 392746 | 392593 | 391484 | 391000 | 390500 | 390008 | 389541
Industrial Sector Energy Related Emissions before CCS[natural gas if,cement and other nonmetallic minerals 239,F gases] | NoSettings | 0 | 0 | 0 | 0 | 0 | 0 | 0 | 0 | 0 | 0 | 0 | 0 | 0 | 0 | 0 | 0 | 0 | 0 | 0 | 0 | 0 | 0 | 0 | 0 | 0 | 0 | 0 | 0 | 0 | 0 | 0
Industrial Sector Energy Related Emissions before CCS[natural gas if,iron and steel 241,CO2] | NoSettings | 0 | 0 | 0 | 0 | 0 | 0 | 0 | 0 | 0 | 0 | 0 | 0 | 0 | 0 | 0 | 0 | 0 | 0 | 0 | 0 | 0 | 0 | 0 | 0 | 0 | 0 | 0 | 0 | 0 | 0 | 0
Industrial Sector Energy Related Emissions before CCS[natural gas if,iron and steel 241,VOC] | NoSettings | 0 | 0 | 0 | 0 | 0 | 0 | 0 | 0 | 0 | 0 | 0 | 0 | 0 | 0 | 0 | 0 | 0 | 0 | 0 | 0 | 0 | 0 | 0 | 0 | 0 | 0 | 0 | 0 | 0 | 0 | 0
Industrial Sector Energy Related Emissions before CCS[natural gas if,iron and steel 241,CO] | NoSettings | 0 | 0 | 0 | 0 | 0 | 0 | 0 | 0 | 0 | 0 | 0 | 0 | 0 | 0 | 0 | 0 | 0 | 0 | 0 | 0 | 0 | 0 | 0 | 0 | 0 | 0 | 0 | 0 | 0 | 0 | 0
Industrial Sector Energy Related Emissions before CCS[natural gas if,iron and steel 241,NOx] | NoSettings | 0 | 0 | 0 | 0 | 0 | 0 | 0 | 0 | 0 | 0 | 0 | 0 | 0 | 0 | 0 | 0 | 0 | 0 | 0 | 0 | 0 | 0 | 0 | 0 | 0 | 0 | 0 | 0 | 0 | 0 | 0
Industrial Sector Energy Related Emissions before CCS[natural gas if,iron and steel 241,PM10] | NoSettings | 0 | 0 | 0 | 0 | 0 | 0 | 0 | 0 | 0 | 0 | 0 | 0 | 0 | 0 | 0 | 0 | 0 | 0 | 0 | 0 | 0 | 0 | 0 | 0 | 0 | 0 | 0 | 0 | 0 | 0 | 0
Industrial Sector Energy Related Emissions before CCS[natural gas if,iron and steel 241,PM25] | NoSettings | 0 | 0 | 0 | 0 | 0 | 0 | 0 | 0 | 0 | 0 | 0 | 0 | 0 | 0 | 0 | 0 | 0 | 0 | 0 | 0 | 0 | 0 | 0 | 0 | 0 | 0 | 0 | 0 | 0 | 0 | 0
Industrial Sector Energy Related Emissions before CCS[natural gas if,iron and steel 241,SOx] | NoSettings | 0 | 0 | 0 | 0 | 0 | 0 | 0 | 0 | 0 | 0 | 0 | 0 | 0 | 0 | 0 | 0 | 0 | 0 | 0 | 0 | 0 | 0 | 0 | 0 | 0 | 0 | 0 | 0 | 0 | 0 | 0
Industrial Sector Energy Related Emissions before CCS[natural gas if,iron and steel 241,BC] | NoSettings | 0 | 0 | 0 | 0 | 0 | 0 | 0 | 0 | 0 | 0 | 0 | 0 | 0 | 0 | 0 | 0 | 0 | 0 | 0 | 0 | 0 | 0 | 0 | 0 | 0 | 0 | 0 | 0 | 0 | 0 | 0
Industrial Sector Energy Related Emissions before CCS[natural gas if,iron and steel 241,OC] | NoSettings | 0 | 0 | 0 | 0 | 0 | 0 | 0 | 0 | 0 | 0 | 0 | 0 | 0 | 0 | 0 | 0 | 0 | 0 | 0 | 0 | 0 | 0 | 0 | 0 | 0 | 0 | 0 | 0 | 0 | 0 | 0
Industrial Sector Energy Related Emissions before CCS[natural gas if,iron and steel 241,CH4] | NoSettings | 0 | 0 | 0 | 0 | 0 | 0 | 0 | 0 | 0 | 0 | 0 | 0 | 0 | 0 | 0 | 0 | 0 | 0 | 0 | 0 | 0 | 0 | 0 | 0 | 0 | 0 | 0 | 0 | 0 | 0 | 0
Industrial Sector Energy Related Emissions before CCS[natural gas if,iron and steel 241,N2O] | NoSettings | 0 | 0 | 0 | 0 | 0 | 0 | 0 | 0 | 0 | 0 | 0 | 0 | 0 | 0 | 0 | 0 | 0 | 0 | 0 | 0 | 0 | 0 | 0 | 0 | 0 | 0 | 0 | 0 | 0 | 0 | 0
Industrial Sector Energy Related Emissions before CCS[natural gas if,iron and steel 241,F gases] | NoSettings | 0 | 0 | 0 | 0 | 0 | 0 | 0 | 0 | 0 | 0 | 0 | 0 | 0 | 0 | 0 | 0 | 0 | 0 | 0 | 0 | 0 | 0 | 0 | 0 | 0 | 0 | 0 | 0 | 0 | 0 | 0
Industrial Sector Energy Related Emissions before CCS[natural gas if,other metals 242,CO2] | NoSettings | 0 | 0 | 0 | 0 | 0 | 0 | 0 | 0 | 0 | 0 | 0 | 0 | 0 | 0 | 0 | 0 | 0 | 0 | 0 | 0 | 0 | 0 | 0 | 0 | 0 | 0 | 0 | 0 | 0 | 0 | 0
Industrial Sector Energy Related Emissions before CCS[natural gas if,other metals 242,VOC] | NoSettings | 0 | 0 | 0 | 0 | 0 | 0 | 0 | 0 | 0 | 0 | 0 | 0 | 0 | 0 | 0 | 0 | 0 | 0 | 0 | 0 | 0 | 0 | 0 | 0 | 0 | 0 | 0 | 0 | 0 | 0 | 0
Industrial Sector Energy Related Emissions before CCS[natural gas if,other metals 242,CO] | NoSettings | 0 | 0 | 0 | 0 | 0 | 0 | 0 | 0 | 0 | 0 | 0 | 0 | 0 | 0 | 0 | 0 | 0 | 0 | 0 | 0 | 0 | 0 | 0 | 0 | 0 | 0 | 0 | 0 | 0 | 0 | 0
Industrial Sector Energy Related Emissions before CCS[natural gas if,other metals 242,NOx] | NoSettings | 0 | 0 | 0 | 0 | 0 | 0 | 0 | 0 | 0 | 0 | 0 | 0 | 0 | 0 | 0 | 0 | 0 | 0 | 0 | 0 | 0 | 0 | 0 | 0 | 0 | 0 | 0 | 0 | 0 | 0 | 0
Industrial Sector Energy Related Emissions before CCS[natural gas if,other metals 242,PM10] | NoSettings | 0 | 0 | 0 | 0 | 0 | 0 | 0 | 0 | 0 | 0 | 0 | 0 | 0 | 0 | 0 | 0 | 0 | 0 | 0 | 0 | 0 | 0 | 0 | 0 | 0 | 0 | 0 | 0 | 0 | 0 | 0
Industrial Sector Energy Related Emissions before CCS[natural gas if,other metals 242,PM25] | NoSettings | 0 | 0 | 0 | 0 | 0 | 0 | 0 | 0 | 0 | 0 | 0 | 0 | 0 | 0 | 0 | 0 | 0 | 0 | 0 | 0 | 0 | 0 | 0 | 0 | 0 | 0 | 0 | 0 | 0 | 0 | 0
Industrial Sector Energy Related Emissions before CCS[natural gas if,other metals 242,SOx] | NoSettings | 0 | 0 | 0 | 0 | 0 | 0 | 0 | 0 | 0 | 0 | 0 | 0 | 0 | 0 | 0 | 0 | 0 | 0 | 0 | 0 | 0 | 0 | 0 | 0 | 0 | 0 | 0 | 0 | 0 | 0 | 0
Industrial Sector Energy Related Emissions before CCS[natural gas if,other metals 242,BC] | NoSettings | 0 | 0 | 0 | 0 | 0 | 0 | 0 | 0 | 0 | 0 | 0 | 0 | 0 | 0 | 0 | 0 | 0 | 0 | 0 | 0 | 0 | 0 | 0 | 0 | 0 | 0 | 0 | 0 | 0 | 0 | 0
Industrial Sector Energy Related Emissions before CCS[natural gas if,other metals 242,OC] | NoSettings | 0 | 0 | 0 | 0 | 0 | 0 | 0 | 0 | 0 | 0 | 0 | 0 | 0 | 0 | 0 | 0 | 0 | 0 | 0 | 0 | 0 | 0 | 0 | 0 | 0 | 0 | 0 | 0 | 0 | 0 | 0
Industrial Sector Energy Related Emissions before CCS[natural gas if,other metals 242,CH4] | NoSettings | 0 | 0 | 0 | 0 | 0 | 0 | 0 | 0 | 0 | 0 | 0 | 0 | 0 | 0 | 0 | 0 | 0 | 0 | 0 | 0 | 0 | 0 | 0 | 0 | 0 | 0 | 0 | 0 | 0 | 0 | 0
Industrial Sector Energy Related Emissions before CCS[natural gas if,other metals 242,N2O] | NoSettings | 0 | 0 | 0 | 0 | 0 | 0 | 0 | 0 | 0 | 0 | 0 | 0 | 0 | 0 | 0 | 0 | 0 | 0 | 0 | 0 | 0 | 0 | 0 | 0 | 0 | 0 | 0 | 0 | 0 | 0 | 0
Industrial Sector Energy Related Emissions before CCS[natural gas if,other metals 242,F gases] | NoSettings | 0 | 0 | 0 | 0 | 0 | 0 | 0 | 0 | 0 | 0 | 0 | 0 | 0 | 0 | 0 | 0 | 0 | 0 | 0 | 0 | 0 | 0 | 0 | 0 | 0 | 0 | 0 | 0 | 0 | 0 | 0
Industrial Sector Energy Related Emissions before CCS[natural gas if,metal products except machinery and vehicles 25,CO2] | NoSettings | 411438000000 | 410748000000 | 417396000000 | 426246000000 | 434887000000 | 442388000000 | 446478000000 | 448536000000 | 449011000000 | 449439000000 | 450637000000 | 452307000000 | 452804000000 | 453925000000 | 456375000000 | 459792000000 | 462234000000 | 464942000000 | 468695000000 | 471703000000 | 473841000000 | 477392000000 | 483300000000 | 489394000000 | 493878000000 | 498108000000 | 504017000000 | 509218000000 | 514419000000 | 519619000000 | 524820000000
Industrial Sector Energy Related Emissions before CCS[natural gas if,metal products except machinery and vehicles 25,VOC] | NoSettings | 17780400 | 17750600 | 18037900 | 18420300 | 18793700 | 19117900 | 19294600 | 19383600 | 19404100 | 19422600 | 19474400 | 19546500 | 19568000 | 19616500 | 19722400 | 19870000 | 19975500 | 20092600 | 20254800 | 20384800 | 20477100 | 20630600 | 20885900 | 21149300 | 21343100 | 21525800 | 21781200 | 22006000 | 22230700 | 22455500 | 22680200
Industrial Sector Energy Related Emissions before CCS[natural gas if,metal products except machinery and vehicles 25,CO] | NoSettings | 155456000 | 155196000 | 157708000 | 161051000 | 164316000 | 167150000 | 168695000 | 169473000 | 169653000 | 169815000 | 170267000 | 170898000 | 171086000 | 171509000 | 172435000 | 173726000 | 174649000 | 175672000 | 177090000 | 178227000 | 179034000 | 180376000 | 182608000 | 184911000 | 186605000 | 188203000 | 190436000 | 192401000 | 194366000 | 196331000 | 198296000
Industrial Sector Energy Related Emissions before CCS[natural gas if,metal products except machinery and vehicles 25,NOx] | NoSettings | 254780000 | 254353000 | 258470000 | 263950000 | 269301000 | 273945000 | 276478000 | 277752000 | 278047000 | 278312000 | 279054000 | 280088000 | 280396000 | 281090000 | 282607000 | 284723000 | 286235000 | 287912000 | 290236000 | 292099000 | 293422000 | 295622000 | 299280000 | 303053000 | 305830000 | 308449000 | 312109000 | 315329000 | 318550000 | 321770000 | 324991000
Industrial Sector Energy Related Emissions before CCS[natural gas if,metal products except machinery and vehicles 25,PM10] | NoSettings | 24549800 | 24508600 | 24905300 | 25433400 | 25949000 | 26396500 | 26640600 | 26763400 | 26791700 | 26817300 | 26888700 | 26988400 | 27018100 | 27084900 | 27231100 | 27435000 | 27580700 | 27742300 | 27966300 | 28145700 | 28273300 | 28485200 | 28837700 | 29201300 | 29468900 | 29721200 | 30073800 | 30384200 | 30694500 | 31004800 | 31315100
Industrial Sector Energy Related Emissions before CCS[natural gas if,metal products except machinery and vehicles 25,PM25] | NoSettings | 24549800 | 24508600 | 24905300 | 25433400 | 25949000 | 26396500 | 26640600 | 26763400 | 26791700 | 26817300 | 26888700 | 26988400 | 27018100 | 27084900 | 27231100 | 27435000 | 27580700 | 27742300 | 27966300 | 28145700 | 28273300 | 28485200 | 28837700 | 29201300 | 29468900 | 29721200 | 30073800 | 30384200 | 30694500 | 31004800 | 31315100
Industrial Sector Energy Related Emissions before CCS[natural gas if,metal products except machinery and vehicles 25,SOx] | NoSettings | 1876520 | 1873370 | 1903690 | 1944060 | 1983470 | 2017680 | 2036330 | 2045720 | 2047880 | 2049840 | 2055300 | 2062910 | 2065180 | 2070300 | 2081470 | 2097050 | 2108190 | 2120540 | 2137660 | 2151380 | 2161130 | 2177330 | 2204270 | 2232060 | 2252520 | 2271810 | 2298760 | 2322480 | 2346200 | 2369920 | 2393640
Industrial Sector Energy Related Emissions before CCS[natural gas if,metal products except machinery and vehicles 25,BC] | NoSettings | 4047700 | 4040910 | 4106310 | 4193380 | 4278390 | 4352180 | 4392410 | 4412660 | 4417340 | 4421550 | 4433330 | 4449760 | 4454650 | 4465680 | 4489780 | 4523400 | 4547420 | 4574070 | 4610990 | 4640580 | 4661610 | 4696550 | 4754670 | 4814610 | 4858730 | 4900340 | 4958480 | 5009640 | 5060810 | 5111970 | 5163140
Industrial Sector Energy Related Emissions before CCS[natural gas if,metal products except machinery and vehicles 25,OC] | NoSettings | 10507000 | 10489300 | 10659100 | 10885100 | 11105800 | 11297300 | 11401800 | 11454300 | 11466500 | 11477400 | 11508000 | 11550600 | 11563300 | 11591900 | 11654500 | 11741800 | 11804100 | 11873300 | 11969100 | 12046000 | 12100500 | 12191200 | 12342100 | 12497700 | 12612200 | 12720200 | 12871100 | 13004000 | 13136800 | 13269600 | 13402400
Industrial Sector Energy Related Emissions before CCS[natural gas if,metal products except machinery and vehicles 25,CH4] | NoSettings | 7754210 | 7741200 | 7866500 | 8033290 | 8196140 | 8337500 | 8414580 | 8453370 | 8462330 | 8470400 | 8492970 | 8524440 | 8533820 | 8554940 | 8601120 | 8665510 | 8711530 | 8762580 | 8833310 | 8890000 | 8930280 | 8997220 | 9108560 | 9223400 | 9307920 | 9387630 | 9499000 | 9597020 | 9695040 | 9793050 | 9891070
Industrial Sector Energy Related Emissions before CCS[natural gas if,metal products except machinery and vehicles 25,N2O] | NoSettings | 775421 | 774120 | 786650 | 803329 | 819614 | 833750 | 841458 | 845337 | 846233 | 847040 | 849297 | 852444 | 853382 | 855494 | 860112 | 866551 | 871153 | 876258 | 883331 | 889000 | 893028 | 899722 | 910856 | 922340 | 930792 | 938763 | 949900 | 959702 | 969504 | 979305 | 989107
Industrial Sector Energy Related Emissions before CCS[natural gas if,metal products except machinery and vehicles 25,F gases] | NoSettings | 0 | 0 | 0 | 0 | 0 | 0 | 0 | 0 | 0 | 0 | 0 | 0 | 0 | 0 | 0 | 0 | 0 | 0 | 0 | 0 | 0 | 0 | 0 | 0 | 0 | 0 | 0 | 0 | 0 | 0 | 0
Industrial Sector Energy Related Emissions before CCS[natural gas if,computers and electronics 26,CO2] | NoSettings | 21227500000 | 21191900000 | 21534900000 | 21991500000 | 22437300000 | 22824300000 | 23035300000 | 23141500000 | 23166000000 | 23188100000 | 23249900000 | 23336100000 | 23361700000 | 23419500000 | 23546000000 | 23722200000 | 23848200000 | 23987900000 | 24181600000 | 24336800000 | 24447000000 | 24630300000 | 24935100000 | 25249400000 | 25480800000 | 25699000000 | 26003900000 | 26272200000 | 26540600000 | 26808900000 | 27077300000
Industrial Sector Energy Related Emissions before CCS[natural gas if,computers and electronics 26,VOC] | NoSettings | 917351 | 915813 | 930635 | 950366 | 969632 | 986357 | 995474 | 1000060 | 1001120 | 1002080 | 1004750 | 1008470 | 1009580 | 1012080 | 1017540 | 1025160 | 1030600 | 1036640 | 1045010 | 1051720 | 1056480 | 1064400 | 1077570 | 1091160 | 1101160 | 1110590 | 1123760 | 1135360 | 1146960 | 1158550 | 1170150
Industrial Sector Energy Related Emissions before CCS[natural gas if,computers and electronics 26,CO] | NoSettings | 8020520 | 8007070 | 8136660 | 8309170 | 8477620 | 8623850 | 8703560 | 8743690 | 8752960 | 8761300 | 8784650 | 8817210 | 8826910 | 8848750 | 8896520 | 8963120 | 9010710 | 9063520 | 9136680 | 9195320 | 9236980 | 9306220 | 9421380 | 9540160 | 9627590 | 9710030 | 9825220 | 9926610 | 10028000 | 10129400 | 10230800
Industrial Sector Energy Related Emissions before CCS[natural gas if,computers and electronics 26,NOx] | NoSettings | 13145000 | 13122900 | 13335300 | 13618000 | 13894100 | 14133800 | 14264400 | 14330200 | 14345400 | 14359000 | 14397300 | 14450700 | 14466600 | 14502400 | 14580700 | 14689800 | 14767800 | 14854400 | 14974200 | 15070400 | 15138600 | 15252100 | 15440900 | 15635500 | 15778800 | 15913900 | 16102700 | 16268900 | 16435000 | 16601200 | 16767400
Industrial Sector Energy Related Emissions before CCS[natural gas if,computers and electronics 26,PM10] | NoSettings | 1266610 | 1264480 | 1284950 | 1312190 | 1338790 | 1361890 | 1374470 | 1380810 | 1382280 | 1383590 | 1387280 | 1392420 | 1393950 | 1397400 | 1404950 | 1415460 | 1422980 | 1431320 | 1442870 | 1452130 | 1458710 | 1469650 | 1487830 | 1506590 | 1520400 | 1533420 | 1551610 | 1567620 | 1583630 | 1599640 | 1615650
Industrial Sector Energy Related Emissions before CCS[natural gas if,computers and electronics 26,PM25] | NoSettings | 1266610 | 1264480 | 1284950 | 1312190 | 1338790 | 1361890 | 1374470 | 1380810 | 1382280 | 1383590 | 1387280 | 1392420 | 1393950 | 1397400 | 1404950 | 1415460 | 1422980 | 1431320 | 1442870 | 1452130 | 1458710 | 1469650 | 1487830 | 1506590 | 1520400 | 1533420 | 1551610 | 1567620 | 1583630 | 1599640 | 1615650
Industrial Sector Energy Related Emissions before CCS[natural gas if,computers and electronics 26,SOx] | NoSettings | 96816 | 96653.6 | 98217.9 | 100300 | 102334 | 104099 | 105061 | 105545 | 105657 | 105758 | 106040 | 106433 | 106550 | 106813 | 107390 | 108194 | 108769 | 109406 | 110289 | 110997 | 111500 | 112336 | 113726 | 115160 | 116215 | 117210 | 118601 | 119824 | 121048 | 122272 | 123496
Industrial Sector Energy Related Emissions before CCS[natural gas if,computers and electronics 26,BC] | NoSettings | 208834 | 208484 | 211858 | 216350 | 220736 | 224544 | 226619 | 227664 | 227905 | 228122 | 228730 | 229578 | 229831 | 230399 | 231643 | 233377 | 234617 | 235992 | 237896 | 239423 | 240508 | 242311 | 245309 | 248402 | 250678 | 252825 | 255824 | 258464 | 261104 | 263744 | 266384
Industrial Sector Energy Related Emissions before CCS[natural gas if,computers and electronics 26,OC] | NoSettings | 542089 | 541180 | 549939 | 561599 | 572983 | 582867 | 588254 | 590967 | 591593 | 592157 | 593735 | 595936 | 596592 | 598067 | 601296 | 605797 | 609014 | 612583 | 617528 | 621491 | 624307 | 628987 | 636770 | 644798 | 650708 | 656279 | 664065 | 670917 | 677770 | 684623 | 691475
Industrial Sector Energy Related Emissions before CCS[natural gas if,computers and electronics 26,CH4] | NoSettings | 400066 | 399395 | 405859 | 414464 | 422866 | 430160 | 434136 | 436138 | 436600 | 437016 | 438181 | 439805 | 440289 | 441378 | 443761 | 447083 | 449457 | 452091 | 455740 | 458665 | 460743 | 464197 | 469941 | 475866 | 480227 | 484339 | 490085 | 495142 | 500199 | 505257 | 510314
Industrial Sector Energy Related Emissions before CCS[natural gas if,computers and electronics 26,N2O] | NoSettings | 40006.6 | 39939.5 | 40585.9 | 41446.4 | 42286.6 | 43016 | 43413.6 | 43613.8 | 43660 | 43701.6 | 43818.1 | 43980.5 | 44028.9 | 44137.8 | 44376.1 | 44708.3 | 44945.7 | 45209.1 | 45574 | 45866.5 | 46074.3 | 46419.7 | 46994.1 | 47586.6 | 48022.7 | 48433.9 | 49008.5 | 49514.2 | 50019.9 | 50525.7 | 51031.4
Industrial Sector Energy Related Emissions before CCS[natural gas if,computers and electronics 26,F gases] | NoSettings | 0 | 0 | 0 | 0 | 0 | 0 | 0 | 0 | 0 | 0 | 0 | 0 | 0 | 0 | 0 | 0 | 0 | 0 | 0 | 0 | 0 | 0 | 0 | 0 | 0 | 0 | 0 | 0 | 0 | 0 | 0
Industrial Sector Energy Related Emissions before CCS[natural gas if,appliances and electrical equipment 27,CO2] | NoSettings | 0 | 0 | 0 | 0 | 0 | 0 | 0 | 0 | 0 | 0 | 0 | 0 | 0 | 0 | 0 | 0 | 0 | 0 | 0 | 0 | 0 | 0 | 0 | 0 | 0 | 0 | 0 | 0 | 0 | 0 | 0
Industrial Sector Energy Related Emissions before CCS[natural gas if,appliances and electrical equipment 27,VOC] | NoSettings | 0 | 0 | 0 | 0 | 0 | 0 | 0 | 0 | 0 | 0 | 0 | 0 | 0 | 0 | 0 | 0 | 0 | 0 | 0 | 0 | 0 | 0 | 0 | 0 | 0 | 0 | 0 | 0 | 0 | 0 | 0
Industrial Sector Energy Related Emissions before CCS[natural gas if,appliances and electrical equipment 27,CO] | NoSettings | 0 | 0 | 0 | 0 | 0 | 0 | 0 | 0 | 0 | 0 | 0 | 0 | 0 | 0 | 0 | 0 | 0 | 0 | 0 | 0 | 0 | 0 | 0 | 0 | 0 | 0 | 0 | 0 | 0 | 0 | 0
Industrial Sector Energy Related Emissions before CCS[natural gas if,appliances and electrical equipment 27,NOx] | NoSettings | 0 | 0 | 0 | 0 | 0 | 0 | 0 | 0 | 0 | 0 | 0 | 0 | 0 | 0 | 0 | 0 | 0 | 0 | 0 | 0 | 0 | 0 | 0 | 0 | 0 | 0 | 0 | 0 | 0 | 0 | 0
Industrial Sector Energy Related Emissions before CCS[natural gas if,appliances and electrical equipment 27,PM10] | NoSettings | 0 | 0 | 0 | 0 | 0 | 0 | 0 | 0 | 0 | 0 | 0 | 0 | 0 | 0 | 0 | 0 | 0 | 0 | 0 | 0 | 0 | 0 | 0 | 0 | 0 | 0 | 0 | 0 | 0 | 0 | 0
Industrial Sector Energy Related Emissions before CCS[natural gas if,appliances and electrical equipment 27,PM25] | NoSettings | 0 | 0 | 0 | 0 | 0 | 0 | 0 | 0 | 0 | 0 | 0 | 0 | 0 | 0 | 0 | 0 | 0 | 0 | 0 | 0 | 0 | 0 | 0 | 0 | 0 | 0 | 0 | 0 | 0 | 0 | 0
Industrial Sector Energy Related Emissions before CCS[natural gas if,appliances and electrical equipment 27,SOx] | NoSettings | 0 | 0 | 0 | 0 | 0 | 0 | 0 | 0 | 0 | 0 | 0 | 0 | 0 | 0 | 0 | 0 | 0 | 0 | 0 | 0 | 0 | 0 | 0 | 0 | 0 | 0 | 0 | 0 | 0 | 0 | 0
Industrial Sector Energy Related Emissions before CCS[natural gas if,appliances and electrical equipment 27,BC] | NoSettings | 0 | 0 | 0 | 0 | 0 | 0 | 0 | 0 | 0 | 0 | 0 | 0 | 0 | 0 | 0 | 0 | 0 | 0 | 0 | 0 | 0 | 0 | 0 | 0 | 0 | 0 | 0 | 0 | 0 | 0 | 0
Industrial Sector Energy Related Emissions before CCS[natural gas if,appliances and electrical equipment 27,OC] | NoSettings | 0 | 0 | 0 | 0 | 0 | 0 | 0 | 0 | 0 | 0 | 0 | 0 | 0 | 0 | 0 | 0 | 0 | 0 | 0 | 0 | 0 | 0 | 0 | 0 | 0 | 0 | 0 | 0 | 0 | 0 | 0
Industrial Sector Energy Related Emissions before CCS[natural gas if,appliances and electrical equipment 27,CH4] | NoSettings | 0 | 0 | 0 | 0 | 0 | 0 | 0 | 0 | 0 | 0 | 0 | 0 | 0 | 0 | 0 | 0 | 0 | 0 | 0 | 0 | 0 | 0 | 0 | 0 | 0 | 0 | 0 | 0 | 0 | 0 | 0
Industrial Sector Energy Related Emissions before CCS[natural gas if,appliances and electrical equipment 27,N2O] | NoSettings | 0 | 0 | 0 | 0 | 0 | 0 | 0 | 0 | 0 | 0 | 0 | 0 | 0 | 0 | 0 | 0 | 0 | 0 | 0 | 0 | 0 | 0 | 0 | 0 | 0 | 0 | 0 | 0 | 0 | 0 | 0
Industrial Sector Energy Related Emissions before CCS[natural gas if,appliances and electrical equipment 27,F gases] | NoSettings | 0 | 0 | 0 | 0 | 0 | 0 | 0 | 0 | 0 | 0 | 0 | 0 | 0 | 0 | 0 | 0 | 0 | 0 | 0 | 0 | 0 | 0 | 0 | 0 | 0 | 0 | 0 | 0 | 0 | 0 | 0
Industrial Sector Energy Related Emissions before CCS[natural gas if,other machinery 28,CO2] | NoSettings | 82565100000 | 82426600000 | 83760500000 | 85536400000 | 87270400000 | 88775700000 | 89596600000 | 90009400000 | 90104900000 | 90190900000 | 90431200000 | 90766000000 | 90866300000 | 91090800000 | 91582600000 | 92268200000 | 92758400000 | 93301800000 | 94054700000 | 94658500000 | 95087200000 | 95800400000 | 96985700000 | 98208200000 | 99108700000 | 99957100000 | 101143000000 | 102187000000 | 103230000000 | 104274000000 | 105318000000
Industrial Sector Energy Related Emissions before CCS[natural gas if,other machinery 28,VOC] | NoSettings | 3568070 | 3562080 | 3619730 | 3696480 | 3771410 | 3836460 | 3871940 | 3889780 | 3893900 | 3897620 | 3908010 | 3922470 | 3926810 | 3936510 | 3957760 | 3987390 | 4008580 | 4032060 | 4064590 | 4090690 | 4109220 | 4140030 | 4191260 | 4244090 | 4283000 | 4319670 | 4370920 | 4416020 | 4461120 | 4506230 | 4551330
Industrial Sector Energy Related Emissions before CCS[natural gas if,other machinery 28,CO] | NoSettings | 31196100 | 31143800 | 31647800 | 32318800 | 32973900 | 33542700 | 33852900 | 34008800 | 34044900 | 34077400 | 34168200 | 34294700 | 34332600 | 34417400 | 34603200 | 34862300 | 35047500 | 35252800 | 35537300 | 35765400 | 35927400 | 36196900 | 36644700 | 37106600 | 37446900 | 37767400 | 38215500 | 38609800 | 39004200 | 39398500 | 39792900
Industrial Sector Energy Related Emissions before CCS[natural gas if,other machinery 28,NOx] | NoSettings | 51127800 | 51042000 | 51868100 | 52967800 | 54041600 | 54973700 | 55482000 | 55737600 | 55796800 | 55850000 | 55998800 | 56206200 | 56268300 | 56407300 | 56711800 | 57136400 | 57440000 | 57776400 | 58242600 | 58616600 | 58882000 | 59323600 | 60057700 | 60814700 | 61372300 | 61897700 | 62632000 | 63278300 | 63924600 | 64570900 | 65217200
Industrial Sector Energy Related Emissions before CCS[natural gas if,other machinery 28,PM10] | NoSettings | 4926520 | 4918250 | 4997850 | 5103810 | 5207280 | 5297100 | 5346080 | 5370710 | 5376410 | 5381540 | 5395880 | 5415850 | 5421840 | 5435230 | 5464580 | 5505480 | 5534740 | 5567160 | 5612080 | 5648110 | 5673690 | 5716240 | 5786970 | 5859920 | 5913640 | 5964270 | 6035030 | 6097300 | 6159580 | 6221850 | 6284130
Industrial Sector Energy Related Emissions before CCS[natural gas if,other machinery 28,PM25] | NoSettings | 4926520 | 4918250 | 4997850 | 5103810 | 5207280 | 5297100 | 5346080 | 5370710 | 5376410 | 5381540 | 5395880 | 5415850 | 5421840 | 5435230 | 5464580 | 5505480 | 5534740 | 5567160 | 5612080 | 5648110 | 5673690 | 5716240 | 5786970 | 5859920 | 5913640 | 5964270 | 6035030 | 6097300 | 6159580 | 6221850 | 6284130
Industrial Sector Energy Related Emissions before CCS[natural gas if,other machinery 28,SOx] | NoSettings | 376569 | 375937 | 382021 | 390121 | 398030 | 404895 | 408639 | 410522 | 410957 | 411349 | 412445 | 413972 | 414430 | 415454 | 417697 | 420823 | 423060 | 425538 | 428972 | 431726 | 433681 | 436933 | 442340 | 447915 | 452022 | 455892 | 461300 | 466061 | 470821 | 475581 | 480341
Industrial Sector Energy Related Emissions before CCS[natural gas if,other machinery 28,BC] | NoSettings | 812269 | 810906 | 824029 | 841501 | 858560 | 873369 | 881444 | 885505 | 886445 | 887290 | 889655 | 892949 | 893935 | 896144 | 900982 | 907727 | 912550 | 917895 | 925302 | 931243 | 935461 | 942476 | 954138 | 966165 | 975023 | 983370 | 995036 | 1005300 | 1015570 | 1025840 | 1036110
Industrial Sector Energy Related Emissions before CCS[natural gas if,other machinery 28,OC] | NoSettings | 2108470 | 2104940 | 2139000 | 2184350 | 2228640 | 2267080 | 2288040 | 2298580 | 2301020 | 2303220 | 2309350 | 2317900 | 2320460 | 2326200 | 2338760 | 2356260 | 2368780 | 2382660 | 2401890 | 2417310 | 2428250 | 2446470 | 2476740 | 2507960 | 2530950 | 2552620 | 2582900 | 2609550 | 2636210 | 2662860 | 2689510
Industrial Sector Energy Related Emissions before CCS[natural gas if,other machinery 28,CH4] | NoSettings | 1556070 | 1553460 | 1578600 | 1612070 | 1644750 | 1673120 | 1688590 | 1696370 | 1698170 | 1699790 | 1704320 | 1710630 | 1712520 | 1716750 | 1726020 | 1738940 | 1748180 | 1758420 | 1772610 | 1783990 | 1792070 | 1805510 | 1827850 | 1850890 | 1867860 | 1883850 | 1906200 | 1925870 | 1945540 | 1965210 | 1984880
Industrial Sector Energy Related Emissions before CCS[natural gas if,other machinery 28,N2O] | NoSettings | 155607 | 155346 | 157860 | 161207 | 164475 | 167312 | 168859 | 169637 | 169817 | 169979 | 170432 | 171063 | 171252 | 171675 | 172602 | 173894 | 174818 | 175842 | 177261 | 178399 | 179207 | 180551 | 182785 | 185089 | 186786 | 188385 | 190620 | 192587 | 194554 | 196521 | 198488
Industrial Sector Energy Related Emissions before CCS[natural gas if,other machinery 28,F gases] | NoSettings | 0 | 0 | 0 | 0 | 0 | 0 | 0 | 0 | 0 | 0 | 0 | 0 | 0 | 0 | 0 | 0 | 0 | 0 | 0 | 0 | 0 | 0 | 0 | 0 | 0 | 0 | 0 | 0 | 0 | 0 | 0
Industrial Sector Energy Related Emissions before CCS[natural gas if,road vehicles 29,CO2] | NoSettings | 9586080000 | 9570010000 | 9724890000 | 9931080000 | 10132400000 | 10307200000 | 10402400000 | 10450400000 | 10461500000 | 10471400000 | 10499400000 | 10538200000 | 10549900000 | 10576000000 | 10633100000 | 10712700000 | 10769500000 | 10832700000 | 10920100000 | 10990200000 | 11040000000 | 11122700000 | 11260300000 | 11402300000 | 11506800000 | 11605400000 | 11743000000 | 11864200000 | 11985400000 | 12106500000 | 12227700000
Industrial Sector Energy Related Emissions before CCS[natural gas if,road vehicles 29,VOC] | NoSettings | 414265 | 413570 | 420263 | 429174 | 437874 | 445427 | 449543 | 451616 | 452095 | 452526 | 453732 | 455413 | 455915 | 457043 | 459510 | 462950 | 465408 | 468137 | 471913 | 474942 | 477095 | 480670 | 486618 | 492754 | 497269 | 501530 | 507478 | 512715 | 517952 | 523187 | 528424
Industrial Sector Energy Related Emissions before CCS[natural gas if,road vehicles 29,CO] | NoSettings | 3621970 | 3615900 | 3674420 | 3752320 | 3828390 | 3894420 | 3930410 | 3948530 | 3952720 | 3956490 | 3967040 | 3981730 | 3986120 | 3995990 | 4017560 | 4047630 | 4069120 | 4092980 | 4126000 | 4152480 | 4171310 | 4202560 | 4254570 | 4308210 | 4347690 | 4384940 | 4436940 | 4482730 | 4528520 | 4574290 | 4620080
Industrial Sector Energy Related Emissions before CCS[natural gas if,road vehicles 29,NOx] | NoSettings | 5936110 | 5926150 | 6022060 | 6149750 | 6274410 | 6382640 | 6441610 | 6471320 | 6478180 | 6484360 | 6501640 | 6525730 | 6532920 | 6549090 | 6584440 | 6633730 | 6668950 | 6708050 | 6762170 | 6805570 | 6836420 | 6887650 | 6972880 | 7060810 | 7125500 | 7186550 | 7271780 | 7346830 | 7421870 | 7496880 | 7571930
Industrial Sector Energy Related Emissions before CCS[natural gas if,road vehicles 29,PM10] | NoSettings | 571985 | 571026 | 580268 | 592571 | 604583 | 615011 | 620694 | 623556 | 624218 | 624813 | 626479 | 628799 | 629493 | 631050 | 634457 | 639206 | 642600 | 646367 | 651582 | 655764 | 658737 | 663673 | 671885 | 680358 | 686591 | 692474 | 700686 | 707918 | 715149 | 722377 | 729608
Industrial Sector Energy Related Emissions before CCS[natural gas if,road vehicles 29,PM25] | NoSettings | 571985 | 571026 | 580268 | 592571 | 604583 | 615011 | 620694 | 623556 | 624218 | 624813 | 626479 | 628799 | 629493 | 631050 | 634457 | 639206 | 642600 | 646367 | 651582 | 655764 | 658737 | 663673 | 671885 | 680358 | 686591 | 692474 | 700686 | 707918 | 715149 | 722377 | 729608
Industrial Sector Energy Related Emissions before CCS[natural gas if,road vehicles 29,SOx] | NoSettings | 43720.9 | 43647.6 | 44354 | 45294.4 | 46212.6 | 47009.7 | 47444.1 | 47662.9 | 47713.4 | 47758.9 | 47886.2 | 48063.6 | 48116.6 | 48235.7 | 48496.1 | 48859.1 | 49118.5 | 49406.5 | 49805.1 | 50124.7 | 50352 | 50729.3 | 51357 | 52004.6 | 52481.1 | 52930.7 | 53558.5 | 54111.2 | 54663.9 | 55216.4 | 55769.1
Industrial Sector Energy Related Emissions before CCS[natural gas if,road vehicles 29,BC] | NoSettings | 94307.1 | 94149 | 95672.7 | 97701.2 | 99681.6 | 101401 | 102338 | 102810 | 102919 | 103017 | 103292 | 103674 | 103789 | 104046 | 104607 | 105390 | 105950 | 106571 | 107431 | 108120 | 108610 | 109424 | 110778 | 112175 | 113203 | 114173 | 115527 | 116719 | 117911 | 119103 | 120295
Industrial Sector Energy Related Emissions before CCS[natural gas if,road vehicles 29,OC] | NoSettings | 244801 | 244391 | 248346 | 253611 | 258752 | 263216 | 265648 | 266873 | 267156 | 267411 | 268123 | 269117 | 269413 | 270080 | 271538 | 273570 | 275023 | 276635 | 278867 | 280657 | 281929 | 284042 | 287557 | 291183 | 293851 | 296368 | 299883 | 302978 | 306073 | 309166 | 312261
Industrial Sector Energy Related Emissions before CCS[natural gas if,road vehicles 29,CH4] | NoSettings | 180665 | 180362 | 183281 | 187167 | 190961 | 194255 | 196050 | 196954 | 197163 | 197351 | 197877 | 198610 | 198829 | 199321 | 200397 | 201897 | 202969 | 204159 | 205806 | 207127 | 208066 | 209625 | 212219 | 214895 | 216864 | 218722 | 221316 | 223600 | 225884 | 228167 | 230451
Industrial Sector Energy Related Emissions before CCS[natural gas if,road vehicles 29,N2O] | NoSettings | 18066.5 | 18036.2 | 18328.1 | 18716.7 | 19096.1 | 19425.5 | 19605 | 19695.4 | 19716.3 | 19735.1 | 19787.7 | 19861 | 19882.9 | 19932.1 | 20039.7 | 20189.7 | 20296.9 | 20415.9 | 20580.6 | 20712.7 | 20806.6 | 20962.5 | 21221.9 | 21489.5 | 21686.4 | 21872.2 | 22131.6 | 22360 | 22588.4 | 22816.7 | 23045.1
Industrial Sector Energy Related Emissions before CCS[natural gas if,road vehicles 29,F gases] | NoSettings | 0 | 0 | 0 | 0 | 0 | 0 | 0 | 0 | 0 | 0 | 0 | 0 | 0 | 0 | 0 | 0 | 0 | 0 | 0 | 0 | 0 | 0 | 0 | 0 | 0 | 0 | 0 | 0 | 0 | 0 | 0
Industrial Sector Energy Related Emissions before CCS[natural gas if,nonroad vehicles 30,CO2] | NoSettings | 178727000000 | 178427000000 | 181315000000 | 185160000000 | 188913000000 | 192171000000 | 193948000000 | 194842000000 | 195049000000 | 195234000000 | 195755000000 | 196480000000 | 196696000000 | 197183000000 | 198248000000 | 199732000000 | 200792000000 | 201969000000 | 203599000000 | 204906000000 | 205834000000 | 207377000000 | 209943000000 | 212590000000 | 214539000000 | 216375000000 | 218943000000 | 221202000000 | 223461000000 | 225720000000 | 227980000000
Industrial Sector Energy Related Emissions before CCS[natural gas if,nonroad vehicles 30,VOC] | NoSettings | 7723720 | 7710760 | 7835570 | 8001720 | 8163930 | 8304720 | 8381490 | 8420150 | 8429070 | 8437090 | 8459590 | 8490930 | 8500270 | 8521320 | 8567310 | 8631450 | 8677290 | 8728140 | 8798580 | 8855060 | 8895170 | 8961850 | 9072740 | 9187130 | 9271330 | 9350720 | 9461650 | 9559290 | 9656920 | 9754560 | 9852200
Industrial Sector Energy Related Emissions before CCS[natural gas if,nonroad vehicles 30,CO] | NoSettings | 67529500 | 67416200 | 68507400 | 69960100 | 71378300 | 72609200 | 73280500 | 73618500 | 73696400 | 73766600 | 73963300 | 74237300 | 74318900 | 74503000 | 74905100 | 75465900 | 75866600 | 76311300 | 76927200 | 77421000 | 77771600 | 78354600 | 79324100 | 80324300 | 81060500 | 81754500 | 82724500 | 83578100 | 84431800 | 85285400 | 86139000
Industrial Sector Energy Related Emissions before CCS[natural gas if,nonroad vehicles 30,NOx] | NoSettings | 110675000 | 110490000 | 112278000 | 114659000 | 116983000 | 119000000 | 120101000 | 120655000 | 120782000 | 120897000 | 121220000 | 121669000 | 121803000 | 122104000 | 122763000 | 123682000 | 124339000 | 125068000 | 126077000 | 126887000 | 127461000 | 128417000 | 130006000 | 131645000 | 132851000 | 133989000 | 135578000 | 136978000 | 138377000 | 139776000 | 141175000
Industrial Sector Energy Related Emissions before CCS[natural gas if,nonroad vehicles 30,PM10] | NoSettings | 10664300 | 10646400 | 10818800 | 11048200 | 11272100 | 11466500 | 11572500 | 11625900 | 11638200 | 11649300 | 11680400 | 11723600 | 11736500 | 11765600 | 11829100 | 11917600 | 11980900 | 12051200 | 12148400 | 12226400 | 12281800 | 12373800 | 12526900 | 12684900 | 12801200 | 12910800 | 13063900 | 13198700 | 13333500 | 13468400 | 13603200
Industrial Sector Energy Related Emissions before CCS[natural gas if,nonroad vehicles 30,PM25] | NoSettings | 10664300 | 10646400 | 10818800 | 11048200 | 11272100 | 11466500 | 11572500 | 11625900 | 11638200 | 11649300 | 11680400 | 11723600 | 11736500 | 11765600 | 11829100 | 11917600 | 11980900 | 12051200 | 12148400 | 12226400 | 12281800 | 12373800 | 12526900 | 12684900 | 12801200 | 12910800 | 13063900 | 13198700 | 13333500 | 13468400 | 13603200
Industrial Sector Energy Related Emissions before CCS[natural gas if,nonroad vehicles 30,SOx] | NoSettings | 815150 | 813783 | 826955 | 844490 | 861610 | 876468 | 884571 | 888651 | 889592 | 890439 | 892813 | 896121 | 897106 | 899328 | 904182 | 910951 | 915789 | 921156 | 928590 | 934551 | 938783 | 945821 | 957524 | 969597 | 978483 | 986861 | 998569 | 1008870 | 1019180 | 1029480 | 1039790
Industrial Sector Energy Related Emissions before CCS[natural gas if,nonroad vehicles 30,BC] | NoSettings | 1758300 | 1755350 | 1783760 | 1821590 | 1858510 | 1890560 | 1908040 | 1916840 | 1918870 | 1920700 | 1925820 | 1932960 | 1935080 | 1939870 | 1950340 | 1964940 | 1975380 | 1986960 | 2002990 | 2015850 | 2024980 | 2040160 | 2065400 | 2091450 | 2110610 | 2128680 | 2153940 | 2176170 | 2198390 | 2220620 | 2242850
Industrial Sector Energy Related Emissions before CCS[natural gas if,nonroad vehicles 30,OC] | NoSettings | 4564170 | 4556510 | 4630270 | 4728450 | 4824300 | 4907500 | 4952860 | 4975710 | 4980980 | 4985720 | 4999020 | 5017540 | 5023050 | 5035490 | 5062670 | 5100570 | 5127660 | 5157710 | 5199340 | 5232710 | 5256410 | 5295810 | 5361340 | 5428940 | 5478700 | 5525610 | 5591160 | 5648860 | 5706560 | 5764250 | 5821950
Industrial Sector Energy Related Emissions before CCS[natural gas if,nonroad vehicles 30,CH4] | NoSettings | 3368390 | 3362740 | 3417170 | 3489630 | 3560370 | 3621770 | 3655250 | 3672110 | 3676000 | 3679500 | 3689310 | 3702980 | 3707050 | 3716230 | 3736290 | 3764260 | 3784250 | 3806430 | 3837150 | 3861780 | 3879270 | 3908350 | 3956710 | 4006600 | 4043320 | 4077940 | 4126320 | 4168900 | 4211480 | 4254060 | 4296640
Industrial Sector Energy Related Emissions before CCS[natural gas if,nonroad vehicles 30,N2O] | NoSettings | 336839 | 336274 | 341717 | 348963 | 356037 | 362177 | 365525 | 367211 | 367600 | 367950 | 368931 | 370298 | 370705 | 371623 | 373629 | 376426 | 378425 | 380643 | 383715 | 386178 | 387927 | 390835 | 395671 | 400660 | 404332 | 407794 | 412632 | 416890 | 421148 | 425406 | 429664
Industrial Sector Energy Related Emissions before CCS[natural gas if,nonroad vehicles 30,F gases] | NoSettings | 0 | 0 | 0 | 0 | 0 | 0 | 0 | 0 | 0 | 0 | 0 | 0 | 0 | 0 | 0 | 0 | 0 | 0 | 0 | 0 | 0 | 0 | 0 | 0 | 0 | 0 | 0 | 0 | 0 | 0 | 0
Industrial Sector Energy Related Emissions before CCS[natural gas if,other manufacturing 31T33,CO2] | NoSettings | 1556610000000 | 1553990000000 | 1579150000000 | 1612630000000 | 1645320000000 | 1673700000000 | 1689170000000 | 1696960000000 | 1698750000000 | 1700380000000 | 1704910000000 | 1711220000000 | 1713110000000 | 1717350000000 | 1726610000000 | 1739550000000 | 1748780000000 | 1759030000000 | 1773230000000 | 1784610000000 | 1792700000000 | 1806130000000 | 1828480000000 | 1851530000000 | 1868500000000 | 1884510000000 | 1906860000000 | 1926530000000 | 1946210000000 | 1965890000000 | 1985570000000
Industrial Sector Energy Related Emissions before CCS[natural gas if,other manufacturing 31T33,VOC] | NoSettings | 67269100 | 67156200 | 68243100 | 69690200 | 71102900 | 72329200 | 72997900 | 73334500 | 73412000 | 73482200 | 73678000 | 73950900 | 74032300 | 74215500 | 74616100 | 75174900 | 75573800 | 76016800 | 76630500 | 77122300 | 77471800 | 78052300 | 79018200 | 80014500 | 80747800 | 81439300 | 82405400 | 83255600 | 84106100 | 84956300 | 85806800
Industrial Sector Energy Related Emissions before CCS[natural gas if,other manufacturing 31T33,CO] | NoSettings | 588142000 | 587156000 | 596659000 | 609311000 | 621662000 | 632384000 | 638230000 | 641173000 | 641851000 | 642464000 | 644176000 | 646562000 | 647274000 | 648876000 | 652378000 | 657264000 | 660752000 | 664625000 | 669990000 | 674290000 | 677346000 | 682422000 | 690866000 | 699577000 | 705988000 | 712035000 | 720481000 | 727915000 | 735351000 | 742784000 | 750220000
Industrial Sector Energy Related Emissions before CCS[natural gas if,other manufacturing 31T33,NOx] | NoSettings | 963916000 | 962299000 | 977874000 | 998610000 | 1018850000 | 1036420000 | 1046010000 | 1050830000 | 1051940000 | 1052950000 | 1055750000 | 1059660000 | 1060830000 | 1063450000 | 1069190000 | 1077200000 | 1082920000 | 1089270000 | 1098060000 | 1105110000 | 1110110000 | 1118430000 | 1132270000 | 1146550000 | 1157060000 | 1166970000 | 1180810000 | 1192990000 | 1205180000 | 1217360000 | 1229550000
Industrial Sector Energy Related Emissions before CCS[natural gas if,other manufacturing 31T33,PM10] | NoSettings | 92880000 | 92724200 | 94224900 | 96223000 | 98173500 | 99866700 | 100790000 | 101255000 | 101362000 | 101459000 | 101729000 | 102106000 | 102218000 | 102471000 | 103024000 | 103796000 | 104347000 | 104958000 | 105806000 | 106485000 | 106967000 | 107769000 | 109102000 | 110478000 | 111490000 | 112445000 | 113779000 | 114953000 | 116127000 | 117301000 | 118476000
Industrial Sector Energy Related Emissions before CCS[natural gas if,other manufacturing 31T33,PM25] | NoSettings | 92880000 | 92724200 | 94224900 | 96223000 | 98173500 | 99866700 | 100790000 | 101255000 | 101362000 | 101459000 | 101729000 | 102106000 | 102218000 | 102471000 | 103024000 | 103796000 | 104347000 | 104958000 | 105806000 | 106485000 | 106967000 | 107769000 | 109102000 | 110478000 | 111490000 | 112445000 | 113779000 | 114953000 | 116127000 | 117301000 | 118476000
Industrial Sector Energy Related Emissions before CCS[natural gas if,other manufacturing 31T33,SOx] | NoSettings | 7099480 | 7087580 | 7202280 | 7355010 | 7504110 | 7633530 | 7704090 | 7739620 | 7747800 | 7755200 | 7775870 | 7804670 | 7813260 | 7832600 | 7874870 | 7933850 | 7975960 | 8022710 | 8087470 | 8139380 | 8176260 | 8237530 | 8339470 | 8444610 | 8522010 | 8594990 | 8696950 | 8786680 | 8876440 | 8966170 | 9055930
Industrial Sector Energy Related Emissions before CCS[natural gas if,other manufacturing 31T33,BC] | NoSettings | 15313800 | 15288100 | 15535500 | 15864900 | 16186500 | 16465700 | 16617900 | 16694600 | 16712200 | 16728200 | 16772700 | 16834900 | 16853400 | 16895100 | 16986300 | 17113500 | 17204300 | 17305200 | 17444900 | 17556800 | 17636400 | 17768600 | 17988400 | 18215200 | 18382200 | 18539600 | 18759500 | 18953100 | 19146700 | 19340300 | 19533900
Industrial Sector Energy Related Emissions before CCS[natural gas if,other manufacturing 31T33,OC] | NoSettings | 39751200 | 39684600 | 40326800 | 41182000 | 42016800 | 42741400 | 43136600 | 43335500 | 43381300 | 43422700 | 43538500 | 43699700 | 43747800 | 43856100 | 44092800 | 44423000 | 44658800 | 44920600 | 45283200 | 45573800 | 45780300 | 46123400 | 46694100 | 47282900 | 47716200 | 48124900 | 48695700 | 49198200 | 49700700 | 50203200 | 50705700
Industrial Sector Energy Related Emissions before CCS[natural gas if,other manufacturing 31T33,CH4] | NoSettings | 29336700 | 29287500 | 29761500 | 30392600 | 31008700 | 31543500 | 31835100 | 31981900 | 32015700 | 32046300 | 32131700 | 32250700 | 32286200 | 32366100 | 32540800 | 32784500 | 32958500 | 33151700 | 33419300 | 33633800 | 33786200 | 34039400 | 34460600 | 34895100 | 35214900 | 35516500 | 35937800 | 36308600 | 36679500 | 37050300 | 37421200
Industrial Sector Energy Related Emissions before CCS[natural gas if,other manufacturing 31T33,N2O] | NoSettings | 2933670 | 2928750 | 2976150 | 3039260 | 3100870 | 3154350 | 3183510 | 3198190 | 3201570 | 3204630 | 3213170 | 3225070 | 3228620 | 3236610 | 3254080 | 3278450 | 3295850 | 3315170 | 3341930 | 3363380 | 3378620 | 3403940 | 3446060 | 3489510 | 3521490 | 3551650 | 3593780 | 3630860 | 3667950 | 3705030 | 3742120
Industrial Sector Energy Related Emissions before CCS[natural gas if,other manufacturing 31T33,F gases] | NoSettings | 0 | 0 | 0 | 0 | 0 | 0 | 0 | 0 | 0 | 0 | 0 | 0 | 0 | 0 | 0 | 0 | 0 | 0 | 0 | 0 | 0 | 0 | 0 | 0 | 0 | 0 | 0 | 0 | 0 | 0 | 0
Industrial Sector Energy Related Emissions before CCS[natural gas if,energy pipelines and gas processing 352T353,CO2] | NoSettings | 1062730000000 | 1062010000000 | 1079260000000 | 1102160000000 | 1124420000000 | 1143730000000 | 1154220000000 | 1159540000000 | 1160760000000 | 1161860000000 | 1164930000000 | 1169220000000 | 1170520000000 | 1173430000000 | 1179770000000 | 1188610000000 | 1194940000000 | 1201920000000 | 1211590000000 | 1219350000000 | 1224850000000 | 1234010000000 | 1249260000000 | 1265000000000 | 1276570000000 | 1287500000000 | 1302760000000 | 1316190000000 | 1329630000000 | 1343070000000 | 1356510000000
Industrial Sector Energy Related Emissions before CCS[natural gas if,energy pipelines and gas processing 352T353,VOC] | NoSettings | 45926000 | 45894900 | 46640400 | 47630000 | 48591900 | 49426500 | 49879800 | 50109800 | 50162500 | 50210000 | 50342500 | 50528100 | 50584300 | 50709900 | 50984200 | 51366100 | 51639400 | 51941100 | 52359200 | 52694300 | 52932200 | 53327900 | 53987100 | 54667100 | 55167300 | 55639400 | 56298900 | 56879500 | 57460200 | 58041000 | 58622000
Industrial Sector Energy Related Emissions before CCS[natural gas if,energy pipelines and gas processing 352T353,CO] | NoSettings | 401537000 | 401265000 | 407783000 | 416435000 | 424846000 | 432143000 | 436106000 | 438117000 | 438577000 | 438993000 | 440151000 | 441773000 | 442265000 | 443363000 | 445762000 | 449101000 | 451490000 | 454128000 | 457783000 | 460713000 | 462793000 | 466253000 | 472016000 | 477962000 | 482335000 | 486463000 | 492228000 | 497305000 | 502382000 | 507460000 | 512540000
Industrial Sector Energy Related Emissions before CCS[natural gas if,energy pipelines and gas processing 352T353,NOx] | NoSettings | 658086000 | 657640000 | 668322000 | 682503000 | 696287000 | 708246000 | 714741000 | 718037000 | 718791000 | 719472000 | 721371000 | 724030000 | 724836000 | 726636000 | 730566000 | 736039000 | 739955000 | 744278000 | 750269000 | 755070000 | 758480000 | 764150000 | 773596000 | 783339000 | 790507000 | 797272000 | 806721000 | 815041000 | 823362000 | 831685000 | 840010000
Industrial Sector Energy Related Emissions before CCS[natural gas if,energy pipelines and gas processing 352T353,PM10] | NoSettings | 63411200 | 63368200 | 64397500 | 65763900 | 67092100 | 68244400 | 68870200 | 69187800 | 69260500 | 69326100 | 69509100 | 69765300 | 69842900 | 70016400 | 70395100 | 70922400 | 71299800 | 71716400 | 72293600 | 72756300 | 73084800 | 73631200 | 74541300 | 75480200 | 76170800 | 76822700 | 77733200 | 78534900 | 79336700 | 80138600 | 80940800
Industrial Sector Energy Related Emissions before CCS[natural gas if,energy pipelines and gas processing 352T353,PM25] | NoSettings | 63411200 | 63368200 | 64397500 | 65763900 | 67092100 | 68244400 | 68870200 | 69187800 | 69260500 | 69326100 | 69509100 | 69765300 | 69842900 | 70016400 | 70395100 | 70922400 | 71299800 | 71716400 | 72293600 | 72756300 | 73084800 | 73631200 | 74541300 | 75480200 | 76170800 | 76822700 | 77733200 | 78534900 | 79336700 | 80138600 | 80940800
Industrial Sector Energy Related Emissions before CCS[natural gas if,energy pipelines and gas processing 352T353,SOx] | NoSettings | 4846970 | 4843690 | 4922360 | 5026800 | 5128330 | 5216400 | 5264240 | 5288520 | 5294080 | 5299090 | 5313080 | 5332660 | 5338600 | 5351850 | 5380800 | 5421110 | 5449950 | 5481800 | 5525920 | 5561280 | 5586390 | 5628160 | 5697720 | 5769490 | 5822280 | 5872110 | 5941700 | 6002980 | 6064270 | 6125570 | 6186880
Industrial Sector Energy Related Emissions before CCS[natural gas if,energy pipelines and gas processing 352T353,BC] | NoSettings | 10455000 | 10447900 | 10617700 | 10842900 | 11061900 | 11251900 | 11355100 | 11407500 | 11419500 | 11430300 | 11460400 | 11502700 | 11515500 | 11544100 | 11606500 | 11693500 | 11755700 | 11824400 | 11919500 | 11995800 | 12050000 | 12140100 | 12290100 | 12444900 | 12558800 | 12666300 | 12816400 | 12948600 | 13080800 | 13213000 | 13345300
Industrial Sector Energy Related Emissions before CCS[natural gas if,energy pipelines and gas processing 352T353,OC] | NoSettings | 27139000 | 27120600 | 27561200 | 28145900 | 28714400 | 29207600 | 29475400 | 29611300 | 29642400 | 29670500 | 29748900 | 29858500 | 29891700 | 29966000 | 30128000 | 30353700 | 30515200 | 30693500 | 30940600 | 31138600 | 31279200 | 31513000 | 31902500 | 32304400 | 32599900 | 32879000 | 33268600 | 33611700 | 33954900 | 34298100 | 34641400
Industrial Sector Energy Related Emissions before CCS[natural gas if,energy pipelines and gas processing 352T353,CH4] | NoSettings | 20028800 | 20015200 | 20340300 | 20771900 | 21191400 | 21555400 | 21753100 | 21853400 | 21876300 | 21897100 | 21954900 | 22035800 | 22060300 | 22115100 | 22234700 | 22401300 | 22520500 | 22652000 | 22834400 | 22980500 | 23084300 | 23256800 | 23544300 | 23840900 | 24059000 | 24264900 | 24552500 | 24805700 | 25059000 | 25312300 | 25565600
Industrial Sector Energy Related Emissions before CCS[natural gas if,energy pipelines and gas processing 352T353,N2O] | NoSettings | 2002880 | 2001520 | 2034030 | 2077190 | 2119140 | 2155540 | 2175310 | 2185340 | 2187630 | 2189710 | 2195490 | 2203580 | 2206030 | 2211510 | 2223470 | 2240130 | 2252050 | 2265200 | 2283440 | 2298050 | 2308430 | 2325680 | 2354430 | 2384090 | 2405900 | 2426490 | 2455250 | 2480570 | 2505900 | 2531230 | 2556560
Industrial Sector Energy Related Emissions before CCS[natural gas if,energy pipelines and gas processing 352T353,F gases] | NoSettings | 0 | 0 | 0 | 0 | 0 | 0 | 0 | 0 | 0 | 0 | 0 | 0 | 0 | 0 | 0 | 0 | 0 | 0 | 0 | 0 | 0 | 0 | 0 | 0 | 0 | 0 | 0 | 0 | 0 | 0 | 0
Industrial Sector Energy Related Emissions before CCS[natural gas if,water and waste 36T39,CO2] | NoSettings | 0 | 0 | 0 | 0 | 0 | 0 | 0 | 0 | 0 | 0 | 0 | 0 | 0 | 0 | 0 | 0 | 0 | 0 | 0 | 0 | 0 | 0 | 0 | 0 | 0 | 0 | 0 | 0 | 0 | 0 | 0
Industrial Sector Energy Related Emissions before CCS[natural gas if,water and waste 36T39,VOC] | NoSettings | 0 | 0 | 0 | 0 | 0 | 0 | 0 | 0 | 0 | 0 | 0 | 0 | 0 | 0 | 0 | 0 | 0 | 0 | 0 | 0 | 0 | 0 | 0 | 0 | 0 | 0 | 0 | 0 | 0 | 0 | 0
Industrial Sector Energy Related Emissions before CCS[natural gas if,water and waste 36T39,CO] | NoSettings | 0 | 0 | 0 | 0 | 0 | 0 | 0 | 0 | 0 | 0 | 0 | 0 | 0 | 0 | 0 | 0 | 0 | 0 | 0 | 0 | 0 | 0 | 0 | 0 | 0 | 0 | 0 | 0 | 0 | 0 | 0
Industrial Sector Energy Related Emissions before CCS[natural gas if,water and waste 36T39,NOx] | NoSettings | 0 | 0 | 0 | 0 | 0 | 0 | 0 | 0 | 0 | 0 | 0 | 0 | 0 | 0 | 0 | 0 | 0 | 0 | 0 | 0 | 0 | 0 | 0 | 0 | 0 | 0 | 0 | 0 | 0 | 0 | 0
Industrial Sector Energy Related Emissions before CCS[natural gas if,water and waste 36T39,PM10] | NoSettings | 0 | 0 | 0 | 0 | 0 | 0 | 0 | 0 | 0 | 0 | 0 | 0 | 0 | 0 | 0 | 0 | 0 | 0 | 0 | 0 | 0 | 0 | 0 | 0 | 0 | 0 | 0 | 0 | 0 | 0 | 0
Industrial Sector Energy Related Emissions before CCS[natural gas if,water and waste 36T39,PM25] | NoSettings | 0 | 0 | 0 | 0 | 0 | 0 | 0 | 0 | 0 | 0 | 0 | 0 | 0 | 0 | 0 | 0 | 0 | 0 | 0 | 0 | 0 | 0 | 0 | 0 | 0 | 0 | 0 | 0 | 0 | 0 | 0
Industrial Sector Energy Related Emissions before CCS[natural gas if,water and waste 36T39,SOx] | NoSettings | 0 | 0 | 0 | 0 | 0 | 0 | 0 | 0 | 0 | 0 | 0 | 0 | 0 | 0 | 0 | 0 | 0 | 0 | 0 | 0 | 0 | 0 | 0 | 0 | 0 | 0 | 0 | 0 | 0 | 0 | 0
Industrial Sector Energy Related Emissions before CCS[natural gas if,water and waste 36T39,BC] | NoSettings | 0 | 0 | 0 | 0 | 0 | 0 | 0 | 0 | 0 | 0 | 0 | 0 | 0 | 0 | 0 | 0 | 0 | 0 | 0 | 0 | 0 | 0 | 0 | 0 | 0 | 0 | 0 | 0 | 0 | 0 | 0
Industrial Sector Energy Related Emissions before CCS[natural gas if,water and waste 36T39,OC] | NoSettings | 0 | 0 | 0 | 0 | 0 | 0 | 0 | 0 | 0 | 0 | 0 | 0 | 0 | 0 | 0 | 0 | 0 | 0 | 0 | 0 | 0 | 0 | 0 | 0 | 0 | 0 | 0 | 0 | 0 | 0 | 0
Industrial Sector Energy Related Emissions before CCS[natural gas if,water and waste 36T39,CH4] | NoSettings | 0 | 0 | 0 | 0 | 0 | 0 | 0 | 0 | 0 | 0 | 0 | 0 | 0 | 0 | 0 | 0 | 0 | 0 | 0 | 0 | 0 | 0 | 0 | 0 | 0 | 0 | 0 | 0 | 0 | 0 | 0
Industrial Sector Energy Related Emissions before CCS[natural gas if,water and waste 36T39,N2O] | NoSettings | 0 | 0 | 0 | 0 | 0 | 0 | 0 | 0 | 0 | 0 | 0 | 0 | 0 | 0 | 0 | 0 | 0 | 0 | 0 | 0 | 0 | 0 | 0 | 0 | 0 | 0 | 0 | 0 | 0 | 0 | 0
Industrial Sector Energy Related Emissions before CCS[natural gas if,water and waste 36T39,F gases] | NoSettings | 0 | 0 | 0 | 0 | 0 | 0 | 0 | 0 | 0 | 0 | 0 | 0 | 0 | 0 | 0 | 0 | 0 | 0 | 0 | 0 | 0 | 0 | 0 | 0 | 0 | 0 | 0 | 0 | 0 | 0 | 0
Industrial Sector Energy Related Emissions before CCS[natural gas if,construction 41T43,CO2] | NoSettings | 94514200000 | 94355500000 | 95882600000 | 97915900000 | 99900800000 | 101624000000 | 102563000000 | 103036000000 | 103145000000 | 103244000000 | 103518000000 | 103902000000 | 104017000000 | 104274000000 | 104837000000 | 105622000000 | 106183000000 | 106805000000 | 107667000000 | 108358000000 | 108849000000 | 109665000000 | 111022000000 | 112422000000 | 113452000000 | 114423000000 | 115781000000 | 116976000000 | 118170000000 | 119365000000 | 120560000000
Industrial Sector Energy Related Emissions before CCS[natural gas if,construction 41T43,VOC] | NoSettings | 4084450 | 4077600 | 4143590 | 4231460 | 4317240 | 4391690 | 4432300 | 4452730 | 4457430 | 4461700 | 4473570 | 4490150 | 4495110 | 4506230 | 4530560 | 4564470 | 4588710 | 4615600 | 4652860 | 4682720 | 4703930 | 4739200 | 4797830 | 4858340 | 4902850 | 4944830 | 5003510 | 5055120 | 5106760 | 5158380 | 5210020
Industrial Sector Energy Related Emissions before CCS[natural gas if,construction 41T43,CO] | NoSettings | 35710900 | 35651000 | 36227900 | 36996200 | 37746200 | 38397100 | 38752200 | 38930800 | 38971900 | 39009200 | 39113000 | 39258000 | 39301300 | 39398500 | 39611200 | 39907700 | 40119700 | 40354800 | 40680600 | 40941600 | 41127100 | 41435400 | 41948000 | 42477100 | 42866200 | 43233300 | 43746300 | 44197600 | 44649100 | 45100400 | 45551900
Industrial Sector Energy Related Emissions before CCS[natural gas if,construction 41T43,NOx] | NoSettings | 58527200 | 58428900 | 59374600 | 60633700 | 61862800 | 62929700 | 63511600 | 63804400 | 63871700 | 63932800 | 64103000 | 64340600 | 64411500 | 64570900 | 64919500 | 65405500 | 65752800 | 66138200 | 66672100 | 67099900 | 67403800 | 67909200 | 68749300 | 69616400 | 70254200 | 70855800 | 71696600 | 72436200 | 73176200 | 73915800 | 74655700
Industrial Sector Energy Related Emissions before CCS[natural gas if,construction 41T43,PM10] | NoSettings | 5639500 | 5630030 | 5721150 | 5842470 | 5960910 | 6063710 | 6119780 | 6147990 | 6154480 | 6160370 | 6176770 | 6199660 | 6206500 | 6221850 | 6255450 | 6302270 | 6335740 | 6372870 | 6424320 | 6465540 | 6494830 | 6543520 | 6624480 | 6708030 | 6769480 | 6827450 | 6908470 | 6979730 | 7051030 | 7122300 | 7193600
Industrial Sector Energy Related Emissions before CCS[natural gas if,construction 41T43,PM25] | NoSettings | 5639500 | 5630030 | 5721150 | 5842470 | 5960910 | 6063710 | 6119780 | 6147990 | 6154480 | 6160370 | 6176770 | 6199660 | 6206500 | 6221850 | 6255450 | 6302270 | 6335740 | 6372870 | 6424320 | 6465540 | 6494830 | 6543520 | 6624480 | 6708030 | 6769480 | 6827450 | 6908470 | 6979730 | 7051030 | 7122300 | 7193600
Industrial Sector Energy Related Emissions before CCS[natural gas if,construction 41T43,SOx] | NoSettings | 431067 | 430344 | 437309 | 446582 | 455635 | 463493 | 467779 | 469935 | 470431 | 470881 | 472135 | 473884 | 474407 | 475581 | 478148 | 481728 | 484286 | 487124 | 491057 | 494208 | 496446 | 500168 | 506356 | 512742 | 517440 | 521871 | 528063 | 533511 | 538961 | 544408 | 549858
Industrial Sector Energy Related Emissions before CCS[natural gas if,construction 41T43,BC] | NoSettings | 929823 | 928262 | 943285 | 963288 | 982816 | 999766 | 1009010 | 1013660 | 1014730 | 1015700 | 1018410 | 1022180 | 1023310 | 1025840 | 1031380 | 1039100 | 1044620 | 1050740 | 1059220 | 1066020 | 1070850 | 1078870 | 1092220 | 1106000 | 1116130 | 1125690 | 1139050 | 1150800 | 1162550 | 1174300 | 1186060
Industrial Sector Energy Related Emissions before CCS[natural gas if,construction 41T43,OC] | NoSettings | 2413620 | 2409570 | 2448570 | 2500490 | 2551180 | 2595180 | 2619170 | 2631250 | 2634030 | 2636550 | 2643560 | 2653360 | 2656290 | 2662860 | 2677240 | 2697280 | 2711600 | 2727490 | 2749510 | 2767150 | 2779690 | 2800530 | 2835170 | 2870930 | 2897230 | 2922040 | 2956720 | 2987220 | 3017730 | 3048240 | 3078750
Industrial Sector Energy Related Emissions before CCS[natural gas if,construction 41T43,CH4] | NoSettings | 1781270 | 1778280 | 1807060 | 1845380 | 1882790 | 1915260 | 1932970 | 1941880 | 1943930 | 1945790 | 1950970 | 1958200 | 1960360 | 1965210 | 1975820 | 1990610 | 2001180 | 2012910 | 2029160 | 2042180 | 2051430 | 2066810 | 2092380 | 2118770 | 2138180 | 2156490 | 2182080 | 2204590 | 2227110 | 2249620 | 2272140
Industrial Sector Energy Related Emissions before CCS[natural gas if,construction 41T43,N2O] | NoSettings | 178127 | 177828 | 180706 | 184538 | 188279 | 191526 | 193297 | 194188 | 194393 | 194579 | 195097 | 195820 | 196036 | 196521 | 197582 | 199061 | 200118 | 201291 | 202916 | 204218 | 205143 | 206681 | 209238 | 211877 | 213818 | 215649 | 218208 | 220459 | 222711 | 224962 | 227214
Industrial Sector Energy Related Emissions before CCS[natural gas if,construction 41T43,F gases] | NoSettings | 0 | 0 | 0 | 0 | 0 | 0 | 0 | 0 | 0 | 0 | 0 | 0 | 0 | 0 | 0 | 0 | 0 | 0 | 0 | 0 | 0 | 0 | 0 | 0 | 0 | 0 | 0 | 0 | 0 | 0 | 0
Industrial Sector Energy Related Emissions before CCS[biomass if,agriculture and forestry 01T03,CO2] | NoSettings | 0 | 0 | 0 | 0 | 0 | 0 | 0 | 0 | 0 | 0 | 0 | 0 | 0 | 0 | 0 | 0 | 0 | 0 | 0 | 0 | 0 | 0 | 0 | 0 | 0 | 0 | 0 | 0 | 0 | 0 | 0
Industrial Sector Energy Related Emissions before CCS[biomass if,agriculture and forestry 01T03,VOC] | NoSettings | 0 | 0 | 0 | 0 | 0 | 0 | 0 | 0 | 0 | 0 | 0 | 0 | 0 | 0 | 0 | 0 | 0 | 0 | 0 | 0 | 0 | 0 | 0 | 0 | 0 | 0 | 0 | 0 | 0 | 0 | 0
Industrial Sector Energy Related Emissions before CCS[biomass if,agriculture and forestry 01T03,CO] | NoSettings | 0 | 0 | 0 | 0 | 0 | 0 | 0 | 0 | 0 | 0 | 0 | 0 | 0 | 0 | 0 | 0 | 0 | 0 | 0 | 0 | 0 | 0 | 0 | 0 | 0 | 0 | 0 | 0 | 0 | 0 | 0
Industrial Sector Energy Related Emissions before CCS[biomass if,agriculture and forestry 01T03,NOx] | NoSettings | 0 | 0 | 0 | 0 | 0 | 0 | 0 | 0 | 0 | 0 | 0 | 0 | 0 | 0 | 0 | 0 | 0 | 0 | 0 | 0 | 0 | 0 | 0 | 0 | 0 | 0 | 0 | 0 | 0 | 0 | 0
Industrial Sector Energy Related Emissions before CCS[biomass if,agriculture and forestry 01T03,PM10] | NoSettings | 0 | 0 | 0 | 0 | 0 | 0 | 0 | 0 | 0 | 0 | 0 | 0 | 0 | 0 | 0 | 0 | 0 | 0 | 0 | 0 | 0 | 0 | 0 | 0 | 0 | 0 | 0 | 0 | 0 | 0 | 0
Industrial Sector Energy Related Emissions before CCS[biomass if,agriculture and forestry 01T03,PM25] | NoSettings | 0 | 0 | 0 | 0 | 0 | 0 | 0 | 0 | 0 | 0 | 0 | 0 | 0 | 0 | 0 | 0 | 0 | 0 | 0 | 0 | 0 | 0 | 0 | 0 | 0 | 0 | 0 | 0 | 0 | 0 | 0
Industrial Sector Energy Related Emissions before CCS[biomass if,agriculture and forestry 01T03,SOx] | NoSettings | 0 | 0 | 0 | 0 | 0 | 0 | 0 | 0 | 0 | 0 | 0 | 0 | 0 | 0 | 0 | 0 | 0 | 0 | 0 | 0 | 0 | 0 | 0 | 0 | 0 | 0 | 0 | 0 | 0 | 0 | 0
Industrial Sector Energy Related Emissions before CCS[biomass if,agriculture and forestry 01T03,BC] | NoSettings | 0 | 0 | 0 | 0 | 0 | 0 | 0 | 0 | 0 | 0 | 0 | 0 | 0 | 0 | 0 | 0 | 0 | 0 | 0 | 0 | 0 | 0 | 0 | 0 | 0 | 0 | 0 | 0 | 0 | 0 | 0
Industrial Sector Energy Related Emissions before CCS[biomass if,agriculture and forestry 01T03,OC] | NoSettings | 0 | 0 | 0 | 0 | 0 | 0 | 0 | 0 | 0 | 0 | 0 | 0 | 0 | 0 | 0 | 0 | 0 | 0 | 0 | 0 | 0 | 0 | 0 | 0 | 0 | 0 | 0 | 0 | 0 | 0 | 0
Industrial Sector Energy Related Emissions before CCS[biomass if,agriculture and forestry 01T03,CH4] | NoSettings | 0 | 0 | 0 | 0 | 0 | 0 | 0 | 0 | 0 | 0 | 0 | 0 | 0 | 0 | 0 | 0 | 0 | 0 | 0 | 0 | 0 | 0 | 0 | 0 | 0 | 0 | 0 | 0 | 0 | 0 | 0
Industrial Sector Energy Related Emissions before CCS[biomass if,agriculture and forestry 01T03,N2O] | NoSettings | 0 | 0 | 0 | 0 | 0 | 0 | 0 | 0 | 0 | 0 | 0 | 0 | 0 | 0 | 0 | 0 | 0 | 0 | 0 | 0 | 0 | 0 | 0 | 0 | 0 | 0 | 0 | 0 | 0 | 0 | 0
Industrial Sector Energy Related Emissions before CCS[biomass if,agriculture and forestry 01T03,F gases] | NoSettings | 0 | 0 | 0 | 0 | 0 | 0 | 0 | 0 | 0 | 0 | 0 | 0 | 0 | 0 | 0 | 0 | 0 | 0 | 0 | 0 | 0 | 0 | 0 | 0 | 0 | 0 | 0 | 0 | 0 | 0 | 0
Industrial Sector Energy Related Emissions before CCS[biomass if,coal mining 05,CO2] | NoSettings | 0 | 0 | 0 | 0 | 0 | 0 | 0 | 0 | 0 | 0 | 0 | 0 | 0 | 0 | 0 | 0 | 0 | 0 | 0 | 0 | 0 | 0 | 0 | 0 | 0 | 0 | 0 | 0 | 0 | 0 | 0
Industrial Sector Energy Related Emissions before CCS[biomass if,coal mining 05,VOC] | NoSettings | 0 | 0 | 0 | 0 | 0 | 0 | 0 | 0 | 0 | 0 | 0 | 0 | 0 | 0 | 0 | 0 | 0 | 0 | 0 | 0 | 0 | 0 | 0 | 0 | 0 | 0 | 0 | 0 | 0 | 0 | 0
Industrial Sector Energy Related Emissions before CCS[biomass if,coal mining 05,CO] | NoSettings | 0 | 0 | 0 | 0 | 0 | 0 | 0 | 0 | 0 | 0 | 0 | 0 | 0 | 0 | 0 | 0 | 0 | 0 | 0 | 0 | 0 | 0 | 0 | 0 | 0 | 0 | 0 | 0 | 0 | 0 | 0
Industrial Sector Energy Related Emissions before CCS[biomass if,coal mining 05,NOx] | NoSettings | 0 | 0 | 0 | 0 | 0 | 0 | 0 | 0 | 0 | 0 | 0 | 0 | 0 | 0 | 0 | 0 | 0 | 0 | 0 | 0 | 0 | 0 | 0 | 0 | 0 | 0 | 0 | 0 | 0 | 0 | 0
Industrial Sector Energy Related Emissions before CCS[biomass if,coal mining 05,PM10] | NoSettings | 0 | 0 | 0 | 0 | 0 | 0 | 0 | 0 | 0 | 0 | 0 | 0 | 0 | 0 | 0 | 0 | 0 | 0 | 0 | 0 | 0 | 0 | 0 | 0 | 0 | 0 | 0 | 0 | 0 | 0 | 0
Industrial Sector Energy Related Emissions before CCS[biomass if,coal mining 05,PM25] | NoSettings | 0 | 0 | 0 | 0 | 0 | 0 | 0 | 0 | 0 | 0 | 0 | 0 | 0 | 0 | 0 | 0 | 0 | 0 | 0 | 0 | 0 | 0 | 0 | 0 | 0 | 0 | 0 | 0 | 0 | 0 | 0
Industrial Sector Energy Related Emissions before CCS[biomass if,coal mining 05,SOx] | NoSettings | 0 | 0 | 0 | 0 | 0 | 0 | 0 | 0 | 0 | 0 | 0 | 0 | 0 | 0 | 0 | 0 | 0 | 0 | 0 | 0 | 0 | 0 | 0 | 0 | 0 | 0 | 0 | 0 | 0 | 0 | 0
Industrial Sector Energy Related Emissions before CCS[biomass if,coal mining 05,BC] | NoSettings | 0 | 0 | 0 | 0 | 0 | 0 | 0 | 0 | 0 | 0 | 0 | 0 | 0 | 0 | 0 | 0 | 0 | 0 | 0 | 0 | 0 | 0 | 0 | 0 | 0 | 0 | 0 | 0 | 0 | 0 | 0
Industrial Sector Energy Related Emissions before CCS[biomass if,coal mining 05,OC] | NoSettings | 0 | 0 | 0 | 0 | 0 | 0 | 0 | 0 | 0 | 0 | 0 | 0 | 0 | 0 | 0 | 0 | 0 | 0 | 0 | 0 | 0 | 0 | 0 | 0 | 0 | 0 | 0 | 0 | 0 | 0 | 0
Industrial Sector Energy Related Emissions before CCS[biomass if,coal mining 05,CH4] | NoSettings | 0 | 0 | 0 | 0 | 0 | 0 | 0 | 0 | 0 | 0 | 0 | 0 | 0 | 0 | 0 | 0 | 0 | 0 | 0 | 0 | 0 | 0 | 0 | 0 | 0 | 0 | 0 | 0 | 0 | 0 | 0
Industrial Sector Energy Related Emissions before CCS[biomass if,coal mining 05,N2O] | NoSettings | 0 | 0 | 0 | 0 | 0 | 0 | 0 | 0 | 0 | 0 | 0 | 0 | 0 | 0 | 0 | 0 | 0 | 0 | 0 | 0 | 0 | 0 | 0 | 0 | 0 | 0 | 0 | 0 | 0 | 0 | 0
Industrial Sector Energy Related Emissions before CCS[biomass if,coal mining 05,F gases] | NoSettings | 0 | 0 | 0 | 0 | 0 | 0 | 0 | 0 | 0 | 0 | 0 | 0 | 0 | 0 | 0 | 0 | 0 | 0 | 0 | 0 | 0 | 0 | 0 | 0 | 0 | 0 | 0 | 0 | 0 | 0 | 0
Industrial Sector Energy Related Emissions before CCS[biomass if,oil and gas extraction 06,CO2] | NoSettings | 0 | 0 | 0 | 0 | 0 | 0 | 0 | 0 | 0 | 0 | 0 | 0 | 0 | 0 | 0 | 0 | 0 | 0 | 0 | 0 | 0 | 0 | 0 | 0 | 0 | 0 | 0 | 0 | 0 | 0 | 0
Industrial Sector Energy Related Emissions before CCS[biomass if,oil and gas extraction 06,VOC] | NoSettings | 0 | 0 | 0 | 0 | 0 | 0 | 0 | 0 | 0 | 0 | 0 | 0 | 0 | 0 | 0 | 0 | 0 | 0 | 0 | 0 | 0 | 0 | 0 | 0 | 0 | 0 | 0 | 0 | 0 | 0 | 0
Industrial Sector Energy Related Emissions before CCS[biomass if,oil and gas extraction 06,CO] | NoSettings | 0 | 0 | 0 | 0 | 0 | 0 | 0 | 0 | 0 | 0 | 0 | 0 | 0 | 0 | 0 | 0 | 0 | 0 | 0 | 0 | 0 | 0 | 0 | 0 | 0 | 0 | 0 | 0 | 0 | 0 | 0
Industrial Sector Energy Related Emissions before CCS[biomass if,oil and gas extraction 06,NOx] | NoSettings | 0 | 0 | 0 | 0 | 0 | 0 | 0 | 0 | 0 | 0 | 0 | 0 | 0 | 0 | 0 | 0 | 0 | 0 | 0 | 0 | 0 | 0 | 0 | 0 | 0 | 0 | 0 | 0 | 0 | 0 | 0
Industrial Sector Energy Related Emissions before CCS[biomass if,oil and gas extraction 06,PM10] | NoSettings | 0 | 0 | 0 | 0 | 0 | 0 | 0 | 0 | 0 | 0 | 0 | 0 | 0 | 0 | 0 | 0 | 0 | 0 | 0 | 0 | 0 | 0 | 0 | 0 | 0 | 0 | 0 | 0 | 0 | 0 | 0
Industrial Sector Energy Related Emissions before CCS[biomass if,oil and gas extraction 06,PM25] | NoSettings | 0 | 0 | 0 | 0 | 0 | 0 | 0 | 0 | 0 | 0 | 0 | 0 | 0 | 0 | 0 | 0 | 0 | 0 | 0 | 0 | 0 | 0 | 0 | 0 | 0 | 0 | 0 | 0 | 0 | 0 | 0
Industrial Sector Energy Related Emissions before CCS[biomass if,oil and gas extraction 06,SOx] | NoSettings | 0 | 0 | 0 | 0 | 0 | 0 | 0 | 0 | 0 | 0 | 0 | 0 | 0 | 0 | 0 | 0 | 0 | 0 | 0 | 0 | 0 | 0 | 0 | 0 | 0 | 0 | 0 | 0 | 0 | 0 | 0
Industrial Sector Energy Related Emissions before CCS[biomass if,oil and gas extraction 06,BC] | NoSettings | 0 | 0 | 0 | 0 | 0 | 0 | 0 | 0 | 0 | 0 | 0 | 0 | 0 | 0 | 0 | 0 | 0 | 0 | 0 | 0 | 0 | 0 | 0 | 0 | 0 | 0 | 0 | 0 | 0 | 0 | 0
Industrial Sector Energy Related Emissions before CCS[biomass if,oil and gas extraction 06,OC] | NoSettings | 0 | 0 | 0 | 0 | 0 | 0 | 0 | 0 | 0 | 0 | 0 | 0 | 0 | 0 | 0 | 0 | 0 | 0 | 0 | 0 | 0 | 0 | 0 | 0 | 0 | 0 | 0 | 0 | 0 | 0 | 0
Industrial Sector Energy Related Emissions before CCS[biomass if,oil and gas extraction 06,CH4] | NoSettings | 0 | 0 | 0 | 0 | 0 | 0 | 0 | 0 | 0 | 0 | 0 | 0 | 0 | 0 | 0 | 0 | 0 | 0 | 0 | 0 | 0 | 0 | 0 | 0 | 0 | 0 | 0 | 0 | 0 | 0 | 0
Industrial Sector Energy Related Emissions before CCS[biomass if,oil and gas extraction 06,N2O] | NoSettings | 0 | 0 | 0 | 0 | 0 | 0 | 0 | 0 | 0 | 0 | 0 | 0 | 0 | 0 | 0 | 0 | 0 | 0 | 0 | 0 | 0 | 0 | 0 | 0 | 0 | 0 | 0 | 0 | 0 | 0 | 0
Industrial Sector Energy Related Emissions before CCS[biomass if,oil and gas extraction 06,F gases] | NoSettings | 0 | 0 | 0 | 0 | 0 | 0 | 0 | 0 | 0 | 0 | 0 | 0 | 0 | 0 | 0 | 0 | 0 | 0 | 0 | 0 | 0 | 0 | 0 | 0 | 0 | 0 | 0 | 0 | 0 | 0 | 0
Industrial Sector Energy Related Emissions before CCS[biomass if,other mining and quarrying 07T08,CO2] | NoSettings | 0 | 0 | 0 | 0 | 0 | 0 | 0 | 0 | 0 | 0 | 0 | 0 | 0 | 0 | 0 | 0 | 0 | 0 | 0 | 0 | 0 | 0 | 0 | 0 | 0 | 0 | 0 | 0 | 0 | 0 | 0
Industrial Sector Energy Related Emissions before CCS[biomass if,other mining and quarrying 07T08,VOC] | NoSettings | 0 | 0 | 0 | 0 | 0 | 0 | 0 | 0 | 0 | 0 | 0 | 0 | 0 | 0 | 0 | 0 | 0 | 0 | 0 | 0 | 0 | 0 | 0 | 0 | 0 | 0 | 0 | 0 | 0 | 0 | 0
Industrial Sector Energy Related Emissions before CCS[biomass if,other mining and quarrying 07T08,CO] | NoSettings | 0 | 0 | 0 | 0 | 0 | 0 | 0 | 0 | 0 | 0 | 0 | 0 | 0 | 0 | 0 | 0 | 0 | 0 | 0 | 0 | 0 | 0 | 0 | 0 | 0 | 0 | 0 | 0 | 0 | 0 | 0
Industrial Sector Energy Related Emissions before CCS[biomass if,other mining and quarrying 07T08,NOx] | NoSettings | 0 | 0 | 0 | 0 | 0 | 0 | 0 | 0 | 0 | 0 | 0 | 0 | 0 | 0 | 0 | 0 | 0 | 0 | 0 | 0 | 0 | 0 | 0 | 0 | 0 | 0 | 0 | 0 | 0 | 0 | 0
Industrial Sector Energy Related Emissions before CCS[biomass if,other mining and quarrying 07T08,PM10] | NoSettings | 0 | 0 | 0 | 0 | 0 | 0 | 0 | 0 | 0 | 0 | 0 | 0 | 0 | 0 | 0 | 0 | 0 | 0 | 0 | 0 | 0 | 0 | 0 | 0 | 0 | 0 | 0 | 0 | 0 | 0 | 0
Industrial Sector Energy Related Emissions before CCS[biomass if,other mining and quarrying 07T08,PM25] | NoSettings | 0 | 0 | 0 | 0 | 0 | 0 | 0 | 0 | 0 | 0 | 0 | 0 | 0 | 0 | 0 | 0 | 0 | 0 | 0 | 0 | 0 | 0 | 0 | 0 | 0 | 0 | 0 | 0 | 0 | 0 | 0
Industrial Sector Energy Related Emissions before CCS[biomass if,other mining and quarrying 07T08,SOx] | NoSettings | 0 | 0 | 0 | 0 | 0 | 0 | 0 | 0 | 0 | 0 | 0 | 0 | 0 | 0 | 0 | 0 | 0 | 0 | 0 | 0 | 0 | 0 | 0 | 0 | 0 | 0 | 0 | 0 | 0 | 0 | 0
Industrial Sector Energy Related Emissions before CCS[biomass if,other mining and quarrying 07T08,BC] | NoSettings | 0 | 0 | 0 | 0 | 0 | 0 | 0 | 0 | 0 | 0 | 0 | 0 | 0 | 0 | 0 | 0 | 0 | 0 | 0 | 0 | 0 | 0 | 0 | 0 | 0 | 0 | 0 | 0 | 0 | 0 | 0
Industrial Sector Energy Related Emissions before CCS[biomass if,other mining and quarrying 07T08,OC] | NoSettings | 0 | 0 | 0 | 0 | 0 | 0 | 0 | 0 | 0 | 0 | 0 | 0 | 0 | 0 | 0 | 0 | 0 | 0 | 0 | 0 | 0 | 0 | 0 | 0 | 0 | 0 | 0 | 0 | 0 | 0 | 0
Industrial Sector Energy Related Emissions before CCS[biomass if,other mining and quarrying 07T08,CH4] | NoSettings | 0 | 0 | 0 | 0 | 0 | 0 | 0 | 0 | 0 | 0 | 0 | 0 | 0 | 0 | 0 | 0 | 0 | 0 | 0 | 0 | 0 | 0 | 0 | 0 | 0 | 0 | 0 | 0 | 0 | 0 | 0
Industrial Sector Energy Related Emissions before CCS[biomass if,other mining and quarrying 07T08,N2O] | NoSettings | 0 | 0 | 0 | 0 | 0 | 0 | 0 | 0 | 0 | 0 | 0 | 0 | 0 | 0 | 0 | 0 | 0 | 0 | 0 | 0 | 0 | 0 | 0 | 0 | 0 | 0 | 0 | 0 | 0 | 0 | 0
Industrial Sector Energy Related Emissions before CCS[biomass if,other mining and quarrying 07T08,F gases] | NoSettings | 0 | 0 | 0 | 0 | 0 | 0 | 0 | 0 | 0 | 0 | 0 | 0 | 0 | 0 | 0 | 0 | 0 | 0 | 0 | 0 | 0 | 0 | 0 | 0 | 0 | 0 | 0 | 0 | 0 | 0 | 0
Industrial Sector Energy Related Emissions before CCS[biomass if,food beverage and tobacco 10T12,CO2] | NoSettings | 0 | 0 | 0 | 0 | 0 | 0 | 0 | 0 | 0 | 0 | 0 | 0 | 0 | 0 | 0 | 0 | 0 | 0 | 0 | 0 | 0 | 0 | 0 | 0 | 0 | 0 | 0 | 0 | 0 | 0 | 0
Industrial Sector Energy Related Emissions before CCS[biomass if,food beverage and tobacco 10T12,VOC] | NoSettings | 0 | 0 | 0 | 0 | 0 | 0 | 0 | 0 | 0 | 0 | 0 | 0 | 0 | 0 | 0 | 0 | 0 | 0 | 0 | 0 | 0 | 0 | 0 | 0 | 0 | 0 | 0 | 0 | 0 | 0 | 0
Industrial Sector Energy Related Emissions before CCS[biomass if,food beverage and tobacco 10T12,CO] | NoSettings | 0 | 0 | 0 | 0 | 0 | 0 | 0 | 0 | 0 | 0 | 0 | 0 | 0 | 0 | 0 | 0 | 0 | 0 | 0 | 0 | 0 | 0 | 0 | 0 | 0 | 0 | 0 | 0 | 0 | 0 | 0
Industrial Sector Energy Related Emissions before CCS[biomass if,food beverage and tobacco 10T12,NOx] | NoSettings | 0 | 0 | 0 | 0 | 0 | 0 | 0 | 0 | 0 | 0 | 0 | 0 | 0 | 0 | 0 | 0 | 0 | 0 | 0 | 0 | 0 | 0 | 0 | 0 | 0 | 0 | 0 | 0 | 0 | 0 | 0
Industrial Sector Energy Related Emissions before CCS[biomass if,food beverage and tobacco 10T12,PM10] | NoSettings | 0 | 0 | 0 | 0 | 0 | 0 | 0 | 0 | 0 | 0 | 0 | 0 | 0 | 0 | 0 | 0 | 0 | 0 | 0 | 0 | 0 | 0 | 0 | 0 | 0 | 0 | 0 | 0 | 0 | 0 | 0
Industrial Sector Energy Related Emissions before CCS[biomass if,food beverage and tobacco 10T12,PM25] | NoSettings | 0 | 0 | 0 | 0 | 0 | 0 | 0 | 0 | 0 | 0 | 0 | 0 | 0 | 0 | 0 | 0 | 0 | 0 | 0 | 0 | 0 | 0 | 0 | 0 | 0 | 0 | 0 | 0 | 0 | 0 | 0
Industrial Sector Energy Related Emissions before CCS[biomass if,food beverage and tobacco 10T12,SOx] | NoSettings | 0 | 0 | 0 | 0 | 0 | 0 | 0 | 0 | 0 | 0 | 0 | 0 | 0 | 0 | 0 | 0 | 0 | 0 | 0 | 0 | 0 | 0 | 0 | 0 | 0 | 0 | 0 | 0 | 0 | 0 | 0
Industrial Sector Energy Related Emissions before CCS[biomass if,food beverage and tobacco 10T12,BC] | NoSettings | 0 | 0 | 0 | 0 | 0 | 0 | 0 | 0 | 0 | 0 | 0 | 0 | 0 | 0 | 0 | 0 | 0 | 0 | 0 | 0 | 0 | 0 | 0 | 0 | 0 | 0 | 0 | 0 | 0 | 0 | 0
Industrial Sector Energy Related Emissions before CCS[biomass if,food beverage and tobacco 10T12,OC] | NoSettings | 0 | 0 | 0 | 0 | 0 | 0 | 0 | 0 | 0 | 0 | 0 | 0 | 0 | 0 | 0 | 0 | 0 | 0 | 0 | 0 | 0 | 0 | 0 | 0 | 0 | 0 | 0 | 0 | 0 | 0 | 0
Industrial Sector Energy Related Emissions before CCS[biomass if,food beverage and tobacco 10T12,CH4] | NoSettings | 0 | 0 | 0 | 0 | 0 | 0 | 0 | 0 | 0 | 0 | 0 | 0 | 0 | 0 | 0 | 0 | 0 | 0 | 0 | 0 | 0 | 0 | 0 | 0 | 0 | 0 | 0 | 0 | 0 | 0 | 0
Industrial Sector Energy Related Emissions before CCS[biomass if,food beverage and tobacco 10T12,N2O] | NoSettings | 0 | 0 | 0 | 0 | 0 | 0 | 0 | 0 | 0 | 0 | 0 | 0 | 0 | 0 | 0 | 0 | 0 | 0 | 0 | 0 | 0 | 0 | 0 | 0 | 0 | 0 | 0 | 0 | 0 | 0 | 0
Industrial Sector Energy Related Emissions before CCS[biomass if,food beverage and tobacco 10T12,F gases] | NoSettings | 0 | 0 | 0 | 0 | 0 | 0 | 0 | 0 | 0 | 0 | 0 | 0 | 0 | 0 | 0 | 0 | 0 | 0 | 0 | 0 | 0 | 0 | 0 | 0 | 0 | 0 | 0 | 0 | 0 | 0 | 0
Industrial Sector Energy Related Emissions before CCS[biomass if,textiles apparel and leather 13T15,CO2] | NoSettings | 0 | 0 | 0 | 0 | 0 | 0 | 0 | 0 | 0 | 0 | 0 | 0 | 0 | 0 | 0 | 0 | 0 | 0 | 0 | 0 | 0 | 0 | 0 | 0 | 0 | 0 | 0 | 0 | 0 | 0 | 0
Industrial Sector Energy Related Emissions before CCS[biomass if,textiles apparel and leather 13T15,VOC] | NoSettings | 0 | 0 | 0 | 0 | 0 | 0 | 0 | 0 | 0 | 0 | 0 | 0 | 0 | 0 | 0 | 0 | 0 | 0 | 0 | 0 | 0 | 0 | 0 | 0 | 0 | 0 | 0 | 0 | 0 | 0 | 0
Industrial Sector Energy Related Emissions before CCS[biomass if,textiles apparel and leather 13T15,CO] | NoSettings | 0 | 0 | 0 | 0 | 0 | 0 | 0 | 0 | 0 | 0 | 0 | 0 | 0 | 0 | 0 | 0 | 0 | 0 | 0 | 0 | 0 | 0 | 0 | 0 | 0 | 0 | 0 | 0 | 0 | 0 | 0
Industrial Sector Energy Related Emissions before CCS[biomass if,textiles apparel and leather 13T15,NOx] | NoSettings | 0 | 0 | 0 | 0 | 0 | 0 | 0 | 0 | 0 | 0 | 0 | 0 | 0 | 0 | 0 | 0 | 0 | 0 | 0 | 0 | 0 | 0 | 0 | 0 | 0 | 0 | 0 | 0 | 0 | 0 | 0
Industrial Sector Energy Related Emissions before CCS[biomass if,textiles apparel and leather 13T15,PM10] | NoSettings | 0 | 0 | 0 | 0 | 0 | 0 | 0 | 0 | 0 | 0 | 0 | 0 | 0 | 0 | 0 | 0 | 0 | 0 | 0 | 0 | 0 | 0 | 0 | 0 | 0 | 0 | 0 | 0 | 0 | 0 | 0
Industrial Sector Energy Related Emissions before CCS[biomass if,textiles apparel and leather 13T15,PM25] | NoSettings | 0 | 0 | 0 | 0 | 0 | 0 | 0 | 0 | 0 | 0 | 0 | 0 | 0 | 0 | 0 | 0 | 0 | 0 | 0 | 0 | 0 | 0 | 0 | 0 | 0 | 0 | 0 | 0 | 0 | 0 | 0
Industrial Sector Energy Related Emissions before CCS[biomass if,textiles apparel and leather 13T15,SOx] | NoSettings | 0 | 0 | 0 | 0 | 0 | 0 | 0 | 0 | 0 | 0 | 0 | 0 | 0 | 0 | 0 | 0 | 0 | 0 | 0 | 0 | 0 | 0 | 0 | 0 | 0 | 0 | 0 | 0 | 0 | 0 | 0
Industrial Sector Energy Related Emissions before CCS[biomass if,textiles apparel and leather 13T15,BC] | NoSettings | 0 | 0 | 0 | 0 | 0 | 0 | 0 | 0 | 0 | 0 | 0 | 0 | 0 | 0 | 0 | 0 | 0 | 0 | 0 | 0 | 0 | 0 | 0 | 0 | 0 | 0 | 0 | 0 | 0 | 0 | 0
Industrial Sector Energy Related Emissions before CCS[biomass if,textiles apparel and leather 13T15,OC] | NoSettings | 0 | 0 | 0 | 0 | 0 | 0 | 0 | 0 | 0 | 0 | 0 | 0 | 0 | 0 | 0 | 0 | 0 | 0 | 0 | 0 | 0 | 0 | 0 | 0 | 0 | 0 | 0 | 0 | 0 | 0 | 0
Industrial Sector Energy Related Emissions before CCS[biomass if,textiles apparel and leather 13T15,CH4] | NoSettings | 0 | 0 | 0 | 0 | 0 | 0 | 0 | 0 | 0 | 0 | 0 | 0 | 0 | 0 | 0 | 0 | 0 | 0 | 0 | 0 | 0 | 0 | 0 | 0 | 0 | 0 | 0 | 0 | 0 | 0 | 0
Industrial Sector Energy Related Emissions before CCS[biomass if,textiles apparel and leather 13T15,N2O] | NoSettings | 0 | 0 | 0 | 0 | 0 | 0 | 0 | 0 | 0 | 0 | 0 | 0 | 0 | 0 | 0 | 0 | 0 | 0 | 0 | 0 | 0 | 0 | 0 | 0 | 0 | 0 | 0 | 0 | 0 | 0 | 0
Industrial Sector Energy Related Emissions before CCS[biomass if,textiles apparel and leather 13T15,F gases] | NoSettings | 0 | 0 | 0 | 0 | 0 | 0 | 0 | 0 | 0 | 0 | 0 | 0 | 0 | 0 | 0 | 0 | 0 | 0 | 0 | 0 | 0 | 0 | 0 | 0 | 0 | 0 | 0 | 0 | 0 | 0 | 0
Industrial Sector Energy Related Emissions before CCS[biomass if,wood products 16,CO2] | NoSettings | 0 | 0 | 0 | 0 | 0 | 0 | 0 | 0 | 0 | 0 | 0 | 0 | 0 | 0 | 0 | 0 | 0 | 0 | 0 | 0 | 0 | 0 | 0 | 0 | 0 | 0 | 0 | 0 | 0 | 0 | 0
Industrial Sector Energy Related Emissions before CCS[biomass if,wood products 16,VOC] | NoSettings | 3447420 | 3447420 | 3447420 | 3447420 | 3447420 | 3447420 | 3447420 | 3447420 | 3447420 | 3447420 | 3447420 | 3447420 | 3447420 | 3447420 | 3447420 | 3447420 | 3447420 | 3447420 | 3447420 | 3447420 | 3447420 | 3447420 | 3447420 | 3447420 | 3447420 | 3447420 | 3447420 | 3447420 | 3447420 | 3447420 | 3447420
Industrial Sector Energy Related Emissions before CCS[biomass if,wood products 16,CO] | NoSettings | 54665400 | 54665400 | 54665400 | 54665400 | 54665400 | 54665400 | 54665400 | 54665400 | 54665400 | 54665400 | 54665400 | 54665400 | 54665400 | 54665400 | 54665400 | 54665400 | 54665400 | 54665400 | 54665400 | 54665400 | 54665400 | 54665400 | 54665400 | 54665400 | 54665400 | 54665400 | 54665400 | 54665400 | 54665400 | 54665400 | 54665400
Industrial Sector Energy Related Emissions before CCS[biomass if,wood products 16,NOx] | NoSettings | 359964000 | 359964000 | 359964000 | 359964000 | 359964000 | 359964000 | 359964000 | 359964000 | 359964000 | 359964000 | 359964000 | 359964000 | 359964000 | 359964000 | 359964000 | 359964000 | 359964000 | 359964000 | 359964000 | 359964000 | 359964000 | 359964000 | 359964000 | 359964000 | 359964000 | 359964000 | 359964000 | 359964000 | 359964000 | 359964000 | 359964000
Industrial Sector Energy Related Emissions before CCS[biomass if,wood products 16,PM10] | NoSettings | 8043980 | 8043980 | 8043980 | 8043980 | 8043980 | 8043980 | 8043980 | 8043980 | 8043980 | 8043980 | 8043980 | 8043980 | 8043980 | 8043980 | 8043980 | 8043980 | 8043980 | 8043980 | 8043980 | 8043980 | 8043980 | 8043980 | 8043980 | 8043980 | 8043980 | 8043980 | 8043980 | 8043980 | 8043980 | 8043980 | 8043980
Industrial Sector Energy Related Emissions before CCS[biomass if,wood products 16,PM25] | NoSettings | 7105420 | 7105420 | 7105420 | 7105420 | 7105420 | 7105420 | 7105420 | 7105420 | 7105420 | 7105420 | 7105420 | 7105420 | 7105420 | 7105420 | 7105420 | 7105420 | 7105420 | 7105420 | 7105420 | 7105420 | 7105420 | 7105420 | 7105420 | 7105420 | 7105420 | 7105420 | 7105420 | 7105420 | 7105420 | 7105420 | 7105420
Industrial Sector Energy Related Emissions before CCS[biomass if,wood products 16,SOx] | NoSettings | 243852000 | 243852000 | 243852000 | 243852000 | 243852000 | 243852000 | 243852000 | 243852000 | 243852000 | 243852000 | 243852000 | 243852000 | 243852000 | 243852000 | 243852000 | 243852000 | 243852000 | 243852000 | 243852000 | 243852000 | 243852000 | 243852000 | 243852000 | 243852000 | 243852000 | 243852000 | 243852000 | 243852000 | 243852000 | 243852000 | 243852000
Industrial Sector Energy Related Emissions before CCS[biomass if,wood products 16,BC] | NoSettings | 980680 | 980680 | 980680 | 980680 | 980680 | 980680 | 980680 | 980680 | 980680 | 980680 | 980680 | 980680 | 980680 | 980680 | 980680 | 980680 | 980680 | 980680 | 980680 | 980680 | 980680 | 980680 | 980680 | 980680 | 980680 | 980680 | 980680 | 980680 | 980680 | 980680 | 980680
Industrial Sector Energy Related Emissions before CCS[biomass if,wood products 16,OC] | NoSettings | 2316330 | 2316330 | 2316330 | 2316330 | 2316330 | 2316330 | 2316330 | 2316330 | 2316330 | 2316330 | 2316330 | 2316330 | 2316330 | 2316330 | 2316330 | 2316330 | 2316330 | 2316330 | 2316330 | 2316330 | 2316330 | 2316330 | 2316330 | 2316330 | 2316330 | 2316330 | 2316330 | 2316330 | 2316330 | 2316330 | 2316330
Industrial Sector Energy Related Emissions before CCS[biomass if,wood products 16,CH4] | NoSettings | 0 | 0 | 0 | 0 | 0 | 0 | 0 | 0 | 0 | 0 | 0 | 0 | 0 | 0 | 0 | 0 | 0 | 0 | 0 | 0 | 0 | 0 | 0 | 0 | 0 | 0 | 0 | 0 | 0 | 0 | 0
Industrial Sector Energy Related Emissions before CCS[biomass if,wood products 16,N2O] | NoSettings | 0 | 0 | 0 | 0 | 0 | 0 | 0 | 0 | 0 | 0 | 0 | 0 | 0 | 0 | 0 | 0 | 0 | 0 | 0 | 0 | 0 | 0 | 0 | 0 | 0 | 0 | 0 | 0 | 0 | 0 | 0
Industrial Sector Energy Related Emissions before CCS[biomass if,wood products 16,F gases] | NoSettings | 0 | 0 | 0 | 0 | 0 | 0 | 0 | 0 | 0 | 0 | 0 | 0 | 0 | 0 | 0 | 0 | 0 | 0 | 0 | 0 | 0 | 0 | 0 | 0 | 0 | 0 | 0 | 0 | 0 | 0 | 0
Industrial Sector Energy Related Emissions before CCS[biomass if,pulp paper and printing 17T18,CO2] | NoSettings | 0 | 0 | 0 | 0 | 0 | 0 | 0 | 0 | 0 | 0 | 0 | 0 | 0 | 0 | 0 | 0 | 0 | 0 | 0 | 0 | 0 | 0 | 0 | 0 | 0 | 0 | 0 | 0 | 0 | 0 | 0
Industrial Sector Energy Related Emissions before CCS[biomass if,pulp paper and printing 17T18,VOC] | NoSettings | 2921190 | 2921190 | 2921190 | 2921190 | 2921190 | 2921190 | 2921190 | 2921190 | 2921190 | 2921190 | 2921190 | 2921190 | 2921190 | 2921190 | 2921190 | 2921190 | 2921190 | 2921190 | 2921190 | 2921190 | 2921190 | 2921190 | 2921190 | 2921190 | 2921190 | 2921190 | 2921190 | 2921190 | 2921190 | 2921190 | 2921190
Industrial Sector Energy Related Emissions before CCS[biomass if,pulp paper and printing 17T18,CO] | NoSettings | 46321000 | 46321000 | 46321000 | 46321000 | 46321000 | 46321000 | 46321000 | 46321000 | 46321000 | 46321000 | 46321000 | 46321000 | 46321000 | 46321000 | 46321000 | 46321000 | 46321000 | 46321000 | 46321000 | 46321000 | 46321000 | 46321000 | 46321000 | 46321000 | 46321000 | 46321000 | 46321000 | 46321000 | 46321000 | 46321000 | 46321000
Industrial Sector Energy Related Emissions before CCS[biomass if,pulp paper and printing 17T18,NOx] | NoSettings | 305017000 | 305017000 | 305017000 | 305017000 | 305017000 | 305017000 | 305017000 | 305017000 | 305017000 | 305017000 | 305017000 | 305017000 | 305017000 | 305017000 | 305017000 | 305017000 | 305017000 | 305017000 | 305017000 | 305017000 | 305017000 | 305017000 | 305017000 | 305017000 | 305017000 | 305017000 | 305017000 | 305017000 | 305017000 | 305017000 | 305017000
Industrial Sector Energy Related Emissions before CCS[biomass if,pulp paper and printing 17T18,PM10] | NoSettings | 6816110 | 6816110 | 6816110 | 6816110 | 6816110 | 6816110 | 6816110 | 6816110 | 6816110 | 6816110 | 6816110 | 6816110 | 6816110 | 6816110 | 6816110 | 6816110 | 6816110 | 6816110 | 6816110 | 6816110 | 6816110 | 6816110 | 6816110 | 6816110 | 6816110 | 6816110 | 6816110 | 6816110 | 6816110 | 6816110 | 6816110
Industrial Sector Energy Related Emissions before CCS[biomass if,pulp paper and printing 17T18,PM25] | NoSettings | 6020810 | 6020810 | 6020810 | 6020810 | 6020810 | 6020810 | 6020810 | 6020810 | 6020810 | 6020810 | 6020810 | 6020810 | 6020810 | 6020810 | 6020810 | 6020810 | 6020810 | 6020810 | 6020810 | 6020810 | 6020810 | 6020810 | 6020810 | 6020810 | 6020810 | 6020810 | 6020810 | 6020810 | 6020810 | 6020810 | 6020810
Industrial Sector Energy Related Emissions before CCS[biomass if,pulp paper and printing 17T18,SOx] | NoSettings | 206629000 | 206629000 | 206629000 | 206629000 | 206629000 | 206629000 | 206629000 | 206629000 | 206629000 | 206629000 | 206629000 | 206629000 | 206629000 | 206629000 | 206629000 | 206629000 | 206629000 | 206629000 | 206629000 | 206629000 | 206629000 | 206629000 | 206629000 | 206629000 | 206629000 | 206629000 | 206629000 | 206629000 | 206629000 | 206629000 | 206629000
Industrial Sector Energy Related Emissions before CCS[biomass if,pulp paper and printing 17T18,BC] | NoSettings | 830984 | 830984 | 830984 | 830984 | 830984 | 830984 | 830984 | 830984 | 830984 | 830984 | 830984 | 830984 | 830984 | 830984 | 830984 | 830984 | 830984 | 830984 | 830984 | 830984 | 830984 | 830984 | 830984 | 830984 | 830984 | 830984 | 830984 | 830984 | 830984 | 830984 | 830984
Industrial Sector Energy Related Emissions before CCS[biomass if,pulp paper and printing 17T18,OC] | NoSettings | 1962750 | 1962750 | 1962750 | 1962750 | 1962750 | 1962750 | 1962750 | 1962750 | 1962750 | 1962750 | 1962750 | 1962750 | 1962750 | 1962750 | 1962750 | 1962750 | 1962750 | 1962750 | 1962750 | 1962750 | 1962750 | 1962750 | 1962750 | 1962750 | 1962750 | 1962750 | 1962750 | 1962750 | 1962750 | 1962750 | 1962750
Industrial Sector Energy Related Emissions before CCS[biomass if,pulp paper and printing 17T18,CH4] | NoSettings | 0 | 0 | 0 | 0 | 0 | 0 | 0 | 0 | 0 | 0 | 0 | 0 | 0 | 0 | 0 | 0 | 0 | 0 | 0 | 0 | 0 | 0 | 0 | 0 | 0 | 0 | 0 | 0 | 0 | 0 | 0
Industrial Sector Energy Related Emissions before CCS[biomass if,pulp paper and printing 17T18,N2O] | NoSettings | 0 | 0 | 0 | 0 | 0 | 0 | 0 | 0 | 0 | 0 | 0 | 0 | 0 | 0 | 0 | 0 | 0 | 0 | 0 | 0 | 0 | 0 | 0 | 0 | 0 | 0 | 0 | 0 | 0 | 0 | 0
Industrial Sector Energy Related Emissions before CCS[biomass if,pulp paper and printing 17T18,F gases] | NoSettings | 0 | 0 | 0 | 0 | 0 | 0 | 0 | 0 | 0 | 0 | 0 | 0 | 0 | 0 | 0 | 0 | 0 | 0 | 0 | 0 | 0 | 0 | 0 | 0 | 0 | 0 | 0 | 0 | 0 | 0 | 0
Industrial Sector Energy Related Emissions before CCS[biomass if,refined petroleum and coke 19,CO2] | NoSettings | 0 | 0 | 0 | 0 | 0 | 0 | 0 | 0 | 0 | 0 | 0 | 0 | 0 | 0 | 0 | 0 | 0 | 0 | 0 | 0 | 0 | 0 | 0 | 0 | 0 | 0 | 0 | 0 | 0 | 0 | 0
Industrial Sector Energy Related Emissions before CCS[biomass if,refined petroleum and coke 19,VOC] | NoSettings | 0 | 989.213 | 1304.24 | 1728.39 | 1986.41 | 2194.73 | 2384.3 | 2595 | 2561.28 | 3893.48 | 5104.06 | 6288.27 | 7615.14 | 8814.84 | 10003.3 | 11089.2 | 12275.2 | 12099.5 | 11910 | 11823.7 | 11679.5 | 11668.1 | 11555 | 11436.7 | 11308.1 | 11295.4 | 11151.1 | 11198.2 | 11144.4 | 11092.8 | 11081.7
Industrial Sector Energy Related Emissions before CCS[biomass if,refined petroleum and coke 19,CO] | NoSettings | 0 | 15685.9 | 20681.2 | 27406.9 | 31498.2 | 34801.6 | 37807.7 | 41148.6 | 40614 | 61738.4 | 80934.6 | 99712.5 | 120752 | 139776 | 158621 | 175840 | 194646 | 191861 | 188855 | 187487 | 185200 | 185019 | 183227 | 181351 | 179311 | 179111 | 176822 | 177569 | 176716 | 175898 | 175721
Industrial Sector Energy Related Emissions before CCS[biomass if,refined petroleum and coke 19,NOx] | NoSettings | 0 | 103289 | 136183 | 180470 | 207411 | 229163 | 248958 | 270958 | 267437 | 406539 | 532943 | 656592 | 795137 | 920405 | 1044500 | 1157880 | 1281720 | 1263380 | 1243590 | 1234570 | 1219520 | 1218330 | 1206520 | 1194170 | 1180740 | 1179420 | 1164350 | 1169270 | 1163650 | 1158260 | 1157100
Industrial Sector Energy Related Emissions before CCS[biomass if,refined petroleum and coke 19,PM10] | NoSettings | 0 | 2308.16 | 3043.23 | 4032.91 | 4634.95 | 5121.03 | 5563.38 | 6055 | 5976.32 | 9084.78 | 11909.5 | 14672.6 | 17768.7 | 20568 | 23341 | 25874.8 | 28642 | 28232.3 | 27790 | 27588.5 | 27252.1 | 27225.5 | 26961.8 | 26685.7 | 26385.5 | 26356 | 26019.3 | 26129.2 | 26003.6 | 25883.3 | 25857.3
Industrial Sector Energy Related Emissions before CCS[biomass if,refined petroleum and coke 19,PM25] | NoSettings | 0 | 2038.85 | 2688.15 | 3562.35 | 4094.15 | 4523.52 | 4914.25 | 5348.51 | 5279.01 | 8024.77 | 10519.9 | 12960.7 | 15695.4 | 18168.1 | 20617.6 | 22855.8 | 25300.1 | 24938.2 | 24547.5 | 24369.5 | 24072.4 | 24048.8 | 23815.9 | 23572 | 23306.9 | 23280.8 | 22983.4 | 23080.5 | 22969.6 | 22863.2 | 22840.3
Industrial Sector Energy Related Emissions before CCS[biomass if,refined petroleum and coke 19,SOx] | NoSettings | 0 | 69971.7 | 92255.3 | 122257 | 140508 | 155244 | 168653 | 183557 | 181172 | 275404 | 361035 | 444799 | 538655 | 623515 | 707581 | 784393 | 868280 | 855858 | 842450 | 836343 | 826145 | 825338 | 817343 | 808973 | 799874 | 798980 | 788771 | 792104 | 788298 | 784648 | 783860
Industrial Sector Energy Related Emissions before CCS[biomass if,refined petroleum and coke 19,BC] | NoSettings | 0 | 281.399 | 371.015 | 491.671 | 565.069 | 624.33 | 678.258 | 738.193 | 728.602 | 1107.57 | 1451.94 | 1788.81 | 2166.26 | 2507.54 | 2845.62 | 3154.52 | 3491.89 | 3441.93 | 3388.01 | 3363.45 | 3322.43 | 3319.19 | 3287.04 | 3253.38 | 3216.78 | 3213.19 | 3172.13 | 3185.54 | 3170.23 | 3155.55 | 3152.38
Industrial Sector Energy Related Emissions before CCS[biomass if,refined petroleum and coke 19,OC] | NoSettings | 0 | 664.655 | 876.324 | 1161.31 | 1334.67 | 1474.64 | 1602.02 | 1743.59 | 1720.93 | 2616.04 | 3429.43 | 4225.11 | 5116.63 | 5922.71 | 6721.24 | 7450.87 | 8247.71 | 8129.71 | 8002.35 | 7944.34 | 7847.47 | 7839.8 | 7763.86 | 7684.36 | 7597.93 | 7589.43 | 7492.46 | 7524.12 | 7487.96 | 7453.3 | 7445.81
Industrial Sector Energy Related Emissions before CCS[biomass if,refined petroleum and coke 19,CH4] | NoSettings | 0 | 0 | 0 | 0 | 0 | 0 | 0 | 0 | 0 | 0 | 0 | 0 | 0 | 0 | 0 | 0 | 0 | 0 | 0 | 0 | 0 | 0 | 0 | 0 | 0 | 0 | 0 | 0 | 0 | 0 | 0
Industrial Sector Energy Related Emissions before CCS[biomass if,refined petroleum and coke 19,N2O] | NoSettings | 0 | 0 | 0 | 0 | 0 | 0 | 0 | 0 | 0 | 0 | 0 | 0 | 0 | 0 | 0 | 0 | 0 | 0 | 0 | 0 | 0 | 0 | 0 | 0 | 0 | 0 | 0 | 0 | 0 | 0 | 0
Industrial Sector Energy Related Emissions before CCS[biomass if,refined petroleum and coke 19,F gases] | NoSettings | 0 | 0 | 0 | 0 | 0 | 0 | 0 | 0 | 0 | 0 | 0 | 0 | 0 | 0 | 0 | 0 | 0 | 0 | 0 | 0 | 0 | 0 | 0 | 0 | 0 | 0 | 0 | 0 | 0 | 0 | 0
Industrial Sector Energy Related Emissions before CCS[biomass if,chemicals 20,CO2] | NoSettings | 0 | 0 | 0 | 0 | 0 | 0 | 0 | 0 | 0 | 0 | 0 | 0 | 0 | 0 | 0 | 0 | 0 | 0 | 0 | 0 | 0 | 0 | 0 | 0 | 0 | 0 | 0 | 0 | 0 | 0 | 0
Industrial Sector Energy Related Emissions before CCS[biomass if,chemicals 20,VOC] | NoSettings | 0 | 29.0608 | 51.028 | 66.5965 | 74.4796 | 76.7151 | 75.3057 | 78.2773 | 123.461 | 119.133 | 114.361 | 107.514 | 110.776 | 113.4 | 115.749 | 117.148 | 118.567 | 114.359 | 111.557 | 108.705 | 106.347 | 104.098 | 100.55 | 96.9197 | 92.9887 | 90.3858 | 86.2172 | 84.8093 | 83.5587 | 82.1929 | 80.4768
Industrial Sector Energy Related Emissions before CCS[biomass if,chemicals 20,CO] | NoSettings | 0 | 460.814 | 809.146 | 1056.01 | 1181.02 | 1216.46 | 1194.11 | 1241.23 | 1957.7 | 1889.08 | 1813.41 | 1704.84 | 1756.56 | 1798.18 | 1835.42 | 1857.6 | 1880.1 | 1813.38 | 1768.94 | 1723.72 | 1686.33 | 1650.68 | 1594.41 | 1536.85 | 1474.51 | 1433.24 | 1367.14 | 1344.81 | 1324.98 | 1303.32 | 1276.11
Industrial Sector Energy Related Emissions before CCS[biomass if,chemicals 20,NOx] | NoSettings | 0 | 3034.4 | 5328.11 | 6953.7 | 7776.82 | 8010.24 | 7863.07 | 8173.35 | 12891.2 | 12439.3 | 11941.1 | 11226.2 | 11566.7 | 11840.7 | 12086 | 12232 | 12380.2 | 11940.9 | 11648.2 | 11350.4 | 11104.2 | 10869.5 | 10498.9 | 10119.9 | 9709.45 | 9437.66 | 9002.4 | 8855.4 | 8724.81 | 8582.2 | 8403.02
Industrial Sector Energy Related Emissions before CCS[biomass if,chemicals 20,PM10] | NoSettings | 0 | 67.8086 | 119.065 | 155.392 | 173.786 | 179.002 | 175.713 | 182.647 | 288.075 | 277.977 | 266.843 | 250.867 | 258.477 | 264.601 | 270.081 | 273.345 | 276.655 | 266.838 | 260.299 | 253.644 | 248.142 | 242.896 | 234.616 | 226.146 | 216.974 | 210.9 | 201.173 | 197.888 | 194.97 | 191.783 | 187.779
Industrial Sector Energy Related Emissions before CCS[biomass if,chemicals 20,PM25] | NoSettings | 0 | 59.8967 | 105.173 | 137.261 | 153.509 | 158.116 | 155.211 | 161.336 | 254.462 | 245.543 | 235.708 | 221.596 | 228.318 | 233.727 | 238.569 | 241.451 | 244.375 | 235.704 | 229.927 | 224.049 | 219.189 | 214.555 | 207.241 | 199.759 | 191.657 | 186.293 | 177.701 | 174.799 | 172.221 | 169.406 | 165.869
Industrial Sector Energy Related Emissions before CCS[biomass if,chemicals 20,SOx] | NoSettings | 0 | 2055.61 | 3609.45 | 4710.68 | 5268.3 | 5426.42 | 5326.73 | 5536.92 | 8732.95 | 8426.85 | 8089.31 | 7605 | 7835.7 | 8021.34 | 8187.49 | 8286.42 | 8386.77 | 8089.17 | 7890.93 | 7689.19 | 7522.4 | 7363.37 | 7112.36 | 6855.59 | 6577.53 | 6393.41 | 6098.55 | 5998.96 | 5910.5 | 5813.89 | 5692.51
Industrial Sector Energy Related Emissions before CCS[biomass if,chemicals 20,BC] | NoSettings | 0 | 8.2669 | 14.5158 | 18.9445 | 21.1871 | 21.823 | 21.422 | 22.2674 | 35.1206 | 33.8895 | 32.5321 | 30.5844 | 31.5122 | 32.2587 | 32.9269 | 33.3248 | 33.7283 | 32.5315 | 31.7343 | 30.9229 | 30.2522 | 29.6126 | 28.6032 | 27.5705 | 26.4523 | 25.7118 | 24.526 | 24.1255 | 23.7697 | 23.3812 | 22.8931
Industrial Sector Energy Related Emissions before CCS[biomass if,chemicals 20,OC] | NoSettings | 0 | 19.526 | 34.2858 | 44.7463 | 50.043 | 51.5451 | 50.5981 | 52.5947 | 82.9535 | 80.0458 | 76.8396 | 72.2392 | 74.4306 | 76.1939 | 77.7721 | 78.7119 | 79.6651 | 76.8382 | 74.9552 | 73.0388 | 71.4545 | 69.9439 | 67.5596 | 65.1206 | 62.4793 | 60.7304 | 57.9295 | 56.9836 | 56.1433 | 55.2256 | 54.0726
Industrial Sector Energy Related Emissions before CCS[biomass if,chemicals 20,CH4] | NoSettings | 0 | 0 | 0 | 0 | 0 | 0 | 0 | 0 | 0 | 0 | 0 | 0 | 0 | 0 | 0 | 0 | 0 | 0 | 0 | 0 | 0 | 0 | 0 | 0 | 0 | 0 | 0 | 0 | 0 | 0 | 0
Industrial Sector Energy Related Emissions before CCS[biomass if,chemicals 20,N2O] | NoSettings | 0 | 0 | 0 | 0 | 0 | 0 | 0 | 0 | 0 | 0 | 0 | 0 | 0 | 0 | 0 | 0 | 0 | 0 | 0 | 0 | 0 | 0 | 0 | 0 | 0 | 0 | 0 | 0 | 0 | 0 | 0
Industrial Sector Energy Related Emissions before CCS[biomass if,chemicals 20,F gases] | NoSettings | 0 | 0 | 0 | 0 | 0 | 0 | 0 | 0 | 0 | 0 | 0 | 0 | 0 | 0 | 0 | 0 | 0 | 0 | 0 | 0 | 0 | 0 | 0 | 0 | 0 | 0 | 0 | 0 | 0 | 0 | 0
Industrial Sector Energy Related Emissions before CCS[biomass if,rubber and plastic products 22,CO2] | NoSettings | 0 | 0 | 0 | 0 | 0 | 0 | 0 | 0 | 0 | 0 | 0 | 0 | 0 | 0 | 0 | 0 | 0 | 0 | 0 | 0 | 0 | 0 | 0 | 0 | 0 | 0 | 0 | 0 | 0 | 0 | 0
Industrial Sector Energy Related Emissions before CCS[biomass if,rubber and plastic products 22,VOC] | NoSettings | 0 | 0 | 0 | 0 | 0 | 0 | 0 | 0 | 0 | 0 | 0 | 0 | 0 | 0 | 0 | 0 | 0 | 0 | 0 | 0 | 0 | 0 | 0 | 0 | 0 | 0 | 0 | 0 | 0 | 0 | 0
Industrial Sector Energy Related Emissions before CCS[biomass if,rubber and plastic products 22,CO] | NoSettings | 0 | 0 | 0 | 0 | 0 | 0 | 0 | 0 | 0 | 0 | 0 | 0 | 0 | 0 | 0 | 0 | 0 | 0 | 0 | 0 | 0 | 0 | 0 | 0 | 0 | 0 | 0 | 0 | 0 | 0 | 0
Industrial Sector Energy Related Emissions before CCS[biomass if,rubber and plastic products 22,NOx] | NoSettings | 0 | 0 | 0 | 0 | 0 | 0 | 0 | 0 | 0 | 0 | 0 | 0 | 0 | 0 | 0 | 0 | 0 | 0 | 0 | 0 | 0 | 0 | 0 | 0 | 0 | 0 | 0 | 0 | 0 | 0 | 0
Industrial Sector Energy Related Emissions before CCS[biomass if,rubber and plastic products 22,PM10] | NoSettings | 0 | 0 | 0 | 0 | 0 | 0 | 0 | 0 | 0 | 0 | 0 | 0 | 0 | 0 | 0 | 0 | 0 | 0 | 0 | 0 | 0 | 0 | 0 | 0 | 0 | 0 | 0 | 0 | 0 | 0 | 0
Industrial Sector Energy Related Emissions before CCS[biomass if,rubber and plastic products 22,PM25] | NoSettings | 0 | 0 | 0 | 0 | 0 | 0 | 0 | 0 | 0 | 0 | 0 | 0 | 0 | 0 | 0 | 0 | 0 | 0 | 0 | 0 | 0 | 0 | 0 | 0 | 0 | 0 | 0 | 0 | 0 | 0 | 0
Industrial Sector Energy Related Emissions before CCS[biomass if,rubber and plastic products 22,SOx] | NoSettings | 0 | 0 | 0 | 0 | 0 | 0 | 0 | 0 | 0 | 0 | 0 | 0 | 0 | 0 | 0 | 0 | 0 | 0 | 0 | 0 | 0 | 0 | 0 | 0 | 0 | 0 | 0 | 0 | 0 | 0 | 0
Industrial Sector Energy Related Emissions before CCS[biomass if,rubber and plastic products 22,BC] | NoSettings | 0 | 0 | 0 | 0 | 0 | 0 | 0 | 0 | 0 | 0 | 0 | 0 | 0 | 0 | 0 | 0 | 0 | 0 | 0 | 0 | 0 | 0 | 0 | 0 | 0 | 0 | 0 | 0 | 0 | 0 | 0
Industrial Sector Energy Related Emissions before CCS[biomass if,rubber and plastic products 22,OC] | NoSettings | 0 | 0 | 0 | 0 | 0 | 0 | 0 | 0 | 0 | 0 | 0 | 0 | 0 | 0 | 0 | 0 | 0 | 0 | 0 | 0 | 0 | 0 | 0 | 0 | 0 | 0 | 0 | 0 | 0 | 0 | 0
Industrial Sector Energy Related Emissions before CCS[biomass if,rubber and plastic products 22,CH4] | NoSettings | 0 | 0 | 0 | 0 | 0 | 0 | 0 | 0 | 0 | 0 | 0 | 0 | 0 | 0 | 0 | 0 | 0 | 0 | 0 | 0 | 0 | 0 | 0 | 0 | 0 | 0 | 0 | 0 | 0 | 0 | 0
Industrial Sector Energy Related Emissions before CCS[biomass if,rubber and plastic products 22,N2O] | NoSettings | 0 | 0 | 0 | 0 | 0 | 0 | 0 | 0 | 0 | 0 | 0 | 0 | 0 | 0 | 0 | 0 | 0 | 0 | 0 | 0 | 0 | 0 | 0 | 0 | 0 | 0 | 0 | 0 | 0 | 0 | 0
Industrial Sector Energy Related Emissions before CCS[biomass if,rubber and plastic products 22,F gases] | NoSettings | 0 | 0 | 0 | 0 | 0 | 0 | 0 | 0 | 0 | 0 | 0 | 0 | 0 | 0 | 0 | 0 | 0 | 0 | 0 | 0 | 0 | 0 | 0 | 0 | 0 | 0 | 0 | 0 | 0 | 0 | 0
Industrial Sector Energy Related Emissions before CCS[biomass if,glass and glass products 231,CO2] | NoSettings | 0 | 0 | 0 | 0 | 0 | 0 | 0 | 0 | 0 | 0 | 0 | 0 | 0 | 0 | 0 | 0 | 0 | 0 | 0 | 0 | 0 | 0 | 0 | 0 | 0 | 0 | 0 | 0 | 0 | 0 | 0
Industrial Sector Energy Related Emissions before CCS[biomass if,glass and glass products 231,VOC] | NoSettings | 0 | 0 | 0 | 0 | 0 | 0 | 0 | 0 | 0 | 0 | 0 | 0 | 0 | 0 | 0 | 0 | 0 | 0 | 0 | 0 | 0 | 0 | 0 | 0 | 0 | 0 | 0 | 0 | 0 | 0 | 0
Industrial Sector Energy Related Emissions before CCS[biomass if,glass and glass products 231,CO] | NoSettings | 0 | 0 | 0 | 0 | 0 | 0 | 0 | 0 | 0 | 0 | 0 | 0 | 0 | 0 | 0 | 0 | 0 | 0 | 0 | 0 | 0 | 0 | 0 | 0 | 0 | 0 | 0 | 0 | 0 | 0 | 0
Industrial Sector Energy Related Emissions before CCS[biomass if,glass and glass products 231,NOx] | NoSettings | 0 | 0 | 0 | 0 | 0 | 0 | 0 | 0 | 0 | 0 | 0 | 0 | 0 | 0 | 0 | 0 | 0 | 0 | 0 | 0 | 0 | 0 | 0 | 0 | 0 | 0 | 0 | 0 | 0 | 0 | 0
Industrial Sector Energy Related Emissions before CCS[biomass if,glass and glass products 231,PM10] | NoSettings | 0 | 0 | 0 | 0 | 0 | 0 | 0 | 0 | 0 | 0 | 0 | 0 | 0 | 0 | 0 | 0 | 0 | 0 | 0 | 0 | 0 | 0 | 0 | 0 | 0 | 0 | 0 | 0 | 0 | 0 | 0
Industrial Sector Energy Related Emissions before CCS[biomass if,glass and glass products 231,PM25] | NoSettings | 0 | 0 | 0 | 0 | 0 | 0 | 0 | 0 | 0 | 0 | 0 | 0 | 0 | 0 | 0 | 0 | 0 | 0 | 0 | 0 | 0 | 0 | 0 | 0 | 0 | 0 | 0 | 0 | 0 | 0 | 0
Industrial Sector Energy Related Emissions before CCS[biomass if,glass and glass products 231,SOx] | NoSettings | 0 | 0 | 0 | 0 | 0 | 0 | 0 | 0 | 0 | 0 | 0 | 0 | 0 | 0 | 0 | 0 | 0 | 0 | 0 | 0 | 0 | 0 | 0 | 0 | 0 | 0 | 0 | 0 | 0 | 0 | 0
Industrial Sector Energy Related Emissions before CCS[biomass if,glass and glass products 231,BC] | NoSettings | 0 | 0 | 0 | 0 | 0 | 0 | 0 | 0 | 0 | 0 | 0 | 0 | 0 | 0 | 0 | 0 | 0 | 0 | 0 | 0 | 0 | 0 | 0 | 0 | 0 | 0 | 0 | 0 | 0 | 0 | 0
Industrial Sector Energy Related Emissions before CCS[biomass if,glass and glass products 231,OC] | NoSettings | 0 | 0 | 0 | 0 | 0 | 0 | 0 | 0 | 0 | 0 | 0 | 0 | 0 | 0 | 0 | 0 | 0 | 0 | 0 | 0 | 0 | 0 | 0 | 0 | 0 | 0 | 0 | 0 | 0 | 0 | 0
Industrial Sector Energy Related Emissions before CCS[biomass if,glass and glass products 231,CH4] | NoSettings | 0 | 0 | 0 | 0 | 0 | 0 | 0 | 0 | 0 | 0 | 0 | 0 | 0 | 0 | 0 | 0 | 0 | 0 | 0 | 0 | 0 | 0 | 0 | 0 | 0 | 0 | 0 | 0 | 0 | 0 | 0
Industrial Sector Energy Related Emissions before CCS[biomass if,glass and glass products 231,N2O] | NoSettings | 0 | 0 | 0 | 0 | 0 | 0 | 0 | 0 | 0 | 0 | 0 | 0 | 0 | 0 | 0 | 0 | 0 | 0 | 0 | 0 | 0 | 0 | 0 | 0 | 0 | 0 | 0 | 0 | 0 | 0 | 0
Industrial Sector Energy Related Emissions before CCS[biomass if,glass and glass products 231,F gases] | NoSettings | 0 | 0 | 0 | 0 | 0 | 0 | 0 | 0 | 0 | 0 | 0 | 0 | 0 | 0 | 0 | 0 | 0 | 0 | 0 | 0 | 0 | 0 | 0 | 0 | 0 | 0 | 0 | 0 | 0 | 0 | 0
Industrial Sector Energy Related Emissions before CCS[biomass if,cement and other nonmetallic minerals 239,CO2] | NoSettings | 0 | 0 | 0 | 0 | 0 | 0 | 0 | 0 | 0 | 0 | 0 | 0 | 0 | 0 | 0 | 0 | 0 | 0 | 0 | 0 | 0 | 0 | 0 | 0 | 0 | 0 | 0 | 0 | 0 | 0 | 0
Industrial Sector Energy Related Emissions before CCS[biomass if,cement and other nonmetallic minerals 239,VOC] | NoSettings | 862268 | 839273 | 816434 | 793593 | 770726 | 747839 | 724937 | 702051 | 679358 | 657469 | 635506 | 613459 | 591468 | 569425 | 547351 | 525262 | 526125 | 525991 | 525860 | 525729 | 525620 | 525514 | 525387 | 525242 | 525089 | 525041 | 524899 | 524817 | 524735 | 524654 | 524575
Industrial Sector Energy Related Emissions before CCS[biomass if,cement and other nonmetallic minerals 239,CO] | NoSettings | 13672900 | 13308300 | 12946100 | 12583900 | 12221300 | 11858400 | 11495200 | 11132300 | 10772500 | 10425400 | 10077200 | 9727560 | 9378840 | 9029310 | 8679290 | 8329030 | 8342710 | 8340580 | 8338510 | 8336440 | 8334700 | 8333020 | 8331000 | 8328710 | 8326280 | 8325520 | 8323270 | 8321970 | 8320670 | 8319390 | 8318130
Industrial Sector Energy Related Emissions before CCS[biomass if,cement and other nonmetallic minerals 239,NOx] | NoSettings | 90034000 | 87633000 | 85248200 | 82863300 | 80475600 | 78085900 | 75694500 | 73304900 | 70935400 | 68649800 | 66356600 | 64054600 | 61758300 | 59456700 | 57151900 | 54845500 | 54935500 | 54921500 | 54907900 | 54894200 | 54882800 | 54871700 | 54858400 | 54843400 | 54827300 | 54822300 | 54807500 | 54799000 | 54790400 | 54782000 | 54773700
Industrial Sector Energy Related Emissions before CCS[biomass if,cement and other nonmetallic minerals 239,PM10] | NoSettings | 2011960 | 1958300 | 1905010 | 1851720 | 1798360 | 1744960 | 1691520 | 1638120 | 1585170 | 1534090 | 1482850 | 1431400 | 1380090 | 1328660 | 1277150 | 1225610 | 1227630 | 1227310 | 1227010 | 1226700 | 1226450 | 1226200 | 1225900 | 1225570 | 1225210 | 1225100 | 1224760 | 1224570 | 1224380 | 1224190 | 1224010
Industrial Sector Energy Related Emissions before CCS[biomass if,cement and other nonmetallic minerals 239,PM25] | NoSettings | 1777200 | 1729810 | 1682740 | 1635660 | 1588530 | 1541360 | 1494150 | 1446980 | 1400210 | 1355100 | 1309830 | 1264390 | 1219060 | 1173630 | 1128140 | 1082610 | 1084390 | 1084110 | 1083840 | 1083570 | 1083350 | 1083130 | 1082870 | 1082570 | 1082250 | 1082150 | 1081860 | 1081690 | 1081520 | 1081360 | 1081190
Industrial Sector Energy Related Emissions before CCS[biomass if,cement and other nonmetallic minerals 239,SOx] | NoSettings | 60992300 | 59365800 | 57750200 | 56134600 | 54517100 | 52898200 | 51278200 | 49659400 | 48054200 | 46505900 | 44952400 | 43392900 | 41837300 | 40278100 | 38716700 | 37154300 | 37215300 | 37205800 | 37196600 | 37187300 | 37179600 | 37172100 | 37163100 | 37152900 | 37142000 | 37138600 | 37128600 | 37122800 | 37117000 | 37111300 | 37105700
Industrial Sector Energy Related Emissions before CCS[biomass if,cement and other nonmetallic minerals 239,BC] | NoSettings | 245287 | 238746 | 232249 | 225752 | 219247 | 212736 | 206221 | 199711 | 193255 | 187029 | 180781 | 174509 | 168253 | 161983 | 155704 | 149420 | 149666 | 149627 | 149590 | 149553 | 149522 | 149492 | 149456 | 149414 | 149371 | 149357 | 149317 | 149294 | 149270 | 149247 | 149225
Industrial Sector Energy Related Emissions before CCS[biomass if,cement and other nonmetallic minerals 239,OC] | NoSettings | 579360 | 563910 | 548564 | 533217 | 517852 | 502475 | 487087 | 471710 | 456462 | 441755 | 426998 | 412185 | 397409 | 382598 | 367766 | 352925 | 353505 | 353414 | 353327 | 353239 | 353165 | 353094 | 353009 | 352912 | 352808 | 352776 | 352681 | 352626 | 352571 | 352517 | 352463
Industrial Sector Energy Related Emissions before CCS[biomass if,cement and other nonmetallic minerals 239,CH4] | NoSettings | 0 | 0 | 0 | 0 | 0 | 0 | 0 | 0 | 0 | 0 | 0 | 0 | 0 | 0 | 0 | 0 | 0 | 0 | 0 | 0 | 0 | 0 | 0 | 0 | 0 | 0 | 0 | 0 | 0 | 0 | 0
Industrial Sector Energy Related Emissions before CCS[biomass if,cement and other nonmetallic minerals 239,N2O] | NoSettings | 0 | 0 | 0 | 0 | 0 | 0 | 0 | 0 | 0 | 0 | 0 | 0 | 0 | 0 | 0 | 0 | 0 | 0 | 0 | 0 | 0 | 0 | 0 | 0 | 0 | 0 | 0 | 0 | 0 | 0 | 0
Industrial Sector Energy Related Emissions before CCS[biomass if,cement and other nonmetallic minerals 239,F gases] | NoSettings | 0 | 0 | 0 | 0 | 0 | 0 | 0 | 0 | 0 | 0 | 0 | 0 | 0 | 0 | 0 | 0 | 0 | 0 | 0 | 0 | 0 | 0 | 0 | 0 | 0 | 0 | 0 | 0 | 0 | 0 | 0
Industrial Sector Energy Related Emissions before CCS[biomass if,iron and steel 241,CO2] | NoSettings | 0 | 0 | 0 | 0 | 0 | 0 | 0 | 0 | 0 | 0 | 0 | 0 | 0 | 0 | 0 | 0 | 0 | 0 | 0 | 0 | 0 | 0 | 0 | 0 | 0 | 0 | 0 | 0 | 0 | 0 | 0
Industrial Sector Energy Related Emissions before CCS[biomass if,iron and steel 241,VOC] | NoSettings | 0 | 0 | 0 | 0 | 0 | 0 | 0 | 0 | 0 | 0 | 0 | 0 | 0 | 0 | 0 | 0 | 0 | 0 | 0 | 0 | 0 | 0 | 0 | 0 | 0 | 0 | 0 | 0 | 0 | 0 | 0
Industrial Sector Energy Related Emissions before CCS[biomass if,iron and steel 241,CO] | NoSettings | 0 | 0 | 0 | 0 | 0 | 0 | 0 | 0 | 0 | 0 | 0 | 0 | 0 | 0 | 0 | 0 | 0 | 0 | 0 | 0 | 0 | 0 | 0 | 0 | 0 | 0 | 0 | 0 | 0 | 0 | 0
Industrial Sector Energy Related Emissions before CCS[biomass if,iron and steel 241,NOx] | NoSettings | 0 | 0 | 0 | 0 | 0 | 0 | 0 | 0 | 0 | 0 | 0 | 0 | 0 | 0 | 0 | 0 | 0 | 0 | 0 | 0 | 0 | 0 | 0 | 0 | 0 | 0 | 0 | 0 | 0 | 0 | 0
Industrial Sector Energy Related Emissions before CCS[biomass if,iron and steel 241,PM10] | NoSettings | 0 | 0 | 0 | 0 | 0 | 0 | 0 | 0 | 0 | 0 | 0 | 0 | 0 | 0 | 0 | 0 | 0 | 0 | 0 | 0 | 0 | 0 | 0 | 0 | 0 | 0 | 0 | 0 | 0 | 0 | 0
Industrial Sector Energy Related Emissions before CCS[biomass if,iron and steel 241,PM25] | NoSettings | 0 | 0 | 0 | 0 | 0 | 0 | 0 | 0 | 0 | 0 | 0 | 0 | 0 | 0 | 0 | 0 | 0 | 0 | 0 | 0 | 0 | 0 | 0 | 0 | 0 | 0 | 0 | 0 | 0 | 0 | 0
Industrial Sector Energy Related Emissions before CCS[biomass if,iron and steel 241,SOx] | NoSettings | 0 | 0 | 0 | 0 | 0 | 0 | 0 | 0 | 0 | 0 | 0 | 0 | 0 | 0 | 0 | 0 | 0 | 0 | 0 | 0 | 0 | 0 | 0 | 0 | 0 | 0 | 0 | 0 | 0 | 0 | 0
Industrial Sector Energy Related Emissions before CCS[biomass if,iron and steel 241,BC] | NoSettings | 0 | 0 | 0 | 0 | 0 | 0 | 0 | 0 | 0 | 0 | 0 | 0 | 0 | 0 | 0 | 0 | 0 | 0 | 0 | 0 | 0 | 0 | 0 | 0 | 0 | 0 | 0 | 0 | 0 | 0 | 0
Industrial Sector Energy Related Emissions before CCS[biomass if,iron and steel 241,OC] | NoSettings | 0 | 0 | 0 | 0 | 0 | 0 | 0 | 0 | 0 | 0 | 0 | 0 | 0 | 0 | 0 | 0 | 0 | 0 | 0 | 0 | 0 | 0 | 0 | 0 | 0 | 0 | 0 | 0 | 0 | 0 | 0
Industrial Sector Energy Related Emissions before CCS[biomass if,iron and steel 241,CH4] | NoSettings | 0 | 0 | 0 | 0 | 0 | 0 | 0 | 0 | 0 | 0 | 0 | 0 | 0 | 0 | 0 | 0 | 0 | 0 | 0 | 0 | 0 | 0 | 0 | 0 | 0 | 0 | 0 | 0 | 0 | 0 | 0
Industrial Sector Energy Related Emissions before CCS[biomass if,iron and steel 241,N2O] | NoSettings | 0 | 0 | 0 | 0 | 0 | 0 | 0 | 0 | 0 | 0 | 0 | 0 | 0 | 0 | 0 | 0 | 0 | 0 | 0 | 0 | 0 | 0 | 0 | 0 | 0 | 0 | 0 | 0 | 0 | 0 | 0
Industrial Sector Energy Related Emissions before CCS[biomass if,iron and steel 241,F gases] | NoSettings | 0 | 0 | 0 | 0 | 0 | 0 | 0 | 0 | 0 | 0 | 0 | 0 | 0 | 0 | 0 | 0 | 0 | 0 | 0 | 0 | 0 | 0 | 0 | 0 | 0 | 0 | 0 | 0 | 0 | 0 | 0
Industrial Sector Energy Related Emissions before CCS[biomass if,other metals 242,CO2] | NoSettings | 0 | 0 | 0 | 0 | 0 | 0 | 0 | 0 | 0 | 0 | 0 | 0 | 0 | 0 | 0 | 0 | 0 | 0 | 0 | 0 | 0 | 0 | 0 | 0 | 0 | 0 | 0 | 0 | 0 | 0 | 0
Industrial Sector Energy Related Emissions before CCS[biomass if,other metals 242,VOC] | NoSettings | 0 | 0 | 0 | 0 | 0 | 0 | 0 | 0 | 0 | 0 | 0 | 0 | 0 | 0 | 0 | 0 | 0 | 0 | 0 | 0 | 0 | 0 | 0 | 0 | 0 | 0 | 0 | 0 | 0 | 0 | 0
Industrial Sector Energy Related Emissions before CCS[biomass if,other metals 242,CO] | NoSettings | 0 | 0 | 0 | 0 | 0 | 0 | 0 | 0 | 0 | 0 | 0 | 0 | 0 | 0 | 0 | 0 | 0 | 0 | 0 | 0 | 0 | 0 | 0 | 0 | 0 | 0 | 0 | 0 | 0 | 0 | 0
Industrial Sector Energy Related Emissions before CCS[biomass if,other metals 242,NOx] | NoSettings | 0 | 0 | 0 | 0 | 0 | 0 | 0 | 0 | 0 | 0 | 0 | 0 | 0 | 0 | 0 | 0 | 0 | 0 | 0 | 0 | 0 | 0 | 0 | 0 | 0 | 0 | 0 | 0 | 0 | 0 | 0
Industrial Sector Energy Related Emissions before CCS[biomass if,other metals 242,PM10] | NoSettings | 0 | 0 | 0 | 0 | 0 | 0 | 0 | 0 | 0 | 0 | 0 | 0 | 0 | 0 | 0 | 0 | 0 | 0 | 0 | 0 | 0 | 0 | 0 | 0 | 0 | 0 | 0 | 0 | 0 | 0 | 0
Industrial Sector Energy Related Emissions before CCS[biomass if,other metals 242,PM25] | NoSettings | 0 | 0 | 0 | 0 | 0 | 0 | 0 | 0 | 0 | 0 | 0 | 0 | 0 | 0 | 0 | 0 | 0 | 0 | 0 | 0 | 0 | 0 | 0 | 0 | 0 | 0 | 0 | 0 | 0 | 0 | 0
Industrial Sector Energy Related Emissions before CCS[biomass if,other metals 242,SOx] | NoSettings | 0 | 0 | 0 | 0 | 0 | 0 | 0 | 0 | 0 | 0 | 0 | 0 | 0 | 0 | 0 | 0 | 0 | 0 | 0 | 0 | 0 | 0 | 0 | 0 | 0 | 0 | 0 | 0 | 0 | 0 | 0
Industrial Sector Energy Related Emissions before CCS[biomass if,other metals 242,BC] | NoSettings | 0 | 0 | 0 | 0 | 0 | 0 | 0 | 0 | 0 | 0 | 0 | 0 | 0 | 0 | 0 | 0 | 0 | 0 | 0 | 0 | 0 | 0 | 0 | 0 | 0 | 0 | 0 | 0 | 0 | 0 | 0
Industrial Sector Energy Related Emissions before CCS[biomass if,other metals 242,OC] | NoSettings | 0 | 0 | 0 | 0 | 0 | 0 | 0 | 0 | 0 | 0 | 0 | 0 | 0 | 0 | 0 | 0 | 0 | 0 | 0 | 0 | 0 | 0 | 0 | 0 | 0 | 0 | 0 | 0 | 0 | 0 | 0
Industrial Sector Energy Related Emissions before CCS[biomass if,other metals 242,CH4] | NoSettings | 0 | 0 | 0 | 0 | 0 | 0 | 0 | 0 | 0 | 0 | 0 | 0 | 0 | 0 | 0 | 0 | 0 | 0 | 0 | 0 | 0 | 0 | 0 | 0 | 0 | 0 | 0 | 0 | 0 | 0 | 0
Industrial Sector Energy Related Emissions before CCS[biomass if,other metals 242,N2O] | NoSettings | 0 | 0 | 0 | 0 | 0 | 0 | 0 | 0 | 0 | 0 | 0 | 0 | 0 | 0 | 0 | 0 | 0 | 0 | 0 | 0 | 0 | 0 | 0 | 0 | 0 | 0 | 0 | 0 | 0 | 0 | 0
Industrial Sector Energy Related Emissions before CCS[biomass if,other metals 242,F gases] | NoSettings | 0 | 0 | 0 | 0 | 0 | 0 | 0 | 0 | 0 | 0 | 0 | 0 | 0 | 0 | 0 | 0 | 0 | 0 | 0 | 0 | 0 | 0 | 0 | 0 | 0 | 0 | 0 | 0 | 0 | 0 | 0
Industrial Sector Energy Related Emissions before CCS[biomass if,metal products except machinery and vehicles 25,CO2] | NoSettings | 0 | 0 | 0 | 0 | 0 | 0 | 0 | 0 | 0 | 0 | 0 | 0 | 0 | 0 | 0 | 0 | 0 | 0 | 0 | 0 | 0 | 0 | 0 | 0 | 0 | 0 | 0 | 0 | 0 | 0 | 0
Industrial Sector Energy Related Emissions before CCS[biomass if,metal products except machinery and vehicles 25,VOC] | NoSettings | 0 | 0 | 0 | 0 | 0 | 0 | 0 | 0 | 0 | 0 | 0 | 0 | 0 | 0 | 0 | 0 | 0 | 0 | 0 | 0 | 0 | 0 | 0 | 0 | 0 | 0 | 0 | 0 | 0 | 0 | 0
Industrial Sector Energy Related Emissions before CCS[biomass if,metal products except machinery and vehicles 25,CO] | NoSettings | 0 | 0 | 0 | 0 | 0 | 0 | 0 | 0 | 0 | 0 | 0 | 0 | 0 | 0 | 0 | 0 | 0 | 0 | 0 | 0 | 0 | 0 | 0 | 0 | 0 | 0 | 0 | 0 | 0 | 0 | 0
Industrial Sector Energy Related Emissions before CCS[biomass if,metal products except machinery and vehicles 25,NOx] | NoSettings | 0 | 0 | 0 | 0 | 0 | 0 | 0 | 0 | 0 | 0 | 0 | 0 | 0 | 0 | 0 | 0 | 0 | 0 | 0 | 0 | 0 | 0 | 0 | 0 | 0 | 0 | 0 | 0 | 0 | 0 | 0
Industrial Sector Energy Related Emissions before CCS[biomass if,metal products except machinery and vehicles 25,PM10] | NoSettings | 0 | 0 | 0 | 0 | 0 | 0 | 0 | 0 | 0 | 0 | 0 | 0 | 0 | 0 | 0 | 0 | 0 | 0 | 0 | 0 | 0 | 0 | 0 | 0 | 0 | 0 | 0 | 0 | 0 | 0 | 0
Industrial Sector Energy Related Emissions before CCS[biomass if,metal products except machinery and vehicles 25,PM25] | NoSettings | 0 | 0 | 0 | 0 | 0 | 0 | 0 | 0 | 0 | 0 | 0 | 0 | 0 | 0 | 0 | 0 | 0 | 0 | 0 | 0 | 0 | 0 | 0 | 0 | 0 | 0 | 0 | 0 | 0 | 0 | 0
Industrial Sector Energy Related Emissions before CCS[biomass if,metal products except machinery and vehicles 25,SOx] | NoSettings | 0 | 0 | 0 | 0 | 0 | 0 | 0 | 0 | 0 | 0 | 0 | 0 | 0 | 0 | 0 | 0 | 0 | 0 | 0 | 0 | 0 | 0 | 0 | 0 | 0 | 0 | 0 | 0 | 0 | 0 | 0
Industrial Sector Energy Related Emissions before CCS[biomass if,metal products except machinery and vehicles 25,BC] | NoSettings | 0 | 0 | 0 | 0 | 0 | 0 | 0 | 0 | 0 | 0 | 0 | 0 | 0 | 0 | 0 | 0 | 0 | 0 | 0 | 0 | 0 | 0 | 0 | 0 | 0 | 0 | 0 | 0 | 0 | 0 | 0
Industrial Sector Energy Related Emissions before CCS[biomass if,metal products except machinery and vehicles 25,OC] | NoSettings | 0 | 0 | 0 | 0 | 0 | 0 | 0 | 0 | 0 | 0 | 0 | 0 | 0 | 0 | 0 | 0 | 0 | 0 | 0 | 0 | 0 | 0 | 0 | 0 | 0 | 0 | 0 | 0 | 0 | 0 | 0
Industrial Sector Energy Related Emissions before CCS[biomass if,metal products except machinery and vehicles 25,CH4] | NoSettings | 0 | 0 | 0 | 0 | 0 | 0 | 0 | 0 | 0 | 0 | 0 | 0 | 0 | 0 | 0 | 0 | 0 | 0 | 0 | 0 | 0 | 0 | 0 | 0 | 0 | 0 | 0 | 0 | 0 | 0 | 0
Industrial Sector Energy Related Emissions before CCS[biomass if,metal products except machinery and vehicles 25,N2O] | NoSettings | 0 | 0 | 0 | 0 | 0 | 0 | 0 | 0 | 0 | 0 | 0 | 0 | 0 | 0 | 0 | 0 | 0 | 0 | 0 | 0 | 0 | 0 | 0 | 0 | 0 | 0 | 0 | 0 | 0 | 0 | 0
Industrial Sector Energy Related Emissions before CCS[biomass if,metal products except machinery and vehicles 25,F gases] | NoSettings | 0 | 0 | 0 | 0 | 0 | 0 | 0 | 0 | 0 | 0 | 0 | 0 | 0 | 0 | 0 | 0 | 0 | 0 | 0 | 0 | 0 | 0 | 0 | 0 | 0 | 0 | 0 | 0 | 0 | 0 | 0
Industrial Sector Energy Related Emissions before CCS[biomass if,computers and electronics 26,CO2] | NoSettings | 0 | 0 | 0 | 0 | 0 | 0 | 0 | 0 | 0 | 0 | 0 | 0 | 0 | 0 | 0 | 0 | 0 | 0 | 0 | 0 | 0 | 0 | 0 | 0 | 0 | 0 | 0 | 0 | 0 | 0 | 0
Industrial Sector Energy Related Emissions before CCS[biomass if,computers and electronics 26,VOC] | NoSettings | 0 | 0 | 0 | 0 | 0 | 0 | 0 | 0 | 0 | 0 | 0 | 0 | 0 | 0 | 0 | 0 | 0 | 0 | 0 | 0 | 0 | 0 | 0 | 0 | 0 | 0 | 0 | 0 | 0 | 0 | 0
Industrial Sector Energy Related Emissions before CCS[biomass if,computers and electronics 26,CO] | NoSettings | 0 | 0 | 0 | 0 | 0 | 0 | 0 | 0 | 0 | 0 | 0 | 0 | 0 | 0 | 0 | 0 | 0 | 0 | 0 | 0 | 0 | 0 | 0 | 0 | 0 | 0 | 0 | 0 | 0 | 0 | 0
Industrial Sector Energy Related Emissions before CCS[biomass if,computers and electronics 26,NOx] | NoSettings | 0 | 0 | 0 | 0 | 0 | 0 | 0 | 0 | 0 | 0 | 0 | 0 | 0 | 0 | 0 | 0 | 0 | 0 | 0 | 0 | 0 | 0 | 0 | 0 | 0 | 0 | 0 | 0 | 0 | 0 | 0
Industrial Sector Energy Related Emissions before CCS[biomass if,computers and electronics 26,PM10] | NoSettings | 0 | 0 | 0 | 0 | 0 | 0 | 0 | 0 | 0 | 0 | 0 | 0 | 0 | 0 | 0 | 0 | 0 | 0 | 0 | 0 | 0 | 0 | 0 | 0 | 0 | 0 | 0 | 0 | 0 | 0 | 0
Industrial Sector Energy Related Emissions before CCS[biomass if,computers and electronics 26,PM25] | NoSettings | 0 | 0 | 0 | 0 | 0 | 0 | 0 | 0 | 0 | 0 | 0 | 0 | 0 | 0 | 0 | 0 | 0 | 0 | 0 | 0 | 0 | 0 | 0 | 0 | 0 | 0 | 0 | 0 | 0 | 0 | 0
Industrial Sector Energy Related Emissions before CCS[biomass if,computers and electronics 26,SOx] | NoSettings | 0 | 0 | 0 | 0 | 0 | 0 | 0 | 0 | 0 | 0 | 0 | 0 | 0 | 0 | 0 | 0 | 0 | 0 | 0 | 0 | 0 | 0 | 0 | 0 | 0 | 0 | 0 | 0 | 0 | 0 | 0
Industrial Sector Energy Related Emissions before CCS[biomass if,computers and electronics 26,BC] | NoSettings | 0 | 0 | 0 | 0 | 0 | 0 | 0 | 0 | 0 | 0 | 0 | 0 | 0 | 0 | 0 | 0 | 0 | 0 | 0 | 0 | 0 | 0 | 0 | 0 | 0 | 0 | 0 | 0 | 0 | 0 | 0
Industrial Sector Energy Related Emissions before CCS[biomass if,computers and electronics 26,OC] | NoSettings | 0 | 0 | 0 | 0 | 0 | 0 | 0 | 0 | 0 | 0 | 0 | 0 | 0 | 0 | 0 | 0 | 0 | 0 | 0 | 0 | 0 | 0 | 0 | 0 | 0 | 0 | 0 | 0 | 0 | 0 | 0
Industrial Sector Energy Related Emissions before CCS[biomass if,computers and electronics 26,CH4] | NoSettings | 0 | 0 | 0 | 0 | 0 | 0 | 0 | 0 | 0 | 0 | 0 | 0 | 0 | 0 | 0 | 0 | 0 | 0 | 0 | 0 | 0 | 0 | 0 | 0 | 0 | 0 | 0 | 0 | 0 | 0 | 0
Industrial Sector Energy Related Emissions before CCS[biomass if,computers and electronics 26,N2O] | NoSettings | 0 | 0 | 0 | 0 | 0 | 0 | 0 | 0 | 0 | 0 | 0 | 0 | 0 | 0 | 0 | 0 | 0 | 0 | 0 | 0 | 0 | 0 | 0 | 0 | 0 | 0 | 0 | 0 | 0 | 0 | 0
Industrial Sector Energy Related Emissions before CCS[biomass if,computers and electronics 26,F gases] | NoSettings | 0 | 0 | 0 | 0 | 0 | 0 | 0 | 0 | 0 | 0 | 0 | 0 | 0 | 0 | 0 | 0 | 0 | 0 | 0 | 0 | 0 | 0 | 0 | 0 | 0 | 0 | 0 | 0 | 0 | 0 | 0
Industrial Sector Energy Related Emissions before CCS[biomass if,appliances and electrical equipment 27,CO2] | NoSettings | 0 | 0 | 0 | 0 | 0 | 0 | 0 | 0 | 0 | 0 | 0 | 0 | 0 | 0 | 0 | 0 | 0 | 0 | 0 | 0 | 0 | 0 | 0 | 0 | 0 | 0 | 0 | 0 | 0 | 0 | 0
Industrial Sector Energy Related Emissions before CCS[biomass if,appliances and electrical equipment 27,VOC] | NoSettings | 0 | 0 | 0 | 0 | 0 | 0 | 0 | 0 | 0 | 0 | 0 | 0 | 0 | 0 | 0 | 0 | 0 | 0 | 0 | 0 | 0 | 0 | 0 | 0 | 0 | 0 | 0 | 0 | 0 | 0 | 0
Industrial Sector Energy Related Emissions before CCS[biomass if,appliances and electrical equipment 27,CO] | NoSettings | 0 | 0 | 0 | 0 | 0 | 0 | 0 | 0 | 0 | 0 | 0 | 0 | 0 | 0 | 0 | 0 | 0 | 0 | 0 | 0 | 0 | 0 | 0 | 0 | 0 | 0 | 0 | 0 | 0 | 0 | 0
Industrial Sector Energy Related Emissions before CCS[biomass if,appliances and electrical equipment 27,NOx] | NoSettings | 0 | 0 | 0 | 0 | 0 | 0 | 0 | 0 | 0 | 0 | 0 | 0 | 0 | 0 | 0 | 0 | 0 | 0 | 0 | 0 | 0 | 0 | 0 | 0 | 0 | 0 | 0 | 0 | 0 | 0 | 0
Industrial Sector Energy Related Emissions before CCS[biomass if,appliances and electrical equipment 27,PM10] | NoSettings | 0 | 0 | 0 | 0 | 0 | 0 | 0 | 0 | 0 | 0 | 0 | 0 | 0 | 0 | 0 | 0 | 0 | 0 | 0 | 0 | 0 | 0 | 0 | 0 | 0 | 0 | 0 | 0 | 0 | 0 | 0
Industrial Sector Energy Related Emissions before CCS[biomass if,appliances and electrical equipment 27,PM25] | NoSettings | 0 | 0 | 0 | 0 | 0 | 0 | 0 | 0 | 0 | 0 | 0 | 0 | 0 | 0 | 0 | 0 | 0 | 0 | 0 | 0 | 0 | 0 | 0 | 0 | 0 | 0 | 0 | 0 | 0 | 0 | 0
Industrial Sector Energy Related Emissions before CCS[biomass if,appliances and electrical equipment 27,SOx] | NoSettings | 0 | 0 | 0 | 0 | 0 | 0 | 0 | 0 | 0 | 0 | 0 | 0 | 0 | 0 | 0 | 0 | 0 | 0 | 0 | 0 | 0 | 0 | 0 | 0 | 0 | 0 | 0 | 0 | 0 | 0 | 0
Industrial Sector Energy Related Emissions before CCS[biomass if,appliances and electrical equipment 27,BC] | NoSettings | 0 | 0 | 0 | 0 | 0 | 0 | 0 | 0 | 0 | 0 | 0 | 0 | 0 | 0 | 0 | 0 | 0 | 0 | 0 | 0 | 0 | 0 | 0 | 0 | 0 | 0 | 0 | 0 | 0 | 0 | 0
Industrial Sector Energy Related Emissions before CCS[biomass if,appliances and electrical equipment 27,OC] | NoSettings | 0 | 0 | 0 | 0 | 0 | 0 | 0 | 0 | 0 | 0 | 0 | 0 | 0 | 0 | 0 | 0 | 0 | 0 | 0 | 0 | 0 | 0 | 0 | 0 | 0 | 0 | 0 | 0 | 0 | 0 | 0
Industrial Sector Energy Related Emissions before CCS[biomass if,appliances and electrical equipment 27,CH4] | NoSettings | 0 | 0 | 0 | 0 | 0 | 0 | 0 | 0 | 0 | 0 | 0 | 0 | 0 | 0 | 0 | 0 | 0 | 0 | 0 | 0 | 0 | 0 | 0 | 0 | 0 | 0 | 0 | 0 | 0 | 0 | 0
Industrial Sector Energy Related Emissions before CCS[biomass if,appliances and electrical equipment 27,N2O] | NoSettings | 0 | 0 | 0 | 0 | 0 | 0 | 0 | 0 | 0 | 0 | 0 | 0 | 0 | 0 | 0 | 0 | 0 | 0 | 0 | 0 | 0 | 0 | 0 | 0 | 0 | 0 | 0 | 0 | 0 | 0 | 0
Industrial Sector Energy Related Emissions before CCS[biomass if,appliances and electrical equipment 27,F gases] | NoSettings | 0 | 0 | 0 | 0 | 0 | 0 | 0 | 0 | 0 | 0 | 0 | 0 | 0 | 0 | 0 | 0 | 0 | 0 | 0 | 0 | 0 | 0 | 0 | 0 | 0 | 0 | 0 | 0 | 0 | 0 | 0
Industrial Sector Energy Related Emissions before CCS[biomass if,other machinery 28,CO2] | NoSettings | 0 | 0 | 0 | 0 | 0 | 0 | 0 | 0 | 0 | 0 | 0 | 0 | 0 | 0 | 0 | 0 | 0 | 0 | 0 | 0 | 0 | 0 | 0 | 0 | 0 | 0 | 0 | 0 | 0 | 0 | 0
Industrial Sector Energy Related Emissions before CCS[biomass if,other machinery 28,VOC] | NoSettings | 0 | 0 | 0 | 0 | 0 | 0 | 0 | 0 | 0 | 0 | 0 | 0 | 0 | 0 | 0 | 0 | 0 | 0 | 0 | 0 | 0 | 0 | 0 | 0 | 0 | 0 | 0 | 0 | 0 | 0 | 0
Industrial Sector Energy Related Emissions before CCS[biomass if,other machinery 28,CO] | NoSettings | 0 | 0 | 0 | 0 | 0 | 0 | 0 | 0 | 0 | 0 | 0 | 0 | 0 | 0 | 0 | 0 | 0 | 0 | 0 | 0 | 0 | 0 | 0 | 0 | 0 | 0 | 0 | 0 | 0 | 0 | 0
Industrial Sector Energy Related Emissions before CCS[biomass if,other machinery 28,NOx] | NoSettings | 0 | 0 | 0 | 0 | 0 | 0 | 0 | 0 | 0 | 0 | 0 | 0 | 0 | 0 | 0 | 0 | 0 | 0 | 0 | 0 | 0 | 0 | 0 | 0 | 0 | 0 | 0 | 0 | 0 | 0 | 0
Industrial Sector Energy Related Emissions before CCS[biomass if,other machinery 28,PM10] | NoSettings | 0 | 0 | 0 | 0 | 0 | 0 | 0 | 0 | 0 | 0 | 0 | 0 | 0 | 0 | 0 | 0 | 0 | 0 | 0 | 0 | 0 | 0 | 0 | 0 | 0 | 0 | 0 | 0 | 0 | 0 | 0
Industrial Sector Energy Related Emissions before CCS[biomass if,other machinery 28,PM25] | NoSettings | 0 | 0 | 0 | 0 | 0 | 0 | 0 | 0 | 0 | 0 | 0 | 0 | 0 | 0 | 0 | 0 | 0 | 0 | 0 | 0 | 0 | 0 | 0 | 0 | 0 | 0 | 0 | 0 | 0 | 0 | 0
Industrial Sector Energy Related Emissions before CCS[biomass if,other machinery 28,SOx] | NoSettings | 0 | 0 | 0 | 0 | 0 | 0 | 0 | 0 | 0 | 0 | 0 | 0 | 0 | 0 | 0 | 0 | 0 | 0 | 0 | 0 | 0 | 0 | 0 | 0 | 0 | 0 | 0 | 0 | 0 | 0 | 0
Industrial Sector Energy Related Emissions before CCS[biomass if,other machinery 28,BC] | NoSettings | 0 | 0 | 0 | 0 | 0 | 0 | 0 | 0 | 0 | 0 | 0 | 0 | 0 | 0 | 0 | 0 | 0 | 0 | 0 | 0 | 0 | 0 | 0 | 0 | 0 | 0 | 0 | 0 | 0 | 0 | 0
Industrial Sector Energy Related Emissions before CCS[biomass if,other machinery 28,OC] | NoSettings | 0 | 0 | 0 | 0 | 0 | 0 | 0 | 0 | 0 | 0 | 0 | 0 | 0 | 0 | 0 | 0 | 0 | 0 | 0 | 0 | 0 | 0 | 0 | 0 | 0 | 0 | 0 | 0 | 0 | 0 | 0
Industrial Sector Energy Related Emissions before CCS[biomass if,other machinery 28,CH4] | NoSettings | 0 | 0 | 0 | 0 | 0 | 0 | 0 | 0 | 0 | 0 | 0 | 0 | 0 | 0 | 0 | 0 | 0 | 0 | 0 | 0 | 0 | 0 | 0 | 0 | 0 | 0 | 0 | 0 | 0 | 0 | 0
Industrial Sector Energy Related Emissions before CCS[biomass if,other machinery 28,N2O] | NoSettings | 0 | 0 | 0 | 0 | 0 | 0 | 0 | 0 | 0 | 0 | 0 | 0 | 0 | 0 | 0 | 0 | 0 | 0 | 0 | 0 | 0 | 0 | 0 | 0 | 0 | 0 | 0 | 0 | 0 | 0 | 0
Industrial Sector Energy Related Emissions before CCS[biomass if,other machinery 28,F gases] | NoSettings | 0 | 0 | 0 | 0 | 0 | 0 | 0 | 0 | 0 | 0 | 0 | 0 | 0 | 0 | 0 | 0 | 0 | 0 | 0 | 0 | 0 | 0 | 0 | 0 | 0 | 0 | 0 | 0 | 0 | 0 | 0
Industrial Sector Energy Related Emissions before CCS[biomass if,road vehicles 29,CO2] | NoSettings | 0 | 0 | 0 | 0 | 0 | 0 | 0 | 0 | 0 | 0 | 0 | 0 | 0 | 0 | 0 | 0 | 0 | 0 | 0 | 0 | 0 | 0 | 0 | 0 | 0 | 0 | 0 | 0 | 0 | 0 | 0
Industrial Sector Energy Related Emissions before CCS[biomass if,road vehicles 29,VOC] | NoSettings | 0 | 0 | 0 | 0 | 0 | 0 | 0 | 0 | 0 | 0 | 0 | 0 | 0 | 0 | 0 | 0 | 0 | 0 | 0 | 0 | 0 | 0 | 0 | 0 | 0 | 0 | 0 | 0 | 0 | 0 | 0
Industrial Sector Energy Related Emissions before CCS[biomass if,road vehicles 29,CO] | NoSettings | 0 | 0 | 0 | 0 | 0 | 0 | 0 | 0 | 0 | 0 | 0 | 0 | 0 | 0 | 0 | 0 | 0 | 0 | 0 | 0 | 0 | 0 | 0 | 0 | 0 | 0 | 0 | 0 | 0 | 0 | 0
Industrial Sector Energy Related Emissions before CCS[biomass if,road vehicles 29,NOx] | NoSettings | 0 | 0 | 0 | 0 | 0 | 0 | 0 | 0 | 0 | 0 | 0 | 0 | 0 | 0 | 0 | 0 | 0 | 0 | 0 | 0 | 0 | 0 | 0 | 0 | 0 | 0 | 0 | 0 | 0 | 0 | 0
Industrial Sector Energy Related Emissions before CCS[biomass if,road vehicles 29,PM10] | NoSettings | 0 | 0 | 0 | 0 | 0 | 0 | 0 | 0 | 0 | 0 | 0 | 0 | 0 | 0 | 0 | 0 | 0 | 0 | 0 | 0 | 0 | 0 | 0 | 0 | 0 | 0 | 0 | 0 | 0 | 0 | 0
Industrial Sector Energy Related Emissions before CCS[biomass if,road vehicles 29,PM25] | NoSettings | 0 | 0 | 0 | 0 | 0 | 0 | 0 | 0 | 0 | 0 | 0 | 0 | 0 | 0 | 0 | 0 | 0 | 0 | 0 | 0 | 0 | 0 | 0 | 0 | 0 | 0 | 0 | 0 | 0 | 0 | 0
Industrial Sector Energy Related Emissions before CCS[biomass if,road vehicles 29,SOx] | NoSettings | 0 | 0 | 0 | 0 | 0 | 0 | 0 | 0 | 0 | 0 | 0 | 0 | 0 | 0 | 0 | 0 | 0 | 0 | 0 | 0 | 0 | 0 | 0 | 0 | 0 | 0 | 0 | 0 | 0 | 0 | 0
Industrial Sector Energy Related Emissions before CCS[biomass if,road vehicles 29,BC] | NoSettings | 0 | 0 | 0 | 0 | 0 | 0 | 0 | 0 | 0 | 0 | 0 | 0 | 0 | 0 | 0 | 0 | 0 | 0 | 0 | 0 | 0 | 0 | 0 | 0 | 0 | 0 | 0 | 0 | 0 | 0 | 0
Industrial Sector Energy Related Emissions before CCS[biomass if,road vehicles 29,OC] | NoSettings | 0 | 0 | 0 | 0 | 0 | 0 | 0 | 0 | 0 | 0 | 0 | 0 | 0 | 0 | 0 | 0 | 0 | 0 | 0 | 0 | 0 | 0 | 0 | 0 | 0 | 0 | 0 | 0 | 0 | 0 | 0
Industrial Sector Energy Related Emissions before CCS[biomass if,road vehicles 29,CH4] | NoSettings | 0 | 0 | 0 | 0 | 0 | 0 | 0 | 0 | 0 | 0 | 0 | 0 | 0 | 0 | 0 | 0 | 0 | 0 | 0 | 0 | 0 | 0 | 0 | 0 | 0 | 0 | 0 | 0 | 0 | 0 | 0
Industrial Sector Energy Related Emissions before CCS[biomass if,road vehicles 29,N2O] | NoSettings | 0 | 0 | 0 | 0 | 0 | 0 | 0 | 0 | 0 | 0 | 0 | 0 | 0 | 0 | 0 | 0 | 0 | 0 | 0 | 0 | 0 | 0 | 0 | 0 | 0 | 0 | 0 | 0 | 0 | 0 | 0
Industrial Sector Energy Related Emissions before CCS[biomass if,road vehicles 29,F gases] | NoSettings | 0 | 0 | 0 | 0 | 0 | 0 | 0 | 0 | 0 | 0 | 0 | 0 | 0 | 0 | 0 | 0 | 0 | 0 | 0 | 0 | 0 | 0 | 0 | 0 | 0 | 0 | 0 | 0 | 0 | 0 | 0
Industrial Sector Energy Related Emissions before CCS[biomass if,nonroad vehicles 30,CO2] | NoSettings | 0 | 0 | 0 | 0 | 0 | 0 | 0 | 0 | 0 | 0 | 0 | 0 | 0 | 0 | 0 | 0 | 0 | 0 | 0 | 0 | 0 | 0 | 0 | 0 | 0 | 0 | 0 | 0 | 0 | 0 | 0
Industrial Sector Energy Related Emissions before CCS[biomass if,nonroad vehicles 30,VOC] | NoSettings | 0 | 0 | 0 | 0 | 0 | 0 | 0 | 0 | 0 | 0 | 0 | 0 | 0 | 0 | 0 | 0 | 0 | 0 | 0 | 0 | 0 | 0 | 0 | 0 | 0 | 0 | 0 | 0 | 0 | 0 | 0
Industrial Sector Energy Related Emissions before CCS[biomass if,nonroad vehicles 30,CO] | NoSettings | 0 | 0 | 0 | 0 | 0 | 0 | 0 | 0 | 0 | 0 | 0 | 0 | 0 | 0 | 0 | 0 | 0 | 0 | 0 | 0 | 0 | 0 | 0 | 0 | 0 | 0 | 0 | 0 | 0 | 0 | 0
Industrial Sector Energy Related Emissions before CCS[biomass if,nonroad vehicles 30,NOx] | NoSettings | 0 | 0 | 0 | 0 | 0 | 0 | 0 | 0 | 0 | 0 | 0 | 0 | 0 | 0 | 0 | 0 | 0 | 0 | 0 | 0 | 0 | 0 | 0 | 0 | 0 | 0 | 0 | 0 | 0 | 0 | 0
Industrial Sector Energy Related Emissions before CCS[biomass if,nonroad vehicles 30,PM10] | NoSettings | 0 | 0 | 0 | 0 | 0 | 0 | 0 | 0 | 0 | 0 | 0 | 0 | 0 | 0 | 0 | 0 | 0 | 0 | 0 | 0 | 0 | 0 | 0 | 0 | 0 | 0 | 0 | 0 | 0 | 0 | 0
Industrial Sector Energy Related Emissions before CCS[biomass if,nonroad vehicles 30,PM25] | NoSettings | 0 | 0 | 0 | 0 | 0 | 0 | 0 | 0 | 0 | 0 | 0 | 0 | 0 | 0 | 0 | 0 | 0 | 0 | 0 | 0 | 0 | 0 | 0 | 0 | 0 | 0 | 0 | 0 | 0 | 0 | 0
Industrial Sector Energy Related Emissions before CCS[biomass if,nonroad vehicles 30,SOx] | NoSettings | 0 | 0 | 0 | 0 | 0 | 0 | 0 | 0 | 0 | 0 | 0 | 0 | 0 | 0 | 0 | 0 | 0 | 0 | 0 | 0 | 0 | 0 | 0 | 0 | 0 | 0 | 0 | 0 | 0 | 0 | 0
Industrial Sector Energy Related Emissions before CCS[biomass if,nonroad vehicles 30,BC] | NoSettings | 0 | 0 | 0 | 0 | 0 | 0 | 0 | 0 | 0 | 0 | 0 | 0 | 0 | 0 | 0 | 0 | 0 | 0 | 0 | 0 | 0 | 0 | 0 | 0 | 0 | 0 | 0 | 0 | 0 | 0 | 0
Industrial Sector Energy Related Emissions before CCS[biomass if,nonroad vehicles 30,OC] | NoSettings | 0 | 0 | 0 | 0 | 0 | 0 | 0 | 0 | 0 | 0 | 0 | 0 | 0 | 0 | 0 | 0 | 0 | 0 | 0 | 0 | 0 | 0 | 0 | 0 | 0 | 0 | 0 | 0 | 0 | 0 | 0
Industrial Sector Energy Related Emissions before CCS[biomass if,nonroad vehicles 30,CH4] | NoSettings | 0 | 0 | 0 | 0 | 0 | 0 | 0 | 0 | 0 | 0 | 0 | 0 | 0 | 0 | 0 | 0 | 0 | 0 | 0 | 0 | 0 | 0 | 0 | 0 | 0 | 0 | 0 | 0 | 0 | 0 | 0
Industrial Sector Energy Related Emissions before CCS[biomass if,nonroad vehicles 30,N2O] | NoSettings | 0 | 0 | 0 | 0 | 0 | 0 | 0 | 0 | 0 | 0 | 0 | 0 | 0 | 0 | 0 | 0 | 0 | 0 | 0 | 0 | 0 | 0 | 0 | 0 | 0 | 0 | 0 | 0 | 0 | 0 | 0
Industrial Sector Energy Related Emissions before CCS[biomass if,nonroad vehicles 30,F gases] | NoSettings | 0 | 0 | 0 | 0 | 0 | 0 | 0 | 0 | 0 | 0 | 0 | 0 | 0 | 0 | 0 | 0 | 0 | 0 | 0 | 0 | 0 | 0 | 0 | 0 | 0 | 0 | 0 | 0 | 0 | 0 | 0
Industrial Sector Energy Related Emissions before CCS[biomass if,other manufacturing 31T33,CO2] | NoSettings | 0 | 0 | 0 | 0 | 0 | 0 | 0 | 0 | 0 | 0 | 0 | 0 | 0 | 0 | 0 | 0 | 0 | 0 | 0 | 0 | 0 | 0 | 0 | 0 | 0 | 0 | 0 | 0 | 0 | 0 | 0
Industrial Sector Energy Related Emissions before CCS[biomass if,other manufacturing 31T33,VOC] | NoSettings | 0 | 0 | 0 | 0 | 0 | 0 | 0 | 0 | 0 | 0 | 0 | 0 | 0 | 0 | 0 | 0 | 0 | 0 | 0 | 0 | 0 | 0 | 0 | 0 | 0 | 0 | 0 | 0 | 0 | 0 | 0
Industrial Sector Energy Related Emissions before CCS[biomass if,other manufacturing 31T33,CO] | NoSettings | 0 | 0 | 0 | 0 | 0 | 0 | 0 | 0 | 0 | 0 | 0 | 0 | 0 | 0 | 0 | 0 | 0 | 0 | 0 | 0 | 0 | 0 | 0 | 0 | 0 | 0 | 0 | 0 | 0 | 0 | 0
Industrial Sector Energy Related Emissions before CCS[biomass if,other manufacturing 31T33,NOx] | NoSettings | 0 | 0 | 0 | 0 | 0 | 0 | 0 | 0 | 0 | 0 | 0 | 0 | 0 | 0 | 0 | 0 | 0 | 0 | 0 | 0 | 0 | 0 | 0 | 0 | 0 | 0 | 0 | 0 | 0 | 0 | 0
Industrial Sector Energy Related Emissions before CCS[biomass if,other manufacturing 31T33,PM10] | NoSettings | 0 | 0 | 0 | 0 | 0 | 0 | 0 | 0 | 0 | 0 | 0 | 0 | 0 | 0 | 0 | 0 | 0 | 0 | 0 | 0 | 0 | 0 | 0 | 0 | 0 | 0 | 0 | 0 | 0 | 0 | 0
Industrial Sector Energy Related Emissions before CCS[biomass if,other manufacturing 31T33,PM25] | NoSettings | 0 | 0 | 0 | 0 | 0 | 0 | 0 | 0 | 0 | 0 | 0 | 0 | 0 | 0 | 0 | 0 | 0 | 0 | 0 | 0 | 0 | 0 | 0 | 0 | 0 | 0 | 0 | 0 | 0 | 0 | 0
Industrial Sector Energy Related Emissions before CCS[biomass if,other manufacturing 31T33,SOx] | NoSettings | 0 | 0 | 0 | 0 | 0 | 0 | 0 | 0 | 0 | 0 | 0 | 0 | 0 | 0 | 0 | 0 | 0 | 0 | 0 | 0 | 0 | 0 | 0 | 0 | 0 | 0 | 0 | 0 | 0 | 0 | 0
Industrial Sector Energy Related Emissions before CCS[biomass if,other manufacturing 31T33,BC] | NoSettings | 0 | 0 | 0 | 0 | 0 | 0 | 0 | 0 | 0 | 0 | 0 | 0 | 0 | 0 | 0 | 0 | 0 | 0 | 0 | 0 | 0 | 0 | 0 | 0 | 0 | 0 | 0 | 0 | 0 | 0 | 0
Industrial Sector Energy Related Emissions before CCS[biomass if,other manufacturing 31T33,OC] | NoSettings | 0 | 0 | 0 | 0 | 0 | 0 | 0 | 0 | 0 | 0 | 0 | 0 | 0 | 0 | 0 | 0 | 0 | 0 | 0 | 0 | 0 | 0 | 0 | 0 | 0 | 0 | 0 | 0 | 0 | 0 | 0
Industrial Sector Energy Related Emissions before CCS[biomass if,other manufacturing 31T33,CH4] | NoSettings | 0 | 0 | 0 | 0 | 0 | 0 | 0 | 0 | 0 | 0 | 0 | 0 | 0 | 0 | 0 | 0 | 0 | 0 | 0 | 0 | 0 | 0 | 0 | 0 | 0 | 0 | 0 | 0 | 0 | 0 | 0
Industrial Sector Energy Related Emissions before CCS[biomass if,other manufacturing 31T33,N2O] | NoSettings | 0 | 0 | 0 | 0 | 0 | 0 | 0 | 0 | 0 | 0 | 0 | 0 | 0 | 0 | 0 | 0 | 0 | 0 | 0 | 0 | 0 | 0 | 0 | 0 | 0 | 0 | 0 | 0 | 0 | 0 | 0
Industrial Sector Energy Related Emissions before CCS[biomass if,other manufacturing 31T33,F gases] | NoSettings | 0 | 0 | 0 | 0 | 0 | 0 | 0 | 0 | 0 | 0 | 0 | 0 | 0 | 0 | 0 | 0 | 0 | 0 | 0 | 0 | 0 | 0 | 0 | 0 | 0 | 0 | 0 | 0 | 0 | 0 | 0
Industrial Sector Energy Related Emissions before CCS[biomass if,energy pipelines and gas processing 352T353,CO2] | NoSettings | 0 | 0 | 0 | 0 | 0 | 0 | 0 | 0 | 0 | 0 | 0 | 0 | 0 | 0 | 0 | 0 | 0 | 0 | 0 | 0 | 0 | 0 | 0 | 0 | 0 | 0 | 0 | 0 | 0 | 0 | 0
Industrial Sector Energy Related Emissions before CCS[biomass if,energy pipelines and gas processing 352T353,VOC] | NoSettings | 0 | 217.238 | 229.663 | 230.723 | 215.644 | 198.924 | 184.541 | 184.011 | 182.609 | 182.632 | 178.465 | 174.306 | 177.2 | 178.97 | 181.374 | 183.503 | 186.365 | 184.129 | 179.664 | 176.388 | 173.347 | 170.721 | 168.943 | 167.574 | 164.996 | 164.393 | 162.542 | 162.876 | 162.637 | 162.837 | 163.56
Industrial Sector Energy Related Emissions before CCS[biomass if,energy pipelines and gas processing 352T353,CO] | NoSettings | 0 | 3444.72 | 3641.74 | 3658.55 | 3419.44 | 3154.32 | 2926.24 | 2917.85 | 2895.61 | 2895.97 | 2829.91 | 2763.95 | 2809.84 | 2837.9 | 2876.03 | 2909.79 | 2955.17 | 2919.71 | 2848.91 | 2796.97 | 2748.75 | 2707.11 | 2678.91 | 2657.2 | 2616.33 | 2606.77 | 2577.41 | 2582.72 | 2578.92 | 2582.1 | 2593.55
Industrial Sector Energy Related Emissions before CCS[biomass if,energy pipelines and gas processing 352T353,NOx] | NoSettings | 0 | 22683 | 23980.3 | 24091 | 22516.5 | 20770.7 | 19268.9 | 19213.6 | 19067.2 | 19069.5 | 18634.5 | 18200.2 | 18502.4 | 18687.2 | 18938.2 | 19160.6 | 19459.4 | 19225.9 | 18759.7 | 18417.7 | 18100.1 | 17825.9 | 17640.2 | 17497.3 | 17228.1 | 17165.2 | 16971.9 | 17006.8 | 16981.8 | 17002.7 | 17078.2
Industrial Sector Energy Related Emissions before CCS[biomass if,energy pipelines and gas processing 352T353,PM10] | NoSettings | 0 | 506.888 | 535.88 | 538.354 | 503.169 | 464.156 | 430.595 | 429.36 | 426.088 | 426.14 | 416.419 | 406.714 | 413.466 | 417.596 | 423.206 | 428.174 | 434.852 | 429.634 | 419.215 | 411.573 | 404.477 | 398.349 | 394.2 | 391.005 | 384.991 | 383.585 | 379.265 | 380.045 | 379.487 | 379.954 | 381.64
Industrial Sector Energy Related Emissions before CCS[biomass if,energy pipelines and gas processing 352T353,PM25] | NoSettings | 0 | 447.745 | 473.354 | 475.539 | 444.46 | 409.999 | 380.354 | 379.263 | 376.372 | 376.419 | 367.832 | 359.259 | 365.223 | 368.871 | 373.827 | 378.215 | 384.114 | 379.504 | 370.302 | 363.551 | 357.283 | 351.87 | 348.205 | 345.383 | 340.071 | 338.828 | 335.013 | 335.702 | 335.209 | 335.621 | 337.11
Industrial Sector Energy Related Emissions before CCS[biomass if,energy pipelines and gas processing 352T353,SOx] | NoSettings | 0 | 15366.3 | 16245.1 | 16320.1 | 15253.5 | 14070.8 | 13053.4 | 13016 | 12916.8 | 12918.4 | 12623.7 | 12329.5 | 12534.2 | 12659.4 | 12829.4 | 12980.1 | 13182.5 | 13024.3 | 12708.5 | 12476.8 | 12261.7 | 12075.9 | 11950.1 | 11853.3 | 11671 | 11628.3 | 11497.4 | 11521 | 11504.1 | 11518.3 | 11569.4
Industrial Sector Energy Related Emissions before CCS[biomass if,energy pipelines and gas processing 352T353,BC] | NoSettings | 0 | 61.7971 | 65.3317 | 65.6333 | 61.3437 | 56.5874 | 52.4959 | 52.3453 | 51.9464 | 51.9528 | 50.7677 | 49.5844 | 50.4076 | 50.9111 | 51.5951 | 52.2007 | 53.0149 | 52.3787 | 51.1085 | 50.1768 | 49.3118 | 48.5646 | 48.0588 | 47.6693 | 46.9361 | 46.7646 | 46.238 | 46.3331 | 46.265 | 46.322 | 46.5275
Industrial Sector Energy Related Emissions before CCS[biomass if,energy pipelines and gas processing 352T353,OC] | NoSettings | 0 | 145.963 | 154.311 | 155.023 | 144.892 | 133.657 | 123.993 | 123.638 | 122.695 | 122.711 | 119.911 | 117.117 | 119.061 | 120.25 | 121.866 | 123.296 | 125.219 | 123.716 | 120.717 | 118.516 | 116.473 | 114.708 | 113.513 | 112.593 | 110.861 | 110.456 | 109.212 | 109.437 | 109.276 | 109.411 | 109.896
Industrial Sector Energy Related Emissions before CCS[biomass if,energy pipelines and gas processing 352T353,CH4] | NoSettings | 0 | 0 | 0 | 0 | 0 | 0 | 0 | 0 | 0 | 0 | 0 | 0 | 0 | 0 | 0 | 0 | 0 | 0 | 0 | 0 | 0 | 0 | 0 | 0 | 0 | 0 | 0 | 0 | 0 | 0 | 0
Industrial Sector Energy Related Emissions before CCS[biomass if,energy pipelines and gas processing 352T353,N2O] | NoSettings | 0 | 0 | 0 | 0 | 0 | 0 | 0 | 0 | 0 | 0 | 0 | 0 | 0 | 0 | 0 | 0 | 0 | 0 | 0 | 0 | 0 | 0 | 0 | 0 | 0 | 0 | 0 | 0 | 0 | 0 | 0
Industrial Sector Energy Related Emissions before CCS[biomass if,energy pipelines and gas processing 352T353,F gases] | NoSettings | 0 | 0 | 0 | 0 | 0 | 0 | 0 | 0 | 0 | 0 | 0 | 0 | 0 | 0 | 0 | 0 | 0 | 0 | 0 | 0 | 0 | 0 | 0 | 0 | 0 | 0 | 0 | 0 | 0 | 0 | 0
Industrial Sector Energy Related Emissions before CCS[biomass if,water and waste 36T39,CO2] | NoSettings | 0 | 0 | 0 | 0 | 0 | 0 | 0 | 0 | 0 | 0 | 0 | 0 | 0 | 0 | 0 | 0 | 0 | 0 | 0 | 0 | 0 | 0 | 0 | 0 | 0 | 0 | 0 | 0 | 0 | 0 | 0
Industrial Sector Energy Related Emissions before CCS[biomass if,water and waste 36T39,VOC] | NoSettings | 0 | 0 | 0 | 0 | 0 | 0 | 0 | 0 | 0 | 0 | 0 | 0 | 0 | 0 | 0 | 0 | 0 | 0 | 0 | 0 | 0 | 0 | 0 | 0 | 0 | 0 | 0 | 0 | 0 | 0 | 0
Industrial Sector Energy Related Emissions before CCS[biomass if,water and waste 36T39,CO] | NoSettings | 0 | 0 | 0 | 0 | 0 | 0 | 0 | 0 | 0 | 0 | 0 | 0 | 0 | 0 | 0 | 0 | 0 | 0 | 0 | 0 | 0 | 0 | 0 | 0 | 0 | 0 | 0 | 0 | 0 | 0 | 0
Industrial Sector Energy Related Emissions before CCS[biomass if,water and waste 36T39,NOx] | NoSettings | 0 | 0 | 0 | 0 | 0 | 0 | 0 | 0 | 0 | 0 | 0 | 0 | 0 | 0 | 0 | 0 | 0 | 0 | 0 | 0 | 0 | 0 | 0 | 0 | 0 | 0 | 0 | 0 | 0 | 0 | 0
Industrial Sector Energy Related Emissions before CCS[biomass if,water and waste 36T39,PM10] | NoSettings | 0 | 0 | 0 | 0 | 0 | 0 | 0 | 0 | 0 | 0 | 0 | 0 | 0 | 0 | 0 | 0 | 0 | 0 | 0 | 0 | 0 | 0 | 0 | 0 | 0 | 0 | 0 | 0 | 0 | 0 | 0
Industrial Sector Energy Related Emissions before CCS[biomass if,water and waste 36T39,PM25] | NoSettings | 0 | 0 | 0 | 0 | 0 | 0 | 0 | 0 | 0 | 0 | 0 | 0 | 0 | 0 | 0 | 0 | 0 | 0 | 0 | 0 | 0 | 0 | 0 | 0 | 0 | 0 | 0 | 0 | 0 | 0 | 0
Industrial Sector Energy Related Emissions before CCS[biomass if,water and waste 36T39,SOx] | NoSettings | 0 | 0 | 0 | 0 | 0 | 0 | 0 | 0 | 0 | 0 | 0 | 0 | 0 | 0 | 0 | 0 | 0 | 0 | 0 | 0 | 0 | 0 | 0 | 0 | 0 | 0 | 0 | 0 | 0 | 0 | 0
Industrial Sector Energy Related Emissions before CCS[biomass if,water and waste 36T39,BC] | NoSettings | 0 | 0 | 0 | 0 | 0 | 0 | 0 | 0 | 0 | 0 | 0 | 0 | 0 | 0 | 0 | 0 | 0 | 0 | 0 | 0 | 0 | 0 | 0 | 0 | 0 | 0 | 0 | 0 | 0 | 0 | 0
Industrial Sector Energy Related Emissions before CCS[biomass if,water and waste 36T39,OC] | NoSettings | 0 | 0 | 0 | 0 | 0 | 0 | 0 | 0 | 0 | 0 | 0 | 0 | 0 | 0 | 0 | 0 | 0 | 0 | 0 | 0 | 0 | 0 | 0 | 0 | 0 | 0 | 0 | 0 | 0 | 0 | 0
Industrial Sector Energy Related Emissions before CCS[biomass if,water and waste 36T39,CH4] | NoSettings | 0 | 0 | 0 | 0 | 0 | 0 | 0 | 0 | 0 | 0 | 0 | 0 | 0 | 0 | 0 | 0 | 0 | 0 | 0 | 0 | 0 | 0 | 0 | 0 | 0 | 0 | 0 | 0 | 0 | 0 | 0
Industrial Sector Energy Related Emissions before CCS[biomass if,water and waste 36T39,N2O] | NoSettings | 0 | 0 | 0 | 0 | 0 | 0 | 0 | 0 | 0 | 0 | 0 | 0 | 0 | 0 | 0 | 0 | 0 | 0 | 0 | 0 | 0 | 0 | 0 | 0 | 0 | 0 | 0 | 0 | 0 | 0 | 0
Industrial Sector Energy Related Emissions before CCS[biomass if,water and waste 36T39,F gases] | NoSettings | 0 | 0 | 0 | 0 | 0 | 0 | 0 | 0 | 0 | 0 | 0 | 0 | 0 | 0 | 0 | 0 | 0 | 0 | 0 | 0 | 0 | 0 | 0 | 0 | 0 | 0 | 0 | 0 | 0 | 0 | 0
Industrial Sector Energy Related Emissions before CCS[biomass if,construction 41T43,CO2] | NoSettings | 0 | 0 | 0 | 0 | 0 | 0 | 0 | 0 | 0 | 0 | 0 | 0 | 0 | 0 | 0 | 0 | 0 | 0 | 0 | 0 | 0 | 0 | 0 | 0 | 0 | 0 | 0 | 0 | 0 | 0 | 0
Industrial Sector Energy Related Emissions before CCS[biomass if,construction 41T43,VOC] | NoSettings | 0 | 0 | 0 | 0 | 0 | 0 | 0 | 0 | 0 | 0 | 0 | 0 | 0 | 0 | 0 | 0 | 0 | 0 | 0 | 0 | 0 | 0 | 0 | 0 | 0 | 0 | 0 | 0 | 0 | 0 | 0
Industrial Sector Energy Related Emissions before CCS[biomass if,construction 41T43,CO] | NoSettings | 0 | 0 | 0 | 0 | 0 | 0 | 0 | 0 | 0 | 0 | 0 | 0 | 0 | 0 | 0 | 0 | 0 | 0 | 0 | 0 | 0 | 0 | 0 | 0 | 0 | 0 | 0 | 0 | 0 | 0 | 0
Industrial Sector Energy Related Emissions before CCS[biomass if,construction 41T43,NOx] | NoSettings | 0 | 0 | 0 | 0 | 0 | 0 | 0 | 0 | 0 | 0 | 0 | 0 | 0 | 0 | 0 | 0 | 0 | 0 | 0 | 0 | 0 | 0 | 0 | 0 | 0 | 0 | 0 | 0 | 0 | 0 | 0
Industrial Sector Energy Related Emissions before CCS[biomass if,construction 41T43,PM10] | NoSettings | 0 | 0 | 0 | 0 | 0 | 0 | 0 | 0 | 0 | 0 | 0 | 0 | 0 | 0 | 0 | 0 | 0 | 0 | 0 | 0 | 0 | 0 | 0 | 0 | 0 | 0 | 0 | 0 | 0 | 0 | 0
Industrial Sector Energy Related Emissions before CCS[biomass if,construction 41T43,PM25] | NoSettings | 0 | 0 | 0 | 0 | 0 | 0 | 0 | 0 | 0 | 0 | 0 | 0 | 0 | 0 | 0 | 0 | 0 | 0 | 0 | 0 | 0 | 0 | 0 | 0 | 0 | 0 | 0 | 0 | 0 | 0 | 0
Industrial Sector Energy Related Emissions before CCS[biomass if,construction 41T43,SOx] | NoSettings | 0 | 0 | 0 | 0 | 0 | 0 | 0 | 0 | 0 | 0 | 0 | 0 | 0 | 0 | 0 | 0 | 0 | 0 | 0 | 0 | 0 | 0 | 0 | 0 | 0 | 0 | 0 | 0 | 0 | 0 | 0
Industrial Sector Energy Related Emissions before CCS[biomass if,construction 41T43,BC] | NoSettings | 0 | 0 | 0 | 0 | 0 | 0 | 0 | 0 | 0 | 0 | 0 | 0 | 0 | 0 | 0 | 0 | 0 | 0 | 0 | 0 | 0 | 0 | 0 | 0 | 0 | 0 | 0 | 0 | 0 | 0 | 0
Industrial Sector Energy Related Emissions before CCS[biomass if,construction 41T43,OC] | NoSettings | 0 | 0 | 0 | 0 | 0 | 0 | 0 | 0 | 0 | 0 | 0 | 0 | 0 | 0 | 0 | 0 | 0 | 0 | 0 | 0 | 0 | 0 | 0 | 0 | 0 | 0 | 0 | 0 | 0 | 0 | 0
Industrial Sector Energy Related Emissions before CCS[biomass if,construction 41T43,CH4] | NoSettings | 0 | 0 | 0 | 0 | 0 | 0 | 0 | 0 | 0 | 0 | 0 | 0 | 0 | 0 | 0 | 0 | 0 | 0 | 0 | 0 | 0 | 0 | 0 | 0 | 0 | 0 | 0 | 0 | 0 | 0 | 0
Industrial Sector Energy Related Emissions before CCS[biomass if,construction 41T43,N2O] | NoSettings | 0 | 0 | 0 | 0 | 0 | 0 | 0 | 0 | 0 | 0 | 0 | 0 | 0 | 0 | 0 | 0 | 0 | 0 | 0 | 0 | 0 | 0 | 0 | 0 | 0 | 0 | 0 | 0 | 0 | 0 | 0
Industrial Sector Energy Related Emissions before CCS[biomass if,construction 41T43,F gases] | NoSettings | 0 | 0 | 0 | 0 | 0 | 0 | 0 | 0 | 0 | 0 | 0 | 0 | 0 | 0 | 0 | 0 | 0 | 0 | 0 | 0 | 0 | 0 | 0 | 0 | 0 | 0 | 0 | 0 | 0 | 0 | 0
Industrial Sector Energy Related Emissions before CCS[petroleum diesel if,agriculture and forestry 01T03,CO2] | NoSettings | 1860510000000 | 1840340000000 | 1820170000000 | 1800000000000 | 1779830000000 | 1759670000000 | 1739490000000 | 1719320000000 | 1699150000000 | 1678990000000 | 1658820000000 | 1638650000000 | 1618480000000 | 1598310000000 | 1578140000000 | 1557970000000 | 1537800000000 | 1517630000000 | 1497470000000 | 1477300000000 | 1457130000000 | 1436960000000 | 1416790000000 | 1396620000000 | 1376450000000 | 1356280000000 | 1336110000000 | 1315940000000 | 1295780000000 | 1275600000000 | 1255430000000
Industrial Sector Energy Related Emissions before CCS[petroleum diesel if,agriculture and forestry 01T03,VOC] | NoSettings | 18545600 | 18344600 | 18143500 | 17942400 | 17741400 | 17540400 | 17339300 | 17138300 | 16937200 | 16736200 | 16535100 | 16334100 | 16133000 | 15932000 | 15731000 | 15529900 | 15328800 | 15127800 | 14926800 | 14725700 | 14524700 | 14323600 | 14122500 | 13921600 | 13720500 | 13519400 | 13318400 | 13117300 | 12916300 | 12715300 | 12514200
Industrial Sector Energy Related Emissions before CCS[petroleum diesel if,agriculture and forestry 01T03,CO] | NoSettings | 483748000 | 478503000 | 473259000 | 468014000 | 462770000 | 457527000 | 452283000 | 447038000 | 441793000 | 436551000 | 431306000 | 426062000 | 420817000 | 415573000 | 410330000 | 405085000 | 399841000 | 394596000 | 389354000 | 384109000 | 378865000 | 373620000 | 368375000 | 363133000 | 357888000 | 352644000 | 347399000 | 342155000 | 336912000 | 331667000 | 326423000
Industrial Sector Energy Related Emissions before CCS[petroleum diesel if,agriculture and forestry 01T03,NOx] | NoSettings | 1248580000 | 1235040000 | 1221510000 | 1207970000 | 1194430000 | 1180900000 | 1167370000 | 1153830000 | 1140290000 | 1126760000 | 1113230000 | 1099690000 | 1086150000 | 1072620000 | 1059090000 | 1045550000 | 1032010000 | 1018480000 | 1004940000 | 991408000 | 977871000 | 964335000 | 950798000 | 937267000 | 923730000 | 910194000 | 896657000 | 883121000 | 869589000 | 856053000 | 842516000
Industrial Sector Energy Related Emissions before CCS[petroleum diesel if,agriculture and forestry 01T03,PM10] | NoSettings | 188283000 | 186241000 | 184200000 | 182159000 | 180118000 | 178077000 | 176036000 | 173994000 | 171953000 | 169913000 | 167871000 | 165830000 | 163789000 | 161748000 | 159707000 | 157666000 | 155625000 | 153583000 | 151543000 | 149502000 | 147460000 | 145419000 | 143378000 | 141337000 | 139296000 | 137255000 | 135213000 | 133172000 | 131132000 | 129090000 | 127049000
Industrial Sector Energy Related Emissions before CCS[petroleum diesel if,agriculture and forestry 01T03,PM25] | NoSettings | 126869000 | 125493000 | 124118000 | 122743000 | 121367000 | 119992000 | 118617000 | 117241000 | 115866000 | 114491000 | 113115000 | 111740000 | 110364000 | 108989000 | 107614000 | 106239000 | 104863000 | 103488000 | 102113000 | 100737000 | 99361900 | 97986500 | 96611000 | 95236100 | 93860600 | 92485200 | 91109700 | 89734300 | 88359300 | 86983900 | 85608400
Industrial Sector Energy Related Emissions before CCS[petroleum diesel if,agriculture and forestry 01T03,SOx] | NoSettings | 12570400 | 12434100 | 12297800 | 12161500 | 12025200 | 11889000 | 11752700 | 11616400 | 11480200 | 11343900 | 11207600 | 11071400 | 10935100 | 10798800 | 10662600 | 10526300 | 10390000 | 10253700 | 10117500 | 9981210 | 9844930 | 9708640 | 9572360 | 9436130 | 9299850 | 9163570 | 9027290 | 8891010 | 8754770 | 8618490 | 8482210
Industrial Sector Energy Related Emissions before CCS[petroleum diesel if,agriculture and forestry 01T03,BC] | NoSettings | 12694300 | 12556700 | 12419100 | 12281400 | 12143800 | 12006200 | 11868600 | 11731000 | 11593400 | 11455800 | 11318200 | 11180500 | 11042900 | 10905300 | 10767700 | 10630100 | 10492500 | 10354800 | 10217300 | 10079600 | 9942020 | 9804390 | 9666760 | 9529190 | 9391560 | 9253940 | 9116310 | 8978690 | 8841110 | 8703490 | 8565860
Industrial Sector Energy Related Emissions before CCS[petroleum diesel if,agriculture and forestry 01T03,OC] | NoSettings | 31711000 | 31367200 | 31023400 | 30679600 | 30335800 | 29992200 | 29648400 | 29304600 | 28960800 | 28617100 | 28273300 | 27929500 | 27585700 | 27241900 | 26898300 | 26554500 | 26210700 | 25866900 | 25523200 | 25179400 | 24835600 | 24491800 | 24148000 | 23804400 | 23460600 | 23116800 | 22773000 | 22429200 | 22085500 | 21741700 | 21397900
Industrial Sector Energy Related Emissions before CCS[petroleum diesel if,agriculture and forestry 01T03,CH4] | NoSettings | 74380800 | 73574400 | 72768000 | 71961600 | 71155200 | 70349100 | 69542700 | 68736300 | 67929900 | 67123800 | 66317400 | 65511000 | 64704600 | 63898200 | 63092100 | 62285700 | 61479300 | 60672900 | 59866800 | 59060400 | 58254000 | 57447600 | 56641200 | 55835100 | 55028700 | 54222300 | 53415900 | 52609500 | 51803400 | 50997000 | 50190600
Industrial Sector Energy Related Emissions before CCS[petroleum diesel if,agriculture and forestry 01T03,N2O] | NoSettings | 14876200 | 14714900 | 14553600 | 14392300 | 14231000 | 14069800 | 13908500 | 13747300 | 13586000 | 13424800 | 13263500 | 13102200 | 12940900 | 12779600 | 12618400 | 12457100 | 12295900 | 12134600 | 11973400 | 11812100 | 11650800 | 11489500 | 11328200 | 11167000 | 11005700 | 10844500 | 10683200 | 10521900 | 10360700 | 10199400 | 10038100
Industrial Sector Energy Related Emissions before CCS[petroleum diesel if,agriculture and forestry 01T03,F gases] | NoSettings | 0 | 0 | 0 | 0 | 0 | 0 | 0 | 0 | 0 | 0 | 0 | 0 | 0 | 0 | 0 | 0 | 0 | 0 | 0 | 0 | 0 | 0 | 0 | 0 | 0 | 0 | 0 | 0 | 0 | 0 | 0
Industrial Sector Energy Related Emissions before CCS[petroleum diesel if,coal mining 05,CO2] | NoSettings | 0 | 0 | 0 | 0 | 0 | 0 | 0 | 0 | 0 | 0 | 0 | 0 | 0 | 0 | 0 | 0 | 0 | 0 | 0 | 0 | 0 | 0 | 0 | 0 | 0 | 0 | 0 | 0 | 0 | 0 | 0
Industrial Sector Energy Related Emissions before CCS[petroleum diesel if,coal mining 05,VOC] | NoSettings | 0 | 0 | 0 | 0 | 0 | 0 | 0 | 0 | 0 | 0 | 0 | 0 | 0 | 0 | 0 | 0 | 0 | 0 | 0 | 0 | 0 | 0 | 0 | 0 | 0 | 0 | 0 | 0 | 0 | 0 | 0
Industrial Sector Energy Related Emissions before CCS[petroleum diesel if,coal mining 05,CO] | NoSettings | 0 | 0 | 0 | 0 | 0 | 0 | 0 | 0 | 0 | 0 | 0 | 0 | 0 | 0 | 0 | 0 | 0 | 0 | 0 | 0 | 0 | 0 | 0 | 0 | 0 | 0 | 0 | 0 | 0 | 0 | 0
Industrial Sector Energy Related Emissions before CCS[petroleum diesel if,coal mining 05,NOx] | NoSettings | 0 | 0 | 0 | 0 | 0 | 0 | 0 | 0 | 0 | 0 | 0 | 0 | 0 | 0 | 0 | 0 | 0 | 0 | 0 | 0 | 0 | 0 | 0 | 0 | 0 | 0 | 0 | 0 | 0 | 0 | 0
Industrial Sector Energy Related Emissions before CCS[petroleum diesel if,coal mining 05,PM10] | NoSettings | 0 | 0 | 0 | 0 | 0 | 0 | 0 | 0 | 0 | 0 | 0 | 0 | 0 | 0 | 0 | 0 | 0 | 0 | 0 | 0 | 0 | 0 | 0 | 0 | 0 | 0 | 0 | 0 | 0 | 0 | 0
Industrial Sector Energy Related Emissions before CCS[petroleum diesel if,coal mining 05,PM25] | NoSettings | 0 | 0 | 0 | 0 | 0 | 0 | 0 | 0 | 0 | 0 | 0 | 0 | 0 | 0 | 0 | 0 | 0 | 0 | 0 | 0 | 0 | 0 | 0 | 0 | 0 | 0 | 0 | 0 | 0 | 0 | 0
Industrial Sector Energy Related Emissions before CCS[petroleum diesel if,coal mining 05,SOx] | NoSettings | 0 | 0 | 0 | 0 | 0 | 0 | 0 | 0 | 0 | 0 | 0 | 0 | 0 | 0 | 0 | 0 | 0 | 0 | 0 | 0 | 0 | 0 | 0 | 0 | 0 | 0 | 0 | 0 | 0 | 0 | 0
Industrial Sector Energy Related Emissions before CCS[petroleum diesel if,coal mining 05,BC] | NoSettings | 0 | 0 | 0 | 0 | 0 | 0 | 0 | 0 | 0 | 0 | 0 | 0 | 0 | 0 | 0 | 0 | 0 | 0 | 0 | 0 | 0 | 0 | 0 | 0 | 0 | 0 | 0 | 0 | 0 | 0 | 0
Industrial Sector Energy Related Emissions before CCS[petroleum diesel if,coal mining 05,OC] | NoSettings | 0 | 0 | 0 | 0 | 0 | 0 | 0 | 0 | 0 | 0 | 0 | 0 | 0 | 0 | 0 | 0 | 0 | 0 | 0 | 0 | 0 | 0 | 0 | 0 | 0 | 0 | 0 | 0 | 0 | 0 | 0
Industrial Sector Energy Related Emissions before CCS[petroleum diesel if,coal mining 05,CH4] | NoSettings | 0 | 0 | 0 | 0 | 0 | 0 | 0 | 0 | 0 | 0 | 0 | 0 | 0 | 0 | 0 | 0 | 0 | 0 | 0 | 0 | 0 | 0 | 0 | 0 | 0 | 0 | 0 | 0 | 0 | 0 | 0
Industrial Sector Energy Related Emissions before CCS[petroleum diesel if,coal mining 05,N2O] | NoSettings | 0 | 0 | 0 | 0 | 0 | 0 | 0 | 0 | 0 | 0 | 0 | 0 | 0 | 0 | 0 | 0 | 0 | 0 | 0 | 0 | 0 | 0 | 0 | 0 | 0 | 0 | 0 | 0 | 0 | 0 | 0
Industrial Sector Energy Related Emissions before CCS[petroleum diesel if,coal mining 05,F gases] | NoSettings | 0 | 0 | 0 | 0 | 0 | 0 | 0 | 0 | 0 | 0 | 0 | 0 | 0 | 0 | 0 | 0 | 0 | 0 | 0 | 0 | 0 | 0 | 0 | 0 | 0 | 0 | 0 | 0 | 0 | 0 | 0
Industrial Sector Energy Related Emissions before CCS[petroleum diesel if,oil and gas extraction 06,CO2] | NoSettings | 129455000000 | 118441000000 | 117730000000 | 121202000000 | 121893000000 | 124046000000 | 123219000000 | 121357000000 | 120693000000 | 117832000000 | 114552000000 | 112791000000 | 110370000000 | 109797000000 | 109324000000 | 107562000000 | 105478000000 | 104543000000 | 103894000000 | 102941000000 | 100791000000 | 98445000000 | 96709300000 | 95573200000 | 94941400000 | 94172900000 | 92874800000 | 91843700000 | 90812700000 | 89781600000 | 88750600000
Industrial Sector Energy Related Emissions before CCS[petroleum diesel if,oil and gas extraction 06,VOC] | NoSettings | 1290410 | 1180620 | 1173540 | 1208140 | 1215030 | 1236490 | 1228250 | 1209690 | 1203070 | 1174550 | 1141850 | 1124300 | 1100170 | 1094460 | 1089750 | 1072180 | 1051400 | 1042090 | 1035620 | 1026120 | 1004690 | 981301 | 964000 | 952675 | 946377 | 938718 | 925777 | 915500 | 905222 | 894945 | 884667
Industrial Sector Energy Related Emissions before CCS[petroleum diesel if,oil and gas extraction 06,CO] | NoSettings | 33659400 | 30795600 | 30610800 | 31513400 | 31693100 | 32252900 | 32037800 | 31553800 | 31381100 | 30637300 | 29784300 | 29326600 | 28697000 | 28548100 | 28425200 | 27967100 | 27425100 | 27182100 | 27013400 | 26765600 | 26206600 | 25596500 | 25145200 | 24849800 | 24685500 | 24485700 | 24148200 | 23880100 | 23612000 | 23343900 | 23075900
Industrial Sector Energy Related Emissions before CCS[petroleum diesel if,oil and gas extraction 06,NOx] | NoSettings | 86876800 | 79485100 | 79008200 | 81337800 | 81801600 | 83246400 | 82691500 | 81442100 | 80996400 | 79076700 | 76875000 | 75693600 | 74068500 | 73684300 | 73367000 | 72184600 | 70785600 | 70158600 | 69723000 | 69083500 | 67640700 | 66066000 | 64901200 | 64138700 | 63714700 | 63199000 | 62327800 | 61635900 | 60944000 | 60252000 | 59560100
Industrial Sector Energy Related Emissions before CCS[petroleum diesel if,oil and gas extraction 06,PM10] | NoSettings | 13100800 | 11986100 | 11914200 | 12265500 | 12335500 | 12553300 | 12469700 | 12281200 | 12214000 | 11924600 | 11592500 | 11414400 | 11169300 | 11111400 | 11063500 | 10885200 | 10674300 | 10579700 | 10514000 | 10417600 | 10200000 | 9962570 | 9786920 | 9671950 | 9608000 | 9530240 | 9398870 | 9294520 | 9190180 | 9085840 | 8981500
Industrial Sector Energy Related Emissions before CCS[petroleum diesel if,oil and gas extraction 06,PM25] | NoSettings | 8827590 | 8076520 | 8028060 | 8264770 | 8311900 | 8458710 | 8402320 | 8275370 | 8230080 | 8035020 | 7811310 | 7691260 | 7526130 | 7487090 | 7454850 | 7334710 | 7192560 | 7128850 | 7084590 | 7019600 | 6873000 | 6712990 | 6594640 | 6517160 | 6474080 | 6421680 | 6333160 | 6262850 | 6192540 | 6122230 | 6051930
Industrial Sector Energy Related Emissions before CCS[petroleum diesel if,oil and gas extraction 06,SOx] | NoSettings | 874651 | 800234 | 795432 | 818886 | 823556 | 838101 | 832514 | 819936 | 815449 | 796122 | 773956 | 762062 | 745701 | 741832 | 738638 | 726734 | 712649 | 706337 | 701952 | 695513 | 680987 | 665133 | 653406 | 645730 | 641461 | 636270 | 627499 | 620533 | 613566 | 606600 | 599634
Industrial Sector Energy Related Emissions before CCS[petroleum diesel if,oil and gas extraction 06,BC] | NoSettings | 883277 | 808125 | 803277 | 826962 | 831677 | 846367 | 840724 | 828022 | 823491 | 803973 | 781588 | 769577 | 753055 | 749148 | 745923 | 733901 | 719677 | 713303 | 708874 | 702372 | 687703 | 671693 | 659850 | 652099 | 647788 | 642545 | 633687 | 626652 | 619617 | 612582 | 605548
Industrial Sector Energy Related Emissions before CCS[petroleum diesel if,oil and gas extraction 06,OC] | NoSettings | 2206470 | 2018740 | 2006620 | 2065790 | 2077570 | 2114260 | 2100170 | 2068440 | 2057120 | 2008360 | 1952440 | 1922440 | 1881170 | 1871410 | 1863350 | 1833320 | 1797790 | 1781860 | 1770800 | 1754560 | 1717910 | 1677920 | 1648340 | 1628970 | 1618200 | 1605110 | 1582980 | 1565410 | 1547830 | 1530260 | 1512690
Industrial Sector Energy Related Emissions before CCS[petroleum diesel if,oil and gas extraction 06,CH4] | NoSettings | 5175450 | 4735110 | 4706700 | 4845480 | 4873110 | 4959180 | 4926120 | 4851690 | 4825140 | 4710780 | 4579620 | 4509240 | 4412430 | 4389540 | 4370640 | 4300200 | 4216860 | 4179510 | 4153560 | 4115460 | 4029510 | 3935700 | 3866310 | 3820890 | 3795630 | 3764910 | 3713010 | 3671790 | 3630570 | 3589350 | 3548130
Industrial Sector Energy Related Emissions before CCS[petroleum diesel if,oil and gas extraction 06,N2O] | NoSettings | 1035090 | 947022 | 941340 | 969096 | 974622 | 991836 | 985224 | 970338 | 965028 | 942156 | 915924 | 901848 | 882486 | 877908 | 874128 | 860040 | 843372 | 835902 | 830712 | 823092 | 805902 | 787140 | 773262 | 764178 | 759126 | 752982 | 742602 | 734358 | 726114 | 717870 | 709626
Industrial Sector Energy Related Emissions before CCS[petroleum diesel if,oil and gas extraction 06,F gases] | NoSettings | 0 | 0 | 0 | 0 | 0 | 0 | 0 | 0 | 0 | 0 | 0 | 0 | 0 | 0 | 0 | 0 | 0 | 0 | 0 | 0 | 0 | 0 | 0 | 0 | 0 | 0 | 0 | 0 | 0 | 0 | 0
Industrial Sector Energy Related Emissions before CCS[petroleum diesel if,other mining and quarrying 07T08,CO2] | NoSettings | 0 | 0 | 0 | 0 | 0 | 0 | 0 | 0 | 0 | 0 | 0 | 0 | 0 | 0 | 0 | 0 | 0 | 0 | 0 | 0 | 0 | 0 | 0 | 0 | 0 | 0 | 0 | 0 | 0 | 0 | 0
Industrial Sector Energy Related Emissions before CCS[petroleum diesel if,other mining and quarrying 07T08,VOC] | NoSettings | 0 | 0 | 0 | 0 | 0 | 0 | 0 | 0 | 0 | 0 | 0 | 0 | 0 | 0 | 0 | 0 | 0 | 0 | 0 | 0 | 0 | 0 | 0 | 0 | 0 | 0 | 0 | 0 | 0 | 0 | 0
Industrial Sector Energy Related Emissions before CCS[petroleum diesel if,other mining and quarrying 07T08,CO] | NoSettings | 0 | 0 | 0 | 0 | 0 | 0 | 0 | 0 | 0 | 0 | 0 | 0 | 0 | 0 | 0 | 0 | 0 | 0 | 0 | 0 | 0 | 0 | 0 | 0 | 0 | 0 | 0 | 0 | 0 | 0 | 0
Industrial Sector Energy Related Emissions before CCS[petroleum diesel if,other mining and quarrying 07T08,NOx] | NoSettings | 0 | 0 | 0 | 0 | 0 | 0 | 0 | 0 | 0 | 0 | 0 | 0 | 0 | 0 | 0 | 0 | 0 | 0 | 0 | 0 | 0 | 0 | 0 | 0 | 0 | 0 | 0 | 0 | 0 | 0 | 0
Industrial Sector Energy Related Emissions before CCS[petroleum diesel if,other mining and quarrying 07T08,PM10] | NoSettings | 0 | 0 | 0 | 0 | 0 | 0 | 0 | 0 | 0 | 0 | 0 | 0 | 0 | 0 | 0 | 0 | 0 | 0 | 0 | 0 | 0 | 0 | 0 | 0 | 0 | 0 | 0 | 0 | 0 | 0 | 0
Industrial Sector Energy Related Emissions before CCS[petroleum diesel if,other mining and quarrying 07T08,PM25] | NoSettings | 0 | 0 | 0 | 0 | 0 | 0 | 0 | 0 | 0 | 0 | 0 | 0 | 0 | 0 | 0 | 0 | 0 | 0 | 0 | 0 | 0 | 0 | 0 | 0 | 0 | 0 | 0 | 0 | 0 | 0 | 0
Industrial Sector Energy Related Emissions before CCS[petroleum diesel if,other mining and quarrying 07T08,SOx] | NoSettings | 0 | 0 | 0 | 0 | 0 | 0 | 0 | 0 | 0 | 0 | 0 | 0 | 0 | 0 | 0 | 0 | 0 | 0 | 0 | 0 | 0 | 0 | 0 | 0 | 0 | 0 | 0 | 0 | 0 | 0 | 0
Industrial Sector Energy Related Emissions before CCS[petroleum diesel if,other mining and quarrying 07T08,BC] | NoSettings | 0 | 0 | 0 | 0 | 0 | 0 | 0 | 0 | 0 | 0 | 0 | 0 | 0 | 0 | 0 | 0 | 0 | 0 | 0 | 0 | 0 | 0 | 0 | 0 | 0 | 0 | 0 | 0 | 0 | 0 | 0
Industrial Sector Energy Related Emissions before CCS[petroleum diesel if,other mining and quarrying 07T08,OC] | NoSettings | 0 | 0 | 0 | 0 | 0 | 0 | 0 | 0 | 0 | 0 | 0 | 0 | 0 | 0 | 0 | 0 | 0 | 0 | 0 | 0 | 0 | 0 | 0 | 0 | 0 | 0 | 0 | 0 | 0 | 0 | 0
Industrial Sector Energy Related Emissions before CCS[petroleum diesel if,other mining and quarrying 07T08,CH4] | NoSettings | 0 | 0 | 0 | 0 | 0 | 0 | 0 | 0 | 0 | 0 | 0 | 0 | 0 | 0 | 0 | 0 | 0 | 0 | 0 | 0 | 0 | 0 | 0 | 0 | 0 | 0 | 0 | 0 | 0 | 0 | 0
Industrial Sector Energy Related Emissions before CCS[petroleum diesel if,other mining and quarrying 07T08,N2O] | NoSettings | 0 | 0 | 0 | 0 | 0 | 0 | 0 | 0 | 0 | 0 | 0 | 0 | 0 | 0 | 0 | 0 | 0 | 0 | 0 | 0 | 0 | 0 | 0 | 0 | 0 | 0 | 0 | 0 | 0 | 0 | 0
Industrial Sector Energy Related Emissions before CCS[petroleum diesel if,other mining and quarrying 07T08,F gases] | NoSettings | 0 | 0 | 0 | 0 | 0 | 0 | 0 | 0 | 0 | 0 | 0 | 0 | 0 | 0 | 0 | 0 | 0 | 0 | 0 | 0 | 0 | 0 | 0 | 0 | 0 | 0 | 0 | 0 | 0 | 0 | 0
Industrial Sector Energy Related Emissions before CCS[petroleum diesel if,food beverage and tobacco 10T12,CO2] | NoSettings | 0 | 0 | 0 | 0 | 0 | 0 | 0 | 0 | 0 | 0 | 0 | 0 | 0 | 0 | 0 | 0 | 0 | 0 | 0 | 0 | 0 | 0 | 0 | 0 | 0 | 0 | 0 | 0 | 0 | 0 | 0
Industrial Sector Energy Related Emissions before CCS[petroleum diesel if,food beverage and tobacco 10T12,VOC] | NoSettings | 0 | 0 | 0 | 0 | 0 | 0 | 0 | 0 | 0 | 0 | 0 | 0 | 0 | 0 | 0 | 0 | 0 | 0 | 0 | 0 | 0 | 0 | 0 | 0 | 0 | 0 | 0 | 0 | 0 | 0 | 0
Industrial Sector Energy Related Emissions before CCS[petroleum diesel if,food beverage and tobacco 10T12,CO] | NoSettings | 0 | 0 | 0 | 0 | 0 | 0 | 0 | 0 | 0 | 0 | 0 | 0 | 0 | 0 | 0 | 0 | 0 | 0 | 0 | 0 | 0 | 0 | 0 | 0 | 0 | 0 | 0 | 0 | 0 | 0 | 0
Industrial Sector Energy Related Emissions before CCS[petroleum diesel if,food beverage and tobacco 10T12,NOx] | NoSettings | 0 | 0 | 0 | 0 | 0 | 0 | 0 | 0 | 0 | 0 | 0 | 0 | 0 | 0 | 0 | 0 | 0 | 0 | 0 | 0 | 0 | 0 | 0 | 0 | 0 | 0 | 0 | 0 | 0 | 0 | 0
Industrial Sector Energy Related Emissions before CCS[petroleum diesel if,food beverage and tobacco 10T12,PM10] | NoSettings | 0 | 0 | 0 | 0 | 0 | 0 | 0 | 0 | 0 | 0 | 0 | 0 | 0 | 0 | 0 | 0 | 0 | 0 | 0 | 0 | 0 | 0 | 0 | 0 | 0 | 0 | 0 | 0 | 0 | 0 | 0
Industrial Sector Energy Related Emissions before CCS[petroleum diesel if,food beverage and tobacco 10T12,PM25] | NoSettings | 0 | 0 | 0 | 0 | 0 | 0 | 0 | 0 | 0 | 0 | 0 | 0 | 0 | 0 | 0 | 0 | 0 | 0 | 0 | 0 | 0 | 0 | 0 | 0 | 0 | 0 | 0 | 0 | 0 | 0 | 0
Industrial Sector Energy Related Emissions before CCS[petroleum diesel if,food beverage and tobacco 10T12,SOx] | NoSettings | 0 | 0 | 0 | 0 | 0 | 0 | 0 | 0 | 0 | 0 | 0 | 0 | 0 | 0 | 0 | 0 | 0 | 0 | 0 | 0 | 0 | 0 | 0 | 0 | 0 | 0 | 0 | 0 | 0 | 0 | 0
Industrial Sector Energy Related Emissions before CCS[petroleum diesel if,food beverage and tobacco 10T12,BC] | NoSettings | 0 | 0 | 0 | 0 | 0 | 0 | 0 | 0 | 0 | 0 | 0 | 0 | 0 | 0 | 0 | 0 | 0 | 0 | 0 | 0 | 0 | 0 | 0 | 0 | 0 | 0 | 0 | 0 | 0 | 0 | 0
Industrial Sector Energy Related Emissions before CCS[petroleum diesel if,food beverage and tobacco 10T12,OC] | NoSettings | 0 | 0 | 0 | 0 | 0 | 0 | 0 | 0 | 0 | 0 | 0 | 0 | 0 | 0 | 0 | 0 | 0 | 0 | 0 | 0 | 0 | 0 | 0 | 0 | 0 | 0 | 0 | 0 | 0 | 0 | 0
Industrial Sector Energy Related Emissions before CCS[petroleum diesel if,food beverage and tobacco 10T12,CH4] | NoSettings | 0 | 0 | 0 | 0 | 0 | 0 | 0 | 0 | 0 | 0 | 0 | 0 | 0 | 0 | 0 | 0 | 0 | 0 | 0 | 0 | 0 | 0 | 0 | 0 | 0 | 0 | 0 | 0 | 0 | 0 | 0
Industrial Sector Energy Related Emissions before CCS[petroleum diesel if,food beverage and tobacco 10T12,N2O] | NoSettings | 0 | 0 | 0 | 0 | 0 | 0 | 0 | 0 | 0 | 0 | 0 | 0 | 0 | 0 | 0 | 0 | 0 | 0 | 0 | 0 | 0 | 0 | 0 | 0 | 0 | 0 | 0 | 0 | 0 | 0 | 0
Industrial Sector Energy Related Emissions before CCS[petroleum diesel if,food beverage and tobacco 10T12,F gases] | NoSettings | 0 | 0 | 0 | 0 | 0 | 0 | 0 | 0 | 0 | 0 | 0 | 0 | 0 | 0 | 0 | 0 | 0 | 0 | 0 | 0 | 0 | 0 | 0 | 0 | 0 | 0 | 0 | 0 | 0 | 0 | 0
Industrial Sector Energy Related Emissions before CCS[petroleum diesel if,textiles apparel and leather 13T15,CO2] | NoSettings | 0 | 0 | 0 | 0 | 0 | 0 | 0 | 0 | 0 | 0 | 0 | 0 | 0 | 0 | 0 | 0 | 0 | 0 | 0 | 0 | 0 | 0 | 0 | 0 | 0 | 0 | 0 | 0 | 0 | 0 | 0
Industrial Sector Energy Related Emissions before CCS[petroleum diesel if,textiles apparel and leather 13T15,VOC] | NoSettings | 0 | 0 | 0 | 0 | 0 | 0 | 0 | 0 | 0 | 0 | 0 | 0 | 0 | 0 | 0 | 0 | 0 | 0 | 0 | 0 | 0 | 0 | 0 | 0 | 0 | 0 | 0 | 0 | 0 | 0 | 0
Industrial Sector Energy Related Emissions before CCS[petroleum diesel if,textiles apparel and leather 13T15,CO] | NoSettings | 0 | 0 | 0 | 0 | 0 | 0 | 0 | 0 | 0 | 0 | 0 | 0 | 0 | 0 | 0 | 0 | 0 | 0 | 0 | 0 | 0 | 0 | 0 | 0 | 0 | 0 | 0 | 0 | 0 | 0 | 0
Industrial Sector Energy Related Emissions before CCS[petroleum diesel if,textiles apparel and leather 13T15,NOx] | NoSettings | 0 | 0 | 0 | 0 | 0 | 0 | 0 | 0 | 0 | 0 | 0 | 0 | 0 | 0 | 0 | 0 | 0 | 0 | 0 | 0 | 0 | 0 | 0 | 0 | 0 | 0 | 0 | 0 | 0 | 0 | 0
Industrial Sector Energy Related Emissions before CCS[petroleum diesel if,textiles apparel and leather 13T15,PM10] | NoSettings | 0 | 0 | 0 | 0 | 0 | 0 | 0 | 0 | 0 | 0 | 0 | 0 | 0 | 0 | 0 | 0 | 0 | 0 | 0 | 0 | 0 | 0 | 0 | 0 | 0 | 0 | 0 | 0 | 0 | 0 | 0
Industrial Sector Energy Related Emissions before CCS[petroleum diesel if,textiles apparel and leather 13T15,PM25] | NoSettings | 0 | 0 | 0 | 0 | 0 | 0 | 0 | 0 | 0 | 0 | 0 | 0 | 0 | 0 | 0 | 0 | 0 | 0 | 0 | 0 | 0 | 0 | 0 | 0 | 0 | 0 | 0 | 0 | 0 | 0 | 0
Industrial Sector Energy Related Emissions before CCS[petroleum diesel if,textiles apparel and leather 13T15,SOx] | NoSettings | 0 | 0 | 0 | 0 | 0 | 0 | 0 | 0 | 0 | 0 | 0 | 0 | 0 | 0 | 0 | 0 | 0 | 0 | 0 | 0 | 0 | 0 | 0 | 0 | 0 | 0 | 0 | 0 | 0 | 0 | 0
Industrial Sector Energy Related Emissions before CCS[petroleum diesel if,textiles apparel and leather 13T15,BC] | NoSettings | 0 | 0 | 0 | 0 | 0 | 0 | 0 | 0 | 0 | 0 | 0 | 0 | 0 | 0 | 0 | 0 | 0 | 0 | 0 | 0 | 0 | 0 | 0 | 0 | 0 | 0 | 0 | 0 | 0 | 0 | 0
Industrial Sector Energy Related Emissions before CCS[petroleum diesel if,textiles apparel and leather 13T15,OC] | NoSettings | 0 | 0 | 0 | 0 | 0 | 0 | 0 | 0 | 0 | 0 | 0 | 0 | 0 | 0 | 0 | 0 | 0 | 0 | 0 | 0 | 0 | 0 | 0 | 0 | 0 | 0 | 0 | 0 | 0 | 0 | 0
Industrial Sector Energy Related Emissions before CCS[petroleum diesel if,textiles apparel and leather 13T15,CH4] | NoSettings | 0 | 0 | 0 | 0 | 0 | 0 | 0 | 0 | 0 | 0 | 0 | 0 | 0 | 0 | 0 | 0 | 0 | 0 | 0 | 0 | 0 | 0 | 0 | 0 | 0 | 0 | 0 | 0 | 0 | 0 | 0
Industrial Sector Energy Related Emissions before CCS[petroleum diesel if,textiles apparel and leather 13T15,N2O] | NoSettings | 0 | 0 | 0 | 0 | 0 | 0 | 0 | 0 | 0 | 0 | 0 | 0 | 0 | 0 | 0 | 0 | 0 | 0 | 0 | 0 | 0 | 0 | 0 | 0 | 0 | 0 | 0 | 0 | 0 | 0 | 0
Industrial Sector Energy Related Emissions before CCS[petroleum diesel if,textiles apparel and leather 13T15,F gases] | NoSettings | 0 | 0 | 0 | 0 | 0 | 0 | 0 | 0 | 0 | 0 | 0 | 0 | 0 | 0 | 0 | 0 | 0 | 0 | 0 | 0 | 0 | 0 | 0 | 0 | 0 | 0 | 0 | 0 | 0 | 0 | 0
Industrial Sector Energy Related Emissions before CCS[petroleum diesel if,wood products 16,CO2] | NoSettings | 0 | 0 | 0 | 0 | 0 | 0 | 0 | 0 | 0 | 0 | 0 | 0 | 0 | 0 | 0 | 0 | 0 | 0 | 0 | 0 | 0 | 0 | 0 | 0 | 0 | 0 | 0 | 0 | 0 | 0 | 0
Industrial Sector Energy Related Emissions before CCS[petroleum diesel if,wood products 16,VOC] | NoSettings | 0 | 0 | 0 | 0 | 0 | 0 | 0 | 0 | 0 | 0 | 0 | 0 | 0 | 0 | 0 | 0 | 0 | 0 | 0 | 0 | 0 | 0 | 0 | 0 | 0 | 0 | 0 | 0 | 0 | 0 | 0
Industrial Sector Energy Related Emissions before CCS[petroleum diesel if,wood products 16,CO] | NoSettings | 0 | 0 | 0 | 0 | 0 | 0 | 0 | 0 | 0 | 0 | 0 | 0 | 0 | 0 | 0 | 0 | 0 | 0 | 0 | 0 | 0 | 0 | 0 | 0 | 0 | 0 | 0 | 0 | 0 | 0 | 0
Industrial Sector Energy Related Emissions before CCS[petroleum diesel if,wood products 16,NOx] | NoSettings | 0 | 0 | 0 | 0 | 0 | 0 | 0 | 0 | 0 | 0 | 0 | 0 | 0 | 0 | 0 | 0 | 0 | 0 | 0 | 0 | 0 | 0 | 0 | 0 | 0 | 0 | 0 | 0 | 0 | 0 | 0
Industrial Sector Energy Related Emissions before CCS[petroleum diesel if,wood products 16,PM10] | NoSettings | 0 | 0 | 0 | 0 | 0 | 0 | 0 | 0 | 0 | 0 | 0 | 0 | 0 | 0 | 0 | 0 | 0 | 0 | 0 | 0 | 0 | 0 | 0 | 0 | 0 | 0 | 0 | 0 | 0 | 0 | 0
Industrial Sector Energy Related Emissions before CCS[petroleum diesel if,wood products 16,PM25] | NoSettings | 0 | 0 | 0 | 0 | 0 | 0 | 0 | 0 | 0 | 0 | 0 | 0 | 0 | 0 | 0 | 0 | 0 | 0 | 0 | 0 | 0 | 0 | 0 | 0 | 0 | 0 | 0 | 0 | 0 | 0 | 0
Industrial Sector Energy Related Emissions before CCS[petroleum diesel if,wood products 16,SOx] | NoSettings | 0 | 0 | 0 | 0 | 0 | 0 | 0 | 0 | 0 | 0 | 0 | 0 | 0 | 0 | 0 | 0 | 0 | 0 | 0 | 0 | 0 | 0 | 0 | 0 | 0 | 0 | 0 | 0 | 0 | 0 | 0
Industrial Sector Energy Related Emissions before CCS[petroleum diesel if,wood products 16,BC] | NoSettings | 0 | 0 | 0 | 0 | 0 | 0 | 0 | 0 | 0 | 0 | 0 | 0 | 0 | 0 | 0 | 0 | 0 | 0 | 0 | 0 | 0 | 0 | 0 | 0 | 0 | 0 | 0 | 0 | 0 | 0 | 0
Industrial Sector Energy Related Emissions before CCS[petroleum diesel if,wood products 16,OC] | NoSettings | 0 | 0 | 0 | 0 | 0 | 0 | 0 | 0 | 0 | 0 | 0 | 0 | 0 | 0 | 0 | 0 | 0 | 0 | 0 | 0 | 0 | 0 | 0 | 0 | 0 | 0 | 0 | 0 | 0 | 0 | 0
Industrial Sector Energy Related Emissions before CCS[petroleum diesel if,wood products 16,CH4] | NoSettings | 0 | 0 | 0 | 0 | 0 | 0 | 0 | 0 | 0 | 0 | 0 | 0 | 0 | 0 | 0 | 0 | 0 | 0 | 0 | 0 | 0 | 0 | 0 | 0 | 0 | 0 | 0 | 0 | 0 | 0 | 0
Industrial Sector Energy Related Emissions before CCS[petroleum diesel if,wood products 16,N2O] | NoSettings | 0 | 0 | 0 | 0 | 0 | 0 | 0 | 0 | 0 | 0 | 0 | 0 | 0 | 0 | 0 | 0 | 0 | 0 | 0 | 0 | 0 | 0 | 0 | 0 | 0 | 0 | 0 | 0 | 0 | 0 | 0
Industrial Sector Energy Related Emissions before CCS[petroleum diesel if,wood products 16,F gases] | NoSettings | 0 | 0 | 0 | 0 | 0 | 0 | 0 | 0 | 0 | 0 | 0 | 0 | 0 | 0 | 0 | 0 | 0 | 0 | 0 | 0 | 0 | 0 | 0 | 0 | 0 | 0 | 0 | 0 | 0 | 0 | 0
Industrial Sector Energy Related Emissions before CCS[petroleum diesel if,pulp paper and printing 17T18,CO2] | NoSettings | 0 | 0 | 0 | 0 | 0 | 0 | 0 | 0 | 0 | 0 | 0 | 0 | 0 | 0 | 0 | 0 | 0 | 0 | 0 | 0 | 0 | 0 | 0 | 0 | 0 | 0 | 0 | 0 | 0 | 0 | 0
Industrial Sector Energy Related Emissions before CCS[petroleum diesel if,pulp paper and printing 17T18,VOC] | NoSettings | 0 | 0 | 0 | 0 | 0 | 0 | 0 | 0 | 0 | 0 | 0 | 0 | 0 | 0 | 0 | 0 | 0 | 0 | 0 | 0 | 0 | 0 | 0 | 0 | 0 | 0 | 0 | 0 | 0 | 0 | 0
Industrial Sector Energy Related Emissions before CCS[petroleum diesel if,pulp paper and printing 17T18,CO] | NoSettings | 0 | 0 | 0 | 0 | 0 | 0 | 0 | 0 | 0 | 0 | 0 | 0 | 0 | 0 | 0 | 0 | 0 | 0 | 0 | 0 | 0 | 0 | 0 | 0 | 0 | 0 | 0 | 0 | 0 | 0 | 0
Industrial Sector Energy Related Emissions before CCS[petroleum diesel if,pulp paper and printing 17T18,NOx] | NoSettings | 0 | 0 | 0 | 0 | 0 | 0 | 0 | 0 | 0 | 0 | 0 | 0 | 0 | 0 | 0 | 0 | 0 | 0 | 0 | 0 | 0 | 0 | 0 | 0 | 0 | 0 | 0 | 0 | 0 | 0 | 0
Industrial Sector Energy Related Emissions before CCS[petroleum diesel if,pulp paper and printing 17T18,PM10] | NoSettings | 0 | 0 | 0 | 0 | 0 | 0 | 0 | 0 | 0 | 0 | 0 | 0 | 0 | 0 | 0 | 0 | 0 | 0 | 0 | 0 | 0 | 0 | 0 | 0 | 0 | 0 | 0 | 0 | 0 | 0 | 0
Industrial Sector Energy Related Emissions before CCS[petroleum diesel if,pulp paper and printing 17T18,PM25] | NoSettings | 0 | 0 | 0 | 0 | 0 | 0 | 0 | 0 | 0 | 0 | 0 | 0 | 0 | 0 | 0 | 0 | 0 | 0 | 0 | 0 | 0 | 0 | 0 | 0 | 0 | 0 | 0 | 0 | 0 | 0 | 0
Industrial Sector Energy Related Emissions before CCS[petroleum diesel if,pulp paper and printing 17T18,SOx] | NoSettings | 0 | 0 | 0 | 0 | 0 | 0 | 0 | 0 | 0 | 0 | 0 | 0 | 0 | 0 | 0 | 0 | 0 | 0 | 0 | 0 | 0 | 0 | 0 | 0 | 0 | 0 | 0 | 0 | 0 | 0 | 0
Industrial Sector Energy Related Emissions before CCS[petroleum diesel if,pulp paper and printing 17T18,BC] | NoSettings | 0 | 0 | 0 | 0 | 0 | 0 | 0 | 0 | 0 | 0 | 0 | 0 | 0 | 0 | 0 | 0 | 0 | 0 | 0 | 0 | 0 | 0 | 0 | 0 | 0 | 0 | 0 | 0 | 0 | 0 | 0
Industrial Sector Energy Related Emissions before CCS[petroleum diesel if,pulp paper and printing 17T18,OC] | NoSettings | 0 | 0 | 0 | 0 | 0 | 0 | 0 | 0 | 0 | 0 | 0 | 0 | 0 | 0 | 0 | 0 | 0 | 0 | 0 | 0 | 0 | 0 | 0 | 0 | 0 | 0 | 0 | 0 | 0 | 0 | 0
Industrial Sector Energy Related Emissions before CCS[petroleum diesel if,pulp paper and printing 17T18,CH4] | NoSettings | 0 | 0 | 0 | 0 | 0 | 0 | 0 | 0 | 0 | 0 | 0 | 0 | 0 | 0 | 0 | 0 | 0 | 0 | 0 | 0 | 0 | 0 | 0 | 0 | 0 | 0 | 0 | 0 | 0 | 0 | 0
Industrial Sector Energy Related Emissions before CCS[petroleum diesel if,pulp paper and printing 17T18,N2O] | NoSettings | 0 | 0 | 0 | 0 | 0 | 0 | 0 | 0 | 0 | 0 | 0 | 0 | 0 | 0 | 0 | 0 | 0 | 0 | 0 | 0 | 0 | 0 | 0 | 0 | 0 | 0 | 0 | 0 | 0 | 0 | 0
Industrial Sector Energy Related Emissions before CCS[petroleum diesel if,pulp paper and printing 17T18,F gases] | NoSettings | 0 | 0 | 0 | 0 | 0 | 0 | 0 | 0 | 0 | 0 | 0 | 0 | 0 | 0 | 0 | 0 | 0 | 0 | 0 | 0 | 0 | 0 | 0 | 0 | 0 | 0 | 0 | 0 | 0 | 0 | 0
Industrial Sector Energy Related Emissions before CCS[petroleum diesel if,refined petroleum and coke 19,CO2] | NoSettings | 6164420000 | 7277750000 | 7097720000 | 7550280000 | 7705000000 | 7826360000 | 7852840000 | 7989680000 | 7740520000 | 8608500000 | 9406680000 | 10227300000 | 11107000000 | 12038900000 | 12820500000 | 13574900000 | 14489600000 | 14239000000 | 14057400000 | 14012600000 | 13900400000 | 13860300000 | 13812400000 | 13803400000 | 13768800000 | 13767600000 | 13726200000 | 13816200000 | 13825400000 | 13835700000 | 13878500000
Industrial Sector Energy Related Emissions before CCS[petroleum diesel if,refined petroleum and coke 19,VOC] | NoSettings | 61447 | 72544.8 | 70750.2 | 75261.3 | 76803.6 | 78013.3 | 78277.2 | 79641.3 | 77157.6 | 85809.7 | 93765.9 | 101946 | 110714 | 120004 | 127794 | 135314 | 144433 | 141935 | 140125 | 139678 | 138559 | 138159 | 137682 | 137593 | 137247 | 137236 | 136823 | 137720 | 137812 | 137915 | 138342
Industrial Sector Energy Related Emissions before CCS[petroleum diesel if,refined petroleum and coke 19,CO] | NoSettings | 1602800 | 1892270 | 1845460 | 1963130 | 2003360 | 2034920 | 2041800 | 2077380 | 2012600 | 2238280 | 2445810 | 2659180 | 2887900 | 3130210 | 3333420 | 3529570 | 3767420 | 3702260 | 3655040 | 3643400 | 3614210 | 3603780 | 3591340 | 3588990 | 3579990 | 3579700 | 3568910 | 3592330 | 3594710 | 3597400 | 3608530
Industrial Sector Energy Related Emissions before CCS[petroleum diesel if,refined petroleum and coke 19,NOx] | NoSettings | 4136910 | 4884070 | 4763250 | 5066950 | 5170790 | 5252240 | 5270000 | 5361840 | 5194630 | 5777120 | 6312780 | 6863500 | 7453830 | 8079240 | 8603750 | 9110020 | 9723910 | 9555730 | 9433870 | 9403810 | 9328490 | 9301560 | 9269450 | 9263400 | 9240170 | 9239400 | 9211570 | 9272010 | 9278160 | 9285080 | 9313830
Industrial Sector Energy Related Emissions before CCS[petroleum diesel if,refined petroleum and coke 19,PM10] | NoSettings | 623835 | 736504 | 718285 | 764083 | 779742 | 792023 | 794702 | 808551 | 783335 | 871174 | 951950 | 1035000 | 1124020 | 1218330 | 1297420 | 1373770 | 1466340 | 1440980 | 1422600 | 1418070 | 1406710 | 1402650 | 1397810 | 1396900 | 1393390 | 1393280 | 1389080 | 1398190 | 1399120 | 1400160 | 1404500
Industrial Sector Energy Related Emissions before CCS[petroleum diesel if,refined petroleum and coke 19,PM25] | NoSettings | 420353 | 496272 | 483996 | 514856 | 525407 | 533682 | 535487 | 544819 | 527828 | 587016 | 641444 | 697403 | 757387 | 820935 | 874230 | 925673 | 988051 | 970962 | 958579 | 955525 | 947872 | 945135 | 941873 | 941258 | 938898 | 938819 | 935991 | 942133 | 942758 | 943461 | 946382
Industrial Sector Energy Related Emissions before CCS[petroleum diesel if,refined petroleum and coke 19,SOx] | NoSettings | 41649.3 | 49171.4 | 47955 | 51012.7 | 52058.1 | 52878 | 53056.9 | 53981.5 | 52298 | 58162.4 | 63555.3 | 69099.7 | 75043.1 | 81339.5 | 86620.1 | 91717.1 | 97897.6 | 96204.4 | 94977.5 | 94674.9 | 93916.6 | 93645.4 | 93322.1 | 93261.2 | 93027.4 | 93019.6 | 92739.4 | 93348 | 93409.9 | 93479.5 | 93769
Industrial Sector Energy Related Emissions before CCS[petroleum diesel if,refined petroleum and coke 19,BC] | NoSettings | 42060 | 49656.3 | 48428 | 51515.7 | 52571.5 | 53399.5 | 53580.1 | 54513.8 | 52813.8 | 58736 | 64182 | 69781.2 | 75783.1 | 82141.6 | 87474.3 | 92621.6 | 98863 | 97153.2 | 95914.1 | 95608.6 | 94842.8 | 94569 | 94242.5 | 94181 | 93944.8 | 93937 | 93654 | 94268.6 | 94331.1 | 94401.4 | 94693.7
Industrial Sector Energy Related Emissions before CCS[petroleum diesel if,refined petroleum and coke 19,OC] | NoSettings | 105068 | 124044 | 120975 | 128689 | 131326 | 133394 | 133846 | 136178 | 131931 | 146725 | 160330 | 174317 | 189310 | 205194 | 218515 | 231373 | 246965 | 242693 | 239598 | 238835 | 236922 | 236238 | 235422 | 235268 | 234679 | 234659 | 233952 | 235487 | 235643 | 235819 | 236549
Industrial Sector Energy Related Emissions before CCS[petroleum diesel if,refined petroleum and coke 19,CH4] | NoSettings | 246445 | 290955 | 283758 | 301850 | 308036 | 312888 | 313946 | 319417 | 309456 | 344156 | 376067 | 408874 | 444042 | 481299 | 512545 | 542705 | 579276 | 569257 | 561997 | 560206 | 555719 | 554115 | 552202 | 551842 | 550458 | 550412 | 548754 | 552355 | 552721 | 553133 | 554846
Industrial Sector Energy Related Emissions before CCS[petroleum diesel if,refined petroleum and coke 19,N2O] | NoSettings | 49289.1 | 58191 | 56751.5 | 60370 | 61607.2 | 62577.5 | 62789.2 | 63883.4 | 61891.1 | 68831.3 | 75213.3 | 81774.8 | 88808.4 | 96259.7 | 102509 | 108541 | 115855 | 113851 | 112399 | 112041 | 111144 | 110823 | 110440 | 110368 | 110092 | 110082 | 109751 | 110471 | 110544 | 110627 | 110969
Industrial Sector Energy Related Emissions before CCS[petroleum diesel if,refined petroleum and coke 19,F gases] | NoSettings | 0 | 0 | 0 | 0 | 0 | 0 | 0 | 0 | 0 | 0 | 0 | 0 | 0 | 0 | 0 | 0 | 0 | 0 | 0 | 0 | 0 | 0 | 0 | 0 | 0 | 0 | 0 | 0 | 0 | 0 | 0
Industrial Sector Energy Related Emissions before CCS[petroleum diesel if,chemicals 20,CO2] | NoSettings | 0 | 19651300 | 35127200 | 46852400 | 52898000 | 55264300 | 54667700 | 57056600 | 90295100 | 87463900 | 84516400 | 79936300 | 82759900 | 85432000 | 87739700 | 89026000 | 89941100 | 86855500 | 84884700 | 82925700 | 81150600 | 79683400 | 77491800 | 75485600 | 72999400 | 71224300 | 68580300 | 67964500 | 67458900 | 66844800 | 65927500
Industrial Sector Energy Related Emissions before CCS[petroleum diesel if,chemicals 20,VOC] | NoSettings | 0 | 195.884 | 350.148 | 467.025 | 527.288 | 550.875 | 544.929 | 568.742 | 900.063 | 871.842 | 842.461 | 796.807 | 824.952 | 851.587 | 874.59 | 887.412 | 896.534 | 865.777 | 846.132 | 826.605 | 808.911 | 794.285 | 772.439 | 752.442 | 727.659 | 709.965 | 683.609 | 677.471 | 672.432 | 666.31 | 657.166
Industrial Sector Energy Related Emissions before CCS[petroleum diesel if,chemicals 20,CO] | NoSettings | 0 | 5109.49 | 9133.35 | 12182 | 13753.9 | 14369.2 | 14214 | 14835.2 | 23477.5 | 22741.3 | 21974.9 | 20784.1 | 21518.2 | 22213 | 22813 | 23147.5 | 23385.4 | 22583.1 | 22070.7 | 21561.3 | 21099.8 | 20718.3 | 20148.5 | 19626.9 | 18980.4 | 18518.9 | 17831.4 | 17671.3 | 17539.9 | 17380.2 | 17141.7
Industrial Sector Energy Related Emissions before CCS[petroleum diesel if,chemicals 20,NOx] | NoSettings | 0 | 13187.9 | 23573.7 | 31442.4 | 35499.6 | 37087.6 | 36687.3 | 38290.5 | 60596.6 | 58696.6 | 56718.5 | 53644.9 | 55539.8 | 57333 | 58881.7 | 59744.9 | 60359 | 58288.4 | 56965.7 | 55651 | 54459.8 | 53475.2 | 52004.4 | 50658 | 48989.6 | 47798.3 | 46023.9 | 45610.6 | 45271.4 | 44859.2 | 44243.6
Industrial Sector Energy Related Emissions before CCS[petroleum diesel if,chemicals 20,PM10] | NoSettings | 0 | 1988.7 | 3554.85 | 4741.43 | 5353.24 | 5592.71 | 5532.34 | 5774.1 | 9137.81 | 8851.29 | 8553 | 8089.51 | 8375.25 | 8645.66 | 8879.2 | 9009.37 | 9101.98 | 8789.73 | 8590.27 | 8392.02 | 8212.39 | 8063.91 | 7842.12 | 7639.1 | 7387.49 | 7207.86 | 6940.28 | 6877.96 | 6826.8 | 6764.65 | 6671.82
Industrial Sector Energy Related Emissions before CCS[petroleum diesel if,chemicals 20,PM25] | NoSettings | 0 | 1340.03 | 2395.33 | 3194.88 | 3607.13 | 3768.49 | 3727.81 | 3890.71 | 6157.25 | 5964.19 | 5763.2 | 5450.88 | 5643.42 | 5825.63 | 5982.99 | 6070.71 | 6133.11 | 5922.71 | 5788.31 | 5654.73 | 5533.69 | 5433.63 | 5284.19 | 5147.39 | 4977.85 | 4856.81 | 4676.51 | 4634.52 | 4600.04 | 4558.16 | 4495.61
Industrial Sector Energy Related Emissions before CCS[petroleum diesel if,chemicals 20,SOx] | NoSettings | 0 | 132.772 | 237.333 | 316.553 | 357.4 | 373.388 | 369.357 | 385.497 | 610.07 | 590.941 | 571.026 | 540.082 | 559.158 | 577.212 | 592.804 | 601.495 | 607.678 | 586.83 | 573.514 | 560.279 | 548.286 | 538.373 | 523.565 | 510.011 | 493.213 | 481.22 | 463.356 | 459.195 | 455.779 | 451.63 | 445.432
Industrial Sector Energy Related Emissions before CCS[petroleum diesel if,chemicals 20,BC] | NoSettings | 0 | 134.081 | 239.674 | 319.675 | 360.925 | 377.07 | 372.999 | 389.299 | 616.086 | 596.769 | 576.658 | 545.408 | 564.673 | 582.905 | 598.65 | 607.427 | 613.67 | 592.618 | 579.17 | 565.804 | 553.693 | 543.682 | 528.728 | 515.04 | 498.077 | 485.966 | 467.925 | 463.723 | 460.274 | 456.084 | 449.825
Industrial Sector Energy Related Emissions before CCS[petroleum diesel if,chemicals 20,OC] | NoSettings | 0 | 334.941 | 598.716 | 798.564 | 901.606 | 941.938 | 931.77 | 972.487 | 1539.01 | 1490.76 | 1440.52 | 1362.45 | 1410.58 | 1456.12 | 1495.46 | 1517.38 | 1532.98 | 1480.39 | 1446.79 | 1413.41 | 1383.15 | 1358.14 | 1320.79 | 1286.6 | 1244.22 | 1213.96 | 1168.9 | 1158.4 | 1149.79 | 1139.32 | 1123.68
Industrial Sector Energy Related Emissions before CCS[petroleum diesel if,chemicals 20,CH4] | NoSettings | 0 | 785.632 | 1404.34 | 1873.1 | 2114.79 | 2209.39 | 2185.54 | 2281.05 | 3609.88 | 3496.69 | 3378.85 | 3195.75 | 3308.63 | 3415.46 | 3507.72 | 3559.14 | 3595.73 | 3472.37 | 3393.58 | 3315.26 | 3244.29 | 3185.64 | 3098.02 | 3017.81 | 2918.42 | 2847.45 | 2741.75 | 2717.13 | 2696.92 | 2672.36 | 2635.69
Industrial Sector Energy Related Emissions before CCS[petroleum diesel if,chemicals 20,N2O] | NoSettings | 0 | 157.126 | 280.868 | 374.619 | 422.958 | 441.879 | 437.109 | 456.21 | 721.976 | 699.338 | 675.771 | 639.15 | 661.726 | 683.091 | 701.543 | 711.828 | 719.145 | 694.474 | 678.715 | 663.052 | 648.859 | 637.127 | 619.604 | 603.563 | 583.684 | 569.491 | 548.35 | 543.426 | 539.384 | 534.473 | 527.139
Industrial Sector Energy Related Emissions before CCS[petroleum diesel if,chemicals 20,F gases] | NoSettings | 0 | 0 | 0 | 0 | 0 | 0 | 0 | 0 | 0 | 0 | 0 | 0 | 0 | 0 | 0 | 0 | 0 | 0 | 0 | 0 | 0 | 0 | 0 | 0 | 0 | 0 | 0 | 0 | 0 | 0 | 0
Industrial Sector Energy Related Emissions before CCS[petroleum diesel if,rubber and plastic products 22,CO2] | NoSettings | 0 | 0 | 0 | 0 | 0 | 0 | 0 | 0 | 0 | 0 | 0 | 0 | 0 | 0 | 0 | 0 | 0 | 0 | 0 | 0 | 0 | 0 | 0 | 0 | 0 | 0 | 0 | 0 | 0 | 0 | 0
Industrial Sector Energy Related Emissions before CCS[petroleum diesel if,rubber and plastic products 22,VOC] | NoSettings | 0 | 0 | 0 | 0 | 0 | 0 | 0 | 0 | 0 | 0 | 0 | 0 | 0 | 0 | 0 | 0 | 0 | 0 | 0 | 0 | 0 | 0 | 0 | 0 | 0 | 0 | 0 | 0 | 0 | 0 | 0
Industrial Sector Energy Related Emissions before CCS[petroleum diesel if,rubber and plastic products 22,CO] | NoSettings | 0 | 0 | 0 | 0 | 0 | 0 | 0 | 0 | 0 | 0 | 0 | 0 | 0 | 0 | 0 | 0 | 0 | 0 | 0 | 0 | 0 | 0 | 0 | 0 | 0 | 0 | 0 | 0 | 0 | 0 | 0
Industrial Sector Energy Related Emissions before CCS[petroleum diesel if,rubber and plastic products 22,NOx] | NoSettings | 0 | 0 | 0 | 0 | 0 | 0 | 0 | 0 | 0 | 0 | 0 | 0 | 0 | 0 | 0 | 0 | 0 | 0 | 0 | 0 | 0 | 0 | 0 | 0 | 0 | 0 | 0 | 0 | 0 | 0 | 0
Industrial Sector Energy Related Emissions before CCS[petroleum diesel if,rubber and plastic products 22,PM10] | NoSettings | 0 | 0 | 0 | 0 | 0 | 0 | 0 | 0 | 0 | 0 | 0 | 0 | 0 | 0 | 0 | 0 | 0 | 0 | 0 | 0 | 0 | 0 | 0 | 0 | 0 | 0 | 0 | 0 | 0 | 0 | 0
Industrial Sector Energy Related Emissions before CCS[petroleum diesel if,rubber and plastic products 22,PM25] | NoSettings | 0 | 0 | 0 | 0 | 0 | 0 | 0 | 0 | 0 | 0 | 0 | 0 | 0 | 0 | 0 | 0 | 0 | 0 | 0 | 0 | 0 | 0 | 0 | 0 | 0 | 0 | 0 | 0 | 0 | 0 | 0
Industrial Sector Energy Related Emissions before CCS[petroleum diesel if,rubber and plastic products 22,SOx] | NoSettings | 0 | 0 | 0 | 0 | 0 | 0 | 0 | 0 | 0 | 0 | 0 | 0 | 0 | 0 | 0 | 0 | 0 | 0 | 0 | 0 | 0 | 0 | 0 | 0 | 0 | 0 | 0 | 0 | 0 | 0 | 0
Industrial Sector Energy Related Emissions before CCS[petroleum diesel if,rubber and plastic products 22,BC] | NoSettings | 0 | 0 | 0 | 0 | 0 | 0 | 0 | 0 | 0 | 0 | 0 | 0 | 0 | 0 | 0 | 0 | 0 | 0 | 0 | 0 | 0 | 0 | 0 | 0 | 0 | 0 | 0 | 0 | 0 | 0 | 0
Industrial Sector Energy Related Emissions before CCS[petroleum diesel if,rubber and plastic products 22,OC] | NoSettings | 0 | 0 | 0 | 0 | 0 | 0 | 0 | 0 | 0 | 0 | 0 | 0 | 0 | 0 | 0 | 0 | 0 | 0 | 0 | 0 | 0 | 0 | 0 | 0 | 0 | 0 | 0 | 0 | 0 | 0 | 0
Industrial Sector Energy Related Emissions before CCS[petroleum diesel if,rubber and plastic products 22,CH4] | NoSettings | 0 | 0 | 0 | 0 | 0 | 0 | 0 | 0 | 0 | 0 | 0 | 0 | 0 | 0 | 0 | 0 | 0 | 0 | 0 | 0 | 0 | 0 | 0 | 0 | 0 | 0 | 0 | 0 | 0 | 0 | 0
Industrial Sector Energy Related Emissions before CCS[petroleum diesel if,rubber and plastic products 22,N2O] | NoSettings | 0 | 0 | 0 | 0 | 0 | 0 | 0 | 0 | 0 | 0 | 0 | 0 | 0 | 0 | 0 | 0 | 0 | 0 | 0 | 0 | 0 | 0 | 0 | 0 | 0 | 0 | 0 | 0 | 0 | 0 | 0
Industrial Sector Energy Related Emissions before CCS[petroleum diesel if,rubber and plastic products 22,F gases] | NoSettings | 0 | 0 | 0 | 0 | 0 | 0 | 0 | 0 | 0 | 0 | 0 | 0 | 0 | 0 | 0 | 0 | 0 | 0 | 0 | 0 | 0 | 0 | 0 | 0 | 0 | 0 | 0 | 0 | 0 | 0 | 0
Industrial Sector Energy Related Emissions before CCS[petroleum diesel if,glass and glass products 231,CO2] | NoSettings | 0 | 0 | 0 | 0 | 0 | 0 | 0 | 0 | 0 | 0 | 0 | 0 | 0 | 0 | 0 | 0 | 0 | 0 | 0 | 0 | 0 | 0 | 0 | 0 | 0 | 0 | 0 | 0 | 0 | 0 | 0
Industrial Sector Energy Related Emissions before CCS[petroleum diesel if,glass and glass products 231,VOC] | NoSettings | 0 | 0 | 0 | 0 | 0 | 0 | 0 | 0 | 0 | 0 | 0 | 0 | 0 | 0 | 0 | 0 | 0 | 0 | 0 | 0 | 0 | 0 | 0 | 0 | 0 | 0 | 0 | 0 | 0 | 0 | 0
Industrial Sector Energy Related Emissions before CCS[petroleum diesel if,glass and glass products 231,CO] | NoSettings | 0 | 0 | 0 | 0 | 0 | 0 | 0 | 0 | 0 | 0 | 0 | 0 | 0 | 0 | 0 | 0 | 0 | 0 | 0 | 0 | 0 | 0 | 0 | 0 | 0 | 0 | 0 | 0 | 0 | 0 | 0
Industrial Sector Energy Related Emissions before CCS[petroleum diesel if,glass and glass products 231,NOx] | NoSettings | 0 | 0 | 0 | 0 | 0 | 0 | 0 | 0 | 0 | 0 | 0 | 0 | 0 | 0 | 0 | 0 | 0 | 0 | 0 | 0 | 0 | 0 | 0 | 0 | 0 | 0 | 0 | 0 | 0 | 0 | 0
Industrial Sector Energy Related Emissions before CCS[petroleum diesel if,glass and glass products 231,PM10] | NoSettings | 0 | 0 | 0 | 0 | 0 | 0 | 0 | 0 | 0 | 0 | 0 | 0 | 0 | 0 | 0 | 0 | 0 | 0 | 0 | 0 | 0 | 0 | 0 | 0 | 0 | 0 | 0 | 0 | 0 | 0 | 0
Industrial Sector Energy Related Emissions before CCS[petroleum diesel if,glass and glass products 231,PM25] | NoSettings | 0 | 0 | 0 | 0 | 0 | 0 | 0 | 0 | 0 | 0 | 0 | 0 | 0 | 0 | 0 | 0 | 0 | 0 | 0 | 0 | 0 | 0 | 0 | 0 | 0 | 0 | 0 | 0 | 0 | 0 | 0
Industrial Sector Energy Related Emissions before CCS[petroleum diesel if,glass and glass products 231,SOx] | NoSettings | 0 | 0 | 0 | 0 | 0 | 0 | 0 | 0 | 0 | 0 | 0 | 0 | 0 | 0 | 0 | 0 | 0 | 0 | 0 | 0 | 0 | 0 | 0 | 0 | 0 | 0 | 0 | 0 | 0 | 0 | 0
Industrial Sector Energy Related Emissions before CCS[petroleum diesel if,glass and glass products 231,BC] | NoSettings | 0 | 0 | 0 | 0 | 0 | 0 | 0 | 0 | 0 | 0 | 0 | 0 | 0 | 0 | 0 | 0 | 0 | 0 | 0 | 0 | 0 | 0 | 0 | 0 | 0 | 0 | 0 | 0 | 0 | 0 | 0
Industrial Sector Energy Related Emissions before CCS[petroleum diesel if,glass and glass products 231,OC] | NoSettings | 0 | 0 | 0 | 0 | 0 | 0 | 0 | 0 | 0 | 0 | 0 | 0 | 0 | 0 | 0 | 0 | 0 | 0 | 0 | 0 | 0 | 0 | 0 | 0 | 0 | 0 | 0 | 0 | 0 | 0 | 0
Industrial Sector Energy Related Emissions before CCS[petroleum diesel if,glass and glass products 231,CH4] | NoSettings | 0 | 0 | 0 | 0 | 0 | 0 | 0 | 0 | 0 | 0 | 0 | 0 | 0 | 0 | 0 | 0 | 0 | 0 | 0 | 0 | 0 | 0 | 0 | 0 | 0 | 0 | 0 | 0 | 0 | 0 | 0
Industrial Sector Energy Related Emissions before CCS[petroleum diesel if,glass and glass products 231,N2O] | NoSettings | 0 | 0 | 0 | 0 | 0 | 0 | 0 | 0 | 0 | 0 | 0 | 0 | 0 | 0 | 0 | 0 | 0 | 0 | 0 | 0 | 0 | 0 | 0 | 0 | 0 | 0 | 0 | 0 | 0 | 0 | 0
Industrial Sector Energy Related Emissions before CCS[petroleum diesel if,glass and glass products 231,F gases] | NoSettings | 0 | 0 | 0 | 0 | 0 | 0 | 0 | 0 | 0 | 0 | 0 | 0 | 0 | 0 | 0 | 0 | 0 | 0 | 0 | 0 | 0 | 0 | 0 | 0 | 0 | 0 | 0 | 0 | 0 | 0 | 0
Industrial Sector Energy Related Emissions before CCS[petroleum diesel if,cement and other nonmetallic minerals 239,CO2] | NoSettings | 129990000000 | 127448000000 | 125013000000 | 122582000000 | 120133000000 | 117673000000 | 115202000000 | 112737000000 | 110418000000 | 108690000000 | 106922000000 | 105099000000 | 103322000000 | 101528000000 | 99711900000 | 97871300000 | 98514900000 | 98420900000 | 98333900000 | 98250600000 | 98169100000 | 98107600000 | 98052000000 | 98005100000 | 97933300000 | 97918400000 | 97862600000 | 97842100000 | 97820100000 | 97798300000 | 97776500000
Industrial Sector Energy Related Emissions before CCS[petroleum diesel if,cement and other nonmetallic minerals 239,VOC] | NoSettings | 1295740 | 1270400 | 1246130 | 1221900 | 1197490 | 1172970 | 1148330 | 1123770 | 1100650 | 1083430 | 1065800 | 1047630 | 1029910 | 1012030 | 993930 | 975583 | 981998 | 981061 | 980194 | 979363 | 978551 | 977938 | 977384 | 976916 | 976201 | 976053 | 975497 | 975292 | 975073 | 974855 | 974638
Industrial Sector Energy Related Emissions before CCS[petroleum diesel if,cement and other nonmetallic minerals 239,CO] | NoSettings | 33798300 | 33137500 | 32504400 | 31872300 | 31235500 | 30596000 | 29953300 | 29312600 | 28709500 | 28260400 | 27800600 | 27326600 | 26864500 | 26398100 | 25925900 | 25447300 | 25614700 | 25590200 | 25567600 | 25545900 | 25524800 | 25508800 | 25494300 | 25482100 | 25463400 | 25459600 | 25445100 | 25439700 | 25434000 | 25428300 | 25422700
Industrial Sector Energy Related Emissions before CCS[petroleum diesel if,cement and other nonmetallic minerals 239,NOx] | NoSettings | 87235400 | 85529700 | 83895700 | 82264300 | 80620600 | 78970000 | 77311200 | 75657400 | 74101000 | 72941600 | 71754800 | 70531500 | 69338700 | 68135000 | 66916200 | 65681000 | 66112900 | 66049800 | 65991500 | 65935500 | 65880800 | 65839600 | 65802200 | 65770800 | 65722600 | 65712600 | 65675200 | 65661400 | 65646600 | 65632000 | 65617400
Industrial Sector Energy Related Emissions before CCS[petroleum diesel if,cement and other nonmetallic minerals 239,PM10] | NoSettings | 13154900 | 12897600 | 12651200 | 12405200 | 12157400 | 11908500 | 11658300 | 11408900 | 11174200 | 10999400 | 10820400 | 10636000 | 10456100 | 10274600 | 10090800 | 9904510 | 9969650 | 9960130 | 9951330 | 9942890 | 9934650 | 9928430 | 9922800 | 9918050 | 9910790 | 9909280 | 9903640 | 9901560 | 9899340 | 9897130 | 9894920
Industrial Sector Energy Related Emissions before CCS[petroleum diesel if,cement and other nonmetallic minerals 239,PM25] | NoSettings | 8864030 | 8690710 | 8524670 | 8358920 | 8191900 | 8024180 | 7855630 | 7687580 | 7529430 | 7411630 | 7291040 | 7166730 | 7045530 | 6923220 | 6799380 | 6673870 | 6717760 | 6711350 | 6705420 | 6699730 | 6694180 | 6689990 | 6686200 | 6683000 | 6678100 | 6677090 | 6673280 | 6671880 | 6670380 | 6668900 | 6667410
Industrial Sector Energy Related Emissions before CCS[petroleum diesel if,cement and other nonmetallic minerals 239,SOx] | NoSettings | 878261 | 861089 | 844637 | 828214 | 811666 | 795048 | 778347 | 761697 | 746027 | 734356 | 722407 | 710091 | 698082 | 685963 | 673693 | 661257 | 665606 | 664971 | 664383 | 663820 | 663269 | 662854 | 662478 | 662161 | 661676 | 661576 | 661199 | 661060 | 660912 | 660764 | 660617
Industrial Sector Energy Related Emissions before CCS[petroleum diesel if,cement and other nonmetallic minerals 239,BC] | NoSettings | 886922 | 869581 | 852967 | 836382 | 819670 | 802888 | 786023 | 769209 | 753385 | 741598 | 729532 | 717094 | 704967 | 692728 | 680337 | 667779 | 672170 | 671528 | 670935 | 670366 | 669811 | 669391 | 669012 | 668691 | 668201 | 668100 | 667720 | 667580 | 667430 | 667281 | 667132
Industrial Sector Energy Related Emissions before CCS[petroleum diesel if,cement and other nonmetallic minerals 239,OC] | NoSettings | 2215570 | 2172250 | 2130750 | 2089320 | 2047570 | 2005650 | 1963520 | 1921520 | 1881990 | 1852550 | 1822400 | 1791330 | 1761040 | 1730470 | 1699510 | 1668140 | 1679110 | 1677510 | 1676030 | 1674610 | 1673220 | 1672170 | 1671220 | 1670420 | 1669200 | 1668950 | 1667990 | 1667650 | 1667270 | 1666900 | 1666530
Industrial Sector Energy Related Emissions before CCS[petroleum diesel if,cement and other nonmetallic minerals 239,CH4] | NoSettings | 5196810 | 5095200 | 4997860 | 4900670 | 4802760 | 4704420 | 4605610 | 4507080 | 4414360 | 4345300 | 4274600 | 4201720 | 4130660 | 4058950 | 3986350 | 3912760 | 3938500 | 3934740 | 3931260 | 3927930 | 3924670 | 3922210 | 3919990 | 3918110 | 3915240 | 3914650 | 3912420 | 3911600 | 3910720 | 3909850 | 3908980
Industrial Sector Energy Related Emissions before CCS[petroleum diesel if,cement and other nonmetallic minerals 239,N2O] | NoSettings | 1039360 | 1019040 | 999571 | 980135 | 960551 | 940885 | 921121 | 901416 | 882873 | 869060 | 854920 | 840344 | 826133 | 811791 | 797270 | 782553 | 787699 | 786947 | 786252 | 785585 | 784934 | 784443 | 783998 | 783623 | 783049 | 782930 | 782484 | 782320 | 782144 | 781969 | 781795
Industrial Sector Energy Related Emissions before CCS[petroleum diesel if,cement and other nonmetallic minerals 239,F gases] | NoSettings | 0 | 0 | 0 | 0 | 0 | 0 | 0 | 0 | 0 | 0 | 0 | 0 | 0 | 0 | 0 | 0 | 0 | 0 | 0 | 0 | 0 | 0 | 0 | 0 | 0 | 0 | 0 | 0 | 0 | 0 | 0
Industrial Sector Energy Related Emissions before CCS[petroleum diesel if,iron and steel 241,CO2] | NoSettings | 0 | 0 | 0 | 0 | 0 | 0 | 0 | 0 | 0 | 0 | 0 | 0 | 0 | 0 | 0 | 0 | 0 | 0 | 0 | 0 | 0 | 0 | 0 | 0 | 0 | 0 | 0 | 0 | 0 | 0 | 0
Industrial Sector Energy Related Emissions before CCS[petroleum diesel if,iron and steel 241,VOC] | NoSettings | 0 | 0 | 0 | 0 | 0 | 0 | 0 | 0 | 0 | 0 | 0 | 0 | 0 | 0 | 0 | 0 | 0 | 0 | 0 | 0 | 0 | 0 | 0 | 0 | 0 | 0 | 0 | 0 | 0 | 0 | 0
Industrial Sector Energy Related Emissions before CCS[petroleum diesel if,iron and steel 241,CO] | NoSettings | 0 | 0 | 0 | 0 | 0 | 0 | 0 | 0 | 0 | 0 | 0 | 0 | 0 | 0 | 0 | 0 | 0 | 0 | 0 | 0 | 0 | 0 | 0 | 0 | 0 | 0 | 0 | 0 | 0 | 0 | 0
Industrial Sector Energy Related Emissions before CCS[petroleum diesel if,iron and steel 241,NOx] | NoSettings | 0 | 0 | 0 | 0 | 0 | 0 | 0 | 0 | 0 | 0 | 0 | 0 | 0 | 0 | 0 | 0 | 0 | 0 | 0 | 0 | 0 | 0 | 0 | 0 | 0 | 0 | 0 | 0 | 0 | 0 | 0
Industrial Sector Energy Related Emissions before CCS[petroleum diesel if,iron and steel 241,PM10] | NoSettings | 0 | 0 | 0 | 0 | 0 | 0 | 0 | 0 | 0 | 0 | 0 | 0 | 0 | 0 | 0 | 0 | 0 | 0 | 0 | 0 | 0 | 0 | 0 | 0 | 0 | 0 | 0 | 0 | 0 | 0 | 0
Industrial Sector Energy Related Emissions before CCS[petroleum diesel if,iron and steel 241,PM25] | NoSettings | 0 | 0 | 0 | 0 | 0 | 0 | 0 | 0 | 0 | 0 | 0 | 0 | 0 | 0 | 0 | 0 | 0 | 0 | 0 | 0 | 0 | 0 | 0 | 0 | 0 | 0 | 0 | 0 | 0 | 0 | 0
Industrial Sector Energy Related Emissions before CCS[petroleum diesel if,iron and steel 241,SOx] | NoSettings | 0 | 0 | 0 | 0 | 0 | 0 | 0 | 0 | 0 | 0 | 0 | 0 | 0 | 0 | 0 | 0 | 0 | 0 | 0 | 0 | 0 | 0 | 0 | 0 | 0 | 0 | 0 | 0 | 0 | 0 | 0
Industrial Sector Energy Related Emissions before CCS[petroleum diesel if,iron and steel 241,BC] | NoSettings | 0 | 0 | 0 | 0 | 0 | 0 | 0 | 0 | 0 | 0 | 0 | 0 | 0 | 0 | 0 | 0 | 0 | 0 | 0 | 0 | 0 | 0 | 0 | 0 | 0 | 0 | 0 | 0 | 0 | 0 | 0
Industrial Sector Energy Related Emissions before CCS[petroleum diesel if,iron and steel 241,OC] | NoSettings | 0 | 0 | 0 | 0 | 0 | 0 | 0 | 0 | 0 | 0 | 0 | 0 | 0 | 0 | 0 | 0 | 0 | 0 | 0 | 0 | 0 | 0 | 0 | 0 | 0 | 0 | 0 | 0 | 0 | 0 | 0
Industrial Sector Energy Related Emissions before CCS[petroleum diesel if,iron and steel 241,CH4] | NoSettings | 0 | 0 | 0 | 0 | 0 | 0 | 0 | 0 | 0 | 0 | 0 | 0 | 0 | 0 | 0 | 0 | 0 | 0 | 0 | 0 | 0 | 0 | 0 | 0 | 0 | 0 | 0 | 0 | 0 | 0 | 0
Industrial Sector Energy Related Emissions before CCS[petroleum diesel if,iron and steel 241,N2O] | NoSettings | 0 | 0 | 0 | 0 | 0 | 0 | 0 | 0 | 0 | 0 | 0 | 0 | 0 | 0 | 0 | 0 | 0 | 0 | 0 | 0 | 0 | 0 | 0 | 0 | 0 | 0 | 0 | 0 | 0 | 0 | 0
Industrial Sector Energy Related Emissions before CCS[petroleum diesel if,iron and steel 241,F gases] | NoSettings | 0 | 0 | 0 | 0 | 0 | 0 | 0 | 0 | 0 | 0 | 0 | 0 | 0 | 0 | 0 | 0 | 0 | 0 | 0 | 0 | 0 | 0 | 0 | 0 | 0 | 0 | 0 | 0 | 0 | 0 | 0
Industrial Sector Energy Related Emissions before CCS[petroleum diesel if,other metals 242,CO2] | NoSettings | 0 | 0 | 0 | 0 | 0 | 0 | 0 | 0 | 0 | 0 | 0 | 0 | 0 | 0 | 0 | 0 | 0 | 0 | 0 | 0 | 0 | 0 | 0 | 0 | 0 | 0 | 0 | 0 | 0 | 0 | 0
Industrial Sector Energy Related Emissions before CCS[petroleum diesel if,other metals 242,VOC] | NoSettings | 0 | 0 | 0 | 0 | 0 | 0 | 0 | 0 | 0 | 0 | 0 | 0 | 0 | 0 | 0 | 0 | 0 | 0 | 0 | 0 | 0 | 0 | 0 | 0 | 0 | 0 | 0 | 0 | 0 | 0 | 0
Industrial Sector Energy Related Emissions before CCS[petroleum diesel if,other metals 242,CO] | NoSettings | 0 | 0 | 0 | 0 | 0 | 0 | 0 | 0 | 0 | 0 | 0 | 0 | 0 | 0 | 0 | 0 | 0 | 0 | 0 | 0 | 0 | 0 | 0 | 0 | 0 | 0 | 0 | 0 | 0 | 0 | 0
Industrial Sector Energy Related Emissions before CCS[petroleum diesel if,other metals 242,NOx] | NoSettings | 0 | 0 | 0 | 0 | 0 | 0 | 0 | 0 | 0 | 0 | 0 | 0 | 0 | 0 | 0 | 0 | 0 | 0 | 0 | 0 | 0 | 0 | 0 | 0 | 0 | 0 | 0 | 0 | 0 | 0 | 0
Industrial Sector Energy Related Emissions before CCS[petroleum diesel if,other metals 242,PM10] | NoSettings | 0 | 0 | 0 | 0 | 0 | 0 | 0 | 0 | 0 | 0 | 0 | 0 | 0 | 0 | 0 | 0 | 0 | 0 | 0 | 0 | 0 | 0 | 0 | 0 | 0 | 0 | 0 | 0 | 0 | 0 | 0
Industrial Sector Energy Related Emissions before CCS[petroleum diesel if,other metals 242,PM25] | NoSettings | 0 | 0 | 0 | 0 | 0 | 0 | 0 | 0 | 0 | 0 | 0 | 0 | 0 | 0 | 0 | 0 | 0 | 0 | 0 | 0 | 0 | 0 | 0 | 0 | 0 | 0 | 0 | 0 | 0 | 0 | 0
Industrial Sector Energy Related Emissions before CCS[petroleum diesel if,other metals 242,SOx] | NoSettings | 0 | 0 | 0 | 0 | 0 | 0 | 0 | 0 | 0 | 0 | 0 | 0 | 0 | 0 | 0 | 0 | 0 | 0 | 0 | 0 | 0 | 0 | 0 | 0 | 0 | 0 | 0 | 0 | 0 | 0 | 0
Industrial Sector Energy Related Emissions before CCS[petroleum diesel if,other metals 242,BC] | NoSettings | 0 | 0 | 0 | 0 | 0 | 0 | 0 | 0 | 0 | 0 | 0 | 0 | 0 | 0 | 0 | 0 | 0 | 0 | 0 | 0 | 0 | 0 | 0 | 0 | 0 | 0 | 0 | 0 | 0 | 0 | 0
Industrial Sector Energy Related Emissions before CCS[petroleum diesel if,other metals 242,OC] | NoSettings | 0 | 0 | 0 | 0 | 0 | 0 | 0 | 0 | 0 | 0 | 0 | 0 | 0 | 0 | 0 | 0 | 0 | 0 | 0 | 0 | 0 | 0 | 0 | 0 | 0 | 0 | 0 | 0 | 0 | 0 | 0
Industrial Sector Energy Related Emissions before CCS[petroleum diesel if,other metals 242,CH4] | NoSettings | 0 | 0 | 0 | 0 | 0 | 0 | 0 | 0 | 0 | 0 | 0 | 0 | 0 | 0 | 0 | 0 | 0 | 0 | 0 | 0 | 0 | 0 | 0 | 0 | 0 | 0 | 0 | 0 | 0 | 0 | 0
Industrial Sector Energy Related Emissions before CCS[petroleum diesel if,other metals 242,N2O] | NoSettings | 0 | 0 | 0 | 0 | 0 | 0 | 0 | 0 | 0 | 0 | 0 | 0 | 0 | 0 | 0 | 0 | 0 | 0 | 0 | 0 | 0 | 0 | 0 | 0 | 0 | 0 | 0 | 0 | 0 | 0 | 0
Industrial Sector Energy Related Emissions before CCS[petroleum diesel if,other metals 242,F gases] | NoSettings | 0 | 0 | 0 | 0 | 0 | 0 | 0 | 0 | 0 | 0 | 0 | 0 | 0 | 0 | 0 | 0 | 0 | 0 | 0 | 0 | 0 | 0 | 0 | 0 | 0 | 0 | 0 | 0 | 0 | 0 | 0
Industrial Sector Energy Related Emissions before CCS[petroleum diesel if,metal products except machinery and vehicles 25,CO2] | NoSettings | 0 | 0 | 0 | 0 | 0 | 0 | 0 | 0 | 0 | 0 | 0 | 0 | 0 | 0 | 0 | 0 | 0 | 0 | 0 | 0 | 0 | 0 | 0 | 0 | 0 | 0 | 0 | 0 | 0 | 0 | 0
Industrial Sector Energy Related Emissions before CCS[petroleum diesel if,metal products except machinery and vehicles 25,VOC] | NoSettings | 0 | 0 | 0 | 0 | 0 | 0 | 0 | 0 | 0 | 0 | 0 | 0 | 0 | 0 | 0 | 0 | 0 | 0 | 0 | 0 | 0 | 0 | 0 | 0 | 0 | 0 | 0 | 0 | 0 | 0 | 0
Industrial Sector Energy Related Emissions before CCS[petroleum diesel if,metal products except machinery and vehicles 25,CO] | NoSettings | 0 | 0 | 0 | 0 | 0 | 0 | 0 | 0 | 0 | 0 | 0 | 0 | 0 | 0 | 0 | 0 | 0 | 0 | 0 | 0 | 0 | 0 | 0 | 0 | 0 | 0 | 0 | 0 | 0 | 0 | 0
Industrial Sector Energy Related Emissions before CCS[petroleum diesel if,metal products except machinery and vehicles 25,NOx] | NoSettings | 0 | 0 | 0 | 0 | 0 | 0 | 0 | 0 | 0 | 0 | 0 | 0 | 0 | 0 | 0 | 0 | 0 | 0 | 0 | 0 | 0 | 0 | 0 | 0 | 0 | 0 | 0 | 0 | 0 | 0 | 0
Industrial Sector Energy Related Emissions before CCS[petroleum diesel if,metal products except machinery and vehicles 25,PM10] | NoSettings | 0 | 0 | 0 | 0 | 0 | 0 | 0 | 0 | 0 | 0 | 0 | 0 | 0 | 0 | 0 | 0 | 0 | 0 | 0 | 0 | 0 | 0 | 0 | 0 | 0 | 0 | 0 | 0 | 0 | 0 | 0
Industrial Sector Energy Related Emissions before CCS[petroleum diesel if,metal products except machinery and vehicles 25,PM25] | NoSettings | 0 | 0 | 0 | 0 | 0 | 0 | 0 | 0 | 0 | 0 | 0 | 0 | 0 | 0 | 0 | 0 | 0 | 0 | 0 | 0 | 0 | 0 | 0 | 0 | 0 | 0 | 0 | 0 | 0 | 0 | 0
Industrial Sector Energy Related Emissions before CCS[petroleum diesel if,metal products except machinery and vehicles 25,SOx] | NoSettings | 0 | 0 | 0 | 0 | 0 | 0 | 0 | 0 | 0 | 0 | 0 | 0 | 0 | 0 | 0 | 0 | 0 | 0 | 0 | 0 | 0 | 0 | 0 | 0 | 0 | 0 | 0 | 0 | 0 | 0 | 0
Industrial Sector Energy Related Emissions before CCS[petroleum diesel if,metal products except machinery and vehicles 25,BC] | NoSettings | 0 | 0 | 0 | 0 | 0 | 0 | 0 | 0 | 0 | 0 | 0 | 0 | 0 | 0 | 0 | 0 | 0 | 0 | 0 | 0 | 0 | 0 | 0 | 0 | 0 | 0 | 0 | 0 | 0 | 0 | 0
Industrial Sector Energy Related Emissions before CCS[petroleum diesel if,metal products except machinery and vehicles 25,OC] | NoSettings | 0 | 0 | 0 | 0 | 0 | 0 | 0 | 0 | 0 | 0 | 0 | 0 | 0 | 0 | 0 | 0 | 0 | 0 | 0 | 0 | 0 | 0 | 0 | 0 | 0 | 0 | 0 | 0 | 0 | 0 | 0
Industrial Sector Energy Related Emissions before CCS[petroleum diesel if,metal products except machinery and vehicles 25,CH4] | NoSettings | 0 | 0 | 0 | 0 | 0 | 0 | 0 | 0 | 0 | 0 | 0 | 0 | 0 | 0 | 0 | 0 | 0 | 0 | 0 | 0 | 0 | 0 | 0 | 0 | 0 | 0 | 0 | 0 | 0 | 0 | 0
Industrial Sector Energy Related Emissions before CCS[petroleum diesel if,metal products except machinery and vehicles 25,N2O] | NoSettings | 0 | 0 | 0 | 0 | 0 | 0 | 0 | 0 | 0 | 0 | 0 | 0 | 0 | 0 | 0 | 0 | 0 | 0 | 0 | 0 | 0 | 0 | 0 | 0 | 0 | 0 | 0 | 0 | 0 | 0 | 0
Industrial Sector Energy Related Emissions before CCS[petroleum diesel if,metal products except machinery and vehicles 25,F gases] | NoSettings | 0 | 0 | 0 | 0 | 0 | 0 | 0 | 0 | 0 | 0 | 0 | 0 | 0 | 0 | 0 | 0 | 0 | 0 | 0 | 0 | 0 | 0 | 0 | 0 | 0 | 0 | 0 | 0 | 0 | 0 | 0
Industrial Sector Energy Related Emissions before CCS[petroleum diesel if,computers and electronics 26,CO2] | NoSettings | 0 | 0 | 0 | 0 | 0 | 0 | 0 | 0 | 0 | 0 | 0 | 0 | 0 | 0 | 0 | 0 | 0 | 0 | 0 | 0 | 0 | 0 | 0 | 0 | 0 | 0 | 0 | 0 | 0 | 0 | 0
Industrial Sector Energy Related Emissions before CCS[petroleum diesel if,computers and electronics 26,VOC] | NoSettings | 0 | 0 | 0 | 0 | 0 | 0 | 0 | 0 | 0 | 0 | 0 | 0 | 0 | 0 | 0 | 0 | 0 | 0 | 0 | 0 | 0 | 0 | 0 | 0 | 0 | 0 | 0 | 0 | 0 | 0 | 0
Industrial Sector Energy Related Emissions before CCS[petroleum diesel if,computers and electronics 26,CO] | NoSettings | 0 | 0 | 0 | 0 | 0 | 0 | 0 | 0 | 0 | 0 | 0 | 0 | 0 | 0 | 0 | 0 | 0 | 0 | 0 | 0 | 0 | 0 | 0 | 0 | 0 | 0 | 0 | 0 | 0 | 0 | 0
Industrial Sector Energy Related Emissions before CCS[petroleum diesel if,computers and electronics 26,NOx] | NoSettings | 0 | 0 | 0 | 0 | 0 | 0 | 0 | 0 | 0 | 0 | 0 | 0 | 0 | 0 | 0 | 0 | 0 | 0 | 0 | 0 | 0 | 0 | 0 | 0 | 0 | 0 | 0 | 0 | 0 | 0 | 0
Industrial Sector Energy Related Emissions before CCS[petroleum diesel if,computers and electronics 26,PM10] | NoSettings | 0 | 0 | 0 | 0 | 0 | 0 | 0 | 0 | 0 | 0 | 0 | 0 | 0 | 0 | 0 | 0 | 0 | 0 | 0 | 0 | 0 | 0 | 0 | 0 | 0 | 0 | 0 | 0 | 0 | 0 | 0
Industrial Sector Energy Related Emissions before CCS[petroleum diesel if,computers and electronics 26,PM25] | NoSettings | 0 | 0 | 0 | 0 | 0 | 0 | 0 | 0 | 0 | 0 | 0 | 0 | 0 | 0 | 0 | 0 | 0 | 0 | 0 | 0 | 0 | 0 | 0 | 0 | 0 | 0 | 0 | 0 | 0 | 0 | 0
Industrial Sector Energy Related Emissions before CCS[petroleum diesel if,computers and electronics 26,SOx] | NoSettings | 0 | 0 | 0 | 0 | 0 | 0 | 0 | 0 | 0 | 0 | 0 | 0 | 0 | 0 | 0 | 0 | 0 | 0 | 0 | 0 | 0 | 0 | 0 | 0 | 0 | 0 | 0 | 0 | 0 | 0 | 0
Industrial Sector Energy Related Emissions before CCS[petroleum diesel if,computers and electronics 26,BC] | NoSettings | 0 | 0 | 0 | 0 | 0 | 0 | 0 | 0 | 0 | 0 | 0 | 0 | 0 | 0 | 0 | 0 | 0 | 0 | 0 | 0 | 0 | 0 | 0 | 0 | 0 | 0 | 0 | 0 | 0 | 0 | 0
Industrial Sector Energy Related Emissions before CCS[petroleum diesel if,computers and electronics 26,OC] | NoSettings | 0 | 0 | 0 | 0 | 0 | 0 | 0 | 0 | 0 | 0 | 0 | 0 | 0 | 0 | 0 | 0 | 0 | 0 | 0 | 0 | 0 | 0 | 0 | 0 | 0 | 0 | 0 | 0 | 0 | 0 | 0
Industrial Sector Energy Related Emissions before CCS[petroleum diesel if,computers and electronics 26,CH4] | NoSettings | 0 | 0 | 0 | 0 | 0 | 0 | 0 | 0 | 0 | 0 | 0 | 0 | 0 | 0 | 0 | 0 | 0 | 0 | 0 | 0 | 0 | 0 | 0 | 0 | 0 | 0 | 0 | 0 | 0 | 0 | 0
Industrial Sector Energy Related Emissions before CCS[petroleum diesel if,computers and electronics 26,N2O] | NoSettings | 0 | 0 | 0 | 0 | 0 | 0 | 0 | 0 | 0 | 0 | 0 | 0 | 0 | 0 | 0 | 0 | 0 | 0 | 0 | 0 | 0 | 0 | 0 | 0 | 0 | 0 | 0 | 0 | 0 | 0 | 0
Industrial Sector Energy Related Emissions before CCS[petroleum diesel if,computers and electronics 26,F gases] | NoSettings | 0 | 0 | 0 | 0 | 0 | 0 | 0 | 0 | 0 | 0 | 0 | 0 | 0 | 0 | 0 | 0 | 0 | 0 | 0 | 0 | 0 | 0 | 0 | 0 | 0 | 0 | 0 | 0 | 0 | 0 | 0
Industrial Sector Energy Related Emissions before CCS[petroleum diesel if,appliances and electrical equipment 27,CO2] | NoSettings | 0 | 0 | 0 | 0 | 0 | 0 | 0 | 0 | 0 | 0 | 0 | 0 | 0 | 0 | 0 | 0 | 0 | 0 | 0 | 0 | 0 | 0 | 0 | 0 | 0 | 0 | 0 | 0 | 0 | 0 | 0
Industrial Sector Energy Related Emissions before CCS[petroleum diesel if,appliances and electrical equipment 27,VOC] | NoSettings | 0 | 0 | 0 | 0 | 0 | 0 | 0 | 0 | 0 | 0 | 0 | 0 | 0 | 0 | 0 | 0 | 0 | 0 | 0 | 0 | 0 | 0 | 0 | 0 | 0 | 0 | 0 | 0 | 0 | 0 | 0
Industrial Sector Energy Related Emissions before CCS[petroleum diesel if,appliances and electrical equipment 27,CO] | NoSettings | 0 | 0 | 0 | 0 | 0 | 0 | 0 | 0 | 0 | 0 | 0 | 0 | 0 | 0 | 0 | 0 | 0 | 0 | 0 | 0 | 0 | 0 | 0 | 0 | 0 | 0 | 0 | 0 | 0 | 0 | 0
Industrial Sector Energy Related Emissions before CCS[petroleum diesel if,appliances and electrical equipment 27,NOx] | NoSettings | 0 | 0 | 0 | 0 | 0 | 0 | 0 | 0 | 0 | 0 | 0 | 0 | 0 | 0 | 0 | 0 | 0 | 0 | 0 | 0 | 0 | 0 | 0 | 0 | 0 | 0 | 0 | 0 | 0 | 0 | 0
Industrial Sector Energy Related Emissions before CCS[petroleum diesel if,appliances and electrical equipment 27,PM10] | NoSettings | 0 | 0 | 0 | 0 | 0 | 0 | 0 | 0 | 0 | 0 | 0 | 0 | 0 | 0 | 0 | 0 | 0 | 0 | 0 | 0 | 0 | 0 | 0 | 0 | 0 | 0 | 0 | 0 | 0 | 0 | 0
Industrial Sector Energy Related Emissions before CCS[petroleum diesel if,appliances and electrical equipment 27,PM25] | NoSettings | 0 | 0 | 0 | 0 | 0 | 0 | 0 | 0 | 0 | 0 | 0 | 0 | 0 | 0 | 0 | 0 | 0 | 0 | 0 | 0 | 0 | 0 | 0 | 0 | 0 | 0 | 0 | 0 | 0 | 0 | 0
Industrial Sector Energy Related Emissions before CCS[petroleum diesel if,appliances and electrical equipment 27,SOx] | NoSettings | 0 | 0 | 0 | 0 | 0 | 0 | 0 | 0 | 0 | 0 | 0 | 0 | 0 | 0 | 0 | 0 | 0 | 0 | 0 | 0 | 0 | 0 | 0 | 0 | 0 | 0 | 0 | 0 | 0 | 0 | 0
Industrial Sector Energy Related Emissions before CCS[petroleum diesel if,appliances and electrical equipment 27,BC] | NoSettings | 0 | 0 | 0 | 0 | 0 | 0 | 0 | 0 | 0 | 0 | 0 | 0 | 0 | 0 | 0 | 0 | 0 | 0 | 0 | 0 | 0 | 0 | 0 | 0 | 0 | 0 | 0 | 0 | 0 | 0 | 0
Industrial Sector Energy Related Emissions before CCS[petroleum diesel if,appliances and electrical equipment 27,OC] | NoSettings | 0 | 0 | 0 | 0 | 0 | 0 | 0 | 0 | 0 | 0 | 0 | 0 | 0 | 0 | 0 | 0 | 0 | 0 | 0 | 0 | 0 | 0 | 0 | 0 | 0 | 0 | 0 | 0 | 0 | 0 | 0
Industrial Sector Energy Related Emissions before CCS[petroleum diesel if,appliances and electrical equipment 27,CH4] | NoSettings | 0 | 0 | 0 | 0 | 0 | 0 | 0 | 0 | 0 | 0 | 0 | 0 | 0 | 0 | 0 | 0 | 0 | 0 | 0 | 0 | 0 | 0 | 0 | 0 | 0 | 0 | 0 | 0 | 0 | 0 | 0
Industrial Sector Energy Related Emissions before CCS[petroleum diesel if,appliances and electrical equipment 27,N2O] | NoSettings | 0 | 0 | 0 | 0 | 0 | 0 | 0 | 0 | 0 | 0 | 0 | 0 | 0 | 0 | 0 | 0 | 0 | 0 | 0 | 0 | 0 | 0 | 0 | 0 | 0 | 0 | 0 | 0 | 0 | 0 | 0
Industrial Sector Energy Related Emissions before CCS[petroleum diesel if,appliances and electrical equipment 27,F gases] | NoSettings | 0 | 0 | 0 | 0 | 0 | 0 | 0 | 0 | 0 | 0 | 0 | 0 | 0 | 0 | 0 | 0 | 0 | 0 | 0 | 0 | 0 | 0 | 0 | 0 | 0 | 0 | 0 | 0 | 0 | 0 | 0
Industrial Sector Energy Related Emissions before CCS[petroleum diesel if,other machinery 28,CO2] | NoSettings | 0 | 0 | 0 | 0 | 0 | 0 | 0 | 0 | 0 | 0 | 0 | 0 | 0 | 0 | 0 | 0 | 0 | 0 | 0 | 0 | 0 | 0 | 0 | 0 | 0 | 0 | 0 | 0 | 0 | 0 | 0
Industrial Sector Energy Related Emissions before CCS[petroleum diesel if,other machinery 28,VOC] | NoSettings | 0 | 0 | 0 | 0 | 0 | 0 | 0 | 0 | 0 | 0 | 0 | 0 | 0 | 0 | 0 | 0 | 0 | 0 | 0 | 0 | 0 | 0 | 0 | 0 | 0 | 0 | 0 | 0 | 0 | 0 | 0
Industrial Sector Energy Related Emissions before CCS[petroleum diesel if,other machinery 28,CO] | NoSettings | 0 | 0 | 0 | 0 | 0 | 0 | 0 | 0 | 0 | 0 | 0 | 0 | 0 | 0 | 0 | 0 | 0 | 0 | 0 | 0 | 0 | 0 | 0 | 0 | 0 | 0 | 0 | 0 | 0 | 0 | 0
Industrial Sector Energy Related Emissions before CCS[petroleum diesel if,other machinery 28,NOx] | NoSettings | 0 | 0 | 0 | 0 | 0 | 0 | 0 | 0 | 0 | 0 | 0 | 0 | 0 | 0 | 0 | 0 | 0 | 0 | 0 | 0 | 0 | 0 | 0 | 0 | 0 | 0 | 0 | 0 | 0 | 0 | 0
Industrial Sector Energy Related Emissions before CCS[petroleum diesel if,other machinery 28,PM10] | NoSettings | 0 | 0 | 0 | 0 | 0 | 0 | 0 | 0 | 0 | 0 | 0 | 0 | 0 | 0 | 0 | 0 | 0 | 0 | 0 | 0 | 0 | 0 | 0 | 0 | 0 | 0 | 0 | 0 | 0 | 0 | 0
Industrial Sector Energy Related Emissions before CCS[petroleum diesel if,other machinery 28,PM25] | NoSettings | 0 | 0 | 0 | 0 | 0 | 0 | 0 | 0 | 0 | 0 | 0 | 0 | 0 | 0 | 0 | 0 | 0 | 0 | 0 | 0 | 0 | 0 | 0 | 0 | 0 | 0 | 0 | 0 | 0 | 0 | 0
Industrial Sector Energy Related Emissions before CCS[petroleum diesel if,other machinery 28,SOx] | NoSettings | 0 | 0 | 0 | 0 | 0 | 0 | 0 | 0 | 0 | 0 | 0 | 0 | 0 | 0 | 0 | 0 | 0 | 0 | 0 | 0 | 0 | 0 | 0 | 0 | 0 | 0 | 0 | 0 | 0 | 0 | 0
Industrial Sector Energy Related Emissions before CCS[petroleum diesel if,other machinery 28,BC] | NoSettings | 0 | 0 | 0 | 0 | 0 | 0 | 0 | 0 | 0 | 0 | 0 | 0 | 0 | 0 | 0 | 0 | 0 | 0 | 0 | 0 | 0 | 0 | 0 | 0 | 0 | 0 | 0 | 0 | 0 | 0 | 0
Industrial Sector Energy Related Emissions before CCS[petroleum diesel if,other machinery 28,OC] | NoSettings | 0 | 0 | 0 | 0 | 0 | 0 | 0 | 0 | 0 | 0 | 0 | 0 | 0 | 0 | 0 | 0 | 0 | 0 | 0 | 0 | 0 | 0 | 0 | 0 | 0 | 0 | 0 | 0 | 0 | 0 | 0
Industrial Sector Energy Related Emissions before CCS[petroleum diesel if,other machinery 28,CH4] | NoSettings | 0 | 0 | 0 | 0 | 0 | 0 | 0 | 0 | 0 | 0 | 0 | 0 | 0 | 0 | 0 | 0 | 0 | 0 | 0 | 0 | 0 | 0 | 0 | 0 | 0 | 0 | 0 | 0 | 0 | 0 | 0
Industrial Sector Energy Related Emissions before CCS[petroleum diesel if,other machinery 28,N2O] | NoSettings | 0 | 0 | 0 | 0 | 0 | 0 | 0 | 0 | 0 | 0 | 0 | 0 | 0 | 0 | 0 | 0 | 0 | 0 | 0 | 0 | 0 | 0 | 0 | 0 | 0 | 0 | 0 | 0 | 0 | 0 | 0
Industrial Sector Energy Related Emissions before CCS[petroleum diesel if,other machinery 28,F gases] | NoSettings | 0 | 0 | 0 | 0 | 0 | 0 | 0 | 0 | 0 | 0 | 0 | 0 | 0 | 0 | 0 | 0 | 0 | 0 | 0 | 0 | 0 | 0 | 0 | 0 | 0 | 0 | 0 | 0 | 0 | 0 | 0
Industrial Sector Energy Related Emissions before CCS[petroleum diesel if,road vehicles 29,CO2] | NoSettings | 0 | 0 | 0 | 0 | 0 | 0 | 0 | 0 | 0 | 0 | 0 | 0 | 0 | 0 | 0 | 0 | 0 | 0 | 0 | 0 | 0 | 0 | 0 | 0 | 0 | 0 | 0 | 0 | 0 | 0 | 0
Industrial Sector Energy Related Emissions before CCS[petroleum diesel if,road vehicles 29,VOC] | NoSettings | 0 | 0 | 0 | 0 | 0 | 0 | 0 | 0 | 0 | 0 | 0 | 0 | 0 | 0 | 0 | 0 | 0 | 0 | 0 | 0 | 0 | 0 | 0 | 0 | 0 | 0 | 0 | 0 | 0 | 0 | 0
Industrial Sector Energy Related Emissions before CCS[petroleum diesel if,road vehicles 29,CO] | NoSettings | 0 | 0 | 0 | 0 | 0 | 0 | 0 | 0 | 0 | 0 | 0 | 0 | 0 | 0 | 0 | 0 | 0 | 0 | 0 | 0 | 0 | 0 | 0 | 0 | 0 | 0 | 0 | 0 | 0 | 0 | 0
Industrial Sector Energy Related Emissions before CCS[petroleum diesel if,road vehicles 29,NOx] | NoSettings | 0 | 0 | 0 | 0 | 0 | 0 | 0 | 0 | 0 | 0 | 0 | 0 | 0 | 0 | 0 | 0 | 0 | 0 | 0 | 0 | 0 | 0 | 0 | 0 | 0 | 0 | 0 | 0 | 0 | 0 | 0
Industrial Sector Energy Related Emissions before CCS[petroleum diesel if,road vehicles 29,PM10] | NoSettings | 0 | 0 | 0 | 0 | 0 | 0 | 0 | 0 | 0 | 0 | 0 | 0 | 0 | 0 | 0 | 0 | 0 | 0 | 0 | 0 | 0 | 0 | 0 | 0 | 0 | 0 | 0 | 0 | 0 | 0 | 0
Industrial Sector Energy Related Emissions before CCS[petroleum diesel if,road vehicles 29,PM25] | NoSettings | 0 | 0 | 0 | 0 | 0 | 0 | 0 | 0 | 0 | 0 | 0 | 0 | 0 | 0 | 0 | 0 | 0 | 0 | 0 | 0 | 0 | 0 | 0 | 0 | 0 | 0 | 0 | 0 | 0 | 0 | 0
Industrial Sector Energy Related Emissions before CCS[petroleum diesel if,road vehicles 29,SOx] | NoSettings | 0 | 0 | 0 | 0 | 0 | 0 | 0 | 0 | 0 | 0 | 0 | 0 | 0 | 0 | 0 | 0 | 0 | 0 | 0 | 0 | 0 | 0 | 0 | 0 | 0 | 0 | 0 | 0 | 0 | 0 | 0
Industrial Sector Energy Related Emissions before CCS[petroleum diesel if,road vehicles 29,BC] | NoSettings | 0 | 0 | 0 | 0 | 0 | 0 | 0 | 0 | 0 | 0 | 0 | 0 | 0 | 0 | 0 | 0 | 0 | 0 | 0 | 0 | 0 | 0 | 0 | 0 | 0 | 0 | 0 | 0 | 0 | 0 | 0
Industrial Sector Energy Related Emissions before CCS[petroleum diesel if,road vehicles 29,OC] | NoSettings | 0 | 0 | 0 | 0 | 0 | 0 | 0 | 0 | 0 | 0 | 0 | 0 | 0 | 0 | 0 | 0 | 0 | 0 | 0 | 0 | 0 | 0 | 0 | 0 | 0 | 0 | 0 | 0 | 0 | 0 | 0
Industrial Sector Energy Related Emissions before CCS[petroleum diesel if,road vehicles 29,CH4] | NoSettings | 0 | 0 | 0 | 0 | 0 | 0 | 0 | 0 | 0 | 0 | 0 | 0 | 0 | 0 | 0 | 0 | 0 | 0 | 0 | 0 | 0 | 0 | 0 | 0 | 0 | 0 | 0 | 0 | 0 | 0 | 0
Industrial Sector Energy Related Emissions before CCS[petroleum diesel if,road vehicles 29,N2O] | NoSettings | 0 | 0 | 0 | 0 | 0 | 0 | 0 | 0 | 0 | 0 | 0 | 0 | 0 | 0 | 0 | 0 | 0 | 0 | 0 | 0 | 0 | 0 | 0 | 0 | 0 | 0 | 0 | 0 | 0 | 0 | 0
Industrial Sector Energy Related Emissions before CCS[petroleum diesel if,road vehicles 29,F gases] | NoSettings | 0 | 0 | 0 | 0 | 0 | 0 | 0 | 0 | 0 | 0 | 0 | 0 | 0 | 0 | 0 | 0 | 0 | 0 | 0 | 0 | 0 | 0 | 0 | 0 | 0 | 0 | 0 | 0 | 0 | 0 | 0
Industrial Sector Energy Related Emissions before CCS[petroleum diesel if,nonroad vehicles 30,CO2] | NoSettings | 0 | 0 | 0 | 0 | 0 | 0 | 0 | 0 | 0 | 0 | 0 | 0 | 0 | 0 | 0 | 0 | 0 | 0 | 0 | 0 | 0 | 0 | 0 | 0 | 0 | 0 | 0 | 0 | 0 | 0 | 0
Industrial Sector Energy Related Emissions before CCS[petroleum diesel if,nonroad vehicles 30,VOC] | NoSettings | 0 | 0 | 0 | 0 | 0 | 0 | 0 | 0 | 0 | 0 | 0 | 0 | 0 | 0 | 0 | 0 | 0 | 0 | 0 | 0 | 0 | 0 | 0 | 0 | 0 | 0 | 0 | 0 | 0 | 0 | 0
Industrial Sector Energy Related Emissions before CCS[petroleum diesel if,nonroad vehicles 30,CO] | NoSettings | 0 | 0 | 0 | 0 | 0 | 0 | 0 | 0 | 0 | 0 | 0 | 0 | 0 | 0 | 0 | 0 | 0 | 0 | 0 | 0 | 0 | 0 | 0 | 0 | 0 | 0 | 0 | 0 | 0 | 0 | 0
Industrial Sector Energy Related Emissions before CCS[petroleum diesel if,nonroad vehicles 30,NOx] | NoSettings | 0 | 0 | 0 | 0 | 0 | 0 | 0 | 0 | 0 | 0 | 0 | 0 | 0 | 0 | 0 | 0 | 0 | 0 | 0 | 0 | 0 | 0 | 0 | 0 | 0 | 0 | 0 | 0 | 0 | 0 | 0
Industrial Sector Energy Related Emissions before CCS[petroleum diesel if,nonroad vehicles 30,PM10] | NoSettings | 0 | 0 | 0 | 0 | 0 | 0 | 0 | 0 | 0 | 0 | 0 | 0 | 0 | 0 | 0 | 0 | 0 | 0 | 0 | 0 | 0 | 0 | 0 | 0 | 0 | 0 | 0 | 0 | 0 | 0 | 0
Industrial Sector Energy Related Emissions before CCS[petroleum diesel if,nonroad vehicles 30,PM25] | NoSettings | 0 | 0 | 0 | 0 | 0 | 0 | 0 | 0 | 0 | 0 | 0 | 0 | 0 | 0 | 0 | 0 | 0 | 0 | 0 | 0 | 0 | 0 | 0 | 0 | 0 | 0 | 0 | 0 | 0 | 0 | 0
Industrial Sector Energy Related Emissions before CCS[petroleum diesel if,nonroad vehicles 30,SOx] | NoSettings | 0 | 0 | 0 | 0 | 0 | 0 | 0 | 0 | 0 | 0 | 0 | 0 | 0 | 0 | 0 | 0 | 0 | 0 | 0 | 0 | 0 | 0 | 0 | 0 | 0 | 0 | 0 | 0 | 0 | 0 | 0
Industrial Sector Energy Related Emissions before CCS[petroleum diesel if,nonroad vehicles 30,BC] | NoSettings | 0 | 0 | 0 | 0 | 0 | 0 | 0 | 0 | 0 | 0 | 0 | 0 | 0 | 0 | 0 | 0 | 0 | 0 | 0 | 0 | 0 | 0 | 0 | 0 | 0 | 0 | 0 | 0 | 0 | 0 | 0
Industrial Sector Energy Related Emissions before CCS[petroleum diesel if,nonroad vehicles 30,OC] | NoSettings | 0 | 0 | 0 | 0 | 0 | 0 | 0 | 0 | 0 | 0 | 0 | 0 | 0 | 0 | 0 | 0 | 0 | 0 | 0 | 0 | 0 | 0 | 0 | 0 | 0 | 0 | 0 | 0 | 0 | 0 | 0
Industrial Sector Energy Related Emissions before CCS[petroleum diesel if,nonroad vehicles 30,CH4] | NoSettings | 0 | 0 | 0 | 0 | 0 | 0 | 0 | 0 | 0 | 0 | 0 | 0 | 0 | 0 | 0 | 0 | 0 | 0 | 0 | 0 | 0 | 0 | 0 | 0 | 0 | 0 | 0 | 0 | 0 | 0 | 0
Industrial Sector Energy Related Emissions before CCS[petroleum diesel if,nonroad vehicles 30,N2O] | NoSettings | 0 | 0 | 0 | 0 | 0 | 0 | 0 | 0 | 0 | 0 | 0 | 0 | 0 | 0 | 0 | 0 | 0 | 0 | 0 | 0 | 0 | 0 | 0 | 0 | 0 | 0 | 0 | 0 | 0 | 0 | 0
Industrial Sector Energy Related Emissions before CCS[petroleum diesel if,nonroad vehicles 30,F gases] | NoSettings | 0 | 0 | 0 | 0 | 0 | 0 | 0 | 0 | 0 | 0 | 0 | 0 | 0 | 0 | 0 | 0 | 0 | 0 | 0 | 0 | 0 | 0 | 0 | 0 | 0 | 0 | 0 | 0 | 0 | 0 | 0
Industrial Sector Energy Related Emissions before CCS[petroleum diesel if,other manufacturing 31T33,CO2] | NoSettings | 732548000000 | 687881000000 | 711571000000 | 739193000000 | 752494000000 | 771411000000 | 782922000000 | 790051000000 | 796039000000 | 803101000000 | 813801000000 | 823376000000 | 831586000000 | 843855000000 | 853287000000 | 858338000000 | 861497000000 | 868325000000 | 875897000000 | 884429000000 | 890327000000 | 899977000000 | 914287000000 | 933468000000 | 949151000000 | 959394000000 | 977366000000 | 992734000000 | 1008100000000 | 1023470000000 | 1038840000000
Industrial Sector Energy Related Emissions before CCS[petroleum diesel if,other manufacturing 31T33,VOC] | NoSettings | 7302050 | 6856810 | 7092950 | 7368290 | 7500870 | 7689440 | 7804180 | 7875240 | 7934930 | 8005320 | 8111990 | 8207430 | 8289260 | 8411560 | 8505580 | 8555920 | 8587410 | 8655480 | 8730960 | 8816000 | 8874800 | 8970990 | 9113630 | 9304820 | 9461150 | 9563250 | 9742400 | 9895590 | 10048800 | 10202000 | 10355200
Industrial Sector Energy Related Emissions before CCS[petroleum diesel if,other manufacturing 31T33,CO] | NoSettings | 190468000 | 178855000 | 185014000 | 192196000 | 195654000 | 200573000 | 203566000 | 205420000 | 206977000 | 208813000 | 211595000 | 214084000 | 216219000 | 219409000 | 221862000 | 223175000 | 223996000 | 225772000 | 227740000 | 229959000 | 231492000 | 234001000 | 237722000 | 242709000 | 246787000 | 249450000 | 254123000 | 258119000 | 262115000 | 266111000 | 270106000
Industrial Sector Energy Related Emissions before CCS[petroleum diesel if,other manufacturing 31T33,NOx] | NoSettings | 491610000 | 461634000 | 477532000 | 496069000 | 504995000 | 517691000 | 525416000 | 530200000 | 534218000 | 538957000 | 546138000 | 552564000 | 558073000 | 566307000 | 572637000 | 576026000 | 578146000 | 582729000 | 587810000 | 593536000 | 597494000 | 603971000 | 613574000 | 626446000 | 636971000 | 643845000 | 655906000 | 666219000 | 676533000 | 686846000 | 697160000
Industrial Sector Energy Related Emissions before CCS[petroleum diesel if,other manufacturing 31T33,PM10] | NoSettings | 74133400 | 69613100 | 72010500 | 74805800 | 76151900 | 78066300 | 79231200 | 79952700 | 80558700 | 81273300 | 82356200 | 83325200 | 84155900 | 85397600 | 86352100 | 86863200 | 87182900 | 87874000 | 88640200 | 89503600 | 90100500 | 91077100 | 92525300 | 94466300 | 96053500 | 97090000 | 98908800 | 100464000 | 102019000 | 103575000 | 105130000
Industrial Sector Energy Related Emissions before CCS[petroleum diesel if,other manufacturing 31T33,PM25] | NoSettings | 49952700 | 46906800 | 48522200 | 50405800 | 51312800 | 52602800 | 53387700 | 53873800 | 54282200 | 54763700 | 55493400 | 56146300 | 56706100 | 57542700 | 58185900 | 58530300 | 58745700 | 59211400 | 59727700 | 60309500 | 60711700 | 61369700 | 62345500 | 63653400 | 64722900 | 65421400 | 66646900 | 67694800 | 68742800 | 69790800 | 70838700
Industrial Sector Energy Related Emissions before CCS[petroleum diesel if,other manufacturing 31T33,SOx] | NoSettings | 4949380 | 4647600 | 4807650 | 4994280 | 5084150 | 5211960 | 5289730 | 5337900 | 5378360 | 5426070 | 5498360 | 5563060 | 5618520 | 5701420 | 5765150 | 5799270 | 5820610 | 5866750 | 5917910 | 5975550 | 6015400 | 6080600 | 6177290 | 6306880 | 6412840 | 6482050 | 6603470 | 6707310 | 6811140 | 6914970 | 7018810
Industrial Sector Energy Related Emissions before CCS[petroleum diesel if,other manufacturing 31T33,BC] | NoSettings | 4998200 | 4693430 | 4855070 | 5043530 | 5134280 | 5263360 | 5341900 | 5390540 | 5431400 | 5479580 | 5552590 | 5617920 | 5673930 | 5757640 | 5822000 | 5856460 | 5878020 | 5924610 | 5976270 | 6034480 | 6074730 | 6140570 | 6238210 | 6369080 | 6476080 | 6545970 | 6668600 | 6773450 | 6878310 | 6983170 | 7088030
Industrial Sector Energy Related Emissions before CCS[petroleum diesel if,other manufacturing 31T33,OC] | NoSettings | 12485700 | 11724400 | 12128200 | 12599000 | 12825700 | 13148100 | 13344300 | 13465800 | 13567900 | 13688200 | 13870600 | 14033800 | 14173800 | 14382900 | 14543600 | 14629700 | 14683600 | 14799900 | 14929000 | 15074400 | 15175000 | 15339400 | 15583300 | 15910200 | 16177600 | 16352100 | 16658500 | 16920400 | 17182300 | 17444300 | 17706200
Industrial Sector Energy Related Emissions before CCS[petroleum diesel if,other manufacturing 31T33,CH4] | NoSettings | 29286300 | 27500600 | 28447700 | 29552000 | 30083700 | 30840000 | 31300200 | 31585200 | 31824600 | 32106900 | 32534700 | 32917500 | 33245700 | 33736200 | 34113300 | 34315200 | 34441500 | 34714500 | 35017200 | 35358300 | 35594100 | 35979900 | 36552000 | 37318800 | 37945800 | 38355300 | 39073800 | 39688200 | 40302600 | 40917000 | 41531400
Industrial Sector Energy Related Emissions before CCS[petroleum diesel if,other manufacturing 31T33,N2O] | NoSettings | 5857260 | 5500120 | 5689530 | 5910390 | 6016740 | 6168000 | 6260040 | 6317040 | 6364920 | 6421380 | 6506940 | 6583500 | 6649140 | 6747240 | 6822660 | 6863040 | 6888300 | 6942900 | 7003440 | 7071660 | 7118820 | 7195980 | 7310400 | 7463760 | 7589160 | 7671060 | 7814760 | 7937640 | 8060520 | 8183400 | 8306280
Industrial Sector Energy Related Emissions before CCS[petroleum diesel if,other manufacturing 31T33,F gases] | NoSettings | 0 | 0 | 0 | 0 | 0 | 0 | 0 | 0 | 0 | 0 | 0 | 0 | 0 | 0 | 0 | 0 | 0 | 0 | 0 | 0 | 0 | 0 | 0 | 0 | 0 | 0 | 0 | 0 | 0 | 0 | 0
Industrial Sector Energy Related Emissions before CCS[petroleum diesel if,energy pipelines and gas processing 352T353,CO2] | NoSettings | 0 | 146899000 | 158098000 | 162320000 | 153158000 | 143301000 | 133966000 | 134127000 | 133554000 | 134083000 | 131891000 | 129595000 | 132385000 | 134830000 | 137484000 | 139452000 | 141371000 | 139845000 | 136708000 | 134559000 | 132277000 | 130681000 | 130201000 | 130514000 | 129528000 | 129543000 | 129292000 | 130526000 | 131301000 | 132430000 | 133990000
Industrial Sector Energy Related Emissions before CCS[petroleum diesel if,energy pipelines and gas processing 352T353,VOC] | NoSettings | 0 | 1464.29 | 1575.92 | 1618.01 | 1526.68 | 1428.43 | 1335.38 | 1336.98 | 1331.27 | 1336.54 | 1314.7 | 1291.81 | 1319.61 | 1343.99 | 1370.45 | 1390.06 | 1409.19 | 1393.98 | 1362.71 | 1341.28 | 1318.54 | 1302.63 | 1297.85 | 1300.97 | 1291.14 | 1291.28 | 1288.78 | 1301.08 | 1308.81 | 1320.07 | 1335.61
Industrial Sector Energy Related Emissions before CCS[petroleum diesel if,energy pipelines and gas processing 352T353,CO] | NoSettings | 0 | 38194.9 | 41106.7 | 42204.5 | 39822.2 | 37259.5 | 34832.3 | 34874 | 34725.2 | 34862.5 | 34292.8 | 33695.8 | 34421.1 | 35056.8 | 35747 | 36258.8 | 36757.6 | 36360.9 | 35545.2 | 34986.3 | 34393.2 | 33978 | 33853.3 | 33934.7 | 33678.3 | 33682.1 | 33616.9 | 33937.8 | 34139.3 | 34432.9 | 34838.5
Industrial Sector Energy Related Emissions before CCS[petroleum diesel if,energy pipelines and gas processing 352T353,NOx] | NoSettings | 0 | 98583.2 | 106099 | 108932 | 102783 | 96169 | 89904.1 | 90011.8 | 89627.7 | 89982.2 | 88511.7 | 86970.9 | 88842.7 | 90483.6 | 92265.1 | 93585.9 | 94873.6 | 93849.5 | 91744.2 | 90301.6 | 88770.8 | 87699.2 | 87377.4 | 87587.5 | 86925.5 | 86935.5 | 86767.2 | 87595.3 | 88115.4 | 88873.4 | 89920.1
Industrial Sector Energy Related Emissions before CCS[petroleum diesel if,energy pipelines and gas processing 352T353,PM10] | NoSettings | 0 | 14866.1 | 15999.4 | 16426.7 | 15499.5 | 14502 | 13557.3 | 13573.5 | 13515.6 | 13569.1 | 13347.3 | 13115 | 13397.2 | 13644.7 | 13913.3 | 14112.5 | 14306.7 | 14152.2 | 13834.8 | 13617.2 | 13386.4 | 13224.8 | 13176.3 | 13208 | 13108.1 | 13109.6 | 13084.3 | 13209.1 | 13287.6 | 13401.9 | 13559.7
Industrial Sector Energy Related Emissions before CCS[petroleum diesel if,energy pipelines and gas processing 352T353,PM25] | NoSettings | 0 | 10017.1 | 10780.7 | 11068.6 | 10443.9 | 9771.77 | 9135.2 | 9146.14 | 9107.11 | 9143.13 | 8993.71 | 8837.15 | 9027.35 | 9194.08 | 9375.1 | 9509.3 | 9640.15 | 9536.09 | 9322.17 | 9175.59 | 9020.04 | 8911.15 | 8878.45 | 8899.8 | 8832.54 | 8833.55 | 8816.46 | 8900.6 | 8953.45 | 9030.46 | 9136.82
Industrial Sector Energy Related Emissions before CCS[petroleum diesel if,energy pipelines and gas processing 352T353,SOx] | NoSettings | 0 | 992.507 | 1068.17 | 1096.7 | 1034.79 | 968.202 | 905.129 | 906.213 | 902.347 | 905.915 | 891.11 | 875.598 | 894.443 | 910.963 | 928.899 | 942.196 | 955.16 | 944.85 | 923.654 | 909.131 | 893.719 | 882.93 | 879.69 | 881.806 | 875.141 | 875.242 | 873.548 | 881.885 | 887.121 | 894.752 | 905.289
Industrial Sector Energy Related Emissions before CCS[petroleum diesel if,energy pipelines and gas processing 352T353,BC] | NoSettings | 0 | 1002.3 | 1078.7 | 1107.51 | 1045 | 977.75 | 914.055 | 915.15 | 911.245 | 914.849 | 899.898 | 884.233 | 903.264 | 919.947 | 938.06 | 951.488 | 964.58 | 954.168 | 932.763 | 918.097 | 902.533 | 891.638 | 888.366 | 890.502 | 883.772 | 883.873 | 882.163 | 890.582 | 895.87 | 903.576 | 914.217
Industrial Sector Energy Related Emissions before CCS[petroleum diesel if,energy pipelines and gas processing 352T353,OC] | NoSettings | 0 | 2503.78 | 2694.66 | 2766.62 | 2610.46 | 2442.47 | 2283.35 | 2286.09 | 2276.33 | 2285.34 | 2247.99 | 2208.86 | 2256.4 | 2298.07 | 2343.32 | 2376.86 | 2409.57 | 2383.56 | 2330.09 | 2293.45 | 2254.57 | 2227.35 | 2219.18 | 2224.52 | 2207.7 | 2207.96 | 2203.68 | 2224.72 | 2237.92 | 2257.17 | 2283.76
Industrial Sector Energy Related Emissions before CCS[petroleum diesel if,energy pipelines and gas processing 352T353,CH4] | NoSettings | 0 | 5872.82 | 6320.54 | 6489.33 | 6123.04 | 5729 | 5355.79 | 5362.21 | 5339.33 | 5360.44 | 5272.84 | 5181.05 | 5292.56 | 5390.32 | 5496.44 | 5575.12 | 5651.83 | 5590.83 | 5465.41 | 5379.47 | 5288.28 | 5224.44 | 5205.27 | 5217.79 | 5178.35 | 5178.94 | 5168.92 | 5218.25 | 5249.24 | 5294.39 | 5356.74
Industrial Sector Energy Related Emissions before CCS[petroleum diesel if,energy pipelines and gas processing 352T353,N2O] | NoSettings | 0 | 1174.56 | 1264.11 | 1297.87 | 1224.61 | 1145.8 | 1071.16 | 1072.44 | 1067.87 | 1072.09 | 1054.57 | 1036.21 | 1058.51 | 1078.06 | 1099.29 | 1115.02 | 1130.37 | 1118.17 | 1093.08 | 1075.89 | 1057.66 | 1044.89 | 1041.05 | 1043.56 | 1035.67 | 1035.79 | 1033.78 | 1043.65 | 1049.85 | 1058.88 | 1071.35
Industrial Sector Energy Related Emissions before CCS[petroleum diesel if,energy pipelines and gas processing 352T353,F gases] | NoSettings | 0 | 0 | 0 | 0 | 0 | 0 | 0 | 0 | 0 | 0 | 0 | 0 | 0 | 0 | 0 | 0 | 0 | 0 | 0 | 0 | 0 | 0 | 0 | 0 | 0 | 0 | 0 | 0 | 0 | 0 | 0
Industrial Sector Energy Related Emissions before CCS[petroleum diesel if,water and waste 36T39,CO2] | NoSettings | 0 | 0 | 0 | 0 | 0 | 0 | 0 | 0 | 0 | 0 | 0 | 0 | 0 | 0 | 0 | 0 | 0 | 0 | 0 | 0 | 0 | 0 | 0 | 0 | 0 | 0 | 0 | 0 | 0 | 0 | 0
Industrial Sector Energy Related Emissions before CCS[petroleum diesel if,water and waste 36T39,VOC] | NoSettings | 0 | 0 | 0 | 0 | 0 | 0 | 0 | 0 | 0 | 0 | 0 | 0 | 0 | 0 | 0 | 0 | 0 | 0 | 0 | 0 | 0 | 0 | 0 | 0 | 0 | 0 | 0 | 0 | 0 | 0 | 0
Industrial Sector Energy Related Emissions before CCS[petroleum diesel if,water and waste 36T39,CO] | NoSettings | 0 | 0 | 0 | 0 | 0 | 0 | 0 | 0 | 0 | 0 | 0 | 0 | 0 | 0 | 0 | 0 | 0 | 0 | 0 | 0 | 0 | 0 | 0 | 0 | 0 | 0 | 0 | 0 | 0 | 0 | 0
Industrial Sector Energy Related Emissions before CCS[petroleum diesel if,water and waste 36T39,NOx] | NoSettings | 0 | 0 | 0 | 0 | 0 | 0 | 0 | 0 | 0 | 0 | 0 | 0 | 0 | 0 | 0 | 0 | 0 | 0 | 0 | 0 | 0 | 0 | 0 | 0 | 0 | 0 | 0 | 0 | 0 | 0 | 0
Industrial Sector Energy Related Emissions before CCS[petroleum diesel if,water and waste 36T39,PM10] | NoSettings | 0 | 0 | 0 | 0 | 0 | 0 | 0 | 0 | 0 | 0 | 0 | 0 | 0 | 0 | 0 | 0 | 0 | 0 | 0 | 0 | 0 | 0 | 0 | 0 | 0 | 0 | 0 | 0 | 0 | 0 | 0
Industrial Sector Energy Related Emissions before CCS[petroleum diesel if,water and waste 36T39,PM25] | NoSettings | 0 | 0 | 0 | 0 | 0 | 0 | 0 | 0 | 0 | 0 | 0 | 0 | 0 | 0 | 0 | 0 | 0 | 0 | 0 | 0 | 0 | 0 | 0 | 0 | 0 | 0 | 0 | 0 | 0 | 0 | 0
Industrial Sector Energy Related Emissions before CCS[petroleum diesel if,water and waste 36T39,SOx] | NoSettings | 0 | 0 | 0 | 0 | 0 | 0 | 0 | 0 | 0 | 0 | 0 | 0 | 0 | 0 | 0 | 0 | 0 | 0 | 0 | 0 | 0 | 0 | 0 | 0 | 0 | 0 | 0 | 0 | 0 | 0 | 0
Industrial Sector Energy Related Emissions before CCS[petroleum diesel if,water and waste 36T39,BC] | NoSettings | 0 | 0 | 0 | 0 | 0 | 0 | 0 | 0 | 0 | 0 | 0 | 0 | 0 | 0 | 0 | 0 | 0 | 0 | 0 | 0 | 0 | 0 | 0 | 0 | 0 | 0 | 0 | 0 | 0 | 0 | 0
Industrial Sector Energy Related Emissions before CCS[petroleum diesel if,water and waste 36T39,OC] | NoSettings | 0 | 0 | 0 | 0 | 0 | 0 | 0 | 0 | 0 | 0 | 0 | 0 | 0 | 0 | 0 | 0 | 0 | 0 | 0 | 0 | 0 | 0 | 0 | 0 | 0 | 0 | 0 | 0 | 0 | 0 | 0
Industrial Sector Energy Related Emissions before CCS[petroleum diesel if,water and waste 36T39,CH4] | NoSettings | 0 | 0 | 0 | 0 | 0 | 0 | 0 | 0 | 0 | 0 | 0 | 0 | 0 | 0 | 0 | 0 | 0 | 0 | 0 | 0 | 0 | 0 | 0 | 0 | 0 | 0 | 0 | 0 | 0 | 0 | 0
Industrial Sector Energy Related Emissions before CCS[petroleum diesel if,water and waste 36T39,N2O] | NoSettings | 0 | 0 | 0 | 0 | 0 | 0 | 0 | 0 | 0 | 0 | 0 | 0 | 0 | 0 | 0 | 0 | 0 | 0 | 0 | 0 | 0 | 0 | 0 | 0 | 0 | 0 | 0 | 0 | 0 | 0 | 0
Industrial Sector Energy Related Emissions before CCS[petroleum diesel if,water and waste 36T39,F gases] | NoSettings | 0 | 0 | 0 | 0 | 0 | 0 | 0 | 0 | 0 | 0 | 0 | 0 | 0 | 0 | 0 | 0 | 0 | 0 | 0 | 0 | 0 | 0 | 0 | 0 | 0 | 0 | 0 | 0 | 0 | 0 | 0
Industrial Sector Energy Related Emissions before CCS[petroleum diesel if,construction 41T43,CO2] | NoSettings | 2229270000000 | 2093340000000 | 2165430000000 | 2249490000000 | 2289960000000 | 2347530000000 | 2382560000000 | 2404270000000 | 2422490000000 | 2443970000000 | 2476520000000 | 2505660000000 | 2530650000000 | 2568000000000 | 2596700000000 | 2612070000000 | 2621670000000 | 2642460000000 | 2665490000000 | 2691460000000 | 2709420000000 | 2738780000000 | 2782330000000 | 2840690000000 | 2888420000000 | 2919590000000 | 2974280000000 | 3021050000000 | 3067820000000 | 3114600000000 | 3161370000000
Industrial Sector Energy Related Emissions before CCS[petroleum diesel if,construction 41T43,VOC] | NoSettings | 22221400 | 20866400 | 21585000 | 22422900 | 22826300 | 23400200 | 23749400 | 23965800 | 24147400 | 24361500 | 24686000 | 24976500 | 25225600 | 25597800 | 25883900 | 26037200 | 26132900 | 26340100 | 26569600 | 26828500 | 27007600 | 27300200 | 27734300 | 28316100 | 28791900 | 29102500 | 29647700 | 30113900 | 30580100 | 31046300 | 31512600
Industrial Sector Energy Related Emissions before CCS[petroleum diesel if,construction 41T43,CO] | NoSettings | 579627000 | 544285000 | 563029000 | 584885000 | 595407000 | 610376000 | 619484000 | 625129000 | 629866000 | 635452000 | 643916000 | 651492000 | 657989000 | 667700000 | 675163000 | 679160000 | 681656000 | 687060000 | 693048000 | 699801000 | 704472000 | 712105000 | 723427000 | 738603000 | 751014000 | 759116000 | 773336000 | 785497000 | 797658000 | 809820000 | 821981000
Industrial Sector Energy Related Emissions before CCS[petroleum diesel if,construction 41T43,NOx] | NoSettings | 1496050000 | 1404830000 | 1453210000 | 1509620000 | 1536780000 | 1575420000 | 1598920000 | 1613490000 | 1625720000 | 1640140000 | 1661980000 | 1681540000 | 1698310000 | 1723370000 | 1742630000 | 1752950000 | 1759390000 | 1773340000 | 1788800000 | 1806230000 | 1818280000 | 1837980000 | 1867210000 | 1906380000 | 1938410000 | 1959320000 | 1996020000 | 2027410000 | 2058800000 | 2090190000 | 2121580000
Industrial Sector Energy Related Emissions before CCS[petroleum diesel if,construction 41T43,PM10] | NoSettings | 225600000 | 211845000 | 219140000 | 227647000 | 231742000 | 237568000 | 241113000 | 243310000 | 245154000 | 247328000 | 250623000 | 253571000 | 256100000 | 259880000 | 262784000 | 264340000 | 265312000 | 267415000 | 269746000 | 272374000 | 274192000 | 277163000 | 281570000 | 287476000 | 292307000 | 295461000 | 300995000 | 305728000 | 310462000 | 315195000 | 319928000
Industrial Sector Energy Related Emissions before CCS[petroleum diesel if,construction 41T43,PM25] | NoSettings | 152014000 | 142745000 | 147661000 | 153393000 | 156153000 | 160079000 | 162467000 | 163948000 | 165190000 | 166655000 | 168875000 | 170862000 | 172566000 | 175112000 | 177070000 | 178118000 | 178773000 | 180190000 | 181760000 | 183531000 | 184756000 | 186758000 | 189728000 | 193708000 | 196963000 | 199088000 | 202817000 | 206006000 | 209196000 | 212385000 | 215575000
Industrial Sector Energy Related Emissions before CCS[petroleum diesel if,construction 41T43,SOx] | NoSettings | 15061800 | 14143400 | 14630500 | 15198400 | 15471900 | 15860800 | 16097500 | 16244200 | 16367300 | 16512400 | 16732400 | 16929200 | 17098100 | 17350400 | 17544300 | 17648200 | 17713100 | 17853500 | 18009100 | 18184600 | 18305900 | 18504300 | 18798500 | 19192800 | 19515300 | 19725900 | 20095400 | 20411400 | 20727400 | 21043400 | 21359500
Industrial Sector Energy Related Emissions before CCS[petroleum diesel if,construction 41T43,BC] | NoSettings | 15210300 | 14282900 | 14774800 | 15348300 | 15624400 | 16017300 | 16256300 | 16404400 | 16528700 | 16675300 | 16897400 | 17096200 | 17266700 | 17521500 | 17717400 | 17822300 | 17887700 | 18029600 | 18186700 | 18363900 | 18486500 | 18686800 | 18983900 | 19382100 | 19707800 | 19920400 | 20293600 | 20612700 | 20931800 | 21251000 | 21570100
Industrial Sector Energy Related Emissions before CCS[petroleum diesel if,construction 41T43,OC] | NoSettings | 37996100 | 35679400 | 36908100 | 38340800 | 39030600 | 40011900 | 40608900 | 40978900 | 41289400 | 41655600 | 42210500 | 42707100 | 43133000 | 43769600 | 44258800 | 44520800 | 44684400 | 45038700 | 45431200 | 45873900 | 46180100 | 46680400 | 47422600 | 48417400 | 49231000 | 49762200 | 50694300 | 51491500 | 52288700 | 53085900 | 53883100
Industrial Sector Energy Related Emissions before CCS[petroleum diesel if,construction 41T43,CH4] | NoSettings | 89123100 | 83688900 | 86571000 | 89931600 | 91549500 | 93851100 | 95251500 | 96119400 | 96847800 | 97706700 | 99008100 | 100173000 | 101172000 | 102665000 | 103813000 | 104427000 | 104811000 | 105642000 | 106563000 | 107601000 | 108319000 | 109493000 | 111234000 | 113567000 | 115475000 | 116721000 | 118908000 | 120778000 | 122648000 | 124517000 | 126387000
Industrial Sector Energy Related Emissions before CCS[petroleum diesel if,construction 41T43,N2O] | NoSettings | 17824600 | 16737800 | 17314200 | 17986300 | 18309900 | 18770200 | 19050300 | 19223900 | 19369600 | 19541300 | 19801600 | 20034600 | 20234400 | 20533000 | 20762500 | 20885500 | 20962200 | 21128400 | 21312500 | 21520200 | 21663800 | 21898600 | 22246700 | 22713400 | 23095100 | 23344300 | 23781500 | 24155500 | 24529500 | 24903500 | 25277500
Industrial Sector Energy Related Emissions before CCS[petroleum diesel if,construction 41T43,F gases] | NoSettings | 0 | 0 | 0 | 0 | 0 | 0 | 0 | 0 | 0 | 0 | 0 | 0 | 0 | 0 | 0 | 0 | 0 | 0 | 0 | 0 | 0 | 0 | 0 | 0 | 0 | 0 | 0 | 0 | 0 | 0 | 0
Industrial Sector Energy Related Emissions before CCS[heat if,agriculture and forestry 01T03,CO2] | NoSettings | 0 | 0 | 0 | 0 | 0 | 0 | 0 | 0 | 0 | 0 | 0 | 0 | 0 | 0 | 0 | 0 | 0 | 0 | 0 | 0 | 0 | 0 | 0 | 0 | 0 | 0 | 0 | 0 | 0 | 0 | 0
Industrial Sector Energy Related Emissions before CCS[heat if,agriculture and forestry 01T03,VOC] | NoSettings | 0 | 0 | 0 | 0 | 0 | 0 | 0 | 0 | 0 | 0 | 0 | 0 | 0 | 0 | 0 | 0 | 0 | 0 | 0 | 0 | 0 | 0 | 0 | 0 | 0 | 0 | 0 | 0 | 0 | 0 | 0
Industrial Sector Energy Related Emissions before CCS[heat if,agriculture and forestry 01T03,CO] | NoSettings | 0 | 0 | 0 | 0 | 0 | 0 | 0 | 0 | 0 | 0 | 0 | 0 | 0 | 0 | 0 | 0 | 0 | 0 | 0 | 0 | 0 | 0 | 0 | 0 | 0 | 0 | 0 | 0 | 0 | 0 | 0
Industrial Sector Energy Related Emissions before CCS[heat if,agriculture and forestry 01T03,NOx] | NoSettings | 0 | 0 | 0 | 0 | 0 | 0 | 0 | 0 | 0 | 0 | 0 | 0 | 0 | 0 | 0 | 0 | 0 | 0 | 0 | 0 | 0 | 0 | 0 | 0 | 0 | 0 | 0 | 0 | 0 | 0 | 0
Industrial Sector Energy Related Emissions before CCS[heat if,agriculture and forestry 01T03,PM10] | NoSettings | 0 | 0 | 0 | 0 | 0 | 0 | 0 | 0 | 0 | 0 | 0 | 0 | 0 | 0 | 0 | 0 | 0 | 0 | 0 | 0 | 0 | 0 | 0 | 0 | 0 | 0 | 0 | 0 | 0 | 0 | 0
Industrial Sector Energy Related Emissions before CCS[heat if,agriculture and forestry 01T03,PM25] | NoSettings | 0 | 0 | 0 | 0 | 0 | 0 | 0 | 0 | 0 | 0 | 0 | 0 | 0 | 0 | 0 | 0 | 0 | 0 | 0 | 0 | 0 | 0 | 0 | 0 | 0 | 0 | 0 | 0 | 0 | 0 | 0
Industrial Sector Energy Related Emissions before CCS[heat if,agriculture and forestry 01T03,SOx] | NoSettings | 0 | 0 | 0 | 0 | 0 | 0 | 0 | 0 | 0 | 0 | 0 | 0 | 0 | 0 | 0 | 0 | 0 | 0 | 0 | 0 | 0 | 0 | 0 | 0 | 0 | 0 | 0 | 0 | 0 | 0 | 0
Industrial Sector Energy Related Emissions before CCS[heat if,agriculture and forestry 01T03,BC] | NoSettings | 0 | 0 | 0 | 0 | 0 | 0 | 0 | 0 | 0 | 0 | 0 | 0 | 0 | 0 | 0 | 0 | 0 | 0 | 0 | 0 | 0 | 0 | 0 | 0 | 0 | 0 | 0 | 0 | 0 | 0 | 0
Industrial Sector Energy Related Emissions before CCS[heat if,agriculture and forestry 01T03,OC] | NoSettings | 0 | 0 | 0 | 0 | 0 | 0 | 0 | 0 | 0 | 0 | 0 | 0 | 0 | 0 | 0 | 0 | 0 | 0 | 0 | 0 | 0 | 0 | 0 | 0 | 0 | 0 | 0 | 0 | 0 | 0 | 0
Industrial Sector Energy Related Emissions before CCS[heat if,agriculture and forestry 01T03,CH4] | NoSettings | 0 | 0 | 0 | 0 | 0 | 0 | 0 | 0 | 0 | 0 | 0 | 0 | 0 | 0 | 0 | 0 | 0 | 0 | 0 | 0 | 0 | 0 | 0 | 0 | 0 | 0 | 0 | 0 | 0 | 0 | 0
Industrial Sector Energy Related Emissions before CCS[heat if,agriculture and forestry 01T03,N2O] | NoSettings | 0 | 0 | 0 | 0 | 0 | 0 | 0 | 0 | 0 | 0 | 0 | 0 | 0 | 0 | 0 | 0 | 0 | 0 | 0 | 0 | 0 | 0 | 0 | 0 | 0 | 0 | 0 | 0 | 0 | 0 | 0
Industrial Sector Energy Related Emissions before CCS[heat if,agriculture and forestry 01T03,F gases] | NoSettings | 0 | 0 | 0 | 0 | 0 | 0 | 0 | 0 | 0 | 0 | 0 | 0 | 0 | 0 | 0 | 0 | 0 | 0 | 0 | 0 | 0 | 0 | 0 | 0 | 0 | 0 | 0 | 0 | 0 | 0 | 0
Industrial Sector Energy Related Emissions before CCS[heat if,coal mining 05,CO2] | NoSettings | 0 | 0 | 0 | 0 | 0 | 0 | 0 | 0 | 0 | 0 | 0 | 0 | 0 | 0 | 0 | 0 | 0 | 0 | 0 | 0 | 0 | 0 | 0 | 0 | 0 | 0 | 0 | 0 | 0 | 0 | 0
Industrial Sector Energy Related Emissions before CCS[heat if,coal mining 05,VOC] | NoSettings | 0 | 0 | 0 | 0 | 0 | 0 | 0 | 0 | 0 | 0 | 0 | 0 | 0 | 0 | 0 | 0 | 0 | 0 | 0 | 0 | 0 | 0 | 0 | 0 | 0 | 0 | 0 | 0 | 0 | 0 | 0
Industrial Sector Energy Related Emissions before CCS[heat if,coal mining 05,CO] | NoSettings | 0 | 0 | 0 | 0 | 0 | 0 | 0 | 0 | 0 | 0 | 0 | 0 | 0 | 0 | 0 | 0 | 0 | 0 | 0 | 0 | 0 | 0 | 0 | 0 | 0 | 0 | 0 | 0 | 0 | 0 | 0
Industrial Sector Energy Related Emissions before CCS[heat if,coal mining 05,NOx] | NoSettings | 0 | 0 | 0 | 0 | 0 | 0 | 0 | 0 | 0 | 0 | 0 | 0 | 0 | 0 | 0 | 0 | 0 | 0 | 0 | 0 | 0 | 0 | 0 | 0 | 0 | 0 | 0 | 0 | 0 | 0 | 0
Industrial Sector Energy Related Emissions before CCS[heat if,coal mining 05,PM10] | NoSettings | 0 | 0 | 0 | 0 | 0 | 0 | 0 | 0 | 0 | 0 | 0 | 0 | 0 | 0 | 0 | 0 | 0 | 0 | 0 | 0 | 0 | 0 | 0 | 0 | 0 | 0 | 0 | 0 | 0 | 0 | 0
Industrial Sector Energy Related Emissions before CCS[heat if,coal mining 05,PM25] | NoSettings | 0 | 0 | 0 | 0 | 0 | 0 | 0 | 0 | 0 | 0 | 0 | 0 | 0 | 0 | 0 | 0 | 0 | 0 | 0 | 0 | 0 | 0 | 0 | 0 | 0 | 0 | 0 | 0 | 0 | 0 | 0
Industrial Sector Energy Related Emissions before CCS[heat if,coal mining 05,SOx] | NoSettings | 0 | 0 | 0 | 0 | 0 | 0 | 0 | 0 | 0 | 0 | 0 | 0 | 0 | 0 | 0 | 0 | 0 | 0 | 0 | 0 | 0 | 0 | 0 | 0 | 0 | 0 | 0 | 0 | 0 | 0 | 0
Industrial Sector Energy Related Emissions before CCS[heat if,coal mining 05,BC] | NoSettings | 0 | 0 | 0 | 0 | 0 | 0 | 0 | 0 | 0 | 0 | 0 | 0 | 0 | 0 | 0 | 0 | 0 | 0 | 0 | 0 | 0 | 0 | 0 | 0 | 0 | 0 | 0 | 0 | 0 | 0 | 0
Industrial Sector Energy Related Emissions before CCS[heat if,coal mining 05,OC] | NoSettings | 0 | 0 | 0 | 0 | 0 | 0 | 0 | 0 | 0 | 0 | 0 | 0 | 0 | 0 | 0 | 0 | 0 | 0 | 0 | 0 | 0 | 0 | 0 | 0 | 0 | 0 | 0 | 0 | 0 | 0 | 0
Industrial Sector Energy Related Emissions before CCS[heat if,coal mining 05,CH4] | NoSettings | 0 | 0 | 0 | 0 | 0 | 0 | 0 | 0 | 0 | 0 | 0 | 0 | 0 | 0 | 0 | 0 | 0 | 0 | 0 | 0 | 0 | 0 | 0 | 0 | 0 | 0 | 0 | 0 | 0 | 0 | 0
Industrial Sector Energy Related Emissions before CCS[heat if,coal mining 05,N2O] | NoSettings | 0 | 0 | 0 | 0 | 0 | 0 | 0 | 0 | 0 | 0 | 0 | 0 | 0 | 0 | 0 | 0 | 0 | 0 | 0 | 0 | 0 | 0 | 0 | 0 | 0 | 0 | 0 | 0 | 0 | 0 | 0
Industrial Sector Energy Related Emissions before CCS[heat if,coal mining 05,F gases] | NoSettings | 0 | 0 | 0 | 0 | 0 | 0 | 0 | 0 | 0 | 0 | 0 | 0 | 0 | 0 | 0 | 0 | 0 | 0 | 0 | 0 | 0 | 0 | 0 | 0 | 0 | 0 | 0 | 0 | 0 | 0 | 0
Industrial Sector Energy Related Emissions before CCS[heat if,oil and gas extraction 06,CO2] | NoSettings | 0 | 0 | 0 | 0 | 0 | 0 | 0 | 0 | 0 | 0 | 0 | 0 | 0 | 0 | 0 | 0 | 0 | 0 | 0 | 0 | 0 | 0 | 0 | 0 | 0 | 0 | 0 | 0 | 0 | 0 | 0
Industrial Sector Energy Related Emissions before CCS[heat if,oil and gas extraction 06,VOC] | NoSettings | 0 | 0 | 0 | 0 | 0 | 0 | 0 | 0 | 0 | 0 | 0 | 0 | 0 | 0 | 0 | 0 | 0 | 0 | 0 | 0 | 0 | 0 | 0 | 0 | 0 | 0 | 0 | 0 | 0 | 0 | 0
Industrial Sector Energy Related Emissions before CCS[heat if,oil and gas extraction 06,CO] | NoSettings | 0 | 0 | 0 | 0 | 0 | 0 | 0 | 0 | 0 | 0 | 0 | 0 | 0 | 0 | 0 | 0 | 0 | 0 | 0 | 0 | 0 | 0 | 0 | 0 | 0 | 0 | 0 | 0 | 0 | 0 | 0
Industrial Sector Energy Related Emissions before CCS[heat if,oil and gas extraction 06,NOx] | NoSettings | 0 | 0 | 0 | 0 | 0 | 0 | 0 | 0 | 0 | 0 | 0 | 0 | 0 | 0 | 0 | 0 | 0 | 0 | 0 | 0 | 0 | 0 | 0 | 0 | 0 | 0 | 0 | 0 | 0 | 0 | 0
Industrial Sector Energy Related Emissions before CCS[heat if,oil and gas extraction 06,PM10] | NoSettings | 0 | 0 | 0 | 0 | 0 | 0 | 0 | 0 | 0 | 0 | 0 | 0 | 0 | 0 | 0 | 0 | 0 | 0 | 0 | 0 | 0 | 0 | 0 | 0 | 0 | 0 | 0 | 0 | 0 | 0 | 0
Industrial Sector Energy Related Emissions before CCS[heat if,oil and gas extraction 06,PM25] | NoSettings | 0 | 0 | 0 | 0 | 0 | 0 | 0 | 0 | 0 | 0 | 0 | 0 | 0 | 0 | 0 | 0 | 0 | 0 | 0 | 0 | 0 | 0 | 0 | 0 | 0 | 0 | 0 | 0 | 0 | 0 | 0
Industrial Sector Energy Related Emissions before CCS[heat if,oil and gas extraction 06,SOx] | NoSettings | 0 | 0 | 0 | 0 | 0 | 0 | 0 | 0 | 0 | 0 | 0 | 0 | 0 | 0 | 0 | 0 | 0 | 0 | 0 | 0 | 0 | 0 | 0 | 0 | 0 | 0 | 0 | 0 | 0 | 0 | 0
Industrial Sector Energy Related Emissions before CCS[heat if,oil and gas extraction 06,BC] | NoSettings | 0 | 0 | 0 | 0 | 0 | 0 | 0 | 0 | 0 | 0 | 0 | 0 | 0 | 0 | 0 | 0 | 0 | 0 | 0 | 0 | 0 | 0 | 0 | 0 | 0 | 0 | 0 | 0 | 0 | 0 | 0
Industrial Sector Energy Related Emissions before CCS[heat if,oil and gas extraction 06,OC] | NoSettings | 0 | 0 | 0 | 0 | 0 | 0 | 0 | 0 | 0 | 0 | 0 | 0 | 0 | 0 | 0 | 0 | 0 | 0 | 0 | 0 | 0 | 0 | 0 | 0 | 0 | 0 | 0 | 0 | 0 | 0 | 0
Industrial Sector Energy Related Emissions before CCS[heat if,oil and gas extraction 06,CH4] | NoSettings | 0 | 0 | 0 | 0 | 0 | 0 | 0 | 0 | 0 | 0 | 0 | 0 | 0 | 0 | 0 | 0 | 0 | 0 | 0 | 0 | 0 | 0 | 0 | 0 | 0 | 0 | 0 | 0 | 0 | 0 | 0
Industrial Sector Energy Related Emissions before CCS[heat if,oil and gas extraction 06,N2O] | NoSettings | 0 | 0 | 0 | 0 | 0 | 0 | 0 | 0 | 0 | 0 | 0 | 0 | 0 | 0 | 0 | 0 | 0 | 0 | 0 | 0 | 0 | 0 | 0 | 0 | 0 | 0 | 0 | 0 | 0 | 0 | 0
Industrial Sector Energy Related Emissions before CCS[heat if,oil and gas extraction 06,F gases] | NoSettings | 0 | 0 | 0 | 0 | 0 | 0 | 0 | 0 | 0 | 0 | 0 | 0 | 0 | 0 | 0 | 0 | 0 | 0 | 0 | 0 | 0 | 0 | 0 | 0 | 0 | 0 | 0 | 0 | 0 | 0 | 0
Industrial Sector Energy Related Emissions before CCS[heat if,other mining and quarrying 07T08,CO2] | NoSettings | 0 | 0 | 0 | 0 | 0 | 0 | 0 | 0 | 0 | 0 | 0 | 0 | 0 | 0 | 0 | 0 | 0 | 0 | 0 | 0 | 0 | 0 | 0 | 0 | 0 | 0 | 0 | 0 | 0 | 0 | 0
Industrial Sector Energy Related Emissions before CCS[heat if,other mining and quarrying 07T08,VOC] | NoSettings | 0 | 0 | 0 | 0 | 0 | 0 | 0 | 0 | 0 | 0 | 0 | 0 | 0 | 0 | 0 | 0 | 0 | 0 | 0 | 0 | 0 | 0 | 0 | 0 | 0 | 0 | 0 | 0 | 0 | 0 | 0
Industrial Sector Energy Related Emissions before CCS[heat if,other mining and quarrying 07T08,CO] | NoSettings | 0 | 0 | 0 | 0 | 0 | 0 | 0 | 0 | 0 | 0 | 0 | 0 | 0 | 0 | 0 | 0 | 0 | 0 | 0 | 0 | 0 | 0 | 0 | 0 | 0 | 0 | 0 | 0 | 0 | 0 | 0
Industrial Sector Energy Related Emissions before CCS[heat if,other mining and quarrying 07T08,NOx] | NoSettings | 0 | 0 | 0 | 0 | 0 | 0 | 0 | 0 | 0 | 0 | 0 | 0 | 0 | 0 | 0 | 0 | 0 | 0 | 0 | 0 | 0 | 0 | 0 | 0 | 0 | 0 | 0 | 0 | 0 | 0 | 0
Industrial Sector Energy Related Emissions before CCS[heat if,other mining and quarrying 07T08,PM10] | NoSettings | 0 | 0 | 0 | 0 | 0 | 0 | 0 | 0 | 0 | 0 | 0 | 0 | 0 | 0 | 0 | 0 | 0 | 0 | 0 | 0 | 0 | 0 | 0 | 0 | 0 | 0 | 0 | 0 | 0 | 0 | 0
Industrial Sector Energy Related Emissions before CCS[heat if,other mining and quarrying 07T08,PM25] | NoSettings | 0 | 0 | 0 | 0 | 0 | 0 | 0 | 0 | 0 | 0 | 0 | 0 | 0 | 0 | 0 | 0 | 0 | 0 | 0 | 0 | 0 | 0 | 0 | 0 | 0 | 0 | 0 | 0 | 0 | 0 | 0
Industrial Sector Energy Related Emissions before CCS[heat if,other mining and quarrying 07T08,SOx] | NoSettings | 0 | 0 | 0 | 0 | 0 | 0 | 0 | 0 | 0 | 0 | 0 | 0 | 0 | 0 | 0 | 0 | 0 | 0 | 0 | 0 | 0 | 0 | 0 | 0 | 0 | 0 | 0 | 0 | 0 | 0 | 0
Industrial Sector Energy Related Emissions before CCS[heat if,other mining and quarrying 07T08,BC] | NoSettings | 0 | 0 | 0 | 0 | 0 | 0 | 0 | 0 | 0 | 0 | 0 | 0 | 0 | 0 | 0 | 0 | 0 | 0 | 0 | 0 | 0 | 0 | 0 | 0 | 0 | 0 | 0 | 0 | 0 | 0 | 0
Industrial Sector Energy Related Emissions before CCS[heat if,other mining and quarrying 07T08,OC] | NoSettings | 0 | 0 | 0 | 0 | 0 | 0 | 0 | 0 | 0 | 0 | 0 | 0 | 0 | 0 | 0 | 0 | 0 | 0 | 0 | 0 | 0 | 0 | 0 | 0 | 0 | 0 | 0 | 0 | 0 | 0 | 0
Industrial Sector Energy Related Emissions before CCS[heat if,other mining and quarrying 07T08,CH4] | NoSettings | 0 | 0 | 0 | 0 | 0 | 0 | 0 | 0 | 0 | 0 | 0 | 0 | 0 | 0 | 0 | 0 | 0 | 0 | 0 | 0 | 0 | 0 | 0 | 0 | 0 | 0 | 0 | 0 | 0 | 0 | 0
Industrial Sector Energy Related Emissions before CCS[heat if,other mining and quarrying 07T08,N2O] | NoSettings | 0 | 0 | 0 | 0 | 0 | 0 | 0 | 0 | 0 | 0 | 0 | 0 | 0 | 0 | 0 | 0 | 0 | 0 | 0 | 0 | 0 | 0 | 0 | 0 | 0 | 0 | 0 | 0 | 0 | 0 | 0
Industrial Sector Energy Related Emissions before CCS[heat if,other mining and quarrying 07T08,F gases] | NoSettings | 0 | 0 | 0 | 0 | 0 | 0 | 0 | 0 | 0 | 0 | 0 | 0 | 0 | 0 | 0 | 0 | 0 | 0 | 0 | 0 | 0 | 0 | 0 | 0 | 0 | 0 | 0 | 0 | 0 | 0 | 0
Industrial Sector Energy Related Emissions before CCS[heat if,food beverage and tobacco 10T12,CO2] | NoSettings | 0 | 0 | 0 | 0 | 0 | 0 | 0 | 0 | 0 | 0 | 0 | 0 | 0 | 0 | 0 | 0 | 0 | 0 | 0 | 0 | 0 | 0 | 0 | 0 | 0 | 0 | 0 | 0 | 0 | 0 | 0
Industrial Sector Energy Related Emissions before CCS[heat if,food beverage and tobacco 10T12,VOC] | NoSettings | 0 | 0 | 0 | 0 | 0 | 0 | 0 | 0 | 0 | 0 | 0 | 0 | 0 | 0 | 0 | 0 | 0 | 0 | 0 | 0 | 0 | 0 | 0 | 0 | 0 | 0 | 0 | 0 | 0 | 0 | 0
Industrial Sector Energy Related Emissions before CCS[heat if,food beverage and tobacco 10T12,CO] | NoSettings | 0 | 0 | 0 | 0 | 0 | 0 | 0 | 0 | 0 | 0 | 0 | 0 | 0 | 0 | 0 | 0 | 0 | 0 | 0 | 0 | 0 | 0 | 0 | 0 | 0 | 0 | 0 | 0 | 0 | 0 | 0
Industrial Sector Energy Related Emissions before CCS[heat if,food beverage and tobacco 10T12,NOx] | NoSettings | 0 | 0 | 0 | 0 | 0 | 0 | 0 | 0 | 0 | 0 | 0 | 0 | 0 | 0 | 0 | 0 | 0 | 0 | 0 | 0 | 0 | 0 | 0 | 0 | 0 | 0 | 0 | 0 | 0 | 0 | 0
Industrial Sector Energy Related Emissions before CCS[heat if,food beverage and tobacco 10T12,PM10] | NoSettings | 0 | 0 | 0 | 0 | 0 | 0 | 0 | 0 | 0 | 0 | 0 | 0 | 0 | 0 | 0 | 0 | 0 | 0 | 0 | 0 | 0 | 0 | 0 | 0 | 0 | 0 | 0 | 0 | 0 | 0 | 0
Industrial Sector Energy Related Emissions before CCS[heat if,food beverage and tobacco 10T12,PM25] | NoSettings | 0 | 0 | 0 | 0 | 0 | 0 | 0 | 0 | 0 | 0 | 0 | 0 | 0 | 0 | 0 | 0 | 0 | 0 | 0 | 0 | 0 | 0 | 0 | 0 | 0 | 0 | 0 | 0 | 0 | 0 | 0
Industrial Sector Energy Related Emissions before CCS[heat if,food beverage and tobacco 10T12,SOx] | NoSettings | 0 | 0 | 0 | 0 | 0 | 0 | 0 | 0 | 0 | 0 | 0 | 0 | 0 | 0 | 0 | 0 | 0 | 0 | 0 | 0 | 0 | 0 | 0 | 0 | 0 | 0 | 0 | 0 | 0 | 0 | 0
Industrial Sector Energy Related Emissions before CCS[heat if,food beverage and tobacco 10T12,BC] | NoSettings | 0 | 0 | 0 | 0 | 0 | 0 | 0 | 0 | 0 | 0 | 0 | 0 | 0 | 0 | 0 | 0 | 0 | 0 | 0 | 0 | 0 | 0 | 0 | 0 | 0 | 0 | 0 | 0 | 0 | 0 | 0
Industrial Sector Energy Related Emissions before CCS[heat if,food beverage and tobacco 10T12,OC] | NoSettings | 0 | 0 | 0 | 0 | 0 | 0 | 0 | 0 | 0 | 0 | 0 | 0 | 0 | 0 | 0 | 0 | 0 | 0 | 0 | 0 | 0 | 0 | 0 | 0 | 0 | 0 | 0 | 0 | 0 | 0 | 0
Industrial Sector Energy Related Emissions before CCS[heat if,food beverage and tobacco 10T12,CH4] | NoSettings | 0 | 0 | 0 | 0 | 0 | 0 | 0 | 0 | 0 | 0 | 0 | 0 | 0 | 0 | 0 | 0 | 0 | 0 | 0 | 0 | 0 | 0 | 0 | 0 | 0 | 0 | 0 | 0 | 0 | 0 | 0
Industrial Sector Energy Related Emissions before CCS[heat if,food beverage and tobacco 10T12,N2O] | NoSettings | 0 | 0 | 0 | 0 | 0 | 0 | 0 | 0 | 0 | 0 | 0 | 0 | 0 | 0 | 0 | 0 | 0 | 0 | 0 | 0 | 0 | 0 | 0 | 0 | 0 | 0 | 0 | 0 | 0 | 0 | 0
Industrial Sector Energy Related Emissions before CCS[heat if,food beverage and tobacco 10T12,F gases] | NoSettings | 0 | 0 | 0 | 0 | 0 | 0 | 0 | 0 | 0 | 0 | 0 | 0 | 0 | 0 | 0 | 0 | 0 | 0 | 0 | 0 | 0 | 0 | 0 | 0 | 0 | 0 | 0 | 0 | 0 | 0 | 0
Industrial Sector Energy Related Emissions before CCS[heat if,textiles apparel and leather 13T15,CO2] | NoSettings | 0 | 0 | 0 | 0 | 0 | 0 | 0 | 0 | 0 | 0 | 0 | 0 | 0 | 0 | 0 | 0 | 0 | 0 | 0 | 0 | 0 | 0 | 0 | 0 | 0 | 0 | 0 | 0 | 0 | 0 | 0
Industrial Sector Energy Related Emissions before CCS[heat if,textiles apparel and leather 13T15,VOC] | NoSettings | 0 | 0 | 0 | 0 | 0 | 0 | 0 | 0 | 0 | 0 | 0 | 0 | 0 | 0 | 0 | 0 | 0 | 0 | 0 | 0 | 0 | 0 | 0 | 0 | 0 | 0 | 0 | 0 | 0 | 0 | 0
Industrial Sector Energy Related Emissions before CCS[heat if,textiles apparel and leather 13T15,CO] | NoSettings | 0 | 0 | 0 | 0 | 0 | 0 | 0 | 0 | 0 | 0 | 0 | 0 | 0 | 0 | 0 | 0 | 0 | 0 | 0 | 0 | 0 | 0 | 0 | 0 | 0 | 0 | 0 | 0 | 0 | 0 | 0
Industrial Sector Energy Related Emissions before CCS[heat if,textiles apparel and leather 13T15,NOx] | NoSettings | 0 | 0 | 0 | 0 | 0 | 0 | 0 | 0 | 0 | 0 | 0 | 0 | 0 | 0 | 0 | 0 | 0 | 0 | 0 | 0 | 0 | 0 | 0 | 0 | 0 | 0 | 0 | 0 | 0 | 0 | 0
Industrial Sector Energy Related Emissions before CCS[heat if,textiles apparel and leather 13T15,PM10] | NoSettings | 0 | 0 | 0 | 0 | 0 | 0 | 0 | 0 | 0 | 0 | 0 | 0 | 0 | 0 | 0 | 0 | 0 | 0 | 0 | 0 | 0 | 0 | 0 | 0 | 0 | 0 | 0 | 0 | 0 | 0 | 0
Industrial Sector Energy Related Emissions before CCS[heat if,textiles apparel and leather 13T15,PM25] | NoSettings | 0 | 0 | 0 | 0 | 0 | 0 | 0 | 0 | 0 | 0 | 0 | 0 | 0 | 0 | 0 | 0 | 0 | 0 | 0 | 0 | 0 | 0 | 0 | 0 | 0 | 0 | 0 | 0 | 0 | 0 | 0
Industrial Sector Energy Related Emissions before CCS[heat if,textiles apparel and leather 13T15,SOx] | NoSettings | 0 | 0 | 0 | 0 | 0 | 0 | 0 | 0 | 0 | 0 | 0 | 0 | 0 | 0 | 0 | 0 | 0 | 0 | 0 | 0 | 0 | 0 | 0 | 0 | 0 | 0 | 0 | 0 | 0 | 0 | 0
Industrial Sector Energy Related Emissions before CCS[heat if,textiles apparel and leather 13T15,BC] | NoSettings | 0 | 0 | 0 | 0 | 0 | 0 | 0 | 0 | 0 | 0 | 0 | 0 | 0 | 0 | 0 | 0 | 0 | 0 | 0 | 0 | 0 | 0 | 0 | 0 | 0 | 0 | 0 | 0 | 0 | 0 | 0
Industrial Sector Energy Related Emissions before CCS[heat if,textiles apparel and leather 13T15,OC] | NoSettings | 0 | 0 | 0 | 0 | 0 | 0 | 0 | 0 | 0 | 0 | 0 | 0 | 0 | 0 | 0 | 0 | 0 | 0 | 0 | 0 | 0 | 0 | 0 | 0 | 0 | 0 | 0 | 0 | 0 | 0 | 0
Industrial Sector Energy Related Emissions before CCS[heat if,textiles apparel and leather 13T15,CH4] | NoSettings | 0 | 0 | 0 | 0 | 0 | 0 | 0 | 0 | 0 | 0 | 0 | 0 | 0 | 0 | 0 | 0 | 0 | 0 | 0 | 0 | 0 | 0 | 0 | 0 | 0 | 0 | 0 | 0 | 0 | 0 | 0
Industrial Sector Energy Related Emissions before CCS[heat if,textiles apparel and leather 13T15,N2O] | NoSettings | 0 | 0 | 0 | 0 | 0 | 0 | 0 | 0 | 0 | 0 | 0 | 0 | 0 | 0 | 0 | 0 | 0 | 0 | 0 | 0 | 0 | 0 | 0 | 0 | 0 | 0 | 0 | 0 | 0 | 0 | 0
Industrial Sector Energy Related Emissions before CCS[heat if,textiles apparel and leather 13T15,F gases] | NoSettings | 0 | 0 | 0 | 0 | 0 | 0 | 0 | 0 | 0 | 0 | 0 | 0 | 0 | 0 | 0 | 0 | 0 | 0 | 0 | 0 | 0 | 0 | 0 | 0 | 0 | 0 | 0 | 0 | 0 | 0 | 0
Industrial Sector Energy Related Emissions before CCS[heat if,wood products 16,CO2] | NoSettings | 0 | 0 | 0 | 0 | 0 | 0 | 0 | 0 | 0 | 0 | 0 | 0 | 0 | 0 | 0 | 0 | 0 | 0 | 0 | 0 | 0 | 0 | 0 | 0 | 0 | 0 | 0 | 0 | 0 | 0 | 0
Industrial Sector Energy Related Emissions before CCS[heat if,wood products 16,VOC] | NoSettings | 0 | 0 | 0 | 0 | 0 | 0 | 0 | 0 | 0 | 0 | 0 | 0 | 0 | 0 | 0 | 0 | 0 | 0 | 0 | 0 | 0 | 0 | 0 | 0 | 0 | 0 | 0 | 0 | 0 | 0 | 0
Industrial Sector Energy Related Emissions before CCS[heat if,wood products 16,CO] | NoSettings | 0 | 0 | 0 | 0 | 0 | 0 | 0 | 0 | 0 | 0 | 0 | 0 | 0 | 0 | 0 | 0 | 0 | 0 | 0 | 0 | 0 | 0 | 0 | 0 | 0 | 0 | 0 | 0 | 0 | 0 | 0
Industrial Sector Energy Related Emissions before CCS[heat if,wood products 16,NOx] | NoSettings | 0 | 0 | 0 | 0 | 0 | 0 | 0 | 0 | 0 | 0 | 0 | 0 | 0 | 0 | 0 | 0 | 0 | 0 | 0 | 0 | 0 | 0 | 0 | 0 | 0 | 0 | 0 | 0 | 0 | 0 | 0
Industrial Sector Energy Related Emissions before CCS[heat if,wood products 16,PM10] | NoSettings | 0 | 0 | 0 | 0 | 0 | 0 | 0 | 0 | 0 | 0 | 0 | 0 | 0 | 0 | 0 | 0 | 0 | 0 | 0 | 0 | 0 | 0 | 0 | 0 | 0 | 0 | 0 | 0 | 0 | 0 | 0
Industrial Sector Energy Related Emissions before CCS[heat if,wood products 16,PM25] | NoSettings | 0 | 0 | 0 | 0 | 0 | 0 | 0 | 0 | 0 | 0 | 0 | 0 | 0 | 0 | 0 | 0 | 0 | 0 | 0 | 0 | 0 | 0 | 0 | 0 | 0 | 0 | 0 | 0 | 0 | 0 | 0
Industrial Sector Energy Related Emissions before CCS[heat if,wood products 16,SOx] | NoSettings | 0 | 0 | 0 | 0 | 0 | 0 | 0 | 0 | 0 | 0 | 0 | 0 | 0 | 0 | 0 | 0 | 0 | 0 | 0 | 0 | 0 | 0 | 0 | 0 | 0 | 0 | 0 | 0 | 0 | 0 | 0
Industrial Sector Energy Related Emissions before CCS[heat if,wood products 16,BC] | NoSettings | 0 | 0 | 0 | 0 | 0 | 0 | 0 | 0 | 0 | 0 | 0 | 0 | 0 | 0 | 0 | 0 | 0 | 0 | 0 | 0 | 0 | 0 | 0 | 0 | 0 | 0 | 0 | 0 | 0 | 0 | 0
Industrial Sector Energy Related Emissions before CCS[heat if,wood products 16,OC] | NoSettings | 0 | 0 | 0 | 0 | 0 | 0 | 0 | 0 | 0 | 0 | 0 | 0 | 0 | 0 | 0 | 0 | 0 | 0 | 0 | 0 | 0 | 0 | 0 | 0 | 0 | 0 | 0 | 0 | 0 | 0 | 0
Industrial Sector Energy Related Emissions before CCS[heat if,wood products 16,CH4] | NoSettings | 0 | 0 | 0 | 0 | 0 | 0 | 0 | 0 | 0 | 0 | 0 | 0 | 0 | 0 | 0 | 0 | 0 | 0 | 0 | 0 | 0 | 0 | 0 | 0 | 0 | 0 | 0 | 0 | 0 | 0 | 0
Industrial Sector Energy Related Emissions before CCS[heat if,wood products 16,N2O] | NoSettings | 0 | 0 | 0 | 0 | 0 | 0 | 0 | 0 | 0 | 0 | 0 | 0 | 0 | 0 | 0 | 0 | 0 | 0 | 0 | 0 | 0 | 0 | 0 | 0 | 0 | 0 | 0 | 0 | 0 | 0 | 0
Industrial Sector Energy Related Emissions before CCS[heat if,wood products 16,F gases] | NoSettings | 0 | 0 | 0 | 0 | 0 | 0 | 0 | 0 | 0 | 0 | 0 | 0 | 0 | 0 | 0 | 0 | 0 | 0 | 0 | 0 | 0 | 0 | 0 | 0 | 0 | 0 | 0 | 0 | 0 | 0 | 0
Industrial Sector Energy Related Emissions before CCS[heat if,pulp paper and printing 17T18,CO2] | NoSettings | 0 | 0 | 0 | 0 | 0 | 0 | 0 | 0 | 0 | 0 | 0 | 0 | 0 | 0 | 0 | 0 | 0 | 0 | 0 | 0 | 0 | 0 | 0 | 0 | 0 | 0 | 0 | 0 | 0 | 0 | 0
Industrial Sector Energy Related Emissions before CCS[heat if,pulp paper and printing 17T18,VOC] | NoSettings | 0 | 0 | 0 | 0 | 0 | 0 | 0 | 0 | 0 | 0 | 0 | 0 | 0 | 0 | 0 | 0 | 0 | 0 | 0 | 0 | 0 | 0 | 0 | 0 | 0 | 0 | 0 | 0 | 0 | 0 | 0
Industrial Sector Energy Related Emissions before CCS[heat if,pulp paper and printing 17T18,CO] | NoSettings | 0 | 0 | 0 | 0 | 0 | 0 | 0 | 0 | 0 | 0 | 0 | 0 | 0 | 0 | 0 | 0 | 0 | 0 | 0 | 0 | 0 | 0 | 0 | 0 | 0 | 0 | 0 | 0 | 0 | 0 | 0
Industrial Sector Energy Related Emissions before CCS[heat if,pulp paper and printing 17T18,NOx] | NoSettings | 0 | 0 | 0 | 0 | 0 | 0 | 0 | 0 | 0 | 0 | 0 | 0 | 0 | 0 | 0 | 0 | 0 | 0 | 0 | 0 | 0 | 0 | 0 | 0 | 0 | 0 | 0 | 0 | 0 | 0 | 0
Industrial Sector Energy Related Emissions before CCS[heat if,pulp paper and printing 17T18,PM10] | NoSettings | 0 | 0 | 0 | 0 | 0 | 0 | 0 | 0 | 0 | 0 | 0 | 0 | 0 | 0 | 0 | 0 | 0 | 0 | 0 | 0 | 0 | 0 | 0 | 0 | 0 | 0 | 0 | 0 | 0 | 0 | 0
Industrial Sector Energy Related Emissions before CCS[heat if,pulp paper and printing 17T18,PM25] | NoSettings | 0 | 0 | 0 | 0 | 0 | 0 | 0 | 0 | 0 | 0 | 0 | 0 | 0 | 0 | 0 | 0 | 0 | 0 | 0 | 0 | 0 | 0 | 0 | 0 | 0 | 0 | 0 | 0 | 0 | 0 | 0
Industrial Sector Energy Related Emissions before CCS[heat if,pulp paper and printing 17T18,SOx] | NoSettings | 0 | 0 | 0 | 0 | 0 | 0 | 0 | 0 | 0 | 0 | 0 | 0 | 0 | 0 | 0 | 0 | 0 | 0 | 0 | 0 | 0 | 0 | 0 | 0 | 0 | 0 | 0 | 0 | 0 | 0 | 0
Industrial Sector Energy Related Emissions before CCS[heat if,pulp paper and printing 17T18,BC] | NoSettings | 0 | 0 | 0 | 0 | 0 | 0 | 0 | 0 | 0 | 0 | 0 | 0 | 0 | 0 | 0 | 0 | 0 | 0 | 0 | 0 | 0 | 0 | 0 | 0 | 0 | 0 | 0 | 0 | 0 | 0 | 0
Industrial Sector Energy Related Emissions before CCS[heat if,pulp paper and printing 17T18,OC] | NoSettings | 0 | 0 | 0 | 0 | 0 | 0 | 0 | 0 | 0 | 0 | 0 | 0 | 0 | 0 | 0 | 0 | 0 | 0 | 0 | 0 | 0 | 0 | 0 | 0 | 0 | 0 | 0 | 0 | 0 | 0 | 0
Industrial Sector Energy Related Emissions before CCS[heat if,pulp paper and printing 17T18,CH4] | NoSettings | 0 | 0 | 0 | 0 | 0 | 0 | 0 | 0 | 0 | 0 | 0 | 0 | 0 | 0 | 0 | 0 | 0 | 0 | 0 | 0 | 0 | 0 | 0 | 0 | 0 | 0 | 0 | 0 | 0 | 0 | 0
Industrial Sector Energy Related Emissions before CCS[heat if,pulp paper and printing 17T18,N2O] | NoSettings | 0 | 0 | 0 | 0 | 0 | 0 | 0 | 0 | 0 | 0 | 0 | 0 | 0 | 0 | 0 | 0 | 0 | 0 | 0 | 0 | 0 | 0 | 0 | 0 | 0 | 0 | 0 | 0 | 0 | 0 | 0
Industrial Sector Energy Related Emissions before CCS[heat if,pulp paper and printing 17T18,F gases] | NoSettings | 0 | 0 | 0 | 0 | 0 | 0 | 0 | 0 | 0 | 0 | 0 | 0 | 0 | 0 | 0 | 0 | 0 | 0 | 0 | 0 | 0 | 0 | 0 | 0 | 0 | 0 | 0 | 0 | 0 | 0 | 0
Industrial Sector Energy Related Emissions before CCS[heat if,refined petroleum and coke 19,CO2] | NoSettings | 0 | 0 | 0 | 0 | 0 | 0 | 0 | 0 | 0 | 0 | 0 | 0 | 0 | 0 | 0 | 0 | 0 | 0 | 0 | 0 | 0 | 0 | 0 | 0 | 0 | 0 | 0 | 0 | 0 | 0 | 0
Industrial Sector Energy Related Emissions before CCS[heat if,refined petroleum and coke 19,VOC] | NoSettings | 0 | 0 | 0 | 0 | 0 | 0 | 0 | 0 | 0 | 0 | 0 | 0 | 0 | 0 | 0 | 0 | 0 | 0 | 0 | 0 | 0 | 0 | 0 | 0 | 0 | 0 | 0 | 0 | 0 | 0 | 0
Industrial Sector Energy Related Emissions before CCS[heat if,refined petroleum and coke 19,CO] | NoSettings | 0 | 0 | 0 | 0 | 0 | 0 | 0 | 0 | 0 | 0 | 0 | 0 | 0 | 0 | 0 | 0 | 0 | 0 | 0 | 0 | 0 | 0 | 0 | 0 | 0 | 0 | 0 | 0 | 0 | 0 | 0
Industrial Sector Energy Related Emissions before CCS[heat if,refined petroleum and coke 19,NOx] | NoSettings | 0 | 0 | 0 | 0 | 0 | 0 | 0 | 0 | 0 | 0 | 0 | 0 | 0 | 0 | 0 | 0 | 0 | 0 | 0 | 0 | 0 | 0 | 0 | 0 | 0 | 0 | 0 | 0 | 0 | 0 | 0
Industrial Sector Energy Related Emissions before CCS[heat if,refined petroleum and coke 19,PM10] | NoSettings | 0 | 0 | 0 | 0 | 0 | 0 | 0 | 0 | 0 | 0 | 0 | 0 | 0 | 0 | 0 | 0 | 0 | 0 | 0 | 0 | 0 | 0 | 0 | 0 | 0 | 0 | 0 | 0 | 0 | 0 | 0
Industrial Sector Energy Related Emissions before CCS[heat if,refined petroleum and coke 19,PM25] | NoSettings | 0 | 0 | 0 | 0 | 0 | 0 | 0 | 0 | 0 | 0 | 0 | 0 | 0 | 0 | 0 | 0 | 0 | 0 | 0 | 0 | 0 | 0 | 0 | 0 | 0 | 0 | 0 | 0 | 0 | 0 | 0
Industrial Sector Energy Related Emissions before CCS[heat if,refined petroleum and coke 19,SOx] | NoSettings | 0 | 0 | 0 | 0 | 0 | 0 | 0 | 0 | 0 | 0 | 0 | 0 | 0 | 0 | 0 | 0 | 0 | 0 | 0 | 0 | 0 | 0 | 0 | 0 | 0 | 0 | 0 | 0 | 0 | 0 | 0
Industrial Sector Energy Related Emissions before CCS[heat if,refined petroleum and coke 19,BC] | NoSettings | 0 | 0 | 0 | 0 | 0 | 0 | 0 | 0 | 0 | 0 | 0 | 0 | 0 | 0 | 0 | 0 | 0 | 0 | 0 | 0 | 0 | 0 | 0 | 0 | 0 | 0 | 0 | 0 | 0 | 0 | 0
Industrial Sector Energy Related Emissions before CCS[heat if,refined petroleum and coke 19,OC] | NoSettings | 0 | 0 | 0 | 0 | 0 | 0 | 0 | 0 | 0 | 0 | 0 | 0 | 0 | 0 | 0 | 0 | 0 | 0 | 0 | 0 | 0 | 0 | 0 | 0 | 0 | 0 | 0 | 0 | 0 | 0 | 0
Industrial Sector Energy Related Emissions before CCS[heat if,refined petroleum and coke 19,CH4] | NoSettings | 0 | 0 | 0 | 0 | 0 | 0 | 0 | 0 | 0 | 0 | 0 | 0 | 0 | 0 | 0 | 0 | 0 | 0 | 0 | 0 | 0 | 0 | 0 | 0 | 0 | 0 | 0 | 0 | 0 | 0 | 0
Industrial Sector Energy Related Emissions before CCS[heat if,refined petroleum and coke 19,N2O] | NoSettings | 0 | 0 | 0 | 0 | 0 | 0 | 0 | 0 | 0 | 0 | 0 | 0 | 0 | 0 | 0 | 0 | 0 | 0 | 0 | 0 | 0 | 0 | 0 | 0 | 0 | 0 | 0 | 0 | 0 | 0 | 0
Industrial Sector Energy Related Emissions before CCS[heat if,refined petroleum and coke 19,F gases] | NoSettings | 0 | 0 | 0 | 0 | 0 | 0 | 0 | 0 | 0 | 0 | 0 | 0 | 0 | 0 | 0 | 0 | 0 | 0 | 0 | 0 | 0 | 0 | 0 | 0 | 0 | 0 | 0 | 0 | 0 | 0 | 0
Industrial Sector Energy Related Emissions before CCS[heat if,chemicals 20,CO2] | NoSettings | 0 | 0 | 0 | 0 | 0 | 0 | 0 | 0 | 0 | 0 | 0 | 0 | 0 | 0 | 0 | 0 | 0 | 0 | 0 | 0 | 0 | 0 | 0 | 0 | 0 | 0 | 0 | 0 | 0 | 0 | 0
Industrial Sector Energy Related Emissions before CCS[heat if,chemicals 20,VOC] | NoSettings | 0 | 0 | 0 | 0 | 0 | 0 | 0 | 0 | 0 | 0 | 0 | 0 | 0 | 0 | 0 | 0 | 0 | 0 | 0 | 0 | 0 | 0 | 0 | 0 | 0 | 0 | 0 | 0 | 0 | 0 | 0
Industrial Sector Energy Related Emissions before CCS[heat if,chemicals 20,CO] | NoSettings | 0 | 0 | 0 | 0 | 0 | 0 | 0 | 0 | 0 | 0 | 0 | 0 | 0 | 0 | 0 | 0 | 0 | 0 | 0 | 0 | 0 | 0 | 0 | 0 | 0 | 0 | 0 | 0 | 0 | 0 | 0
Industrial Sector Energy Related Emissions before CCS[heat if,chemicals 20,NOx] | NoSettings | 0 | 0 | 0 | 0 | 0 | 0 | 0 | 0 | 0 | 0 | 0 | 0 | 0 | 0 | 0 | 0 | 0 | 0 | 0 | 0 | 0 | 0 | 0 | 0 | 0 | 0 | 0 | 0 | 0 | 0 | 0
Industrial Sector Energy Related Emissions before CCS[heat if,chemicals 20,PM10] | NoSettings | 0 | 0 | 0 | 0 | 0 | 0 | 0 | 0 | 0 | 0 | 0 | 0 | 0 | 0 | 0 | 0 | 0 | 0 | 0 | 0 | 0 | 0 | 0 | 0 | 0 | 0 | 0 | 0 | 0 | 0 | 0
Industrial Sector Energy Related Emissions before CCS[heat if,chemicals 20,PM25] | NoSettings | 0 | 0 | 0 | 0 | 0 | 0 | 0 | 0 | 0 | 0 | 0 | 0 | 0 | 0 | 0 | 0 | 0 | 0 | 0 | 0 | 0 | 0 | 0 | 0 | 0 | 0 | 0 | 0 | 0 | 0 | 0
Industrial Sector Energy Related Emissions before CCS[heat if,chemicals 20,SOx] | NoSettings | 0 | 0 | 0 | 0 | 0 | 0 | 0 | 0 | 0 | 0 | 0 | 0 | 0 | 0 | 0 | 0 | 0 | 0 | 0 | 0 | 0 | 0 | 0 | 0 | 0 | 0 | 0 | 0 | 0 | 0 | 0
Industrial Sector Energy Related Emissions before CCS[heat if,chemicals 20,BC] | NoSettings | 0 | 0 | 0 | 0 | 0 | 0 | 0 | 0 | 0 | 0 | 0 | 0 | 0 | 0 | 0 | 0 | 0 | 0 | 0 | 0 | 0 | 0 | 0 | 0 | 0 | 0 | 0 | 0 | 0 | 0 | 0
Industrial Sector Energy Related Emissions before CCS[heat if,chemicals 20,OC] | NoSettings | 0 | 0 | 0 | 0 | 0 | 0 | 0 | 0 | 0 | 0 | 0 | 0 | 0 | 0 | 0 | 0 | 0 | 0 | 0 | 0 | 0 | 0 | 0 | 0 | 0 | 0 | 0 | 0 | 0 | 0 | 0
Industrial Sector Energy Related Emissions before CCS[heat if,chemicals 20,CH4] | NoSettings | 0 | 0 | 0 | 0 | 0 | 0 | 0 | 0 | 0 | 0 | 0 | 0 | 0 | 0 | 0 | 0 | 0 | 0 | 0 | 0 | 0 | 0 | 0 | 0 | 0 | 0 | 0 | 0 | 0 | 0 | 0
Industrial Sector Energy Related Emissions before CCS[heat if,chemicals 20,N2O] | NoSettings | 0 | 0 | 0 | 0 | 0 | 0 | 0 | 0 | 0 | 0 | 0 | 0 | 0 | 0 | 0 | 0 | 0 | 0 | 0 | 0 | 0 | 0 | 0 | 0 | 0 | 0 | 0 | 0 | 0 | 0 | 0
Industrial Sector Energy Related Emissions before CCS[heat if,chemicals 20,F gases] | NoSettings | 0 | 0 | 0 | 0 | 0 | 0 | 0 | 0 | 0 | 0 | 0 | 0 | 0 | 0 | 0 | 0 | 0 | 0 | 0 | 0 | 0 | 0 | 0 | 0 | 0 | 0 | 0 | 0 | 0 | 0 | 0
Industrial Sector Energy Related Emissions before CCS[heat if,rubber and plastic products 22,CO2] | NoSettings | 0 | 0 | 0 | 0 | 0 | 0 | 0 | 0 | 0 | 0 | 0 | 0 | 0 | 0 | 0 | 0 | 0 | 0 | 0 | 0 | 0 | 0 | 0 | 0 | 0 | 0 | 0 | 0 | 0 | 0 | 0
Industrial Sector Energy Related Emissions before CCS[heat if,rubber and plastic products 22,VOC] | NoSettings | 0 | 0 | 0 | 0 | 0 | 0 | 0 | 0 | 0 | 0 | 0 | 0 | 0 | 0 | 0 | 0 | 0 | 0 | 0 | 0 | 0 | 0 | 0 | 0 | 0 | 0 | 0 | 0 | 0 | 0 | 0
Industrial Sector Energy Related Emissions before CCS[heat if,rubber and plastic products 22,CO] | NoSettings | 0 | 0 | 0 | 0 | 0 | 0 | 0 | 0 | 0 | 0 | 0 | 0 | 0 | 0 | 0 | 0 | 0 | 0 | 0 | 0 | 0 | 0 | 0 | 0 | 0 | 0 | 0 | 0 | 0 | 0 | 0
Industrial Sector Energy Related Emissions before CCS[heat if,rubber and plastic products 22,NOx] | NoSettings | 0 | 0 | 0 | 0 | 0 | 0 | 0 | 0 | 0 | 0 | 0 | 0 | 0 | 0 | 0 | 0 | 0 | 0 | 0 | 0 | 0 | 0 | 0 | 0 | 0 | 0 | 0 | 0 | 0 | 0 | 0
Industrial Sector Energy Related Emissions before CCS[heat if,rubber and plastic products 22,PM10] | NoSettings | 0 | 0 | 0 | 0 | 0 | 0 | 0 | 0 | 0 | 0 | 0 | 0 | 0 | 0 | 0 | 0 | 0 | 0 | 0 | 0 | 0 | 0 | 0 | 0 | 0 | 0 | 0 | 0 | 0 | 0 | 0
Industrial Sector Energy Related Emissions before CCS[heat if,rubber and plastic products 22,PM25] | NoSettings | 0 | 0 | 0 | 0 | 0 | 0 | 0 | 0 | 0 | 0 | 0 | 0 | 0 | 0 | 0 | 0 | 0 | 0 | 0 | 0 | 0 | 0 | 0 | 0 | 0 | 0 | 0 | 0 | 0 | 0 | 0
Industrial Sector Energy Related Emissions before CCS[heat if,rubber and plastic products 22,SOx] | NoSettings | 0 | 0 | 0 | 0 | 0 | 0 | 0 | 0 | 0 | 0 | 0 | 0 | 0 | 0 | 0 | 0 | 0 | 0 | 0 | 0 | 0 | 0 | 0 | 0 | 0 | 0 | 0 | 0 | 0 | 0 | 0
Industrial Sector Energy Related Emissions before CCS[heat if,rubber and plastic products 22,BC] | NoSettings | 0 | 0 | 0 | 0 | 0 | 0 | 0 | 0 | 0 | 0 | 0 | 0 | 0 | 0 | 0 | 0 | 0 | 0 | 0 | 0 | 0 | 0 | 0 | 0 | 0 | 0 | 0 | 0 | 0 | 0 | 0
Industrial Sector Energy Related Emissions before CCS[heat if,rubber and plastic products 22,OC] | NoSettings | 0 | 0 | 0 | 0 | 0 | 0 | 0 | 0 | 0 | 0 | 0 | 0 | 0 | 0 | 0 | 0 | 0 | 0 | 0 | 0 | 0 | 0 | 0 | 0 | 0 | 0 | 0 | 0 | 0 | 0 | 0
Industrial Sector Energy Related Emissions before CCS[heat if,rubber and plastic products 22,CH4] | NoSettings | 0 | 0 | 0 | 0 | 0 | 0 | 0 | 0 | 0 | 0 | 0 | 0 | 0 | 0 | 0 | 0 | 0 | 0 | 0 | 0 | 0 | 0 | 0 | 0 | 0 | 0 | 0 | 0 | 0 | 0 | 0
Industrial Sector Energy Related Emissions before CCS[heat if,rubber and plastic products 22,N2O] | NoSettings | 0 | 0 | 0 | 0 | 0 | 0 | 0 | 0 | 0 | 0 | 0 | 0 | 0 | 0 | 0 | 0 | 0 | 0 | 0 | 0 | 0 | 0 | 0 | 0 | 0 | 0 | 0 | 0 | 0 | 0 | 0
Industrial Sector Energy Related Emissions before CCS[heat if,rubber and plastic products 22,F gases] | NoSettings | 0 | 0 | 0 | 0 | 0 | 0 | 0 | 0 | 0 | 0 | 0 | 0 | 0 | 0 | 0 | 0 | 0 | 0 | 0 | 0 | 0 | 0 | 0 | 0 | 0 | 0 | 0 | 0 | 0 | 0 | 0
Industrial Sector Energy Related Emissions before CCS[heat if,glass and glass products 231,CO2] | NoSettings | 0 | 0 | 0 | 0 | 0 | 0 | 0 | 0 | 0 | 0 | 0 | 0 | 0 | 0 | 0 | 0 | 0 | 0 | 0 | 0 | 0 | 0 | 0 | 0 | 0 | 0 | 0 | 0 | 0 | 0 | 0
Industrial Sector Energy Related Emissions before CCS[heat if,glass and glass products 231,VOC] | NoSettings | 0 | 0 | 0 | 0 | 0 | 0 | 0 | 0 | 0 | 0 | 0 | 0 | 0 | 0 | 0 | 0 | 0 | 0 | 0 | 0 | 0 | 0 | 0 | 0 | 0 | 0 | 0 | 0 | 0 | 0 | 0
Industrial Sector Energy Related Emissions before CCS[heat if,glass and glass products 231,CO] | NoSettings | 0 | 0 | 0 | 0 | 0 | 0 | 0 | 0 | 0 | 0 | 0 | 0 | 0 | 0 | 0 | 0 | 0 | 0 | 0 | 0 | 0 | 0 | 0 | 0 | 0 | 0 | 0 | 0 | 0 | 0 | 0
Industrial Sector Energy Related Emissions before CCS[heat if,glass and glass products 231,NOx] | NoSettings | 0 | 0 | 0 | 0 | 0 | 0 | 0 | 0 | 0 | 0 | 0 | 0 | 0 | 0 | 0 | 0 | 0 | 0 | 0 | 0 | 0 | 0 | 0 | 0 | 0 | 0 | 0 | 0 | 0 | 0 | 0
Industrial Sector Energy Related Emissions before CCS[heat if,glass and glass products 231,PM10] | NoSettings | 0 | 0 | 0 | 0 | 0 | 0 | 0 | 0 | 0 | 0 | 0 | 0 | 0 | 0 | 0 | 0 | 0 | 0 | 0 | 0 | 0 | 0 | 0 | 0 | 0 | 0 | 0 | 0 | 0 | 0 | 0
Industrial Sector Energy Related Emissions before CCS[heat if,glass and glass products 231,PM25] | NoSettings | 0 | 0 | 0 | 0 | 0 | 0 | 0 | 0 | 0 | 0 | 0 | 0 | 0 | 0 | 0 | 0 | 0 | 0 | 0 | 0 | 0 | 0 | 0 | 0 | 0 | 0 | 0 | 0 | 0 | 0 | 0
Industrial Sector Energy Related Emissions before CCS[heat if,glass and glass products 231,SOx] | NoSettings | 0 | 0 | 0 | 0 | 0 | 0 | 0 | 0 | 0 | 0 | 0 | 0 | 0 | 0 | 0 | 0 | 0 | 0 | 0 | 0 | 0 | 0 | 0 | 0 | 0 | 0 | 0 | 0 | 0 | 0 | 0
Industrial Sector Energy Related Emissions before CCS[heat if,glass and glass products 231,BC] | NoSettings | 0 | 0 | 0 | 0 | 0 | 0 | 0 | 0 | 0 | 0 | 0 | 0 | 0 | 0 | 0 | 0 | 0 | 0 | 0 | 0 | 0 | 0 | 0 | 0 | 0 | 0 | 0 | 0 | 0 | 0 | 0
Industrial Sector Energy Related Emissions before CCS[heat if,glass and glass products 231,OC] | NoSettings | 0 | 0 | 0 | 0 | 0 | 0 | 0 | 0 | 0 | 0 | 0 | 0 | 0 | 0 | 0 | 0 | 0 | 0 | 0 | 0 | 0 | 0 | 0 | 0 | 0 | 0 | 0 | 0 | 0 | 0 | 0
Industrial Sector Energy Related Emissions before CCS[heat if,glass and glass products 231,CH4] | NoSettings | 0 | 0 | 0 | 0 | 0 | 0 | 0 | 0 | 0 | 0 | 0 | 0 | 0 | 0 | 0 | 0 | 0 | 0 | 0 | 0 | 0 | 0 | 0 | 0 | 0 | 0 | 0 | 0 | 0 | 0 | 0
Industrial Sector Energy Related Emissions before CCS[heat if,glass and glass products 231,N2O] | NoSettings | 0 | 0 | 0 | 0 | 0 | 0 | 0 | 0 | 0 | 0 | 0 | 0 | 0 | 0 | 0 | 0 | 0 | 0 | 0 | 0 | 0 | 0 | 0 | 0 | 0 | 0 | 0 | 0 | 0 | 0 | 0
Industrial Sector Energy Related Emissions before CCS[heat if,glass and glass products 231,F gases] | NoSettings | 0 | 0 | 0 | 0 | 0 | 0 | 0 | 0 | 0 | 0 | 0 | 0 | 0 | 0 | 0 | 0 | 0 | 0 | 0 | 0 | 0 | 0 | 0 | 0 | 0 | 0 | 0 | 0 | 0 | 0 | 0
Industrial Sector Energy Related Emissions before CCS[heat if,cement and other nonmetallic minerals 239,CO2] | NoSettings | 0 | 0 | 0 | 0 | 0 | 0 | 0 | 0 | 0 | 0 | 0 | 0 | 0 | 0 | 0 | 0 | 0 | 0 | 0 | 0 | 0 | 0 | 0 | 0 | 0 | 0 | 0 | 0 | 0 | 0 | 0
Industrial Sector Energy Related Emissions before CCS[heat if,cement and other nonmetallic minerals 239,VOC] | NoSettings | 0 | 0 | 0 | 0 | 0 | 0 | 0 | 0 | 0 | 0 | 0 | 0 | 0 | 0 | 0 | 0 | 0 | 0 | 0 | 0 | 0 | 0 | 0 | 0 | 0 | 0 | 0 | 0 | 0 | 0 | 0
Industrial Sector Energy Related Emissions before CCS[heat if,cement and other nonmetallic minerals 239,CO] | NoSettings | 0 | 0 | 0 | 0 | 0 | 0 | 0 | 0 | 0 | 0 | 0 | 0 | 0 | 0 | 0 | 0 | 0 | 0 | 0 | 0 | 0 | 0 | 0 | 0 | 0 | 0 | 0 | 0 | 0 | 0 | 0
Industrial Sector Energy Related Emissions before CCS[heat if,cement and other nonmetallic minerals 239,NOx] | NoSettings | 0 | 0 | 0 | 0 | 0 | 0 | 0 | 0 | 0 | 0 | 0 | 0 | 0 | 0 | 0 | 0 | 0 | 0 | 0 | 0 | 0 | 0 | 0 | 0 | 0 | 0 | 0 | 0 | 0 | 0 | 0
Industrial Sector Energy Related Emissions before CCS[heat if,cement and other nonmetallic minerals 239,PM10] | NoSettings | 0 | 0 | 0 | 0 | 0 | 0 | 0 | 0 | 0 | 0 | 0 | 0 | 0 | 0 | 0 | 0 | 0 | 0 | 0 | 0 | 0 | 0 | 0 | 0 | 0 | 0 | 0 | 0 | 0 | 0 | 0
Industrial Sector Energy Related Emissions before CCS[heat if,cement and other nonmetallic minerals 239,PM25] | NoSettings | 0 | 0 | 0 | 0 | 0 | 0 | 0 | 0 | 0 | 0 | 0 | 0 | 0 | 0 | 0 | 0 | 0 | 0 | 0 | 0 | 0 | 0 | 0 | 0 | 0 | 0 | 0 | 0 | 0 | 0 | 0
Industrial Sector Energy Related Emissions before CCS[heat if,cement and other nonmetallic minerals 239,SOx] | NoSettings | 0 | 0 | 0 | 0 | 0 | 0 | 0 | 0 | 0 | 0 | 0 | 0 | 0 | 0 | 0 | 0 | 0 | 0 | 0 | 0 | 0 | 0 | 0 | 0 | 0 | 0 | 0 | 0 | 0 | 0 | 0
Industrial Sector Energy Related Emissions before CCS[heat if,cement and other nonmetallic minerals 239,BC] | NoSettings | 0 | 0 | 0 | 0 | 0 | 0 | 0 | 0 | 0 | 0 | 0 | 0 | 0 | 0 | 0 | 0 | 0 | 0 | 0 | 0 | 0 | 0 | 0 | 0 | 0 | 0 | 0 | 0 | 0 | 0 | 0
Industrial Sector Energy Related Emissions before CCS[heat if,cement and other nonmetallic minerals 239,OC] | NoSettings | 0 | 0 | 0 | 0 | 0 | 0 | 0 | 0 | 0 | 0 | 0 | 0 | 0 | 0 | 0 | 0 | 0 | 0 | 0 | 0 | 0 | 0 | 0 | 0 | 0 | 0 | 0 | 0 | 0 | 0 | 0
Industrial Sector Energy Related Emissions before CCS[heat if,cement and other nonmetallic minerals 239,CH4] | NoSettings | 0 | 0 | 0 | 0 | 0 | 0 | 0 | 0 | 0 | 0 | 0 | 0 | 0 | 0 | 0 | 0 | 0 | 0 | 0 | 0 | 0 | 0 | 0 | 0 | 0 | 0 | 0 | 0 | 0 | 0 | 0
Industrial Sector Energy Related Emissions before CCS[heat if,cement and other nonmetallic minerals 239,N2O] | NoSettings | 0 | 0 | 0 | 0 | 0 | 0 | 0 | 0 | 0 | 0 | 0 | 0 | 0 | 0 | 0 | 0 | 0 | 0 | 0 | 0 | 0 | 0 | 0 | 0 | 0 | 0 | 0 | 0 | 0 | 0 | 0
Industrial Sector Energy Related Emissions before CCS[heat if,cement and other nonmetallic minerals 239,F gases] | NoSettings | 0 | 0 | 0 | 0 | 0 | 0 | 0 | 0 | 0 | 0 | 0 | 0 | 0 | 0 | 0 | 0 | 0 | 0 | 0 | 0 | 0 | 0 | 0 | 0 | 0 | 0 | 0 | 0 | 0 | 0 | 0
Industrial Sector Energy Related Emissions before CCS[heat if,iron and steel 241,CO2] | NoSettings | 0 | 0 | 0 | 0 | 0 | 0 | 0 | 0 | 0 | 0 | 0 | 0 | 0 | 0 | 0 | 0 | 0 | 0 | 0 | 0 | 0 | 0 | 0 | 0 | 0 | 0 | 0 | 0 | 0 | 0 | 0
Industrial Sector Energy Related Emissions before CCS[heat if,iron and steel 241,VOC] | NoSettings | 0 | 0 | 0 | 0 | 0 | 0 | 0 | 0 | 0 | 0 | 0 | 0 | 0 | 0 | 0 | 0 | 0 | 0 | 0 | 0 | 0 | 0 | 0 | 0 | 0 | 0 | 0 | 0 | 0 | 0 | 0
Industrial Sector Energy Related Emissions before CCS[heat if,iron and steel 241,CO] | NoSettings | 0 | 0 | 0 | 0 | 0 | 0 | 0 | 0 | 0 | 0 | 0 | 0 | 0 | 0 | 0 | 0 | 0 | 0 | 0 | 0 | 0 | 0 | 0 | 0 | 0 | 0 | 0 | 0 | 0 | 0 | 0
Industrial Sector Energy Related Emissions before CCS[heat if,iron and steel 241,NOx] | NoSettings | 0 | 0 | 0 | 0 | 0 | 0 | 0 | 0 | 0 | 0 | 0 | 0 | 0 | 0 | 0 | 0 | 0 | 0 | 0 | 0 | 0 | 0 | 0 | 0 | 0 | 0 | 0 | 0 | 0 | 0 | 0
Industrial Sector Energy Related Emissions before CCS[heat if,iron and steel 241,PM10] | NoSettings | 0 | 0 | 0 | 0 | 0 | 0 | 0 | 0 | 0 | 0 | 0 | 0 | 0 | 0 | 0 | 0 | 0 | 0 | 0 | 0 | 0 | 0 | 0 | 0 | 0 | 0 | 0 | 0 | 0 | 0 | 0
Industrial Sector Energy Related Emissions before CCS[heat if,iron and steel 241,PM25] | NoSettings | 0 | 0 | 0 | 0 | 0 | 0 | 0 | 0 | 0 | 0 | 0 | 0 | 0 | 0 | 0 | 0 | 0 | 0 | 0 | 0 | 0 | 0 | 0 | 0 | 0 | 0 | 0 | 0 | 0 | 0 | 0
Industrial Sector Energy Related Emissions before CCS[heat if,iron and steel 241,SOx] | NoSettings | 0 | 0 | 0 | 0 | 0 | 0 | 0 | 0 | 0 | 0 | 0 | 0 | 0 | 0 | 0 | 0 | 0 | 0 | 0 | 0 | 0 | 0 | 0 | 0 | 0 | 0 | 0 | 0 | 0 | 0 | 0
Industrial Sector Energy Related Emissions before CCS[heat if,iron and steel 241,BC] | NoSettings | 0 | 0 | 0 | 0 | 0 | 0 | 0 | 0 | 0 | 0 | 0 | 0 | 0 | 0 | 0 | 0 | 0 | 0 | 0 | 0 | 0 | 0 | 0 | 0 | 0 | 0 | 0 | 0 | 0 | 0 | 0
Industrial Sector Energy Related Emissions before CCS[heat if,iron and steel 241,OC] | NoSettings | 0 | 0 | 0 | 0 | 0 | 0 | 0 | 0 | 0 | 0 | 0 | 0 | 0 | 0 | 0 | 0 | 0 | 0 | 0 | 0 | 0 | 0 | 0 | 0 | 0 | 0 | 0 | 0 | 0 | 0 | 0
Industrial Sector Energy Related Emissions before CCS[heat if,iron and steel 241,CH4] | NoSettings | 0 | 0 | 0 | 0 | 0 | 0 | 0 | 0 | 0 | 0 | 0 | 0 | 0 | 0 | 0 | 0 | 0 | 0 | 0 | 0 | 0 | 0 | 0 | 0 | 0 | 0 | 0 | 0 | 0 | 0 | 0
Industrial Sector Energy Related Emissions before CCS[heat if,iron and steel 241,N2O] | NoSettings | 0 | 0 | 0 | 0 | 0 | 0 | 0 | 0 | 0 | 0 | 0 | 0 | 0 | 0 | 0 | 0 | 0 | 0 | 0 | 0 | 0 | 0 | 0 | 0 | 0 | 0 | 0 | 0 | 0 | 0 | 0
Industrial Sector Energy Related Emissions before CCS[heat if,iron and steel 241,F gases] | NoSettings | 0 | 0 | 0 | 0 | 0 | 0 | 0 | 0 | 0 | 0 | 0 | 0 | 0 | 0 | 0 | 0 | 0 | 0 | 0 | 0 | 0 | 0 | 0 | 0 | 0 | 0 | 0 | 0 | 0 | 0 | 0
Industrial Sector Energy Related Emissions before CCS[heat if,other metals 242,CO2] | NoSettings | 0 | 0 | 0 | 0 | 0 | 0 | 0 | 0 | 0 | 0 | 0 | 0 | 0 | 0 | 0 | 0 | 0 | 0 | 0 | 0 | 0 | 0 | 0 | 0 | 0 | 0 | 0 | 0 | 0 | 0 | 0
Industrial Sector Energy Related Emissions before CCS[heat if,other metals 242,VOC] | NoSettings | 0 | 0 | 0 | 0 | 0 | 0 | 0 | 0 | 0 | 0 | 0 | 0 | 0 | 0 | 0 | 0 | 0 | 0 | 0 | 0 | 0 | 0 | 0 | 0 | 0 | 0 | 0 | 0 | 0 | 0 | 0
Industrial Sector Energy Related Emissions before CCS[heat if,other metals 242,CO] | NoSettings | 0 | 0 | 0 | 0 | 0 | 0 | 0 | 0 | 0 | 0 | 0 | 0 | 0 | 0 | 0 | 0 | 0 | 0 | 0 | 0 | 0 | 0 | 0 | 0 | 0 | 0 | 0 | 0 | 0 | 0 | 0
Industrial Sector Energy Related Emissions before CCS[heat if,other metals 242,NOx] | NoSettings | 0 | 0 | 0 | 0 | 0 | 0 | 0 | 0 | 0 | 0 | 0 | 0 | 0 | 0 | 0 | 0 | 0 | 0 | 0 | 0 | 0 | 0 | 0 | 0 | 0 | 0 | 0 | 0 | 0 | 0 | 0
Industrial Sector Energy Related Emissions before CCS[heat if,other metals 242,PM10] | NoSettings | 0 | 0 | 0 | 0 | 0 | 0 | 0 | 0 | 0 | 0 | 0 | 0 | 0 | 0 | 0 | 0 | 0 | 0 | 0 | 0 | 0 | 0 | 0 | 0 | 0 | 0 | 0 | 0 | 0 | 0 | 0
Industrial Sector Energy Related Emissions before CCS[heat if,other metals 242,PM25] | NoSettings | 0 | 0 | 0 | 0 | 0 | 0 | 0 | 0 | 0 | 0 | 0 | 0 | 0 | 0 | 0 | 0 | 0 | 0 | 0 | 0 | 0 | 0 | 0 | 0 | 0 | 0 | 0 | 0 | 0 | 0 | 0
Industrial Sector Energy Related Emissions before CCS[heat if,other metals 242,SOx] | NoSettings | 0 | 0 | 0 | 0 | 0 | 0 | 0 | 0 | 0 | 0 | 0 | 0 | 0 | 0 | 0 | 0 | 0 | 0 | 0 | 0 | 0 | 0 | 0 | 0 | 0 | 0 | 0 | 0 | 0 | 0 | 0
Industrial Sector Energy Related Emissions before CCS[heat if,other metals 242,BC] | NoSettings | 0 | 0 | 0 | 0 | 0 | 0 | 0 | 0 | 0 | 0 | 0 | 0 | 0 | 0 | 0 | 0 | 0 | 0 | 0 | 0 | 0 | 0 | 0 | 0 | 0 | 0 | 0 | 0 | 0 | 0 | 0
Industrial Sector Energy Related Emissions before CCS[heat if,other metals 242,OC] | NoSettings | 0 | 0 | 0 | 0 | 0 | 0 | 0 | 0 | 0 | 0 | 0 | 0 | 0 | 0 | 0 | 0 | 0 | 0 | 0 | 0 | 0 | 0 | 0 | 0 | 0 | 0 | 0 | 0 | 0 | 0 | 0
Industrial Sector Energy Related Emissions before CCS[heat if,other metals 242,CH4] | NoSettings | 0 | 0 | 0 | 0 | 0 | 0 | 0 | 0 | 0 | 0 | 0 | 0 | 0 | 0 | 0 | 0 | 0 | 0 | 0 | 0 | 0 | 0 | 0 | 0 | 0 | 0 | 0 | 0 | 0 | 0 | 0
Industrial Sector Energy Related Emissions before CCS[heat if,other metals 242,N2O] | NoSettings | 0 | 0 | 0 | 0 | 0 | 0 | 0 | 0 | 0 | 0 | 0 | 0 | 0 | 0 | 0 | 0 | 0 | 0 | 0 | 0 | 0 | 0 | 0 | 0 | 0 | 0 | 0 | 0 | 0 | 0 | 0
Industrial Sector Energy Related Emissions before CCS[heat if,other metals 242,F gases] | NoSettings | 0 | 0 | 0 | 0 | 0 | 0 | 0 | 0 | 0 | 0 | 0 | 0 | 0 | 0 | 0 | 0 | 0 | 0 | 0 | 0 | 0 | 0 | 0 | 0 | 0 | 0 | 0 | 0 | 0 | 0 | 0
Industrial Sector Energy Related Emissions before CCS[heat if,metal products except machinery and vehicles 25,CO2] | NoSettings | 0 | 0 | 0 | 0 | 0 | 0 | 0 | 0 | 0 | 0 | 0 | 0 | 0 | 0 | 0 | 0 | 0 | 0 | 0 | 0 | 0 | 0 | 0 | 0 | 0 | 0 | 0 | 0 | 0 | 0 | 0
Industrial Sector Energy Related Emissions before CCS[heat if,metal products except machinery and vehicles 25,VOC] | NoSettings | 0 | 0 | 0 | 0 | 0 | 0 | 0 | 0 | 0 | 0 | 0 | 0 | 0 | 0 | 0 | 0 | 0 | 0 | 0 | 0 | 0 | 0 | 0 | 0 | 0 | 0 | 0 | 0 | 0 | 0 | 0
Industrial Sector Energy Related Emissions before CCS[heat if,metal products except machinery and vehicles 25,CO] | NoSettings | 0 | 0 | 0 | 0 | 0 | 0 | 0 | 0 | 0 | 0 | 0 | 0 | 0 | 0 | 0 | 0 | 0 | 0 | 0 | 0 | 0 | 0 | 0 | 0 | 0 | 0 | 0 | 0 | 0 | 0 | 0
Industrial Sector Energy Related Emissions before CCS[heat if,metal products except machinery and vehicles 25,NOx] | NoSettings | 0 | 0 | 0 | 0 | 0 | 0 | 0 | 0 | 0 | 0 | 0 | 0 | 0 | 0 | 0 | 0 | 0 | 0 | 0 | 0 | 0 | 0 | 0 | 0 | 0 | 0 | 0 | 0 | 0 | 0 | 0
Industrial Sector Energy Related Emissions before CCS[heat if,metal products except machinery and vehicles 25,PM10] | NoSettings | 0 | 0 | 0 | 0 | 0 | 0 | 0 | 0 | 0 | 0 | 0 | 0 | 0 | 0 | 0 | 0 | 0 | 0 | 0 | 0 | 0 | 0 | 0 | 0 | 0 | 0 | 0 | 0 | 0 | 0 | 0
Industrial Sector Energy Related Emissions before CCS[heat if,metal products except machinery and vehicles 25,PM25] | NoSettings | 0 | 0 | 0 | 0 | 0 | 0 | 0 | 0 | 0 | 0 | 0 | 0 | 0 | 0 | 0 | 0 | 0 | 0 | 0 | 0 | 0 | 0 | 0 | 0 | 0 | 0 | 0 | 0 | 0 | 0 | 0
Industrial Sector Energy Related Emissions before CCS[heat if,metal products except machinery and vehicles 25,SOx] | NoSettings | 0 | 0 | 0 | 0 | 0 | 0 | 0 | 0 | 0 | 0 | 0 | 0 | 0 | 0 | 0 | 0 | 0 | 0 | 0 | 0 | 0 | 0 | 0 | 0 | 0 | 0 | 0 | 0 | 0 | 0 | 0
Industrial Sector Energy Related Emissions before CCS[heat if,metal products except machinery and vehicles 25,BC] | NoSettings | 0 | 0 | 0 | 0 | 0 | 0 | 0 | 0 | 0 | 0 | 0 | 0 | 0 | 0 | 0 | 0 | 0 | 0 | 0 | 0 | 0 | 0 | 0 | 0 | 0 | 0 | 0 | 0 | 0 | 0 | 0
Industrial Sector Energy Related Emissions before CCS[heat if,metal products except machinery and vehicles 25,OC] | NoSettings | 0 | 0 | 0 | 0 | 0 | 0 | 0 | 0 | 0 | 0 | 0 | 0 | 0 | 0 | 0 | 0 | 0 | 0 | 0 | 0 | 0 | 0 | 0 | 0 | 0 | 0 | 0 | 0 | 0 | 0 | 0
Industrial Sector Energy Related Emissions before CCS[heat if,metal products except machinery and vehicles 25,CH4] | NoSettings | 0 | 0 | 0 | 0 | 0 | 0 | 0 | 0 | 0 | 0 | 0 | 0 | 0 | 0 | 0 | 0 | 0 | 0 | 0 | 0 | 0 | 0 | 0 | 0 | 0 | 0 | 0 | 0 | 0 | 0 | 0
Industrial Sector Energy Related Emissions before CCS[heat if,metal products except machinery and vehicles 25,N2O] | NoSettings | 0 | 0 | 0 | 0 | 0 | 0 | 0 | 0 | 0 | 0 | 0 | 0 | 0 | 0 | 0 | 0 | 0 | 0 | 0 | 0 | 0 | 0 | 0 | 0 | 0 | 0 | 0 | 0 | 0 | 0 | 0
Industrial Sector Energy Related Emissions before CCS[heat if,metal products except machinery and vehicles 25,F gases] | NoSettings | 0 | 0 | 0 | 0 | 0 | 0 | 0 | 0 | 0 | 0 | 0 | 0 | 0 | 0 | 0 | 0 | 0 | 0 | 0 | 0 | 0 | 0 | 0 | 0 | 0 | 0 | 0 | 0 | 0 | 0 | 0
Industrial Sector Energy Related Emissions before CCS[heat if,computers and electronics 26,CO2] | NoSettings | 0 | 0 | 0 | 0 | 0 | 0 | 0 | 0 | 0 | 0 | 0 | 0 | 0 | 0 | 0 | 0 | 0 | 0 | 0 | 0 | 0 | 0 | 0 | 0 | 0 | 0 | 0 | 0 | 0 | 0 | 0
Industrial Sector Energy Related Emissions before CCS[heat if,computers and electronics 26,VOC] | NoSettings | 0 | 0 | 0 | 0 | 0 | 0 | 0 | 0 | 0 | 0 | 0 | 0 | 0 | 0 | 0 | 0 | 0 | 0 | 0 | 0 | 0 | 0 | 0 | 0 | 0 | 0 | 0 | 0 | 0 | 0 | 0
Industrial Sector Energy Related Emissions before CCS[heat if,computers and electronics 26,CO] | NoSettings | 0 | 0 | 0 | 0 | 0 | 0 | 0 | 0 | 0 | 0 | 0 | 0 | 0 | 0 | 0 | 0 | 0 | 0 | 0 | 0 | 0 | 0 | 0 | 0 | 0 | 0 | 0 | 0 | 0 | 0 | 0
Industrial Sector Energy Related Emissions before CCS[heat if,computers and electronics 26,NOx] | NoSettings | 0 | 0 | 0 | 0 | 0 | 0 | 0 | 0 | 0 | 0 | 0 | 0 | 0 | 0 | 0 | 0 | 0 | 0 | 0 | 0 | 0 | 0 | 0 | 0 | 0 | 0 | 0 | 0 | 0 | 0 | 0
Industrial Sector Energy Related Emissions before CCS[heat if,computers and electronics 26,PM10] | NoSettings | 0 | 0 | 0 | 0 | 0 | 0 | 0 | 0 | 0 | 0 | 0 | 0 | 0 | 0 | 0 | 0 | 0 | 0 | 0 | 0 | 0 | 0 | 0 | 0 | 0 | 0 | 0 | 0 | 0 | 0 | 0
Industrial Sector Energy Related Emissions before CCS[heat if,computers and electronics 26,PM25] | NoSettings | 0 | 0 | 0 | 0 | 0 | 0 | 0 | 0 | 0 | 0 | 0 | 0 | 0 | 0 | 0 | 0 | 0 | 0 | 0 | 0 | 0 | 0 | 0 | 0 | 0 | 0 | 0 | 0 | 0 | 0 | 0
Industrial Sector Energy Related Emissions before CCS[heat if,computers and electronics 26,SOx] | NoSettings | 0 | 0 | 0 | 0 | 0 | 0 | 0 | 0 | 0 | 0 | 0 | 0 | 0 | 0 | 0 | 0 | 0 | 0 | 0 | 0 | 0 | 0 | 0 | 0 | 0 | 0 | 0 | 0 | 0 | 0 | 0
Industrial Sector Energy Related Emissions before CCS[heat if,computers and electronics 26,BC] | NoSettings | 0 | 0 | 0 | 0 | 0 | 0 | 0 | 0 | 0 | 0 | 0 | 0 | 0 | 0 | 0 | 0 | 0 | 0 | 0 | 0 | 0 | 0 | 0 | 0 | 0 | 0 | 0 | 0 | 0 | 0 | 0
Industrial Sector Energy Related Emissions before CCS[heat if,computers and electronics 26,OC] | NoSettings | 0 | 0 | 0 | 0 | 0 | 0 | 0 | 0 | 0 | 0 | 0 | 0 | 0 | 0 | 0 | 0 | 0 | 0 | 0 | 0 | 0 | 0 | 0 | 0 | 0 | 0 | 0 | 0 | 0 | 0 | 0
Industrial Sector Energy Related Emissions before CCS[heat if,computers and electronics 26,CH4] | NoSettings | 0 | 0 | 0 | 0 | 0 | 0 | 0 | 0 | 0 | 0 | 0 | 0 | 0 | 0 | 0 | 0 | 0 | 0 | 0 | 0 | 0 | 0 | 0 | 0 | 0 | 0 | 0 | 0 | 0 | 0 | 0
Industrial Sector Energy Related Emissions before CCS[heat if,computers and electronics 26,N2O] | NoSettings | 0 | 0 | 0 | 0 | 0 | 0 | 0 | 0 | 0 | 0 | 0 | 0 | 0 | 0 | 0 | 0 | 0 | 0 | 0 | 0 | 0 | 0 | 0 | 0 | 0 | 0 | 0 | 0 | 0 | 0 | 0
Industrial Sector Energy Related Emissions before CCS[heat if,computers and electronics 26,F gases] | NoSettings | 0 | 0 | 0 | 0 | 0 | 0 | 0 | 0 | 0 | 0 | 0 | 0 | 0 | 0 | 0 | 0 | 0 | 0 | 0 | 0 | 0 | 0 | 0 | 0 | 0 | 0 | 0 | 0 | 0 | 0 | 0
Industrial Sector Energy Related Emissions before CCS[heat if,appliances and electrical equipment 27,CO2] | NoSettings | 0 | 0 | 0 | 0 | 0 | 0 | 0 | 0 | 0 | 0 | 0 | 0 | 0 | 0 | 0 | 0 | 0 | 0 | 0 | 0 | 0 | 0 | 0 | 0 | 0 | 0 | 0 | 0 | 0 | 0 | 0
Industrial Sector Energy Related Emissions before CCS[heat if,appliances and electrical equipment 27,VOC] | NoSettings | 0 | 0 | 0 | 0 | 0 | 0 | 0 | 0 | 0 | 0 | 0 | 0 | 0 | 0 | 0 | 0 | 0 | 0 | 0 | 0 | 0 | 0 | 0 | 0 | 0 | 0 | 0 | 0 | 0 | 0 | 0
Industrial Sector Energy Related Emissions before CCS[heat if,appliances and electrical equipment 27,CO] | NoSettings | 0 | 0 | 0 | 0 | 0 | 0 | 0 | 0 | 0 | 0 | 0 | 0 | 0 | 0 | 0 | 0 | 0 | 0 | 0 | 0 | 0 | 0 | 0 | 0 | 0 | 0 | 0 | 0 | 0 | 0 | 0
Industrial Sector Energy Related Emissions before CCS[heat if,appliances and electrical equipment 27,NOx] | NoSettings | 0 | 0 | 0 | 0 | 0 | 0 | 0 | 0 | 0 | 0 | 0 | 0 | 0 | 0 | 0 | 0 | 0 | 0 | 0 | 0 | 0 | 0 | 0 | 0 | 0 | 0 | 0 | 0 | 0 | 0 | 0
Industrial Sector Energy Related Emissions before CCS[heat if,appliances and electrical equipment 27,PM10] | NoSettings | 0 | 0 | 0 | 0 | 0 | 0 | 0 | 0 | 0 | 0 | 0 | 0 | 0 | 0 | 0 | 0 | 0 | 0 | 0 | 0 | 0 | 0 | 0 | 0 | 0 | 0 | 0 | 0 | 0 | 0 | 0
Industrial Sector Energy Related Emissions before CCS[heat if,appliances and electrical equipment 27,PM25] | NoSettings | 0 | 0 | 0 | 0 | 0 | 0 | 0 | 0 | 0 | 0 | 0 | 0 | 0 | 0 | 0 | 0 | 0 | 0 | 0 | 0 | 0 | 0 | 0 | 0 | 0 | 0 | 0 | 0 | 0 | 0 | 0
Industrial Sector Energy Related Emissions before CCS[heat if,appliances and electrical equipment 27,SOx] | NoSettings | 0 | 0 | 0 | 0 | 0 | 0 | 0 | 0 | 0 | 0 | 0 | 0 | 0 | 0 | 0 | 0 | 0 | 0 | 0 | 0 | 0 | 0 | 0 | 0 | 0 | 0 | 0 | 0 | 0 | 0 | 0
Industrial Sector Energy Related Emissions before CCS[heat if,appliances and electrical equipment 27,BC] | NoSettings | 0 | 0 | 0 | 0 | 0 | 0 | 0 | 0 | 0 | 0 | 0 | 0 | 0 | 0 | 0 | 0 | 0 | 0 | 0 | 0 | 0 | 0 | 0 | 0 | 0 | 0 | 0 | 0 | 0 | 0 | 0
Industrial Sector Energy Related Emissions before CCS[heat if,appliances and electrical equipment 27,OC] | NoSettings | 0 | 0 | 0 | 0 | 0 | 0 | 0 | 0 | 0 | 0 | 0 | 0 | 0 | 0 | 0 | 0 | 0 | 0 | 0 | 0 | 0 | 0 | 0 | 0 | 0 | 0 | 0 | 0 | 0 | 0 | 0
Industrial Sector Energy Related Emissions before CCS[heat if,appliances and electrical equipment 27,CH4] | NoSettings | 0 | 0 | 0 | 0 | 0 | 0 | 0 | 0 | 0 | 0 | 0 | 0 | 0 | 0 | 0 | 0 | 0 | 0 | 0 | 0 | 0 | 0 | 0 | 0 | 0 | 0 | 0 | 0 | 0 | 0 | 0
Industrial Sector Energy Related Emissions before CCS[heat if,appliances and electrical equipment 27,N2O] | NoSettings | 0 | 0 | 0 | 0 | 0 | 0 | 0 | 0 | 0 | 0 | 0 | 0 | 0 | 0 | 0 | 0 | 0 | 0 | 0 | 0 | 0 | 0 | 0 | 0 | 0 | 0 | 0 | 0 | 0 | 0 | 0
Industrial Sector Energy Related Emissions before CCS[heat if,appliances and electrical equipment 27,F gases] | NoSettings | 0 | 0 | 0 | 0 | 0 | 0 | 0 | 0 | 0 | 0 | 0 | 0 | 0 | 0 | 0 | 0 | 0 | 0 | 0 | 0 | 0 | 0 | 0 | 0 | 0 | 0 | 0 | 0 | 0 | 0 | 0
Industrial Sector Energy Related Emissions before CCS[heat if,other machinery 28,CO2] | NoSettings | 0 | 0 | 0 | 0 | 0 | 0 | 0 | 0 | 0 | 0 | 0 | 0 | 0 | 0 | 0 | 0 | 0 | 0 | 0 | 0 | 0 | 0 | 0 | 0 | 0 | 0 | 0 | 0 | 0 | 0 | 0
Industrial Sector Energy Related Emissions before CCS[heat if,other machinery 28,VOC] | NoSettings | 0 | 0 | 0 | 0 | 0 | 0 | 0 | 0 | 0 | 0 | 0 | 0 | 0 | 0 | 0 | 0 | 0 | 0 | 0 | 0 | 0 | 0 | 0 | 0 | 0 | 0 | 0 | 0 | 0 | 0 | 0
Industrial Sector Energy Related Emissions before CCS[heat if,other machinery 28,CO] | NoSettings | 0 | 0 | 0 | 0 | 0 | 0 | 0 | 0 | 0 | 0 | 0 | 0 | 0 | 0 | 0 | 0 | 0 | 0 | 0 | 0 | 0 | 0 | 0 | 0 | 0 | 0 | 0 | 0 | 0 | 0 | 0
Industrial Sector Energy Related Emissions before CCS[heat if,other machinery 28,NOx] | NoSettings | 0 | 0 | 0 | 0 | 0 | 0 | 0 | 0 | 0 | 0 | 0 | 0 | 0 | 0 | 0 | 0 | 0 | 0 | 0 | 0 | 0 | 0 | 0 | 0 | 0 | 0 | 0 | 0 | 0 | 0 | 0
Industrial Sector Energy Related Emissions before CCS[heat if,other machinery 28,PM10] | NoSettings | 0 | 0 | 0 | 0 | 0 | 0 | 0 | 0 | 0 | 0 | 0 | 0 | 0 | 0 | 0 | 0 | 0 | 0 | 0 | 0 | 0 | 0 | 0 | 0 | 0 | 0 | 0 | 0 | 0 | 0 | 0
Industrial Sector Energy Related Emissions before CCS[heat if,other machinery 28,PM25] | NoSettings | 0 | 0 | 0 | 0 | 0 | 0 | 0 | 0 | 0 | 0 | 0 | 0 | 0 | 0 | 0 | 0 | 0 | 0 | 0 | 0 | 0 | 0 | 0 | 0 | 0 | 0 | 0 | 0 | 0 | 0 | 0
Industrial Sector Energy Related Emissions before CCS[heat if,other machinery 28,SOx] | NoSettings | 0 | 0 | 0 | 0 | 0 | 0 | 0 | 0 | 0 | 0 | 0 | 0 | 0 | 0 | 0 | 0 | 0 | 0 | 0 | 0 | 0 | 0 | 0 | 0 | 0 | 0 | 0 | 0 | 0 | 0 | 0
Industrial Sector Energy Related Emissions before CCS[heat if,other machinery 28,BC] | NoSettings | 0 | 0 | 0 | 0 | 0 | 0 | 0 | 0 | 0 | 0 | 0 | 0 | 0 | 0 | 0 | 0 | 0 | 0 | 0 | 0 | 0 | 0 | 0 | 0 | 0 | 0 | 0 | 0 | 0 | 0 | 0
Industrial Sector Energy Related Emissions before CCS[heat if,other machinery 28,OC] | NoSettings | 0 | 0 | 0 | 0 | 0 | 0 | 0 | 0 | 0 | 0 | 0 | 0 | 0 | 0 | 0 | 0 | 0 | 0 | 0 | 0 | 0 | 0 | 0 | 0 | 0 | 0 | 0 | 0 | 0 | 0 | 0
Industrial Sector Energy Related Emissions before CCS[heat if,other machinery 28,CH4] | NoSettings | 0 | 0 | 0 | 0 | 0 | 0 | 0 | 0 | 0 | 0 | 0 | 0 | 0 | 0 | 0 | 0 | 0 | 0 | 0 | 0 | 0 | 0 | 0 | 0 | 0 | 0 | 0 | 0 | 0 | 0 | 0
Industrial Sector Energy Related Emissions before CCS[heat if,other machinery 28,N2O] | NoSettings | 0 | 0 | 0 | 0 | 0 | 0 | 0 | 0 | 0 | 0 | 0 | 0 | 0 | 0 | 0 | 0 | 0 | 0 | 0 | 0 | 0 | 0 | 0 | 0 | 0 | 0 | 0 | 0 | 0 | 0 | 0
Industrial Sector Energy Related Emissions before CCS[heat if,other machinery 28,F gases] | NoSettings | 0 | 0 | 0 | 0 | 0 | 0 | 0 | 0 | 0 | 0 | 0 | 0 | 0 | 0 | 0 | 0 | 0 | 0 | 0 | 0 | 0 | 0 | 0 | 0 | 0 | 0 | 0 | 0 | 0 | 0 | 0
Industrial Sector Energy Related Emissions before CCS[heat if,road vehicles 29,CO2] | NoSettings | 0 | 0 | 0 | 0 | 0 | 0 | 0 | 0 | 0 | 0 | 0 | 0 | 0 | 0 | 0 | 0 | 0 | 0 | 0 | 0 | 0 | 0 | 0 | 0 | 0 | 0 | 0 | 0 | 0 | 0 | 0
Industrial Sector Energy Related Emissions before CCS[heat if,road vehicles 29,VOC] | NoSettings | 0 | 0 | 0 | 0 | 0 | 0 | 0 | 0 | 0 | 0 | 0 | 0 | 0 | 0 | 0 | 0 | 0 | 0 | 0 | 0 | 0 | 0 | 0 | 0 | 0 | 0 | 0 | 0 | 0 | 0 | 0
Industrial Sector Energy Related Emissions before CCS[heat if,road vehicles 29,CO] | NoSettings | 0 | 0 | 0 | 0 | 0 | 0 | 0 | 0 | 0 | 0 | 0 | 0 | 0 | 0 | 0 | 0 | 0 | 0 | 0 | 0 | 0 | 0 | 0 | 0 | 0 | 0 | 0 | 0 | 0 | 0 | 0
Industrial Sector Energy Related Emissions before CCS[heat if,road vehicles 29,NOx] | NoSettings | 0 | 0 | 0 | 0 | 0 | 0 | 0 | 0 | 0 | 0 | 0 | 0 | 0 | 0 | 0 | 0 | 0 | 0 | 0 | 0 | 0 | 0 | 0 | 0 | 0 | 0 | 0 | 0 | 0 | 0 | 0
Industrial Sector Energy Related Emissions before CCS[heat if,road vehicles 29,PM10] | NoSettings | 0 | 0 | 0 | 0 | 0 | 0 | 0 | 0 | 0 | 0 | 0 | 0 | 0 | 0 | 0 | 0 | 0 | 0 | 0 | 0 | 0 | 0 | 0 | 0 | 0 | 0 | 0 | 0 | 0 | 0 | 0
Industrial Sector Energy Related Emissions before CCS[heat if,road vehicles 29,PM25] | NoSettings | 0 | 0 | 0 | 0 | 0 | 0 | 0 | 0 | 0 | 0 | 0 | 0 | 0 | 0 | 0 | 0 | 0 | 0 | 0 | 0 | 0 | 0 | 0 | 0 | 0 | 0 | 0 | 0 | 0 | 0 | 0
Industrial Sector Energy Related Emissions before CCS[heat if,road vehicles 29,SOx] | NoSettings | 0 | 0 | 0 | 0 | 0 | 0 | 0 | 0 | 0 | 0 | 0 | 0 | 0 | 0 | 0 | 0 | 0 | 0 | 0 | 0 | 0 | 0 | 0 | 0 | 0 | 0 | 0 | 0 | 0 | 0 | 0
Industrial Sector Energy Related Emissions before CCS[heat if,road vehicles 29,BC] | NoSettings | 0 | 0 | 0 | 0 | 0 | 0 | 0 | 0 | 0 | 0 | 0 | 0 | 0 | 0 | 0 | 0 | 0 | 0 | 0 | 0 | 0 | 0 | 0 | 0 | 0 | 0 | 0 | 0 | 0 | 0 | 0
Industrial Sector Energy Related Emissions before CCS[heat if,road vehicles 29,OC] | NoSettings | 0 | 0 | 0 | 0 | 0 | 0 | 0 | 0 | 0 | 0 | 0 | 0 | 0 | 0 | 0 | 0 | 0 | 0 | 0 | 0 | 0 | 0 | 0 | 0 | 0 | 0 | 0 | 0 | 0 | 0 | 0
Industrial Sector Energy Related Emissions before CCS[heat if,road vehicles 29,CH4] | NoSettings | 0 | 0 | 0 | 0 | 0 | 0 | 0 | 0 | 0 | 0 | 0 | 0 | 0 | 0 | 0 | 0 | 0 | 0 | 0 | 0 | 0 | 0 | 0 | 0 | 0 | 0 | 0 | 0 | 0 | 0 | 0
Industrial Sector Energy Related Emissions before CCS[heat if,road vehicles 29,N2O] | NoSettings | 0 | 0 | 0 | 0 | 0 | 0 | 0 | 0 | 0 | 0 | 0 | 0 | 0 | 0 | 0 | 0 | 0 | 0 | 0 | 0 | 0 | 0 | 0 | 0 | 0 | 0 | 0 | 0 | 0 | 0 | 0
Industrial Sector Energy Related Emissions before CCS[heat if,road vehicles 29,F gases] | NoSettings | 0 | 0 | 0 | 0 | 0 | 0 | 0 | 0 | 0 | 0 | 0 | 0 | 0 | 0 | 0 | 0 | 0 | 0 | 0 | 0 | 0 | 0 | 0 | 0 | 0 | 0 | 0 | 0 | 0 | 0 | 0
Industrial Sector Energy Related Emissions before CCS[heat if,nonroad vehicles 30,CO2] | NoSettings | 0 | 0 | 0 | 0 | 0 | 0 | 0 | 0 | 0 | 0 | 0 | 0 | 0 | 0 | 0 | 0 | 0 | 0 | 0 | 0 | 0 | 0 | 0 | 0 | 0 | 0 | 0 | 0 | 0 | 0 | 0
Industrial Sector Energy Related Emissions before CCS[heat if,nonroad vehicles 30,VOC] | NoSettings | 0 | 0 | 0 | 0 | 0 | 0 | 0 | 0 | 0 | 0 | 0 | 0 | 0 | 0 | 0 | 0 | 0 | 0 | 0 | 0 | 0 | 0 | 0 | 0 | 0 | 0 | 0 | 0 | 0 | 0 | 0
Industrial Sector Energy Related Emissions before CCS[heat if,nonroad vehicles 30,CO] | NoSettings | 0 | 0 | 0 | 0 | 0 | 0 | 0 | 0 | 0 | 0 | 0 | 0 | 0 | 0 | 0 | 0 | 0 | 0 | 0 | 0 | 0 | 0 | 0 | 0 | 0 | 0 | 0 | 0 | 0 | 0 | 0
Industrial Sector Energy Related Emissions before CCS[heat if,nonroad vehicles 30,NOx] | NoSettings | 0 | 0 | 0 | 0 | 0 | 0 | 0 | 0 | 0 | 0 | 0 | 0 | 0 | 0 | 0 | 0 | 0 | 0 | 0 | 0 | 0 | 0 | 0 | 0 | 0 | 0 | 0 | 0 | 0 | 0 | 0
Industrial Sector Energy Related Emissions before CCS[heat if,nonroad vehicles 30,PM10] | NoSettings | 0 | 0 | 0 | 0 | 0 | 0 | 0 | 0 | 0 | 0 | 0 | 0 | 0 | 0 | 0 | 0 | 0 | 0 | 0 | 0 | 0 | 0 | 0 | 0 | 0 | 0 | 0 | 0 | 0 | 0 | 0
Industrial Sector Energy Related Emissions before CCS[heat if,nonroad vehicles 30,PM25] | NoSettings | 0 | 0 | 0 | 0 | 0 | 0 | 0 | 0 | 0 | 0 | 0 | 0 | 0 | 0 | 0 | 0 | 0 | 0 | 0 | 0 | 0 | 0 | 0 | 0 | 0 | 0 | 0 | 0 | 0 | 0 | 0
Industrial Sector Energy Related Emissions before CCS[heat if,nonroad vehicles 30,SOx] | NoSettings | 0 | 0 | 0 | 0 | 0 | 0 | 0 | 0 | 0 | 0 | 0 | 0 | 0 | 0 | 0 | 0 | 0 | 0 | 0 | 0 | 0 | 0 | 0 | 0 | 0 | 0 | 0 | 0 | 0 | 0 | 0
Industrial Sector Energy Related Emissions before CCS[heat if,nonroad vehicles 30,BC] | NoSettings | 0 | 0 | 0 | 0 | 0 | 0 | 0 | 0 | 0 | 0 | 0 | 0 | 0 | 0 | 0 | 0 | 0 | 0 | 0 | 0 | 0 | 0 | 0 | 0 | 0 | 0 | 0 | 0 | 0 | 0 | 0
Industrial Sector Energy Related Emissions before CCS[heat if,nonroad vehicles 30,OC] | NoSettings | 0 | 0 | 0 | 0 | 0 | 0 | 0 | 0 | 0 | 0 | 0 | 0 | 0 | 0 | 0 | 0 | 0 | 0 | 0 | 0 | 0 | 0 | 0 | 0 | 0 | 0 | 0 | 0 | 0 | 0 | 0
Industrial Sector Energy Related Emissions before CCS[heat if,nonroad vehicles 30,CH4] | NoSettings | 0 | 0 | 0 | 0 | 0 | 0 | 0 | 0 | 0 | 0 | 0 | 0 | 0 | 0 | 0 | 0 | 0 | 0 | 0 | 0 | 0 | 0 | 0 | 0 | 0 | 0 | 0 | 0 | 0 | 0 | 0
Industrial Sector Energy Related Emissions before CCS[heat if,nonroad vehicles 30,N2O] | NoSettings | 0 | 0 | 0 | 0 | 0 | 0 | 0 | 0 | 0 | 0 | 0 | 0 | 0 | 0 | 0 | 0 | 0 | 0 | 0 | 0 | 0 | 0 | 0 | 0 | 0 | 0 | 0 | 0 | 0 | 0 | 0
Industrial Sector Energy Related Emissions before CCS[heat if,nonroad vehicles 30,F gases] | NoSettings | 0 | 0 | 0 | 0 | 0 | 0 | 0 | 0 | 0 | 0 | 0 | 0 | 0 | 0 | 0 | 0 | 0 | 0 | 0 | 0 | 0 | 0 | 0 | 0 | 0 | 0 | 0 | 0 | 0 | 0 | 0
Industrial Sector Energy Related Emissions before CCS[heat if,other manufacturing 31T33,CO2] | NoSettings | 0 | 0 | 0 | 0 | 0 | 0 | 0 | 0 | 0 | 0 | 0 | 0 | 0 | 0 | 0 | 0 | 0 | 0 | 0 | 0 | 0 | 0 | 0 | 0 | 0 | 0 | 0 | 0 | 0 | 0 | 0
Industrial Sector Energy Related Emissions before CCS[heat if,other manufacturing 31T33,VOC] | NoSettings | 0 | 0 | 0 | 0 | 0 | 0 | 0 | 0 | 0 | 0 | 0 | 0 | 0 | 0 | 0 | 0 | 0 | 0 | 0 | 0 | 0 | 0 | 0 | 0 | 0 | 0 | 0 | 0 | 0 | 0 | 0
Industrial Sector Energy Related Emissions before CCS[heat if,other manufacturing 31T33,CO] | NoSettings | 0 | 0 | 0 | 0 | 0 | 0 | 0 | 0 | 0 | 0 | 0 | 0 | 0 | 0 | 0 | 0 | 0 | 0 | 0 | 0 | 0 | 0 | 0 | 0 | 0 | 0 | 0 | 0 | 0 | 0 | 0
Industrial Sector Energy Related Emissions before CCS[heat if,other manufacturing 31T33,NOx] | NoSettings | 0 | 0 | 0 | 0 | 0 | 0 | 0 | 0 | 0 | 0 | 0 | 0 | 0 | 0 | 0 | 0 | 0 | 0 | 0 | 0 | 0 | 0 | 0 | 0 | 0 | 0 | 0 | 0 | 0 | 0 | 0
Industrial Sector Energy Related Emissions before CCS[heat if,other manufacturing 31T33,PM10] | NoSettings | 0 | 0 | 0 | 0 | 0 | 0 | 0 | 0 | 0 | 0 | 0 | 0 | 0 | 0 | 0 | 0 | 0 | 0 | 0 | 0 | 0 | 0 | 0 | 0 | 0 | 0 | 0 | 0 | 0 | 0 | 0
Industrial Sector Energy Related Emissions before CCS[heat if,other manufacturing 31T33,PM25] | NoSettings | 0 | 0 | 0 | 0 | 0 | 0 | 0 | 0 | 0 | 0 | 0 | 0 | 0 | 0 | 0 | 0 | 0 | 0 | 0 | 0 | 0 | 0 | 0 | 0 | 0 | 0 | 0 | 0 | 0 | 0 | 0
Industrial Sector Energy Related Emissions before CCS[heat if,other manufacturing 31T33,SOx] | NoSettings | 0 | 0 | 0 | 0 | 0 | 0 | 0 | 0 | 0 | 0 | 0 | 0 | 0 | 0 | 0 | 0 | 0 | 0 | 0 | 0 | 0 | 0 | 0 | 0 | 0 | 0 | 0 | 0 | 0 | 0 | 0
Industrial Sector Energy Related Emissions before CCS[heat if,other manufacturing 31T33,BC] | NoSettings | 0 | 0 | 0 | 0 | 0 | 0 | 0 | 0 | 0 | 0 | 0 | 0 | 0 | 0 | 0 | 0 | 0 | 0 | 0 | 0 | 0 | 0 | 0 | 0 | 0 | 0 | 0 | 0 | 0 | 0 | 0
Industrial Sector Energy Related Emissions before CCS[heat if,other manufacturing 31T33,OC] | NoSettings | 0 | 0 | 0 | 0 | 0 | 0 | 0 | 0 | 0 | 0 | 0 | 0 | 0 | 0 | 0 | 0 | 0 | 0 | 0 | 0 | 0 | 0 | 0 | 0 | 0 | 0 | 0 | 0 | 0 | 0 | 0
Industrial Sector Energy Related Emissions before CCS[heat if,other manufacturing 31T33,CH4] | NoSettings | 0 | 0 | 0 | 0 | 0 | 0 | 0 | 0 | 0 | 0 | 0 | 0 | 0 | 0 | 0 | 0 | 0 | 0 | 0 | 0 | 0 | 0 | 0 | 0 | 0 | 0 | 0 | 0 | 0 | 0 | 0
Industrial Sector Energy Related Emissions before CCS[heat if,other manufacturing 31T33,N2O] | NoSettings | 0 | 0 | 0 | 0 | 0 | 0 | 0 | 0 | 0 | 0 | 0 | 0 | 0 | 0 | 0 | 0 | 0 | 0 | 0 | 0 | 0 | 0 | 0 | 0 | 0 | 0 | 0 | 0 | 0 | 0 | 0
Industrial Sector Energy Related Emissions before CCS[heat if,other manufacturing 31T33,F gases] | NoSettings | 0 | 0 | 0 | 0 | 0 | 0 | 0 | 0 | 0 | 0 | 0 | 0 | 0 | 0 | 0 | 0 | 0 | 0 | 0 | 0 | 0 | 0 | 0 | 0 | 0 | 0 | 0 | 0 | 0 | 0 | 0
Industrial Sector Energy Related Emissions before CCS[heat if,energy pipelines and gas processing 352T353,CO2] | NoSettings | 0 | 0 | 0 | 0 | 0 | 0 | 0 | 0 | 0 | 0 | 0 | 0 | 0 | 0 | 0 | 0 | 0 | 0 | 0 | 0 | 0 | 0 | 0 | 0 | 0 | 0 | 0 | 0 | 0 | 0 | 0
Industrial Sector Energy Related Emissions before CCS[heat if,energy pipelines and gas processing 352T353,VOC] | NoSettings | 0 | 0 | 0 | 0 | 0 | 0 | 0 | 0 | 0 | 0 | 0 | 0 | 0 | 0 | 0 | 0 | 0 | 0 | 0 | 0 | 0 | 0 | 0 | 0 | 0 | 0 | 0 | 0 | 0 | 0 | 0
Industrial Sector Energy Related Emissions before CCS[heat if,energy pipelines and gas processing 352T353,CO] | NoSettings | 0 | 0 | 0 | 0 | 0 | 0 | 0 | 0 | 0 | 0 | 0 | 0 | 0 | 0 | 0 | 0 | 0 | 0 | 0 | 0 | 0 | 0 | 0 | 0 | 0 | 0 | 0 | 0 | 0 | 0 | 0
Industrial Sector Energy Related Emissions before CCS[heat if,energy pipelines and gas processing 352T353,NOx] | NoSettings | 0 | 0 | 0 | 0 | 0 | 0 | 0 | 0 | 0 | 0 | 0 | 0 | 0 | 0 | 0 | 0 | 0 | 0 | 0 | 0 | 0 | 0 | 0 | 0 | 0 | 0 | 0 | 0 | 0 | 0 | 0
Industrial Sector Energy Related Emissions before CCS[heat if,energy pipelines and gas processing 352T353,PM10] | NoSettings | 0 | 0 | 0 | 0 | 0 | 0 | 0 | 0 | 0 | 0 | 0 | 0 | 0 | 0 | 0 | 0 | 0 | 0 | 0 | 0 | 0 | 0 | 0 | 0 | 0 | 0 | 0 | 0 | 0 | 0 | 0
Industrial Sector Energy Related Emissions before CCS[heat if,energy pipelines and gas processing 352T353,PM25] | NoSettings | 0 | 0 | 0 | 0 | 0 | 0 | 0 | 0 | 0 | 0 | 0 | 0 | 0 | 0 | 0 | 0 | 0 | 0 | 0 | 0 | 0 | 0 | 0 | 0 | 0 | 0 | 0 | 0 | 0 | 0 | 0
Industrial Sector Energy Related Emissions before CCS[heat if,energy pipelines and gas processing 352T353,SOx] | NoSettings | 0 | 0 | 0 | 0 | 0 | 0 | 0 | 0 | 0 | 0 | 0 | 0 | 0 | 0 | 0 | 0 | 0 | 0 | 0 | 0 | 0 | 0 | 0 | 0 | 0 | 0 | 0 | 0 | 0 | 0 | 0
Industrial Sector Energy Related Emissions before CCS[heat if,energy pipelines and gas processing 352T353,BC] | NoSettings | 0 | 0 | 0 | 0 | 0 | 0 | 0 | 0 | 0 | 0 | 0 | 0 | 0 | 0 | 0 | 0 | 0 | 0 | 0 | 0 | 0 | 0 | 0 | 0 | 0 | 0 | 0 | 0 | 0 | 0 | 0
Industrial Sector Energy Related Emissions before CCS[heat if,energy pipelines and gas processing 352T353,OC] | NoSettings | 0 | 0 | 0 | 0 | 0 | 0 | 0 | 0 | 0 | 0 | 0 | 0 | 0 | 0 | 0 | 0 | 0 | 0 | 0 | 0 | 0 | 0 | 0 | 0 | 0 | 0 | 0 | 0 | 0 | 0 | 0
Industrial Sector Energy Related Emissions before CCS[heat if,energy pipelines and gas processing 352T353,CH4] | NoSettings | 0 | 0 | 0 | 0 | 0 | 0 | 0 | 0 | 0 | 0 | 0 | 0 | 0 | 0 | 0 | 0 | 0 | 0 | 0 | 0 | 0 | 0 | 0 | 0 | 0 | 0 | 0 | 0 | 0 | 0 | 0
Industrial Sector Energy Related Emissions before CCS[heat if,energy pipelines and gas processing 352T353,N2O] | NoSettings | 0 | 0 | 0 | 0 | 0 | 0 | 0 | 0 | 0 | 0 | 0 | 0 | 0 | 0 | 0 | 0 | 0 | 0 | 0 | 0 | 0 | 0 | 0 | 0 | 0 | 0 | 0 | 0 | 0 | 0 | 0
Industrial Sector Energy Related Emissions before CCS[heat if,energy pipelines and gas processing 352T353,F gases] | NoSettings | 0 | 0 | 0 | 0 | 0 | 0 | 0 | 0 | 0 | 0 | 0 | 0 | 0 | 0 | 0 | 0 | 0 | 0 | 0 | 0 | 0 | 0 | 0 | 0 | 0 | 0 | 0 | 0 | 0 | 0 | 0
Industrial Sector Energy Related Emissions before CCS[heat if,water and waste 36T39,CO2] | NoSettings | 0 | 0 | 0 | 0 | 0 | 0 | 0 | 0 | 0 | 0 | 0 | 0 | 0 | 0 | 0 | 0 | 0 | 0 | 0 | 0 | 0 | 0 | 0 | 0 | 0 | 0 | 0 | 0 | 0 | 0 | 0
Industrial Sector Energy Related Emissions before CCS[heat if,water and waste 36T39,VOC] | NoSettings | 0 | 0 | 0 | 0 | 0 | 0 | 0 | 0 | 0 | 0 | 0 | 0 | 0 | 0 | 0 | 0 | 0 | 0 | 0 | 0 | 0 | 0 | 0 | 0 | 0 | 0 | 0 | 0 | 0 | 0 | 0
Industrial Sector Energy Related Emissions before CCS[heat if,water and waste 36T39,CO] | NoSettings | 0 | 0 | 0 | 0 | 0 | 0 | 0 | 0 | 0 | 0 | 0 | 0 | 0 | 0 | 0 | 0 | 0 | 0 | 0 | 0 | 0 | 0 | 0 | 0 | 0 | 0 | 0 | 0 | 0 | 0 | 0
Industrial Sector Energy Related Emissions before CCS[heat if,water and waste 36T39,NOx] | NoSettings | 0 | 0 | 0 | 0 | 0 | 0 | 0 | 0 | 0 | 0 | 0 | 0 | 0 | 0 | 0 | 0 | 0 | 0 | 0 | 0 | 0 | 0 | 0 | 0 | 0 | 0 | 0 | 0 | 0 | 0 | 0
Industrial Sector Energy Related Emissions before CCS[heat if,water and waste 36T39,PM10] | NoSettings | 0 | 0 | 0 | 0 | 0 | 0 | 0 | 0 | 0 | 0 | 0 | 0 | 0 | 0 | 0 | 0 | 0 | 0 | 0 | 0 | 0 | 0 | 0 | 0 | 0 | 0 | 0 | 0 | 0 | 0 | 0
Industrial Sector Energy Related Emissions before CCS[heat if,water and waste 36T39,PM25] | NoSettings | 0 | 0 | 0 | 0 | 0 | 0 | 0 | 0 | 0 | 0 | 0 | 0 | 0 | 0 | 0 | 0 | 0 | 0 | 0 | 0 | 0 | 0 | 0 | 0 | 0 | 0 | 0 | 0 | 0 | 0 | 0
Industrial Sector Energy Related Emissions before CCS[heat if,water and waste 36T39,SOx] | NoSettings | 0 | 0 | 0 | 0 | 0 | 0 | 0 | 0 | 0 | 0 | 0 | 0 | 0 | 0 | 0 | 0 | 0 | 0 | 0 | 0 | 0 | 0 | 0 | 0 | 0 | 0 | 0 | 0 | 0 | 0 | 0
Industrial Sector Energy Related Emissions before CCS[heat if,water and waste 36T39,BC] | NoSettings | 0 | 0 | 0 | 0 | 0 | 0 | 0 | 0 | 0 | 0 | 0 | 0 | 0 | 0 | 0 | 0 | 0 | 0 | 0 | 0 | 0 | 0 | 0 | 0 | 0 | 0 | 0 | 0 | 0 | 0 | 0
Industrial Sector Energy Related Emissions before CCS[heat if,water and waste 36T39,OC] | NoSettings | 0 | 0 | 0 | 0 | 0 | 0 | 0 | 0 | 0 | 0 | 0 | 0 | 0 | 0 | 0 | 0 | 0 | 0 | 0 | 0 | 0 | 0 | 0 | 0 | 0 | 0 | 0 | 0 | 0 | 0 | 0
Industrial Sector Energy Related Emissions before CCS[heat if,water and waste 36T39,CH4] | NoSettings | 0 | 0 | 0 | 0 | 0 | 0 | 0 | 0 | 0 | 0 | 0 | 0 | 0 | 0 | 0 | 0 | 0 | 0 | 0 | 0 | 0 | 0 | 0 | 0 | 0 | 0 | 0 | 0 | 0 | 0 | 0
Industrial Sector Energy Related Emissions before CCS[heat if,water and waste 36T39,N2O] | NoSettings | 0 | 0 | 0 | 0 | 0 | 0 | 0 | 0 | 0 | 0 | 0 | 0 | 0 | 0 | 0 | 0 | 0 | 0 | 0 | 0 | 0 | 0 | 0 | 0 | 0 | 0 | 0 | 0 | 0 | 0 | 0
Industrial Sector Energy Related Emissions before CCS[heat if,water and waste 36T39,F gases] | NoSettings | 0 | 0 | 0 | 0 | 0 | 0 | 0 | 0 | 0 | 0 | 0 | 0 | 0 | 0 | 0 | 0 | 0 | 0 | 0 | 0 | 0 | 0 | 0 | 0 | 0 | 0 | 0 | 0 | 0 | 0 | 0
Industrial Sector Energy Related Emissions before CCS[heat if,construction 41T43,CO2] | NoSettings | 0 | 0 | 0 | 0 | 0 | 0 | 0 | 0 | 0 | 0 | 0 | 0 | 0 | 0 | 0 | 0 | 0 | 0 | 0 | 0 | 0 | 0 | 0 | 0 | 0 | 0 | 0 | 0 | 0 | 0 | 0
Industrial Sector Energy Related Emissions before CCS[heat if,construction 41T43,VOC] | NoSettings | 0 | 0 | 0 | 0 | 0 | 0 | 0 | 0 | 0 | 0 | 0 | 0 | 0 | 0 | 0 | 0 | 0 | 0 | 0 | 0 | 0 | 0 | 0 | 0 | 0 | 0 | 0 | 0 | 0 | 0 | 0
Industrial Sector Energy Related Emissions before CCS[heat if,construction 41T43,CO] | NoSettings | 0 | 0 | 0 | 0 | 0 | 0 | 0 | 0 | 0 | 0 | 0 | 0 | 0 | 0 | 0 | 0 | 0 | 0 | 0 | 0 | 0 | 0 | 0 | 0 | 0 | 0 | 0 | 0 | 0 | 0 | 0
Industrial Sector Energy Related Emissions before CCS[heat if,construction 41T43,NOx] | NoSettings | 0 | 0 | 0 | 0 | 0 | 0 | 0 | 0 | 0 | 0 | 0 | 0 | 0 | 0 | 0 | 0 | 0 | 0 | 0 | 0 | 0 | 0 | 0 | 0 | 0 | 0 | 0 | 0 | 0 | 0 | 0
Industrial Sector Energy Related Emissions before CCS[heat if,construction 41T43,PM10] | NoSettings | 0 | 0 | 0 | 0 | 0 | 0 | 0 | 0 | 0 | 0 | 0 | 0 | 0 | 0 | 0 | 0 | 0 | 0 | 0 | 0 | 0 | 0 | 0 | 0 | 0 | 0 | 0 | 0 | 0 | 0 | 0
Industrial Sector Energy Related Emissions before CCS[heat if,construction 41T43,PM25] | NoSettings | 0 | 0 | 0 | 0 | 0 | 0 | 0 | 0 | 0 | 0 | 0 | 0 | 0 | 0 | 0 | 0 | 0 | 0 | 0 | 0 | 0 | 0 | 0 | 0 | 0 | 0 | 0 | 0 | 0 | 0 | 0
Industrial Sector Energy Related Emissions before CCS[heat if,construction 41T43,SOx] | NoSettings | 0 | 0 | 0 | 0 | 0 | 0 | 0 | 0 | 0 | 0 | 0 | 0 | 0 | 0 | 0 | 0 | 0 | 0 | 0 | 0 | 0 | 0 | 0 | 0 | 0 | 0 | 0 | 0 | 0 | 0 | 0
Industrial Sector Energy Related Emissions before CCS[heat if,construction 41T43,BC] | NoSettings | 0 | 0 | 0 | 0 | 0 | 0 | 0 | 0 | 0 | 0 | 0 | 0 | 0 | 0 | 0 | 0 | 0 | 0 | 0 | 0 | 0 | 0 | 0 | 0 | 0 | 0 | 0 | 0 | 0 | 0 | 0
Industrial Sector Energy Related Emissions before CCS[heat if,construction 41T43,OC] | NoSettings | 0 | 0 | 0 | 0 | 0 | 0 | 0 | 0 | 0 | 0 | 0 | 0 | 0 | 0 | 0 | 0 | 0 | 0 | 0 | 0 | 0 | 0 | 0 | 0 | 0 | 0 | 0 | 0 | 0 | 0 | 0
Industrial Sector Energy Related Emissions before CCS[heat if,construction 41T43,CH4] | NoSettings | 0 | 0 | 0 | 0 | 0 | 0 | 0 | 0 | 0 | 0 | 0 | 0 | 0 | 0 | 0 | 0 | 0 | 0 | 0 | 0 | 0 | 0 | 0 | 0 | 0 | 0 | 0 | 0 | 0 | 0 | 0
Industrial Sector Energy Related Emissions before CCS[heat if,construction 41T43,N2O] | NoSettings | 0 | 0 | 0 | 0 | 0 | 0 | 0 | 0 | 0 | 0 | 0 | 0 | 0 | 0 | 0 | 0 | 0 | 0 | 0 | 0 | 0 | 0 | 0 | 0 | 0 | 0 | 0 | 0 | 0 | 0 | 0
Industrial Sector Energy Related Emissions before CCS[heat if,construction 41T43,F gases] | NoSettings | 0 | 0 | 0 | 0 | 0 | 0 | 0 | 0 | 0 | 0 | 0 | 0 | 0 | 0 | 0 | 0 | 0 | 0 | 0 | 0 | 0 | 0 | 0 | 0 | 0 | 0 | 0 | 0 | 0 | 0 | 0
Industrial Sector Energy Related Emissions before CCS[crude oil if,agriculture and forestry 01T03,CO2] | NoSettings | 0 | 0 | 0 | 0 | 0 | 0 | 0 | 0 | 0 | 0 | 0 | 0 | 0 | 0 | 0 | 0 | 0 | 0 | 0 | 0 | 0 | 0 | 0 | 0 | 0 | 0 | 0 | 0 | 0 | 0 | 0
Industrial Sector Energy Related Emissions before CCS[crude oil if,agriculture and forestry 01T03,VOC] | NoSettings | 0 | 0 | 0 | 0 | 0 | 0 | 0 | 0 | 0 | 0 | 0 | 0 | 0 | 0 | 0 | 0 | 0 | 0 | 0 | 0 | 0 | 0 | 0 | 0 | 0 | 0 | 0 | 0 | 0 | 0 | 0
Industrial Sector Energy Related Emissions before CCS[crude oil if,agriculture and forestry 01T03,CO] | NoSettings | 0 | 0 | 0 | 0 | 0 | 0 | 0 | 0 | 0 | 0 | 0 | 0 | 0 | 0 | 0 | 0 | 0 | 0 | 0 | 0 | 0 | 0 | 0 | 0 | 0 | 0 | 0 | 0 | 0 | 0 | 0
Industrial Sector Energy Related Emissions before CCS[crude oil if,agriculture and forestry 01T03,NOx] | NoSettings | 0 | 0 | 0 | 0 | 0 | 0 | 0 | 0 | 0 | 0 | 0 | 0 | 0 | 0 | 0 | 0 | 0 | 0 | 0 | 0 | 0 | 0 | 0 | 0 | 0 | 0 | 0 | 0 | 0 | 0 | 0
Industrial Sector Energy Related Emissions before CCS[crude oil if,agriculture and forestry 01T03,PM10] | NoSettings | 0 | 0 | 0 | 0 | 0 | 0 | 0 | 0 | 0 | 0 | 0 | 0 | 0 | 0 | 0 | 0 | 0 | 0 | 0 | 0 | 0 | 0 | 0 | 0 | 0 | 0 | 0 | 0 | 0 | 0 | 0
Industrial Sector Energy Related Emissions before CCS[crude oil if,agriculture and forestry 01T03,PM25] | NoSettings | 0 | 0 | 0 | 0 | 0 | 0 | 0 | 0 | 0 | 0 | 0 | 0 | 0 | 0 | 0 | 0 | 0 | 0 | 0 | 0 | 0 | 0 | 0 | 0 | 0 | 0 | 0 | 0 | 0 | 0 | 0
Industrial Sector Energy Related Emissions before CCS[crude oil if,agriculture and forestry 01T03,SOx] | NoSettings | 0 | 0 | 0 | 0 | 0 | 0 | 0 | 0 | 0 | 0 | 0 | 0 | 0 | 0 | 0 | 0 | 0 | 0 | 0 | 0 | 0 | 0 | 0 | 0 | 0 | 0 | 0 | 0 | 0 | 0 | 0
Industrial Sector Energy Related Emissions before CCS[crude oil if,agriculture and forestry 01T03,BC] | NoSettings | 0 | 0 | 0 | 0 | 0 | 0 | 0 | 0 | 0 | 0 | 0 | 0 | 0 | 0 | 0 | 0 | 0 | 0 | 0 | 0 | 0 | 0 | 0 | 0 | 0 | 0 | 0 | 0 | 0 | 0 | 0
Industrial Sector Energy Related Emissions before CCS[crude oil if,agriculture and forestry 01T03,OC] | NoSettings | 0 | 0 | 0 | 0 | 0 | 0 | 0 | 0 | 0 | 0 | 0 | 0 | 0 | 0 | 0 | 0 | 0 | 0 | 0 | 0 | 0 | 0 | 0 | 0 | 0 | 0 | 0 | 0 | 0 | 0 | 0
Industrial Sector Energy Related Emissions before CCS[crude oil if,agriculture and forestry 01T03,CH4] | NoSettings | 0 | 0 | 0 | 0 | 0 | 0 | 0 | 0 | 0 | 0 | 0 | 0 | 0 | 0 | 0 | 0 | 0 | 0 | 0 | 0 | 0 | 0 | 0 | 0 | 0 | 0 | 0 | 0 | 0 | 0 | 0
Industrial Sector Energy Related Emissions before CCS[crude oil if,agriculture and forestry 01T03,N2O] | NoSettings | 0 | 0 | 0 | 0 | 0 | 0 | 0 | 0 | 0 | 0 | 0 | 0 | 0 | 0 | 0 | 0 | 0 | 0 | 0 | 0 | 0 | 0 | 0 | 0 | 0 | 0 | 0 | 0 | 0 | 0 | 0
Industrial Sector Energy Related Emissions before CCS[crude oil if,agriculture and forestry 01T03,F gases] | NoSettings | 0 | 0 | 0 | 0 | 0 | 0 | 0 | 0 | 0 | 0 | 0 | 0 | 0 | 0 | 0 | 0 | 0 | 0 | 0 | 0 | 0 | 0 | 0 | 0 | 0 | 0 | 0 | 0 | 0 | 0 | 0
Industrial Sector Energy Related Emissions before CCS[crude oil if,coal mining 05,CO2] | NoSettings | 0 | 0 | 0 | 0 | 0 | 0 | 0 | 0 | 0 | 0 | 0 | 0 | 0 | 0 | 0 | 0 | 0 | 0 | 0 | 0 | 0 | 0 | 0 | 0 | 0 | 0 | 0 | 0 | 0 | 0 | 0
Industrial Sector Energy Related Emissions before CCS[crude oil if,coal mining 05,VOC] | NoSettings | 0 | 0 | 0 | 0 | 0 | 0 | 0 | 0 | 0 | 0 | 0 | 0 | 0 | 0 | 0 | 0 | 0 | 0 | 0 | 0 | 0 | 0 | 0 | 0 | 0 | 0 | 0 | 0 | 0 | 0 | 0
Industrial Sector Energy Related Emissions before CCS[crude oil if,coal mining 05,CO] | NoSettings | 0 | 0 | 0 | 0 | 0 | 0 | 0 | 0 | 0 | 0 | 0 | 0 | 0 | 0 | 0 | 0 | 0 | 0 | 0 | 0 | 0 | 0 | 0 | 0 | 0 | 0 | 0 | 0 | 0 | 0 | 0
Industrial Sector Energy Related Emissions before CCS[crude oil if,coal mining 05,NOx] | NoSettings | 0 | 0 | 0 | 0 | 0 | 0 | 0 | 0 | 0 | 0 | 0 | 0 | 0 | 0 | 0 | 0 | 0 | 0 | 0 | 0 | 0 | 0 | 0 | 0 | 0 | 0 | 0 | 0 | 0 | 0 | 0
Industrial Sector Energy Related Emissions before CCS[crude oil if,coal mining 05,PM10] | NoSettings | 0 | 0 | 0 | 0 | 0 | 0 | 0 | 0 | 0 | 0 | 0 | 0 | 0 | 0 | 0 | 0 | 0 | 0 | 0 | 0 | 0 | 0 | 0 | 0 | 0 | 0 | 0 | 0 | 0 | 0 | 0
Industrial Sector Energy Related Emissions before CCS[crude oil if,coal mining 05,PM25] | NoSettings | 0 | 0 | 0 | 0 | 0 | 0 | 0 | 0 | 0 | 0 | 0 | 0 | 0 | 0 | 0 | 0 | 0 | 0 | 0 | 0 | 0 | 0 | 0 | 0 | 0 | 0 | 0 | 0 | 0 | 0 | 0
Industrial Sector Energy Related Emissions before CCS[crude oil if,coal mining 05,SOx] | NoSettings | 0 | 0 | 0 | 0 | 0 | 0 | 0 | 0 | 0 | 0 | 0 | 0 | 0 | 0 | 0 | 0 | 0 | 0 | 0 | 0 | 0 | 0 | 0 | 0 | 0 | 0 | 0 | 0 | 0 | 0 | 0
Industrial Sector Energy Related Emissions before CCS[crude oil if,coal mining 05,BC] | NoSettings | 0 | 0 | 0 | 0 | 0 | 0 | 0 | 0 | 0 | 0 | 0 | 0 | 0 | 0 | 0 | 0 | 0 | 0 | 0 | 0 | 0 | 0 | 0 | 0 | 0 | 0 | 0 | 0 | 0 | 0 | 0
Industrial Sector Energy Related Emissions before CCS[crude oil if,coal mining 05,OC] | NoSettings | 0 | 0 | 0 | 0 | 0 | 0 | 0 | 0 | 0 | 0 | 0 | 0 | 0 | 0 | 0 | 0 | 0 | 0 | 0 | 0 | 0 | 0 | 0 | 0 | 0 | 0 | 0 | 0 | 0 | 0 | 0
Industrial Sector Energy Related Emissions before CCS[crude oil if,coal mining 05,CH4] | NoSettings | 0 | 0 | 0 | 0 | 0 | 0 | 0 | 0 | 0 | 0 | 0 | 0 | 0 | 0 | 0 | 0 | 0 | 0 | 0 | 0 | 0 | 0 | 0 | 0 | 0 | 0 | 0 | 0 | 0 | 0 | 0
Industrial Sector Energy Related Emissions before CCS[crude oil if,coal mining 05,N2O] | NoSettings | 0 | 0 | 0 | 0 | 0 | 0 | 0 | 0 | 0 | 0 | 0 | 0 | 0 | 0 | 0 | 0 | 0 | 0 | 0 | 0 | 0 | 0 | 0 | 0 | 0 | 0 | 0 | 0 | 0 | 0 | 0
Industrial Sector Energy Related Emissions before CCS[crude oil if,coal mining 05,F gases] | NoSettings | 0 | 0 | 0 | 0 | 0 | 0 | 0 | 0 | 0 | 0 | 0 | 0 | 0 | 0 | 0 | 0 | 0 | 0 | 0 | 0 | 0 | 0 | 0 | 0 | 0 | 0 | 0 | 0 | 0 | 0 | 0
Industrial Sector Energy Related Emissions before CCS[crude oil if,oil and gas extraction 06,CO2] | NoSettings | 0 | 0 | 0 | 0 | 0 | 0 | 0 | 0 | 0 | 0 | 0 | 0 | 0 | 0 | 0 | 0 | 0 | 0 | 0 | 0 | 0 | 0 | 0 | 0 | 0 | 0 | 0 | 0 | 0 | 0 | 0
Industrial Sector Energy Related Emissions before CCS[crude oil if,oil and gas extraction 06,VOC] | NoSettings | 0 | 0 | 0 | 0 | 0 | 0 | 0 | 0 | 0 | 0 | 0 | 0 | 0 | 0 | 0 | 0 | 0 | 0 | 0 | 0 | 0 | 0 | 0 | 0 | 0 | 0 | 0 | 0 | 0 | 0 | 0
Industrial Sector Energy Related Emissions before CCS[crude oil if,oil and gas extraction 06,CO] | NoSettings | 0 | 0 | 0 | 0 | 0 | 0 | 0 | 0 | 0 | 0 | 0 | 0 | 0 | 0 | 0 | 0 | 0 | 0 | 0 | 0 | 0 | 0 | 0 | 0 | 0 | 0 | 0 | 0 | 0 | 0 | 0
Industrial Sector Energy Related Emissions before CCS[crude oil if,oil and gas extraction 06,NOx] | NoSettings | 0 | 0 | 0 | 0 | 0 | 0 | 0 | 0 | 0 | 0 | 0 | 0 | 0 | 0 | 0 | 0 | 0 | 0 | 0 | 0 | 0 | 0 | 0 | 0 | 0 | 0 | 0 | 0 | 0 | 0 | 0
Industrial Sector Energy Related Emissions before CCS[crude oil if,oil and gas extraction 06,PM10] | NoSettings | 0 | 0 | 0 | 0 | 0 | 0 | 0 | 0 | 0 | 0 | 0 | 0 | 0 | 0 | 0 | 0 | 0 | 0 | 0 | 0 | 0 | 0 | 0 | 0 | 0 | 0 | 0 | 0 | 0 | 0 | 0
Industrial Sector Energy Related Emissions before CCS[crude oil if,oil and gas extraction 06,PM25] | NoSettings | 0 | 0 | 0 | 0 | 0 | 0 | 0 | 0 | 0 | 0 | 0 | 0 | 0 | 0 | 0 | 0 | 0 | 0 | 0 | 0 | 0 | 0 | 0 | 0 | 0 | 0 | 0 | 0 | 0 | 0 | 0
Industrial Sector Energy Related Emissions before CCS[crude oil if,oil and gas extraction 06,SOx] | NoSettings | 0 | 0 | 0 | 0 | 0 | 0 | 0 | 0 | 0 | 0 | 0 | 0 | 0 | 0 | 0 | 0 | 0 | 0 | 0 | 0 | 0 | 0 | 0 | 0 | 0 | 0 | 0 | 0 | 0 | 0 | 0
Industrial Sector Energy Related Emissions before CCS[crude oil if,oil and gas extraction 06,BC] | NoSettings | 0 | 0 | 0 | 0 | 0 | 0 | 0 | 0 | 0 | 0 | 0 | 0 | 0 | 0 | 0 | 0 | 0 | 0 | 0 | 0 | 0 | 0 | 0 | 0 | 0 | 0 | 0 | 0 | 0 | 0 | 0
Industrial Sector Energy Related Emissions before CCS[crude oil if,oil and gas extraction 06,OC] | NoSettings | 0 | 0 | 0 | 0 | 0 | 0 | 0 | 0 | 0 | 0 | 0 | 0 | 0 | 0 | 0 | 0 | 0 | 0 | 0 | 0 | 0 | 0 | 0 | 0 | 0 | 0 | 0 | 0 | 0 | 0 | 0
Industrial Sector Energy Related Emissions before CCS[crude oil if,oil and gas extraction 06,CH4] | NoSettings | 0 | 0 | 0 | 0 | 0 | 0 | 0 | 0 | 0 | 0 | 0 | 0 | 0 | 0 | 0 | 0 | 0 | 0 | 0 | 0 | 0 | 0 | 0 | 0 | 0 | 0 | 0 | 0 | 0 | 0 | 0
Industrial Sector Energy Related Emissions before CCS[crude oil if,oil and gas extraction 06,N2O] | NoSettings | 0 | 0 | 0 | 0 | 0 | 0 | 0 | 0 | 0 | 0 | 0 | 0 | 0 | 0 | 0 | 0 | 0 | 0 | 0 | 0 | 0 | 0 | 0 | 0 | 0 | 0 | 0 | 0 | 0 | 0 | 0
Industrial Sector Energy Related Emissions before CCS[crude oil if,oil and gas extraction 06,F gases] | NoSettings | 0 | 0 | 0 | 0 | 0 | 0 | 0 | 0 | 0 | 0 | 0 | 0 | 0 | 0 | 0 | 0 | 0 | 0 | 0 | 0 | 0 | 0 | 0 | 0 | 0 | 0 | 0 | 0 | 0 | 0 | 0
Industrial Sector Energy Related Emissions before CCS[crude oil if,other mining and quarrying 07T08,CO2] | NoSettings | 0 | 0 | 0 | 0 | 0 | 0 | 0 | 0 | 0 | 0 | 0 | 0 | 0 | 0 | 0 | 0 | 0 | 0 | 0 | 0 | 0 | 0 | 0 | 0 | 0 | 0 | 0 | 0 | 0 | 0 | 0
Industrial Sector Energy Related Emissions before CCS[crude oil if,other mining and quarrying 07T08,VOC] | NoSettings | 0 | 0 | 0 | 0 | 0 | 0 | 0 | 0 | 0 | 0 | 0 | 0 | 0 | 0 | 0 | 0 | 0 | 0 | 0 | 0 | 0 | 0 | 0 | 0 | 0 | 0 | 0 | 0 | 0 | 0 | 0
Industrial Sector Energy Related Emissions before CCS[crude oil if,other mining and quarrying 07T08,CO] | NoSettings | 0 | 0 | 0 | 0 | 0 | 0 | 0 | 0 | 0 | 0 | 0 | 0 | 0 | 0 | 0 | 0 | 0 | 0 | 0 | 0 | 0 | 0 | 0 | 0 | 0 | 0 | 0 | 0 | 0 | 0 | 0
Industrial Sector Energy Related Emissions before CCS[crude oil if,other mining and quarrying 07T08,NOx] | NoSettings | 0 | 0 | 0 | 0 | 0 | 0 | 0 | 0 | 0 | 0 | 0 | 0 | 0 | 0 | 0 | 0 | 0 | 0 | 0 | 0 | 0 | 0 | 0 | 0 | 0 | 0 | 0 | 0 | 0 | 0 | 0
Industrial Sector Energy Related Emissions before CCS[crude oil if,other mining and quarrying 07T08,PM10] | NoSettings | 0 | 0 | 0 | 0 | 0 | 0 | 0 | 0 | 0 | 0 | 0 | 0 | 0 | 0 | 0 | 0 | 0 | 0 | 0 | 0 | 0 | 0 | 0 | 0 | 0 | 0 | 0 | 0 | 0 | 0 | 0
Industrial Sector Energy Related Emissions before CCS[crude oil if,other mining and quarrying 07T08,PM25] | NoSettings | 0 | 0 | 0 | 0 | 0 | 0 | 0 | 0 | 0 | 0 | 0 | 0 | 0 | 0 | 0 | 0 | 0 | 0 | 0 | 0 | 0 | 0 | 0 | 0 | 0 | 0 | 0 | 0 | 0 | 0 | 0
Industrial Sector Energy Related Emissions before CCS[crude oil if,other mining and quarrying 07T08,SOx] | NoSettings | 0 | 0 | 0 | 0 | 0 | 0 | 0 | 0 | 0 | 0 | 0 | 0 | 0 | 0 | 0 | 0 | 0 | 0 | 0 | 0 | 0 | 0 | 0 | 0 | 0 | 0 | 0 | 0 | 0 | 0 | 0
Industrial Sector Energy Related Emissions before CCS[crude oil if,other mining and quarrying 07T08,BC] | NoSettings | 0 | 0 | 0 | 0 | 0 | 0 | 0 | 0 | 0 | 0 | 0 | 0 | 0 | 0 | 0 | 0 | 0 | 0 | 0 | 0 | 0 | 0 | 0 | 0 | 0 | 0 | 0 | 0 | 0 | 0 | 0
Industrial Sector Energy Related Emissions before CCS[crude oil if,other mining and quarrying 07T08,OC] | NoSettings | 0 | 0 | 0 | 0 | 0 | 0 | 0 | 0 | 0 | 0 | 0 | 0 | 0 | 0 | 0 | 0 | 0 | 0 | 0 | 0 | 0 | 0 | 0 | 0 | 0 | 0 | 0 | 0 | 0 | 0 | 0
Industrial Sector Energy Related Emissions before CCS[crude oil if,other mining and quarrying 07T08,CH4] | NoSettings | 0 | 0 | 0 | 0 | 0 | 0 | 0 | 0 | 0 | 0 | 0 | 0 | 0 | 0 | 0 | 0 | 0 | 0 | 0 | 0 | 0 | 0 | 0 | 0 | 0 | 0 | 0 | 0 | 0 | 0 | 0
Industrial Sector Energy Related Emissions before CCS[crude oil if,other mining and quarrying 07T08,N2O] | NoSettings | 0 | 0 | 0 | 0 | 0 | 0 | 0 | 0 | 0 | 0 | 0 | 0 | 0 | 0 | 0 | 0 | 0 | 0 | 0 | 0 | 0 | 0 | 0 | 0 | 0 | 0 | 0 | 0 | 0 | 0 | 0
Industrial Sector Energy Related Emissions before CCS[crude oil if,other mining and quarrying 07T08,F gases] | NoSettings | 0 | 0 | 0 | 0 | 0 | 0 | 0 | 0 | 0 | 0 | 0 | 0 | 0 | 0 | 0 | 0 | 0 | 0 | 0 | 0 | 0 | 0 | 0 | 0 | 0 | 0 | 0 | 0 | 0 | 0 | 0
Industrial Sector Energy Related Emissions before CCS[crude oil if,food beverage and tobacco 10T12,CO2] | NoSettings | 0 | 0 | 0 | 0 | 0 | 0 | 0 | 0 | 0 | 0 | 0 | 0 | 0 | 0 | 0 | 0 | 0 | 0 | 0 | 0 | 0 | 0 | 0 | 0 | 0 | 0 | 0 | 0 | 0 | 0 | 0
Industrial Sector Energy Related Emissions before CCS[crude oil if,food beverage and tobacco 10T12,VOC] | NoSettings | 0 | 0 | 0 | 0 | 0 | 0 | 0 | 0 | 0 | 0 | 0 | 0 | 0 | 0 | 0 | 0 | 0 | 0 | 0 | 0 | 0 | 0 | 0 | 0 | 0 | 0 | 0 | 0 | 0 | 0 | 0
Industrial Sector Energy Related Emissions before CCS[crude oil if,food beverage and tobacco 10T12,CO] | NoSettings | 0 | 0 | 0 | 0 | 0 | 0 | 0 | 0 | 0 | 0 | 0 | 0 | 0 | 0 | 0 | 0 | 0 | 0 | 0 | 0 | 0 | 0 | 0 | 0 | 0 | 0 | 0 | 0 | 0 | 0 | 0
Industrial Sector Energy Related Emissions before CCS[crude oil if,food beverage and tobacco 10T12,NOx] | NoSettings | 0 | 0 | 0 | 0 | 0 | 0 | 0 | 0 | 0 | 0 | 0 | 0 | 0 | 0 | 0 | 0 | 0 | 0 | 0 | 0 | 0 | 0 | 0 | 0 | 0 | 0 | 0 | 0 | 0 | 0 | 0
Industrial Sector Energy Related Emissions before CCS[crude oil if,food beverage and tobacco 10T12,PM10] | NoSettings | 0 | 0 | 0 | 0 | 0 | 0 | 0 | 0 | 0 | 0 | 0 | 0 | 0 | 0 | 0 | 0 | 0 | 0 | 0 | 0 | 0 | 0 | 0 | 0 | 0 | 0 | 0 | 0 | 0 | 0 | 0
Industrial Sector Energy Related Emissions before CCS[crude oil if,food beverage and tobacco 10T12,PM25] | NoSettings | 0 | 0 | 0 | 0 | 0 | 0 | 0 | 0 | 0 | 0 | 0 | 0 | 0 | 0 | 0 | 0 | 0 | 0 | 0 | 0 | 0 | 0 | 0 | 0 | 0 | 0 | 0 | 0 | 0 | 0 | 0
Industrial Sector Energy Related Emissions before CCS[crude oil if,food beverage and tobacco 10T12,SOx] | NoSettings | 0 | 0 | 0 | 0 | 0 | 0 | 0 | 0 | 0 | 0 | 0 | 0 | 0 | 0 | 0 | 0 | 0 | 0 | 0 | 0 | 0 | 0 | 0 | 0 | 0 | 0 | 0 | 0 | 0 | 0 | 0
Industrial Sector Energy Related Emissions before CCS[crude oil if,food beverage and tobacco 10T12,BC] | NoSettings | 0 | 0 | 0 | 0 | 0 | 0 | 0 | 0 | 0 | 0 | 0 | 0 | 0 | 0 | 0 | 0 | 0 | 0 | 0 | 0 | 0 | 0 | 0 | 0 | 0 | 0 | 0 | 0 | 0 | 0 | 0
Industrial Sector Energy Related Emissions before CCS[crude oil if,food beverage and tobacco 10T12,OC] | NoSettings | 0 | 0 | 0 | 0 | 0 | 0 | 0 | 0 | 0 | 0 | 0 | 0 | 0 | 0 | 0 | 0 | 0 | 0 | 0 | 0 | 0 | 0 | 0 | 0 | 0 | 0 | 0 | 0 | 0 | 0 | 0
Industrial Sector Energy Related Emissions before CCS[crude oil if,food beverage and tobacco 10T12,CH4] | NoSettings | 0 | 0 | 0 | 0 | 0 | 0 | 0 | 0 | 0 | 0 | 0 | 0 | 0 | 0 | 0 | 0 | 0 | 0 | 0 | 0 | 0 | 0 | 0 | 0 | 0 | 0 | 0 | 0 | 0 | 0 | 0
Industrial Sector Energy Related Emissions before CCS[crude oil if,food beverage and tobacco 10T12,N2O] | NoSettings | 0 | 0 | 0 | 0 | 0 | 0 | 0 | 0 | 0 | 0 | 0 | 0 | 0 | 0 | 0 | 0 | 0 | 0 | 0 | 0 | 0 | 0 | 0 | 0 | 0 | 0 | 0 | 0 | 0 | 0 | 0
Industrial Sector Energy Related Emissions before CCS[crude oil if,food beverage and tobacco 10T12,F gases] | NoSettings | 0 | 0 | 0 | 0 | 0 | 0 | 0 | 0 | 0 | 0 | 0 | 0 | 0 | 0 | 0 | 0 | 0 | 0 | 0 | 0 | 0 | 0 | 0 | 0 | 0 | 0 | 0 | 0 | 0 | 0 | 0
Industrial Sector Energy Related Emissions before CCS[crude oil if,textiles apparel and leather 13T15,CO2] | NoSettings | 0 | 0 | 0 | 0 | 0 | 0 | 0 | 0 | 0 | 0 | 0 | 0 | 0 | 0 | 0 | 0 | 0 | 0 | 0 | 0 | 0 | 0 | 0 | 0 | 0 | 0 | 0 | 0 | 0 | 0 | 0
Industrial Sector Energy Related Emissions before CCS[crude oil if,textiles apparel and leather 13T15,VOC] | NoSettings | 0 | 0 | 0 | 0 | 0 | 0 | 0 | 0 | 0 | 0 | 0 | 0 | 0 | 0 | 0 | 0 | 0 | 0 | 0 | 0 | 0 | 0 | 0 | 0 | 0 | 0 | 0 | 0 | 0 | 0 | 0
Industrial Sector Energy Related Emissions before CCS[crude oil if,textiles apparel and leather 13T15,CO] | NoSettings | 0 | 0 | 0 | 0 | 0 | 0 | 0 | 0 | 0 | 0 | 0 | 0 | 0 | 0 | 0 | 0 | 0 | 0 | 0 | 0 | 0 | 0 | 0 | 0 | 0 | 0 | 0 | 0 | 0 | 0 | 0
Industrial Sector Energy Related Emissions before CCS[crude oil if,textiles apparel and leather 13T15,NOx] | NoSettings | 0 | 0 | 0 | 0 | 0 | 0 | 0 | 0 | 0 | 0 | 0 | 0 | 0 | 0 | 0 | 0 | 0 | 0 | 0 | 0 | 0 | 0 | 0 | 0 | 0 | 0 | 0 | 0 | 0 | 0 | 0
Industrial Sector Energy Related Emissions before CCS[crude oil if,textiles apparel and leather 13T15,PM10] | NoSettings | 0 | 0 | 0 | 0 | 0 | 0 | 0 | 0 | 0 | 0 | 0 | 0 | 0 | 0 | 0 | 0 | 0 | 0 | 0 | 0 | 0 | 0 | 0 | 0 | 0 | 0 | 0 | 0 | 0 | 0 | 0
Industrial Sector Energy Related Emissions before CCS[crude oil if,textiles apparel and leather 13T15,PM25] | NoSettings | 0 | 0 | 0 | 0 | 0 | 0 | 0 | 0 | 0 | 0 | 0 | 0 | 0 | 0 | 0 | 0 | 0 | 0 | 0 | 0 | 0 | 0 | 0 | 0 | 0 | 0 | 0 | 0 | 0 | 0 | 0
Industrial Sector Energy Related Emissions before CCS[crude oil if,textiles apparel and leather 13T15,SOx] | NoSettings | 0 | 0 | 0 | 0 | 0 | 0 | 0 | 0 | 0 | 0 | 0 | 0 | 0 | 0 | 0 | 0 | 0 | 0 | 0 | 0 | 0 | 0 | 0 | 0 | 0 | 0 | 0 | 0 | 0 | 0 | 0
Industrial Sector Energy Related Emissions before CCS[crude oil if,textiles apparel and leather 13T15,BC] | NoSettings | 0 | 0 | 0 | 0 | 0 | 0 | 0 | 0 | 0 | 0 | 0 | 0 | 0 | 0 | 0 | 0 | 0 | 0 | 0 | 0 | 0 | 0 | 0 | 0 | 0 | 0 | 0 | 0 | 0 | 0 | 0
Industrial Sector Energy Related Emissions before CCS[crude oil if,textiles apparel and leather 13T15,OC] | NoSettings | 0 | 0 | 0 | 0 | 0 | 0 | 0 | 0 | 0 | 0 | 0 | 0 | 0 | 0 | 0 | 0 | 0 | 0 | 0 | 0 | 0 | 0 | 0 | 0 | 0 | 0 | 0 | 0 | 0 | 0 | 0
Industrial Sector Energy Related Emissions before CCS[crude oil if,textiles apparel and leather 13T15,CH4] | NoSettings | 0 | 0 | 0 | 0 | 0 | 0 | 0 | 0 | 0 | 0 | 0 | 0 | 0 | 0 | 0 | 0 | 0 | 0 | 0 | 0 | 0 | 0 | 0 | 0 | 0 | 0 | 0 | 0 | 0 | 0 | 0
Industrial Sector Energy Related Emissions before CCS[crude oil if,textiles apparel and leather 13T15,N2O] | NoSettings | 0 | 0 | 0 | 0 | 0 | 0 | 0 | 0 | 0 | 0 | 0 | 0 | 0 | 0 | 0 | 0 | 0 | 0 | 0 | 0 | 0 | 0 | 0 | 0 | 0 | 0 | 0 | 0 | 0 | 0 | 0
Industrial Sector Energy Related Emissions before CCS[crude oil if,textiles apparel and leather 13T15,F gases] | NoSettings | 0 | 0 | 0 | 0 | 0 | 0 | 0 | 0 | 0 | 0 | 0 | 0 | 0 | 0 | 0 | 0 | 0 | 0 | 0 | 0 | 0 | 0 | 0 | 0 | 0 | 0 | 0 | 0 | 0 | 0 | 0
Industrial Sector Energy Related Emissions before CCS[crude oil if,wood products 16,CO2] | NoSettings | 0 | 0 | 0 | 0 | 0 | 0 | 0 | 0 | 0 | 0 | 0 | 0 | 0 | 0 | 0 | 0 | 0 | 0 | 0 | 0 | 0 | 0 | 0 | 0 | 0 | 0 | 0 | 0 | 0 | 0 | 0
Industrial Sector Energy Related Emissions before CCS[crude oil if,wood products 16,VOC] | NoSettings | 0 | 0 | 0 | 0 | 0 | 0 | 0 | 0 | 0 | 0 | 0 | 0 | 0 | 0 | 0 | 0 | 0 | 0 | 0 | 0 | 0 | 0 | 0 | 0 | 0 | 0 | 0 | 0 | 0 | 0 | 0
Industrial Sector Energy Related Emissions before CCS[crude oil if,wood products 16,CO] | NoSettings | 0 | 0 | 0 | 0 | 0 | 0 | 0 | 0 | 0 | 0 | 0 | 0 | 0 | 0 | 0 | 0 | 0 | 0 | 0 | 0 | 0 | 0 | 0 | 0 | 0 | 0 | 0 | 0 | 0 | 0 | 0
Industrial Sector Energy Related Emissions before CCS[crude oil if,wood products 16,NOx] | NoSettings | 0 | 0 | 0 | 0 | 0 | 0 | 0 | 0 | 0 | 0 | 0 | 0 | 0 | 0 | 0 | 0 | 0 | 0 | 0 | 0 | 0 | 0 | 0 | 0 | 0 | 0 | 0 | 0 | 0 | 0 | 0
Industrial Sector Energy Related Emissions before CCS[crude oil if,wood products 16,PM10] | NoSettings | 0 | 0 | 0 | 0 | 0 | 0 | 0 | 0 | 0 | 0 | 0 | 0 | 0 | 0 | 0 | 0 | 0 | 0 | 0 | 0 | 0 | 0 | 0 | 0 | 0 | 0 | 0 | 0 | 0 | 0 | 0
Industrial Sector Energy Related Emissions before CCS[crude oil if,wood products 16,PM25] | NoSettings | 0 | 0 | 0 | 0 | 0 | 0 | 0 | 0 | 0 | 0 | 0 | 0 | 0 | 0 | 0 | 0 | 0 | 0 | 0 | 0 | 0 | 0 | 0 | 0 | 0 | 0 | 0 | 0 | 0 | 0 | 0
Industrial Sector Energy Related Emissions before CCS[crude oil if,wood products 16,SOx] | NoSettings | 0 | 0 | 0 | 0 | 0 | 0 | 0 | 0 | 0 | 0 | 0 | 0 | 0 | 0 | 0 | 0 | 0 | 0 | 0 | 0 | 0 | 0 | 0 | 0 | 0 | 0 | 0 | 0 | 0 | 0 | 0
Industrial Sector Energy Related Emissions before CCS[crude oil if,wood products 16,BC] | NoSettings | 0 | 0 | 0 | 0 | 0 | 0 | 0 | 0 | 0 | 0 | 0 | 0 | 0 | 0 | 0 | 0 | 0 | 0 | 0 | 0 | 0 | 0 | 0 | 0 | 0 | 0 | 0 | 0 | 0 | 0 | 0
Industrial Sector Energy Related Emissions before CCS[crude oil if,wood products 16,OC] | NoSettings | 0 | 0 | 0 | 0 | 0 | 0 | 0 | 0 | 0 | 0 | 0 | 0 | 0 | 0 | 0 | 0 | 0 | 0 | 0 | 0 | 0 | 0 | 0 | 0 | 0 | 0 | 0 | 0 | 0 | 0 | 0
Industrial Sector Energy Related Emissions before CCS[crude oil if,wood products 16,CH4] | NoSettings | 0 | 0 | 0 | 0 | 0 | 0 | 0 | 0 | 0 | 0 | 0 | 0 | 0 | 0 | 0 | 0 | 0 | 0 | 0 | 0 | 0 | 0 | 0 | 0 | 0 | 0 | 0 | 0 | 0 | 0 | 0
Industrial Sector Energy Related Emissions before CCS[crude oil if,wood products 16,N2O] | NoSettings | 0 | 0 | 0 | 0 | 0 | 0 | 0 | 0 | 0 | 0 | 0 | 0 | 0 | 0 | 0 | 0 | 0 | 0 | 0 | 0 | 0 | 0 | 0 | 0 | 0 | 0 | 0 | 0 | 0 | 0 | 0
Industrial Sector Energy Related Emissions before CCS[crude oil if,wood products 16,F gases] | NoSettings | 0 | 0 | 0 | 0 | 0 | 0 | 0 | 0 | 0 | 0 | 0 | 0 | 0 | 0 | 0 | 0 | 0 | 0 | 0 | 0 | 0 | 0 | 0 | 0 | 0 | 0 | 0 | 0 | 0 | 0 | 0
Industrial Sector Energy Related Emissions before CCS[crude oil if,pulp paper and printing 17T18,CO2] | NoSettings | 0 | 0 | 0 | 0 | 0 | 0 | 0 | 0 | 0 | 0 | 0 | 0 | 0 | 0 | 0 | 0 | 0 | 0 | 0 | 0 | 0 | 0 | 0 | 0 | 0 | 0 | 0 | 0 | 0 | 0 | 0
Industrial Sector Energy Related Emissions before CCS[crude oil if,pulp paper and printing 17T18,VOC] | NoSettings | 0 | 0 | 0 | 0 | 0 | 0 | 0 | 0 | 0 | 0 | 0 | 0 | 0 | 0 | 0 | 0 | 0 | 0 | 0 | 0 | 0 | 0 | 0 | 0 | 0 | 0 | 0 | 0 | 0 | 0 | 0
Industrial Sector Energy Related Emissions before CCS[crude oil if,pulp paper and printing 17T18,CO] | NoSettings | 0 | 0 | 0 | 0 | 0 | 0 | 0 | 0 | 0 | 0 | 0 | 0 | 0 | 0 | 0 | 0 | 0 | 0 | 0 | 0 | 0 | 0 | 0 | 0 | 0 | 0 | 0 | 0 | 0 | 0 | 0
Industrial Sector Energy Related Emissions before CCS[crude oil if,pulp paper and printing 17T18,NOx] | NoSettings | 0 | 0 | 0 | 0 | 0 | 0 | 0 | 0 | 0 | 0 | 0 | 0 | 0 | 0 | 0 | 0 | 0 | 0 | 0 | 0 | 0 | 0 | 0 | 0 | 0 | 0 | 0 | 0 | 0 | 0 | 0
Industrial Sector Energy Related Emissions before CCS[crude oil if,pulp paper and printing 17T18,PM10] | NoSettings | 0 | 0 | 0 | 0 | 0 | 0 | 0 | 0 | 0 | 0 | 0 | 0 | 0 | 0 | 0 | 0 | 0 | 0 | 0 | 0 | 0 | 0 | 0 | 0 | 0 | 0 | 0 | 0 | 0 | 0 | 0
Industrial Sector Energy Related Emissions before CCS[crude oil if,pulp paper and printing 17T18,PM25] | NoSettings | 0 | 0 | 0 | 0 | 0 | 0 | 0 | 0 | 0 | 0 | 0 | 0 | 0 | 0 | 0 | 0 | 0 | 0 | 0 | 0 | 0 | 0 | 0 | 0 | 0 | 0 | 0 | 0 | 0 | 0 | 0
Industrial Sector Energy Related Emissions before CCS[crude oil if,pulp paper and printing 17T18,SOx] | NoSettings | 0 | 0 | 0 | 0 | 0 | 0 | 0 | 0 | 0 | 0 | 0 | 0 | 0 | 0 | 0 | 0 | 0 | 0 | 0 | 0 | 0 | 0 | 0 | 0 | 0 | 0 | 0 | 0 | 0 | 0 | 0
Industrial Sector Energy Related Emissions before CCS[crude oil if,pulp paper and printing 17T18,BC] | NoSettings | 0 | 0 | 0 | 0 | 0 | 0 | 0 | 0 | 0 | 0 | 0 | 0 | 0 | 0 | 0 | 0 | 0 | 0 | 0 | 0 | 0 | 0 | 0 | 0 | 0 | 0 | 0 | 0 | 0 | 0 | 0
Industrial Sector Energy Related Emissions before CCS[crude oil if,pulp paper and printing 17T18,OC] | NoSettings | 0 | 0 | 0 | 0 | 0 | 0 | 0 | 0 | 0 | 0 | 0 | 0 | 0 | 0 | 0 | 0 | 0 | 0 | 0 | 0 | 0 | 0 | 0 | 0 | 0 | 0 | 0 | 0 | 0 | 0 | 0
Industrial Sector Energy Related Emissions before CCS[crude oil if,pulp paper and printing 17T18,CH4] | NoSettings | 0 | 0 | 0 | 0 | 0 | 0 | 0 | 0 | 0 | 0 | 0 | 0 | 0 | 0 | 0 | 0 | 0 | 0 | 0 | 0 | 0 | 0 | 0 | 0 | 0 | 0 | 0 | 0 | 0 | 0 | 0
Industrial Sector Energy Related Emissions before CCS[crude oil if,pulp paper and printing 17T18,N2O] | NoSettings | 0 | 0 | 0 | 0 | 0 | 0 | 0 | 0 | 0 | 0 | 0 | 0 | 0 | 0 | 0 | 0 | 0 | 0 | 0 | 0 | 0 | 0 | 0 | 0 | 0 | 0 | 0 | 0 | 0 | 0 | 0
Industrial Sector Energy Related Emissions before CCS[crude oil if,pulp paper and printing 17T18,F gases] | NoSettings | 0 | 0 | 0 | 0 | 0 | 0 | 0 | 0 | 0 | 0 | 0 | 0 | 0 | 0 | 0 | 0 | 0 | 0 | 0 | 0 | 0 | 0 | 0 | 0 | 0 | 0 | 0 | 0 | 0 | 0 | 0
Industrial Sector Energy Related Emissions before CCS[crude oil if,refined petroleum and coke 19,CO2] | NoSettings | 17504900000000 | 22276100000000 | 22277100000000 | 22278400000000 | 22279200000000 | 22279900000000 | 22280500000000 | 22281200000000 | 22281100000000 | 22285400000000 | 22289300000000 | 22293100000000 | 22297400000000 | 22301400000000 | 22305300000000 | 22308900000000 | 22312800000000 | 22312200000000 | 22311600000000 | 22311300000000 | 22310800000000 | 22310800000000 | 22310400000000 | 22310000000000 | 22309600000000 | 22309600000000 | 22309100000000 | 22309300000000 | 22309100000000 | 22308900000000 | 22308900000000
Industrial Sector Energy Related Emissions before CCS[crude oil if,refined petroleum and coke 19,VOC] | NoSettings | 756479000 | 962667000 | 962710000 | 962767000 | 962803000 | 962832000 | 962858000 | 962888000 | 962885000 | 963068000 | 963237000 | 963402000 | 963589000 | 963759000 | 963929000 | 964085000 | 964251000 | 964226000 | 964200000 | 964188000 | 964167000 | 964166000 | 964150000 | 964134000 | 964116000 | 964114000 | 964094000 | 964100000 | 964093000 | 964085000 | 964084000
Industrial Sector Energy Related Emissions before CCS[crude oil if,refined petroleum and coke 19,CO] | NoSettings | 6614000000 | 8416720000 | 8417100000 | 8417600000 | 8417910000 | 8418160000 | 8418400000 | 8418660000 | 8418630000 | 8420230000 | 8421700000 | 8423150000 | 8424780000 | 8426270000 | 8427750000 | 8429120000 | 8430570000 | 8430360000 | 8430120000 | 8430020000 | 8429840000 | 8429830000 | 8429690000 | 8429550000 | 8429390000 | 8429370000 | 8429200000 | 8429250000 | 8429190000 | 8429130000 | 8429110000
Industrial Sector Energy Related Emissions before CCS[crude oil if,refined petroleum and coke 19,NOx] | NoSettings | 10839800000 | 13794300000 | 13794900000 | 13795700000 | 13796300000 | 13796700000 | 13797100000 | 13797500000 | 13797400000 | 13800100000 | 13802500000 | 13804800000 | 13807500000 | 13810000000 | 13812400000 | 13814600000 | 13817000000 | 13816700000 | 13816300000 | 13816100000 | 13815800000 | 13815800000 | 13815600000 | 13815300000 | 13815100000 | 13815000000 | 13814800000 | 13814800000 | 13814700000 | 13814600000 | 13814600000
Industrial Sector Energy Related Emissions before CCS[crude oil if,refined petroleum and coke 19,PM10] | NoSettings | 1044490000 | 1329180000 | 1329240000 | 1329320000 | 1329360000 | 1329400000 | 1329440000 | 1329480000 | 1329480000 | 1329730000 | 1329960000 | 1330190000 | 1330450000 | 1330680000 | 1330920000 | 1331140000 | 1331360000 | 1331330000 | 1331290000 | 1331280000 | 1331250000 | 1331250000 | 1331230000 | 1331200000 | 1331180000 | 1331180000 | 1331150000 | 1331160000 | 1331150000 | 1331140000 | 1331130000
Industrial Sector Energy Related Emissions before CCS[crude oil if,refined petroleum and coke 19,PM25] | NoSettings | 1044490000 | 1329180000 | 1329240000 | 1329320000 | 1329360000 | 1329400000 | 1329440000 | 1329480000 | 1329480000 | 1329730000 | 1329960000 | 1330190000 | 1330450000 | 1330680000 | 1330920000 | 1331140000 | 1331360000 | 1331330000 | 1331290000 | 1331280000 | 1331250000 | 1331250000 | 1331230000 | 1331200000 | 1331180000 | 1331180000 | 1331150000 | 1331160000 | 1331150000 | 1331140000 | 1331130000
Industrial Sector Energy Related Emissions before CCS[crude oil if,refined petroleum and coke 19,SOx] | NoSettings | 79837700 | 101599000 | 101603000 | 101609000 | 101613000 | 101616000 | 101619000 | 101622000 | 101622000 | 101641000 | 101659000 | 101676000 | 101696000 | 101714000 | 101732000 | 101748000 | 101766000 | 101763000 | 101760000 | 101759000 | 101757000 | 101757000 | 101755000 | 101753000 | 101751000 | 101751000 | 101749000 | 101750000 | 101749000 | 101748000 | 101748000
Industrial Sector Energy Related Emissions before CCS[crude oil if,refined petroleum and coke 19,BC] | NoSettings | 172212000 | 219151000 | 219160000 | 219173000 | 219181000 | 219188000 | 219194000 | 219201000 | 219200000 | 219242000 | 219280000 | 219318000 | 219360000 | 219399000 | 219438000 | 219473000 | 219511000 | 219505000 | 219499000 | 219497000 | 219492000 | 219492000 | 219488000 | 219484000 | 219480000 | 219480000 | 219475000 | 219477000 | 219475000 | 219473000 | 219473000
Industrial Sector Energy Related Emissions before CCS[crude oil if,refined petroleum and coke 19,OC] | NoSettings | 447025000 | 568868000 | 568893000 | 568927000 | 568948000 | 568965000 | 568981000 | 568998000 | 568996000 | 569105000 | 569204000 | 569302000 | 569412000 | 569513000 | 569613000 | 569706000 | 569804000 | 569789000 | 569773000 | 569766000 | 569754000 | 569754000 | 569744000 | 569734000 | 569724000 | 569723000 | 569711000 | 569715000 | 569710000 | 569706000 | 569705000
Industrial Sector Energy Related Emissions before CCS[crude oil if,refined petroleum and coke 19,CH4] | NoSettings | 329908000 | 419829000 | 419847000 | 419872000 | 419888000 | 419900000 | 419912000 | 419925000 | 419924000 | 420004000 | 420077000 | 420149000 | 420231000 | 420305000 | 420379000 | 420447000 | 420519000 | 420509000 | 420497000 | 420492000 | 420483000 | 420482000 | 420475000 | 420468000 | 420460000 | 420460000 | 420451000 | 420454000 | 420450000 | 420447000 | 420447000
Industrial Sector Energy Related Emissions before CCS[crude oil if,refined petroleum and coke 19,N2O] | NoSettings | 32990800 | 41982900 | 41984700 | 41987200 | 41988800 | 41990000 | 41991200 | 41992500 | 41992400 | 42000400 | 42007700 | 42014900 | 42023100 | 42030500 | 42037900 | 42044700 | 42051900 | 42050900 | 42049700 | 42049200 | 42048300 | 42048200 | 42047500 | 42046800 | 42046000 | 42046000 | 42045100 | 42045400 | 42045000 | 42044700 | 42044700
Industrial Sector Energy Related Emissions before CCS[crude oil if,refined petroleum and coke 19,F gases] | NoSettings | 0 | 0 | 0 | 0 | 0 | 0 | 0 | 0 | 0 | 0 | 0 | 0 | 0 | 0 | 0 | 0 | 0 | 0 | 0 | 0 | 0 | 0 | 0 | 0 | 0 | 0 | 0 | 0 | 0 | 0 | 0
Industrial Sector Energy Related Emissions before CCS[crude oil if,chemicals 20,CO2] | NoSettings | 0 | 89800700 | 158186000 | 207111000 | 232373000 | 240121000 | 236474000 | 246604000 | 390219000 | 377774000 | 363833000 | 343178000 | 354757000 | 364366000 | 373151000 | 378921000 | 383510000 | 369901000 | 360836000 | 351611000 | 343984000 | 336712000 | 325234000 | 313492000 | 300777000 | 292358000 | 278874000 | 274320000 | 270275000 | 265857000 | 260307000
Industrial Sector Energy Related Emissions before CCS[crude oil if,chemicals 20,VOC] | NoSettings | 0 | 3880.76 | 6836.05 | 8950.35 | 10042.1 | 10376.9 | 10219.3 | 10657.1 | 16863.4 | 16325.6 | 15723.1 | 14830.5 | 15330.9 | 15746.2 | 16125.8 | 16375.2 | 16573.5 | 15985.4 | 15593.6 | 15194.9 | 14865.3 | 14551.1 | 14055.1 | 13547.6 | 12998.2 | 12634.3 | 12051.6 | 11854.8 | 11680 | 11489.1 | 11249.2
Industrial Sector Energy Related Emissions before CCS[crude oil if,chemicals 20,CO] | NoSettings | 0 | 33930 | 59768.5 | 78254.1 | 87799.1 | 90726.6 | 89348.4 | 93176.1 | 147439 | 142737 | 137469 | 129665 | 134040 | 137671 | 140990 | 143170 | 144904 | 139762 | 136337 | 132851 | 129970 | 127222 | 122885 | 118449 | 113645 | 110463 | 105369 | 103648 | 102120 | 100451 | 98353.4
Industrial Sector Energy Related Emissions before CCS[crude oil if,chemicals 20,NOx] | NoSettings | 0 | 55608.4 | 97955.5 | 128252 | 143895 | 148693 | 146435 | 152708 | 241640 | 233934 | 225301 | 212510 | 219681 | 225631 | 231071 | 234644 | 237486 | 229059 | 223445 | 217732 | 213009 | 208506 | 201399 | 194128 | 186254 | 181040 | 172691 | 169871 | 167366 | 164630 | 161193
Industrial Sector Energy Related Emissions before CCS[crude oil if,chemicals 20,PM10] | NoSettings | 0 | 5358.26 | 9438.7 | 12358 | 13865.3 | 14327.6 | 14110 | 14714.5 | 23283.7 | 22541.1 | 21709.3 | 20476.8 | 21167.8 | 21741.1 | 22265.3 | 22609.6 | 22883.4 | 22071.4 | 21530.5 | 20980 | 20524.9 | 20091 | 19406.2 | 18705.5 | 17946.9 | 17444.5 | 16640 | 16368.2 | 16126.9 | 15863.3 | 15532.1
Industrial Sector Energy Related Emissions before CCS[crude oil if,chemicals 20,PM25] | NoSettings | 0 | 5358.26 | 9438.7 | 12358 | 13865.3 | 14327.6 | 14110 | 14714.5 | 23283.7 | 22541.1 | 21709.3 | 20476.8 | 21167.8 | 21741.1 | 22265.3 | 22609.6 | 22883.4 | 22071.4 | 21530.5 | 20980 | 20524.9 | 20091 | 19406.2 | 18705.5 | 17946.9 | 17444.5 | 16640 | 16368.2 | 16126.9 | 15863.3 | 15532.1
Industrial Sector Energy Related Emissions before CCS[crude oil if,chemicals 20,SOx] | NoSettings | 0 | 409.57 | 721.467 | 944.607 | 1059.83 | 1095.16 | 1078.53 | 1124.73 | 1779.74 | 1722.98 | 1659.4 | 1565.19 | 1618 | 1661.83 | 1701.9 | 1728.21 | 1749.14 | 1687.07 | 1645.73 | 1603.65 | 1568.87 | 1535.7 | 1483.35 | 1429.8 | 1371.81 | 1333.41 | 1271.91 | 1251.14 | 1232.69 | 1212.54 | 1187.23
Industrial Sector Energy Related Emissions before CCS[crude oil if,chemicals 20,BC] | NoSettings | 0 | 883.452 | 1556.22 | 2037.54 | 2286.07 | 2362.29 | 2326.41 | 2426.07 | 3838.94 | 3716.51 | 3579.36 | 3376.15 | 3490.07 | 3584.61 | 3671.03 | 3727.8 | 3772.94 | 3639.06 | 3549.88 | 3459.12 | 3384.09 | 3312.54 | 3199.63 | 3084.11 | 2959.02 | 2876.19 | 2743.54 | 2698.74 | 2658.95 | 2615.48 | 2560.88
Industrial Sector Energy Related Emissions before CCS[crude oil if,chemicals 20,OC] | NoSettings | 0 | 2293.25 | 4039.62 | 5289.02 | 5934.14 | 6132.01 | 6038.86 | 6297.57 | 9965.07 | 9647.26 | 9291.25 | 8763.77 | 9059.48 | 9304.87 | 9529.21 | 9676.56 | 9793.74 | 9446.22 | 9214.72 | 8979.13 | 8784.36 | 8598.65 | 8305.54 | 8005.69 | 7680.99 | 7465.98 | 7121.65 | 7005.36 | 6902.05 | 6789.23 | 6647.49
Industrial Sector Energy Related Emissions before CCS[crude oil if,chemicals 20,CH4] | NoSettings | 0 | 1692.44 | 2981.27 | 3903.34 | 4379.44 | 4525.47 | 4456.73 | 4647.65 | 7354.3 | 7119.75 | 6857.01 | 6467.73 | 6685.96 | 6867.06 | 7032.63 | 7141.37 | 7227.86 | 6971.38 | 6800.53 | 6626.67 | 6482.93 | 6345.87 | 6129.55 | 5908.26 | 5668.62 | 5509.95 | 5255.83 | 5170.01 | 5093.77 | 5010.51 | 4905.9
Industrial Sector Energy Related Emissions before CCS[crude oil if,chemicals 20,N2O] | NoSettings | 0 | 169.244 | 298.127 | 390.334 | 437.944 | 452.547 | 445.673 | 464.765 | 735.43 | 711.975 | 685.701 | 646.773 | 668.596 | 686.706 | 703.263 | 714.137 | 722.786 | 697.138 | 680.053 | 662.667 | 648.293 | 634.587 | 612.955 | 590.826 | 566.862 | 550.995 | 525.583 | 517.001 | 509.377 | 501.051 | 490.59
Industrial Sector Energy Related Emissions before CCS[crude oil if,chemicals 20,F gases] | NoSettings | 0 | 0 | 0 | 0 | 0 | 0 | 0 | 0 | 0 | 0 | 0 | 0 | 0 | 0 | 0 | 0 | 0 | 0 | 0 | 0 | 0 | 0 | 0 | 0 | 0 | 0 | 0 | 0 | 0 | 0 | 0
Industrial Sector Energy Related Emissions before CCS[crude oil if,rubber and plastic products 22,CO2] | NoSettings | 0 | 0 | 0 | 0 | 0 | 0 | 0 | 0 | 0 | 0 | 0 | 0 | 0 | 0 | 0 | 0 | 0 | 0 | 0 | 0 | 0 | 0 | 0 | 0 | 0 | 0 | 0 | 0 | 0 | 0 | 0
Industrial Sector Energy Related Emissions before CCS[crude oil if,rubber and plastic products 22,VOC] | NoSettings | 0 | 0 | 0 | 0 | 0 | 0 | 0 | 0 | 0 | 0 | 0 | 0 | 0 | 0 | 0 | 0 | 0 | 0 | 0 | 0 | 0 | 0 | 0 | 0 | 0 | 0 | 0 | 0 | 0 | 0 | 0
Industrial Sector Energy Related Emissions before CCS[crude oil if,rubber and plastic products 22,CO] | NoSettings | 0 | 0 | 0 | 0 | 0 | 0 | 0 | 0 | 0 | 0 | 0 | 0 | 0 | 0 | 0 | 0 | 0 | 0 | 0 | 0 | 0 | 0 | 0 | 0 | 0 | 0 | 0 | 0 | 0 | 0 | 0
Industrial Sector Energy Related Emissions before CCS[crude oil if,rubber and plastic products 22,NOx] | NoSettings | 0 | 0 | 0 | 0 | 0 | 0 | 0 | 0 | 0 | 0 | 0 | 0 | 0 | 0 | 0 | 0 | 0 | 0 | 0 | 0 | 0 | 0 | 0 | 0 | 0 | 0 | 0 | 0 | 0 | 0 | 0
Industrial Sector Energy Related Emissions before CCS[crude oil if,rubber and plastic products 22,PM10] | NoSettings | 0 | 0 | 0 | 0 | 0 | 0 | 0 | 0 | 0 | 0 | 0 | 0 | 0 | 0 | 0 | 0 | 0 | 0 | 0 | 0 | 0 | 0 | 0 | 0 | 0 | 0 | 0 | 0 | 0 | 0 | 0
Industrial Sector Energy Related Emissions before CCS[crude oil if,rubber and plastic products 22,PM25] | NoSettings | 0 | 0 | 0 | 0 | 0 | 0 | 0 | 0 | 0 | 0 | 0 | 0 | 0 | 0 | 0 | 0 | 0 | 0 | 0 | 0 | 0 | 0 | 0 | 0 | 0 | 0 | 0 | 0 | 0 | 0 | 0
Industrial Sector Energy Related Emissions before CCS[crude oil if,rubber and plastic products 22,SOx] | NoSettings | 0 | 0 | 0 | 0 | 0 | 0 | 0 | 0 | 0 | 0 | 0 | 0 | 0 | 0 | 0 | 0 | 0 | 0 | 0 | 0 | 0 | 0 | 0 | 0 | 0 | 0 | 0 | 0 | 0 | 0 | 0
Industrial Sector Energy Related Emissions before CCS[crude oil if,rubber and plastic products 22,BC] | NoSettings | 0 | 0 | 0 | 0 | 0 | 0 | 0 | 0 | 0 | 0 | 0 | 0 | 0 | 0 | 0 | 0 | 0 | 0 | 0 | 0 | 0 | 0 | 0 | 0 | 0 | 0 | 0 | 0 | 0 | 0 | 0
Industrial Sector Energy Related Emissions before CCS[crude oil if,rubber and plastic products 22,OC] | NoSettings | 0 | 0 | 0 | 0 | 0 | 0 | 0 | 0 | 0 | 0 | 0 | 0 | 0 | 0 | 0 | 0 | 0 | 0 | 0 | 0 | 0 | 0 | 0 | 0 | 0 | 0 | 0 | 0 | 0 | 0 | 0
Industrial Sector Energy Related Emissions before CCS[crude oil if,rubber and plastic products 22,CH4] | NoSettings | 0 | 0 | 0 | 0 | 0 | 0 | 0 | 0 | 0 | 0 | 0 | 0 | 0 | 0 | 0 | 0 | 0 | 0 | 0 | 0 | 0 | 0 | 0 | 0 | 0 | 0 | 0 | 0 | 0 | 0 | 0
Industrial Sector Energy Related Emissions before CCS[crude oil if,rubber and plastic products 22,N2O] | NoSettings | 0 | 0 | 0 | 0 | 0 | 0 | 0 | 0 | 0 | 0 | 0 | 0 | 0 | 0 | 0 | 0 | 0 | 0 | 0 | 0 | 0 | 0 | 0 | 0 | 0 | 0 | 0 | 0 | 0 | 0 | 0
Industrial Sector Energy Related Emissions before CCS[crude oil if,rubber and plastic products 22,F gases] | NoSettings | 0 | 0 | 0 | 0 | 0 | 0 | 0 | 0 | 0 | 0 | 0 | 0 | 0 | 0 | 0 | 0 | 0 | 0 | 0 | 0 | 0 | 0 | 0 | 0 | 0 | 0 | 0 | 0 | 0 | 0 | 0
Industrial Sector Energy Related Emissions before CCS[crude oil if,glass and glass products 231,CO2] | NoSettings | 0 | 0 | 0 | 0 | 0 | 0 | 0 | 0 | 0 | 0 | 0 | 0 | 0 | 0 | 0 | 0 | 0 | 0 | 0 | 0 | 0 | 0 | 0 | 0 | 0 | 0 | 0 | 0 | 0 | 0 | 0
Industrial Sector Energy Related Emissions before CCS[crude oil if,glass and glass products 231,VOC] | NoSettings | 0 | 0 | 0 | 0 | 0 | 0 | 0 | 0 | 0 | 0 | 0 | 0 | 0 | 0 | 0 | 0 | 0 | 0 | 0 | 0 | 0 | 0 | 0 | 0 | 0 | 0 | 0 | 0 | 0 | 0 | 0
Industrial Sector Energy Related Emissions before CCS[crude oil if,glass and glass products 231,CO] | NoSettings | 0 | 0 | 0 | 0 | 0 | 0 | 0 | 0 | 0 | 0 | 0 | 0 | 0 | 0 | 0 | 0 | 0 | 0 | 0 | 0 | 0 | 0 | 0 | 0 | 0 | 0 | 0 | 0 | 0 | 0 | 0
Industrial Sector Energy Related Emissions before CCS[crude oil if,glass and glass products 231,NOx] | NoSettings | 0 | 0 | 0 | 0 | 0 | 0 | 0 | 0 | 0 | 0 | 0 | 0 | 0 | 0 | 0 | 0 | 0 | 0 | 0 | 0 | 0 | 0 | 0 | 0 | 0 | 0 | 0 | 0 | 0 | 0 | 0
Industrial Sector Energy Related Emissions before CCS[crude oil if,glass and glass products 231,PM10] | NoSettings | 0 | 0 | 0 | 0 | 0 | 0 | 0 | 0 | 0 | 0 | 0 | 0 | 0 | 0 | 0 | 0 | 0 | 0 | 0 | 0 | 0 | 0 | 0 | 0 | 0 | 0 | 0 | 0 | 0 | 0 | 0
Industrial Sector Energy Related Emissions before CCS[crude oil if,glass and glass products 231,PM25] | NoSettings | 0 | 0 | 0 | 0 | 0 | 0 | 0 | 0 | 0 | 0 | 0 | 0 | 0 | 0 | 0 | 0 | 0 | 0 | 0 | 0 | 0 | 0 | 0 | 0 | 0 | 0 | 0 | 0 | 0 | 0 | 0
Industrial Sector Energy Related Emissions before CCS[crude oil if,glass and glass products 231,SOx] | NoSettings | 0 | 0 | 0 | 0 | 0 | 0 | 0 | 0 | 0 | 0 | 0 | 0 | 0 | 0 | 0 | 0 | 0 | 0 | 0 | 0 | 0 | 0 | 0 | 0 | 0 | 0 | 0 | 0 | 0 | 0 | 0
Industrial Sector Energy Related Emissions before CCS[crude oil if,glass and glass products 231,BC] | NoSettings | 0 | 0 | 0 | 0 | 0 | 0 | 0 | 0 | 0 | 0 | 0 | 0 | 0 | 0 | 0 | 0 | 0 | 0 | 0 | 0 | 0 | 0 | 0 | 0 | 0 | 0 | 0 | 0 | 0 | 0 | 0
Industrial Sector Energy Related Emissions before CCS[crude oil if,glass and glass products 231,OC] | NoSettings | 0 | 0 | 0 | 0 | 0 | 0 | 0 | 0 | 0 | 0 | 0 | 0 | 0 | 0 | 0 | 0 | 0 | 0 | 0 | 0 | 0 | 0 | 0 | 0 | 0 | 0 | 0 | 0 | 0 | 0 | 0
Industrial Sector Energy Related Emissions before CCS[crude oil if,glass and glass products 231,CH4] | NoSettings | 0 | 0 | 0 | 0 | 0 | 0 | 0 | 0 | 0 | 0 | 0 | 0 | 0 | 0 | 0 | 0 | 0 | 0 | 0 | 0 | 0 | 0 | 0 | 0 | 0 | 0 | 0 | 0 | 0 | 0 | 0
Industrial Sector Energy Related Emissions before CCS[crude oil if,glass and glass products 231,N2O] | NoSettings | 0 | 0 | 0 | 0 | 0 | 0 | 0 | 0 | 0 | 0 | 0 | 0 | 0 | 0 | 0 | 0 | 0 | 0 | 0 | 0 | 0 | 0 | 0 | 0 | 0 | 0 | 0 | 0 | 0 | 0 | 0
Industrial Sector Energy Related Emissions before CCS[crude oil if,glass and glass products 231,F gases] | NoSettings | 0 | 0 | 0 | 0 | 0 | 0 | 0 | 0 | 0 | 0 | 0 | 0 | 0 | 0 | 0 | 0 | 0 | 0 | 0 | 0 | 0 | 0 | 0 | 0 | 0 | 0 | 0 | 0 | 0 | 0 | 0
Industrial Sector Energy Related Emissions before CCS[crude oil if,cement and other nonmetallic minerals 239,CO2] | NoSettings | 0 | 0 | 480416000 | 961251000 | 1360870000 | 1702410000 | 1996930000 | 2328830000 | 3289700000 | 6804170000 | 10109900000 | 13167700000 | 16423500000 | 19530600000 | 22561100000 | 25562600000 | 28353300000 | 27918300000 | 27496800000 | 27073200000 | 26720100000 | 26376900000 | 25965000000 | 25497900000 | 25001000000 | 24845900000 | 24386900000 | 24123300000 | 23857500000 | 23596300000 | 23339100000
Industrial Sector Energy Related Emissions before CCS[crude oil if,cement and other nonmetallic minerals 239,VOC] | NoSettings | 0 | 0 | 20761.3 | 41540.7 | 58810.3 | 73570 | 86297.8 | 100641 | 142165 | 294044 | 436901 | 569044 | 709745 | 844020 | 974983 | 1104690 | 1225290 | 1206500 | 1188280 | 1169980 | 1154720 | 1139890 | 1122080 | 1101900 | 1080420 | 1073720 | 1053880 | 1042490 | 1031010 | 1019720 | 1008600
Industrial Sector Energy Related Emissions before CCS[crude oil if,cement and other nonmetallic minerals 239,CO] | NoSettings | 0 | 0 | 181519 | 363196 | 514186 | 643232 | 754513 | 879917 | 1242970 | 2570860 | 3819880 | 4975230 | 6205400 | 7379370 | 8524410 | 9658470 | 10712900 | 10548600 | 10389300 | 10229300 | 10095800 | 9966170 | 9810510 | 9634030 | 9446290 | 9387700 | 9214250 | 9114640 | 9014230 | 8915550 | 8818360
Industrial Sector Energy Related Emissions before CCS[crude oil if,cement and other nonmetallic minerals 239,NOx] | NoSettings | 0 | 0 | 297494 | 595248 | 842708 | 1054200 | 1236580 | 1442110 | 2037120 | 4213430 | 6260470 | 8153980 | 10170100 | 12094200 | 13970800 | 15829400 | 17557600 | 17288200 | 17027200 | 16764900 | 16546200 | 16333700 | 16078600 | 15789400 | 15481700 | 15385700 | 15101400 | 14938100 | 14773600 | 14611800 | 14452600
Industrial Sector Energy Related Emissions before CCS[crude oil if,cement and other nonmetallic minerals 239,PM10] | NoSettings | 0 | 0 | 28665.6 | 57356.2 | 81200.8 | 101580 | 119153 | 138957 | 196291 | 405993 | 603240 | 785693 | 979962 | 1165360 | 1346180 | 1525280 | 1691790 | 1665840 | 1640690 | 1615410 | 1594340 | 1573870 | 1549290 | 1521420 | 1491770 | 1482510 | 1455120 | 1439390 | 1423540 | 1407950 | 1392600
Industrial Sector Energy Related Emissions before CCS[crude oil if,cement and other nonmetallic minerals 239,PM25] | NoSettings | 0 | 0 | 28665.6 | 57356.2 | 81200.8 | 101580 | 119153 | 138957 | 196291 | 405993 | 603240 | 785693 | 979962 | 1165360 | 1346180 | 1525280 | 1691790 | 1665840 | 1640690 | 1615410 | 1594340 | 1573870 | 1549290 | 1521420 | 1491770 | 1482510 | 1455120 | 1439390 | 1423540 | 1407950 | 1392600
Industrial Sector Energy Related Emissions before CCS[crude oil if,cement and other nonmetallic minerals 239,SOx] | NoSettings | 0 | 0 | 2191.12 | 4384.15 | 6206.76 | 7764.47 | 9107.75 | 10621.5 | 15003.9 | 31032.9 | 46109.9 | 60056.1 | 74905.5 | 89076.6 | 102898 | 116588 | 129316 | 127332 | 125410 | 123478 | 121867 | 120302 | 118423 | 116293 | 114026 | 113319 | 111225 | 110023 | 108811 | 107620 | 106447
Industrial Sector Energy Related Emissions before CCS[crude oil if,cement and other nonmetallic minerals 239,BC] | NoSettings | 0 | 0 | 4726.3 | 9456.71 | 13388.1 | 16748.2 | 19645.6 | 22910.8 | 32363.8 | 66938.8 | 99460.2 | 129543 | 161573 | 192141 | 221954 | 251483 | 278938 | 274658 | 270512 | 266344 | 262870 | 259494 | 255441 | 250846 | 245958 | 244432 | 239916 | 237323 | 234708 | 232139 | 229608
Industrial Sector Energy Related Emissions before CCS[crude oil if,cement and other nonmetallic minerals 239,OC] | NoSettings | 0 | 0 | 12268.5 | 24547.6 | 34752.7 | 43474.6 | 50995.9 | 59471.6 | 84009.6 | 173759 | 258177 | 336265 | 419409 | 498756 | 576146 | 652795 | 724062 | 712953 | 702190 | 691373 | 682355 | 673591 | 663071 | 651143 | 638454 | 634494 | 622771 | 616039 | 609252 | 602582 | 596014
Industrial Sector Energy Related Emissions before CCS[crude oil if,cement and other nonmetallic minerals 239,CH4] | NoSettings | 0 | 0 | 9054.21 | 18116.3 | 25647.8 | 32084.6 | 37635.3 | 43890.5 | 61999.7 | 128235 | 190537 | 248166 | 309527 | 368085 | 425200 | 481767 | 534363 | 526165 | 518221 | 510238 | 503583 | 497115 | 489351 | 480548 | 471184 | 468261 | 459609 | 454641 | 449632 | 444710 | 439862
Industrial Sector Energy Related Emissions before CCS[crude oil if,cement and other nonmetallic minerals 239,N2O] | NoSettings | 0 | 0 | 905.421 | 1811.63 | 2564.78 | 3208.46 | 3763.53 | 4389.05 | 6199.97 | 12823.5 | 19053.7 | 24816.6 | 30952.7 | 36808.5 | 42520 | 48176.7 | 53436.3 | 52616.5 | 51822.1 | 51023.8 | 50358.3 | 49711.5 | 48935.1 | 48054.8 | 47118.4 | 46826.1 | 45960.9 | 45464.1 | 44963.2 | 44471 | 43986.2
Industrial Sector Energy Related Emissions before CCS[crude oil if,cement and other nonmetallic minerals 239,F gases] | NoSettings | 0 | 0 | 0 | 0 | 0 | 0 | 0 | 0 | 0 | 0 | 0 | 0 | 0 | 0 | 0 | 0 | 0 | 0 | 0 | 0 | 0 | 0 | 0 | 0 | 0 | 0 | 0 | 0 | 0 | 0 | 0
Industrial Sector Energy Related Emissions before CCS[crude oil if,iron and steel 241,CO2] | NoSettings | 0 | 0 | 0 | 0 | 0 | 0 | 0 | 0 | 0 | 0 | 0 | 0 | 0 | 0 | 0 | 0 | 0 | 0 | 0 | 0 | 0 | 0 | 0 | 0 | 0 | 0 | 0 | 0 | 0 | 0 | 0
Industrial Sector Energy Related Emissions before CCS[crude oil if,iron and steel 241,VOC] | NoSettings | 0 | 0 | 0 | 0 | 0 | 0 | 0 | 0 | 0 | 0 | 0 | 0 | 0 | 0 | 0 | 0 | 0 | 0 | 0 | 0 | 0 | 0 | 0 | 0 | 0 | 0 | 0 | 0 | 0 | 0 | 0
Industrial Sector Energy Related Emissions before CCS[crude oil if,iron and steel 241,CO] | NoSettings | 0 | 0 | 0 | 0 | 0 | 0 | 0 | 0 | 0 | 0 | 0 | 0 | 0 | 0 | 0 | 0 | 0 | 0 | 0 | 0 | 0 | 0 | 0 | 0 | 0 | 0 | 0 | 0 | 0 | 0 | 0
Industrial Sector Energy Related Emissions before CCS[crude oil if,iron and steel 241,NOx] | NoSettings | 0 | 0 | 0 | 0 | 0 | 0 | 0 | 0 | 0 | 0 | 0 | 0 | 0 | 0 | 0 | 0 | 0 | 0 | 0 | 0 | 0 | 0 | 0 | 0 | 0 | 0 | 0 | 0 | 0 | 0 | 0
Industrial Sector Energy Related Emissions before CCS[crude oil if,iron and steel 241,PM10] | NoSettings | 0 | 0 | 0 | 0 | 0 | 0 | 0 | 0 | 0 | 0 | 0 | 0 | 0 | 0 | 0 | 0 | 0 | 0 | 0 | 0 | 0 | 0 | 0 | 0 | 0 | 0 | 0 | 0 | 0 | 0 | 0
Industrial Sector Energy Related Emissions before CCS[crude oil if,iron and steel 241,PM25] | NoSettings | 0 | 0 | 0 | 0 | 0 | 0 | 0 | 0 | 0 | 0 | 0 | 0 | 0 | 0 | 0 | 0 | 0 | 0 | 0 | 0 | 0 | 0 | 0 | 0 | 0 | 0 | 0 | 0 | 0 | 0 | 0
Industrial Sector Energy Related Emissions before CCS[crude oil if,iron and steel 241,SOx] | NoSettings | 0 | 0 | 0 | 0 | 0 | 0 | 0 | 0 | 0 | 0 | 0 | 0 | 0 | 0 | 0 | 0 | 0 | 0 | 0 | 0 | 0 | 0 | 0 | 0 | 0 | 0 | 0 | 0 | 0 | 0 | 0
Industrial Sector Energy Related Emissions before CCS[crude oil if,iron and steel 241,BC] | NoSettings | 0 | 0 | 0 | 0 | 0 | 0 | 0 | 0 | 0 | 0 | 0 | 0 | 0 | 0 | 0 | 0 | 0 | 0 | 0 | 0 | 0 | 0 | 0 | 0 | 0 | 0 | 0 | 0 | 0 | 0 | 0
Industrial Sector Energy Related Emissions before CCS[crude oil if,iron and steel 241,OC] | NoSettings | 0 | 0 | 0 | 0 | 0 | 0 | 0 | 0 | 0 | 0 | 0 | 0 | 0 | 0 | 0 | 0 | 0 | 0 | 0 | 0 | 0 | 0 | 0 | 0 | 0 | 0 | 0 | 0 | 0 | 0 | 0
Industrial Sector Energy Related Emissions before CCS[crude oil if,iron and steel 241,CH4] | NoSettings | 0 | 0 | 0 | 0 | 0 | 0 | 0 | 0 | 0 | 0 | 0 | 0 | 0 | 0 | 0 | 0 | 0 | 0 | 0 | 0 | 0 | 0 | 0 | 0 | 0 | 0 | 0 | 0 | 0 | 0 | 0
Industrial Sector Energy Related Emissions before CCS[crude oil if,iron and steel 241,N2O] | NoSettings | 0 | 0 | 0 | 0 | 0 | 0 | 0 | 0 | 0 | 0 | 0 | 0 | 0 | 0 | 0 | 0 | 0 | 0 | 0 | 0 | 0 | 0 | 0 | 0 | 0 | 0 | 0 | 0 | 0 | 0 | 0
Industrial Sector Energy Related Emissions before CCS[crude oil if,iron and steel 241,F gases] | NoSettings | 0 | 0 | 0 | 0 | 0 | 0 | 0 | 0 | 0 | 0 | 0 | 0 | 0 | 0 | 0 | 0 | 0 | 0 | 0 | 0 | 0 | 0 | 0 | 0 | 0 | 0 | 0 | 0 | 0 | 0 | 0
Industrial Sector Energy Related Emissions before CCS[crude oil if,other metals 242,CO2] | NoSettings | 0 | 0 | 0 | 0 | 0 | 0 | 0 | 0 | 0 | 0 | 0 | 0 | 0 | 0 | 0 | 0 | 0 | 0 | 0 | 0 | 0 | 0 | 0 | 0 | 0 | 0 | 0 | 0 | 0 | 0 | 0
Industrial Sector Energy Related Emissions before CCS[crude oil if,other metals 242,VOC] | NoSettings | 0 | 0 | 0 | 0 | 0 | 0 | 0 | 0 | 0 | 0 | 0 | 0 | 0 | 0 | 0 | 0 | 0 | 0 | 0 | 0 | 0 | 0 | 0 | 0 | 0 | 0 | 0 | 0 | 0 | 0 | 0
Industrial Sector Energy Related Emissions before CCS[crude oil if,other metals 242,CO] | NoSettings | 0 | 0 | 0 | 0 | 0 | 0 | 0 | 0 | 0 | 0 | 0 | 0 | 0 | 0 | 0 | 0 | 0 | 0 | 0 | 0 | 0 | 0 | 0 | 0 | 0 | 0 | 0 | 0 | 0 | 0 | 0
Industrial Sector Energy Related Emissions before CCS[crude oil if,other metals 242,NOx] | NoSettings | 0 | 0 | 0 | 0 | 0 | 0 | 0 | 0 | 0 | 0 | 0 | 0 | 0 | 0 | 0 | 0 | 0 | 0 | 0 | 0 | 0 | 0 | 0 | 0 | 0 | 0 | 0 | 0 | 0 | 0 | 0
Industrial Sector Energy Related Emissions before CCS[crude oil if,other metals 242,PM10] | NoSettings | 0 | 0 | 0 | 0 | 0 | 0 | 0 | 0 | 0 | 0 | 0 | 0 | 0 | 0 | 0 | 0 | 0 | 0 | 0 | 0 | 0 | 0 | 0 | 0 | 0 | 0 | 0 | 0 | 0 | 0 | 0
Industrial Sector Energy Related Emissions before CCS[crude oil if,other metals 242,PM25] | NoSettings | 0 | 0 | 0 | 0 | 0 | 0 | 0 | 0 | 0 | 0 | 0 | 0 | 0 | 0 | 0 | 0 | 0 | 0 | 0 | 0 | 0 | 0 | 0 | 0 | 0 | 0 | 0 | 0 | 0 | 0 | 0
Industrial Sector Energy Related Emissions before CCS[crude oil if,other metals 242,SOx] | NoSettings | 0 | 0 | 0 | 0 | 0 | 0 | 0 | 0 | 0 | 0 | 0 | 0 | 0 | 0 | 0 | 0 | 0 | 0 | 0 | 0 | 0 | 0 | 0 | 0 | 0 | 0 | 0 | 0 | 0 | 0 | 0
Industrial Sector Energy Related Emissions before CCS[crude oil if,other metals 242,BC] | NoSettings | 0 | 0 | 0 | 0 | 0 | 0 | 0 | 0 | 0 | 0 | 0 | 0 | 0 | 0 | 0 | 0 | 0 | 0 | 0 | 0 | 0 | 0 | 0 | 0 | 0 | 0 | 0 | 0 | 0 | 0 | 0
Industrial Sector Energy Related Emissions before CCS[crude oil if,other metals 242,OC] | NoSettings | 0 | 0 | 0 | 0 | 0 | 0 | 0 | 0 | 0 | 0 | 0 | 0 | 0 | 0 | 0 | 0 | 0 | 0 | 0 | 0 | 0 | 0 | 0 | 0 | 0 | 0 | 0 | 0 | 0 | 0 | 0
Industrial Sector Energy Related Emissions before CCS[crude oil if,other metals 242,CH4] | NoSettings | 0 | 0 | 0 | 0 | 0 | 0 | 0 | 0 | 0 | 0 | 0 | 0 | 0 | 0 | 0 | 0 | 0 | 0 | 0 | 0 | 0 | 0 | 0 | 0 | 0 | 0 | 0 | 0 | 0 | 0 | 0
Industrial Sector Energy Related Emissions before CCS[crude oil if,other metals 242,N2O] | NoSettings | 0 | 0 | 0 | 0 | 0 | 0 | 0 | 0 | 0 | 0 | 0 | 0 | 0 | 0 | 0 | 0 | 0 | 0 | 0 | 0 | 0 | 0 | 0 | 0 | 0 | 0 | 0 | 0 | 0 | 0 | 0
Industrial Sector Energy Related Emissions before CCS[crude oil if,other metals 242,F gases] | NoSettings | 0 | 0 | 0 | 0 | 0 | 0 | 0 | 0 | 0 | 0 | 0 | 0 | 0 | 0 | 0 | 0 | 0 | 0 | 0 | 0 | 0 | 0 | 0 | 0 | 0 | 0 | 0 | 0 | 0 | 0 | 0
Industrial Sector Energy Related Emissions before CCS[crude oil if,metal products except machinery and vehicles 25,CO2] | NoSettings | 0 | 0 | 0 | 0 | 0 | 0 | 0 | 0 | 0 | 0 | 0 | 0 | 0 | 0 | 0 | 0 | 0 | 0 | 0 | 0 | 0 | 0 | 0 | 0 | 0 | 0 | 0 | 0 | 0 | 0 | 0
Industrial Sector Energy Related Emissions before CCS[crude oil if,metal products except machinery and vehicles 25,VOC] | NoSettings | 0 | 0 | 0 | 0 | 0 | 0 | 0 | 0 | 0 | 0 | 0 | 0 | 0 | 0 | 0 | 0 | 0 | 0 | 0 | 0 | 0 | 0 | 0 | 0 | 0 | 0 | 0 | 0 | 0 | 0 | 0
Industrial Sector Energy Related Emissions before CCS[crude oil if,metal products except machinery and vehicles 25,CO] | NoSettings | 0 | 0 | 0 | 0 | 0 | 0 | 0 | 0 | 0 | 0 | 0 | 0 | 0 | 0 | 0 | 0 | 0 | 0 | 0 | 0 | 0 | 0 | 0 | 0 | 0 | 0 | 0 | 0 | 0 | 0 | 0
Industrial Sector Energy Related Emissions before CCS[crude oil if,metal products except machinery and vehicles 25,NOx] | NoSettings | 0 | 0 | 0 | 0 | 0 | 0 | 0 | 0 | 0 | 0 | 0 | 0 | 0 | 0 | 0 | 0 | 0 | 0 | 0 | 0 | 0 | 0 | 0 | 0 | 0 | 0 | 0 | 0 | 0 | 0 | 0
Industrial Sector Energy Related Emissions before CCS[crude oil if,metal products except machinery and vehicles 25,PM10] | NoSettings | 0 | 0 | 0 | 0 | 0 | 0 | 0 | 0 | 0 | 0 | 0 | 0 | 0 | 0 | 0 | 0 | 0 | 0 | 0 | 0 | 0 | 0 | 0 | 0 | 0 | 0 | 0 | 0 | 0 | 0 | 0
Industrial Sector Energy Related Emissions before CCS[crude oil if,metal products except machinery and vehicles 25,PM25] | NoSettings | 0 | 0 | 0 | 0 | 0 | 0 | 0 | 0 | 0 | 0 | 0 | 0 | 0 | 0 | 0 | 0 | 0 | 0 | 0 | 0 | 0 | 0 | 0 | 0 | 0 | 0 | 0 | 0 | 0 | 0 | 0
Industrial Sector Energy Related Emissions before CCS[crude oil if,metal products except machinery and vehicles 25,SOx] | NoSettings | 0 | 0 | 0 | 0 | 0 | 0 | 0 | 0 | 0 | 0 | 0 | 0 | 0 | 0 | 0 | 0 | 0 | 0 | 0 | 0 | 0 | 0 | 0 | 0 | 0 | 0 | 0 | 0 | 0 | 0 | 0
Industrial Sector Energy Related Emissions before CCS[crude oil if,metal products except machinery and vehicles 25,BC] | NoSettings | 0 | 0 | 0 | 0 | 0 | 0 | 0 | 0 | 0 | 0 | 0 | 0 | 0 | 0 | 0 | 0 | 0 | 0 | 0 | 0 | 0 | 0 | 0 | 0 | 0 | 0 | 0 | 0 | 0 | 0 | 0
Industrial Sector Energy Related Emissions before CCS[crude oil if,metal products except machinery and vehicles 25,OC] | NoSettings | 0 | 0 | 0 | 0 | 0 | 0 | 0 | 0 | 0 | 0 | 0 | 0 | 0 | 0 | 0 | 0 | 0 | 0 | 0 | 0 | 0 | 0 | 0 | 0 | 0 | 0 | 0 | 0 | 0 | 0 | 0
Industrial Sector Energy Related Emissions before CCS[crude oil if,metal products except machinery and vehicles 25,CH4] | NoSettings | 0 | 0 | 0 | 0 | 0 | 0 | 0 | 0 | 0 | 0 | 0 | 0 | 0 | 0 | 0 | 0 | 0 | 0 | 0 | 0 | 0 | 0 | 0 | 0 | 0 | 0 | 0 | 0 | 0 | 0 | 0
Industrial Sector Energy Related Emissions before CCS[crude oil if,metal products except machinery and vehicles 25,N2O] | NoSettings | 0 | 0 | 0 | 0 | 0 | 0 | 0 | 0 | 0 | 0 | 0 | 0 | 0 | 0 | 0 | 0 | 0 | 0 | 0 | 0 | 0 | 0 | 0 | 0 | 0 | 0 | 0 | 0 | 0 | 0 | 0
Industrial Sector Energy Related Emissions before CCS[crude oil if,metal products except machinery and vehicles 25,F gases] | NoSettings | 0 | 0 | 0 | 0 | 0 | 0 | 0 | 0 | 0 | 0 | 0 | 0 | 0 | 0 | 0 | 0 | 0 | 0 | 0 | 0 | 0 | 0 | 0 | 0 | 0 | 0 | 0 | 0 | 0 | 0 | 0
Industrial Sector Energy Related Emissions before CCS[crude oil if,computers and electronics 26,CO2] | NoSettings | 0 | 0 | 0 | 0 | 0 | 0 | 0 | 0 | 0 | 0 | 0 | 0 | 0 | 0 | 0 | 0 | 0 | 0 | 0 | 0 | 0 | 0 | 0 | 0 | 0 | 0 | 0 | 0 | 0 | 0 | 0
Industrial Sector Energy Related Emissions before CCS[crude oil if,computers and electronics 26,VOC] | NoSettings | 0 | 0 | 0 | 0 | 0 | 0 | 0 | 0 | 0 | 0 | 0 | 0 | 0 | 0 | 0 | 0 | 0 | 0 | 0 | 0 | 0 | 0 | 0 | 0 | 0 | 0 | 0 | 0 | 0 | 0 | 0
Industrial Sector Energy Related Emissions before CCS[crude oil if,computers and electronics 26,CO] | NoSettings | 0 | 0 | 0 | 0 | 0 | 0 | 0 | 0 | 0 | 0 | 0 | 0 | 0 | 0 | 0 | 0 | 0 | 0 | 0 | 0 | 0 | 0 | 0 | 0 | 0 | 0 | 0 | 0 | 0 | 0 | 0
Industrial Sector Energy Related Emissions before CCS[crude oil if,computers and electronics 26,NOx] | NoSettings | 0 | 0 | 0 | 0 | 0 | 0 | 0 | 0 | 0 | 0 | 0 | 0 | 0 | 0 | 0 | 0 | 0 | 0 | 0 | 0 | 0 | 0 | 0 | 0 | 0 | 0 | 0 | 0 | 0 | 0 | 0
Industrial Sector Energy Related Emissions before CCS[crude oil if,computers and electronics 26,PM10] | NoSettings | 0 | 0 | 0 | 0 | 0 | 0 | 0 | 0 | 0 | 0 | 0 | 0 | 0 | 0 | 0 | 0 | 0 | 0 | 0 | 0 | 0 | 0 | 0 | 0 | 0 | 0 | 0 | 0 | 0 | 0 | 0
Industrial Sector Energy Related Emissions before CCS[crude oil if,computers and electronics 26,PM25] | NoSettings | 0 | 0 | 0 | 0 | 0 | 0 | 0 | 0 | 0 | 0 | 0 | 0 | 0 | 0 | 0 | 0 | 0 | 0 | 0 | 0 | 0 | 0 | 0 | 0 | 0 | 0 | 0 | 0 | 0 | 0 | 0
Industrial Sector Energy Related Emissions before CCS[crude oil if,computers and electronics 26,SOx] | NoSettings | 0 | 0 | 0 | 0 | 0 | 0 | 0 | 0 | 0 | 0 | 0 | 0 | 0 | 0 | 0 | 0 | 0 | 0 | 0 | 0 | 0 | 0 | 0 | 0 | 0 | 0 | 0 | 0 | 0 | 0 | 0
Industrial Sector Energy Related Emissions before CCS[crude oil if,computers and electronics 26,BC] | NoSettings | 0 | 0 | 0 | 0 | 0 | 0 | 0 | 0 | 0 | 0 | 0 | 0 | 0 | 0 | 0 | 0 | 0 | 0 | 0 | 0 | 0 | 0 | 0 | 0 | 0 | 0 | 0 | 0 | 0 | 0 | 0
Industrial Sector Energy Related Emissions before CCS[crude oil if,computers and electronics 26,OC] | NoSettings | 0 | 0 | 0 | 0 | 0 | 0 | 0 | 0 | 0 | 0 | 0 | 0 | 0 | 0 | 0 | 0 | 0 | 0 | 0 | 0 | 0 | 0 | 0 | 0 | 0 | 0 | 0 | 0 | 0 | 0 | 0
Industrial Sector Energy Related Emissions before CCS[crude oil if,computers and electronics 26,CH4] | NoSettings | 0 | 0 | 0 | 0 | 0 | 0 | 0 | 0 | 0 | 0 | 0 | 0 | 0 | 0 | 0 | 0 | 0 | 0 | 0 | 0 | 0 | 0 | 0 | 0 | 0 | 0 | 0 | 0 | 0 | 0 | 0
Industrial Sector Energy Related Emissions before CCS[crude oil if,computers and electronics 26,N2O] | NoSettings | 0 | 0 | 0 | 0 | 0 | 0 | 0 | 0 | 0 | 0 | 0 | 0 | 0 | 0 | 0 | 0 | 0 | 0 | 0 | 0 | 0 | 0 | 0 | 0 | 0 | 0 | 0 | 0 | 0 | 0 | 0
Industrial Sector Energy Related Emissions before CCS[crude oil if,computers and electronics 26,F gases] | NoSettings | 0 | 0 | 0 | 0 | 0 | 0 | 0 | 0 | 0 | 0 | 0 | 0 | 0 | 0 | 0 | 0 | 0 | 0 | 0 | 0 | 0 | 0 | 0 | 0 | 0 | 0 | 0 | 0 | 0 | 0 | 0
Industrial Sector Energy Related Emissions before CCS[crude oil if,appliances and electrical equipment 27,CO2] | NoSettings | 0 | 0 | 0 | 0 | 0 | 0 | 0 | 0 | 0 | 0 | 0 | 0 | 0 | 0 | 0 | 0 | 0 | 0 | 0 | 0 | 0 | 0 | 0 | 0 | 0 | 0 | 0 | 0 | 0 | 0 | 0
Industrial Sector Energy Related Emissions before CCS[crude oil if,appliances and electrical equipment 27,VOC] | NoSettings | 0 | 0 | 0 | 0 | 0 | 0 | 0 | 0 | 0 | 0 | 0 | 0 | 0 | 0 | 0 | 0 | 0 | 0 | 0 | 0 | 0 | 0 | 0 | 0 | 0 | 0 | 0 | 0 | 0 | 0 | 0
Industrial Sector Energy Related Emissions before CCS[crude oil if,appliances and electrical equipment 27,CO] | NoSettings | 0 | 0 | 0 | 0 | 0 | 0 | 0 | 0 | 0 | 0 | 0 | 0 | 0 | 0 | 0 | 0 | 0 | 0 | 0 | 0 | 0 | 0 | 0 | 0 | 0 | 0 | 0 | 0 | 0 | 0 | 0
Industrial Sector Energy Related Emissions before CCS[crude oil if,appliances and electrical equipment 27,NOx] | NoSettings | 0 | 0 | 0 | 0 | 0 | 0 | 0 | 0 | 0 | 0 | 0 | 0 | 0 | 0 | 0 | 0 | 0 | 0 | 0 | 0 | 0 | 0 | 0 | 0 | 0 | 0 | 0 | 0 | 0 | 0 | 0
Industrial Sector Energy Related Emissions before CCS[crude oil if,appliances and electrical equipment 27,PM10] | NoSettings | 0 | 0 | 0 | 0 | 0 | 0 | 0 | 0 | 0 | 0 | 0 | 0 | 0 | 0 | 0 | 0 | 0 | 0 | 0 | 0 | 0 | 0 | 0 | 0 | 0 | 0 | 0 | 0 | 0 | 0 | 0
Industrial Sector Energy Related Emissions before CCS[crude oil if,appliances and electrical equipment 27,PM25] | NoSettings | 0 | 0 | 0 | 0 | 0 | 0 | 0 | 0 | 0 | 0 | 0 | 0 | 0 | 0 | 0 | 0 | 0 | 0 | 0 | 0 | 0 | 0 | 0 | 0 | 0 | 0 | 0 | 0 | 0 | 0 | 0
Industrial Sector Energy Related Emissions before CCS[crude oil if,appliances and electrical equipment 27,SOx] | NoSettings | 0 | 0 | 0 | 0 | 0 | 0 | 0 | 0 | 0 | 0 | 0 | 0 | 0 | 0 | 0 | 0 | 0 | 0 | 0 | 0 | 0 | 0 | 0 | 0 | 0 | 0 | 0 | 0 | 0 | 0 | 0
Industrial Sector Energy Related Emissions before CCS[crude oil if,appliances and electrical equipment 27,BC] | NoSettings | 0 | 0 | 0 | 0 | 0 | 0 | 0 | 0 | 0 | 0 | 0 | 0 | 0 | 0 | 0 | 0 | 0 | 0 | 0 | 0 | 0 | 0 | 0 | 0 | 0 | 0 | 0 | 0 | 0 | 0 | 0
Industrial Sector Energy Related Emissions before CCS[crude oil if,appliances and electrical equipment 27,OC] | NoSettings | 0 | 0 | 0 | 0 | 0 | 0 | 0 | 0 | 0 | 0 | 0 | 0 | 0 | 0 | 0 | 0 | 0 | 0 | 0 | 0 | 0 | 0 | 0 | 0 | 0 | 0 | 0 | 0 | 0 | 0 | 0
Industrial Sector Energy Related Emissions before CCS[crude oil if,appliances and electrical equipment 27,CH4] | NoSettings | 0 | 0 | 0 | 0 | 0 | 0 | 0 | 0 | 0 | 0 | 0 | 0 | 0 | 0 | 0 | 0 | 0 | 0 | 0 | 0 | 0 | 0 | 0 | 0 | 0 | 0 | 0 | 0 | 0 | 0 | 0
Industrial Sector Energy Related Emissions before CCS[crude oil if,appliances and electrical equipment 27,N2O] | NoSettings | 0 | 0 | 0 | 0 | 0 | 0 | 0 | 0 | 0 | 0 | 0 | 0 | 0 | 0 | 0 | 0 | 0 | 0 | 0 | 0 | 0 | 0 | 0 | 0 | 0 | 0 | 0 | 0 | 0 | 0 | 0
Industrial Sector Energy Related Emissions before CCS[crude oil if,appliances and electrical equipment 27,F gases] | NoSettings | 0 | 0 | 0 | 0 | 0 | 0 | 0 | 0 | 0 | 0 | 0 | 0 | 0 | 0 | 0 | 0 | 0 | 0 | 0 | 0 | 0 | 0 | 0 | 0 | 0 | 0 | 0 | 0 | 0 | 0 | 0
Industrial Sector Energy Related Emissions before CCS[crude oil if,other machinery 28,CO2] | NoSettings | 0 | 0 | 0 | 0 | 0 | 0 | 0 | 0 | 0 | 0 | 0 | 0 | 0 | 0 | 0 | 0 | 0 | 0 | 0 | 0 | 0 | 0 | 0 | 0 | 0 | 0 | 0 | 0 | 0 | 0 | 0
Industrial Sector Energy Related Emissions before CCS[crude oil if,other machinery 28,VOC] | NoSettings | 0 | 0 | 0 | 0 | 0 | 0 | 0 | 0 | 0 | 0 | 0 | 0 | 0 | 0 | 0 | 0 | 0 | 0 | 0 | 0 | 0 | 0 | 0 | 0 | 0 | 0 | 0 | 0 | 0 | 0 | 0
Industrial Sector Energy Related Emissions before CCS[crude oil if,other machinery 28,CO] | NoSettings | 0 | 0 | 0 | 0 | 0 | 0 | 0 | 0 | 0 | 0 | 0 | 0 | 0 | 0 | 0 | 0 | 0 | 0 | 0 | 0 | 0 | 0 | 0 | 0 | 0 | 0 | 0 | 0 | 0 | 0 | 0
Industrial Sector Energy Related Emissions before CCS[crude oil if,other machinery 28,NOx] | NoSettings | 0 | 0 | 0 | 0 | 0 | 0 | 0 | 0 | 0 | 0 | 0 | 0 | 0 | 0 | 0 | 0 | 0 | 0 | 0 | 0 | 0 | 0 | 0 | 0 | 0 | 0 | 0 | 0 | 0 | 0 | 0
Industrial Sector Energy Related Emissions before CCS[crude oil if,other machinery 28,PM10] | NoSettings | 0 | 0 | 0 | 0 | 0 | 0 | 0 | 0 | 0 | 0 | 0 | 0 | 0 | 0 | 0 | 0 | 0 | 0 | 0 | 0 | 0 | 0 | 0 | 0 | 0 | 0 | 0 | 0 | 0 | 0 | 0
Industrial Sector Energy Related Emissions before CCS[crude oil if,other machinery 28,PM25] | NoSettings | 0 | 0 | 0 | 0 | 0 | 0 | 0 | 0 | 0 | 0 | 0 | 0 | 0 | 0 | 0 | 0 | 0 | 0 | 0 | 0 | 0 | 0 | 0 | 0 | 0 | 0 | 0 | 0 | 0 | 0 | 0
Industrial Sector Energy Related Emissions before CCS[crude oil if,other machinery 28,SOx] | NoSettings | 0 | 0 | 0 | 0 | 0 | 0 | 0 | 0 | 0 | 0 | 0 | 0 | 0 | 0 | 0 | 0 | 0 | 0 | 0 | 0 | 0 | 0 | 0 | 0 | 0 | 0 | 0 | 0 | 0 | 0 | 0
Industrial Sector Energy Related Emissions before CCS[crude oil if,other machinery 28,BC] | NoSettings | 0 | 0 | 0 | 0 | 0 | 0 | 0 | 0 | 0 | 0 | 0 | 0 | 0 | 0 | 0 | 0 | 0 | 0 | 0 | 0 | 0 | 0 | 0 | 0 | 0 | 0 | 0 | 0 | 0 | 0 | 0
Industrial Sector Energy Related Emissions before CCS[crude oil if,other machinery 28,OC] | NoSettings | 0 | 0 | 0 | 0 | 0 | 0 | 0 | 0 | 0 | 0 | 0 | 0 | 0 | 0 | 0 | 0 | 0 | 0 | 0 | 0 | 0 | 0 | 0 | 0 | 0 | 0 | 0 | 0 | 0 | 0 | 0
Industrial Sector Energy Related Emissions before CCS[crude oil if,other machinery 28,CH4] | NoSettings | 0 | 0 | 0 | 0 | 0 | 0 | 0 | 0 | 0 | 0 | 0 | 0 | 0 | 0 | 0 | 0 | 0 | 0 | 0 | 0 | 0 | 0 | 0 | 0 | 0 | 0 | 0 | 0 | 0 | 0 | 0
Industrial Sector Energy Related Emissions before CCS[crude oil if,other machinery 28,N2O] | NoSettings | 0 | 0 | 0 | 0 | 0 | 0 | 0 | 0 | 0 | 0 | 0 | 0 | 0 | 0 | 0 | 0 | 0 | 0 | 0 | 0 | 0 | 0 | 0 | 0 | 0 | 0 | 0 | 0 | 0 | 0 | 0
Industrial Sector Energy Related Emissions before CCS[crude oil if,other machinery 28,F gases] | NoSettings | 0 | 0 | 0 | 0 | 0 | 0 | 0 | 0 | 0 | 0 | 0 | 0 | 0 | 0 | 0 | 0 | 0 | 0 | 0 | 0 | 0 | 0 | 0 | 0 | 0 | 0 | 0 | 0 | 0 | 0 | 0
Industrial Sector Energy Related Emissions before CCS[crude oil if,road vehicles 29,CO2] | NoSettings | 0 | 0 | 0 | 0 | 0 | 0 | 0 | 0 | 0 | 0 | 0 | 0 | 0 | 0 | 0 | 0 | 0 | 0 | 0 | 0 | 0 | 0 | 0 | 0 | 0 | 0 | 0 | 0 | 0 | 0 | 0
Industrial Sector Energy Related Emissions before CCS[crude oil if,road vehicles 29,VOC] | NoSettings | 0 | 0 | 0 | 0 | 0 | 0 | 0 | 0 | 0 | 0 | 0 | 0 | 0 | 0 | 0 | 0 | 0 | 0 | 0 | 0 | 0 | 0 | 0 | 0 | 0 | 0 | 0 | 0 | 0 | 0 | 0
Industrial Sector Energy Related Emissions before CCS[crude oil if,road vehicles 29,CO] | NoSettings | 0 | 0 | 0 | 0 | 0 | 0 | 0 | 0 | 0 | 0 | 0 | 0 | 0 | 0 | 0 | 0 | 0 | 0 | 0 | 0 | 0 | 0 | 0 | 0 | 0 | 0 | 0 | 0 | 0 | 0 | 0
Industrial Sector Energy Related Emissions before CCS[crude oil if,road vehicles 29,NOx] | NoSettings | 0 | 0 | 0 | 0 | 0 | 0 | 0 | 0 | 0 | 0 | 0 | 0 | 0 | 0 | 0 | 0 | 0 | 0 | 0 | 0 | 0 | 0 | 0 | 0 | 0 | 0 | 0 | 0 | 0 | 0 | 0
Industrial Sector Energy Related Emissions before CCS[crude oil if,road vehicles 29,PM10] | NoSettings | 0 | 0 | 0 | 0 | 0 | 0 | 0 | 0 | 0 | 0 | 0 | 0 | 0 | 0 | 0 | 0 | 0 | 0 | 0 | 0 | 0 | 0 | 0 | 0 | 0 | 0 | 0 | 0 | 0 | 0 | 0
Industrial Sector Energy Related Emissions before CCS[crude oil if,road vehicles 29,PM25] | NoSettings | 0 | 0 | 0 | 0 | 0 | 0 | 0 | 0 | 0 | 0 | 0 | 0 | 0 | 0 | 0 | 0 | 0 | 0 | 0 | 0 | 0 | 0 | 0 | 0 | 0 | 0 | 0 | 0 | 0 | 0 | 0
Industrial Sector Energy Related Emissions before CCS[crude oil if,road vehicles 29,SOx] | NoSettings | 0 | 0 | 0 | 0 | 0 | 0 | 0 | 0 | 0 | 0 | 0 | 0 | 0 | 0 | 0 | 0 | 0 | 0 | 0 | 0 | 0 | 0 | 0 | 0 | 0 | 0 | 0 | 0 | 0 | 0 | 0
Industrial Sector Energy Related Emissions before CCS[crude oil if,road vehicles 29,BC] | NoSettings | 0 | 0 | 0 | 0 | 0 | 0 | 0 | 0 | 0 | 0 | 0 | 0 | 0 | 0 | 0 | 0 | 0 | 0 | 0 | 0 | 0 | 0 | 0 | 0 | 0 | 0 | 0 | 0 | 0 | 0 | 0
Industrial Sector Energy Related Emissions before CCS[crude oil if,road vehicles 29,OC] | NoSettings | 0 | 0 | 0 | 0 | 0 | 0 | 0 | 0 | 0 | 0 | 0 | 0 | 0 | 0 | 0 | 0 | 0 | 0 | 0 | 0 | 0 | 0 | 0 | 0 | 0 | 0 | 0 | 0 | 0 | 0 | 0
Industrial Sector Energy Related Emissions before CCS[crude oil if,road vehicles 29,CH4] | NoSettings | 0 | 0 | 0 | 0 | 0 | 0 | 0 | 0 | 0 | 0 | 0 | 0 | 0 | 0 | 0 | 0 | 0 | 0 | 0 | 0 | 0 | 0 | 0 | 0 | 0 | 0 | 0 | 0 | 0 | 0 | 0
Industrial Sector Energy Related Emissions before CCS[crude oil if,road vehicles 29,N2O] | NoSettings | 0 | 0 | 0 | 0 | 0 | 0 | 0 | 0 | 0 | 0 | 0 | 0 | 0 | 0 | 0 | 0 | 0 | 0 | 0 | 0 | 0 | 0 | 0 | 0 | 0 | 0 | 0 | 0 | 0 | 0 | 0
Industrial Sector Energy Related Emissions before CCS[crude oil if,road vehicles 29,F gases] | NoSettings | 0 | 0 | 0 | 0 | 0 | 0 | 0 | 0 | 0 | 0 | 0 | 0 | 0 | 0 | 0 | 0 | 0 | 0 | 0 | 0 | 0 | 0 | 0 | 0 | 0 | 0 | 0 | 0 | 0 | 0 | 0
Industrial Sector Energy Related Emissions before CCS[crude oil if,nonroad vehicles 30,CO2] | NoSettings | 0 | 0 | 0 | 0 | 0 | 0 | 0 | 0 | 0 | 0 | 0 | 0 | 0 | 0 | 0 | 0 | 0 | 0 | 0 | 0 | 0 | 0 | 0 | 0 | 0 | 0 | 0 | 0 | 0 | 0 | 0
Industrial Sector Energy Related Emissions before CCS[crude oil if,nonroad vehicles 30,VOC] | NoSettings | 0 | 0 | 0 | 0 | 0 | 0 | 0 | 0 | 0 | 0 | 0 | 0 | 0 | 0 | 0 | 0 | 0 | 0 | 0 | 0 | 0 | 0 | 0 | 0 | 0 | 0 | 0 | 0 | 0 | 0 | 0
Industrial Sector Energy Related Emissions before CCS[crude oil if,nonroad vehicles 30,CO] | NoSettings | 0 | 0 | 0 | 0 | 0 | 0 | 0 | 0 | 0 | 0 | 0 | 0 | 0 | 0 | 0 | 0 | 0 | 0 | 0 | 0 | 0 | 0 | 0 | 0 | 0 | 0 | 0 | 0 | 0 | 0 | 0
Industrial Sector Energy Related Emissions before CCS[crude oil if,nonroad vehicles 30,NOx] | NoSettings | 0 | 0 | 0 | 0 | 0 | 0 | 0 | 0 | 0 | 0 | 0 | 0 | 0 | 0 | 0 | 0 | 0 | 0 | 0 | 0 | 0 | 0 | 0 | 0 | 0 | 0 | 0 | 0 | 0 | 0 | 0
Industrial Sector Energy Related Emissions before CCS[crude oil if,nonroad vehicles 30,PM10] | NoSettings | 0 | 0 | 0 | 0 | 0 | 0 | 0 | 0 | 0 | 0 | 0 | 0 | 0 | 0 | 0 | 0 | 0 | 0 | 0 | 0 | 0 | 0 | 0 | 0 | 0 | 0 | 0 | 0 | 0 | 0 | 0
Industrial Sector Energy Related Emissions before CCS[crude oil if,nonroad vehicles 30,PM25] | NoSettings | 0 | 0 | 0 | 0 | 0 | 0 | 0 | 0 | 0 | 0 | 0 | 0 | 0 | 0 | 0 | 0 | 0 | 0 | 0 | 0 | 0 | 0 | 0 | 0 | 0 | 0 | 0 | 0 | 0 | 0 | 0
Industrial Sector Energy Related Emissions before CCS[crude oil if,nonroad vehicles 30,SOx] | NoSettings | 0 | 0 | 0 | 0 | 0 | 0 | 0 | 0 | 0 | 0 | 0 | 0 | 0 | 0 | 0 | 0 | 0 | 0 | 0 | 0 | 0 | 0 | 0 | 0 | 0 | 0 | 0 | 0 | 0 | 0 | 0
Industrial Sector Energy Related Emissions before CCS[crude oil if,nonroad vehicles 30,BC] | NoSettings | 0 | 0 | 0 | 0 | 0 | 0 | 0 | 0 | 0 | 0 | 0 | 0 | 0 | 0 | 0 | 0 | 0 | 0 | 0 | 0 | 0 | 0 | 0 | 0 | 0 | 0 | 0 | 0 | 0 | 0 | 0
Industrial Sector Energy Related Emissions before CCS[crude oil if,nonroad vehicles 30,OC] | NoSettings | 0 | 0 | 0 | 0 | 0 | 0 | 0 | 0 | 0 | 0 | 0 | 0 | 0 | 0 | 0 | 0 | 0 | 0 | 0 | 0 | 0 | 0 | 0 | 0 | 0 | 0 | 0 | 0 | 0 | 0 | 0
Industrial Sector Energy Related Emissions before CCS[crude oil if,nonroad vehicles 30,CH4] | NoSettings | 0 | 0 | 0 | 0 | 0 | 0 | 0 | 0 | 0 | 0 | 0 | 0 | 0 | 0 | 0 | 0 | 0 | 0 | 0 | 0 | 0 | 0 | 0 | 0 | 0 | 0 | 0 | 0 | 0 | 0 | 0
Industrial Sector Energy Related Emissions before CCS[crude oil if,nonroad vehicles 30,N2O] | NoSettings | 0 | 0 | 0 | 0 | 0 | 0 | 0 | 0 | 0 | 0 | 0 | 0 | 0 | 0 | 0 | 0 | 0 | 0 | 0 | 0 | 0 | 0 | 0 | 0 | 0 | 0 | 0 | 0 | 0 | 0 | 0
Industrial Sector Energy Related Emissions before CCS[crude oil if,nonroad vehicles 30,F gases] | NoSettings | 0 | 0 | 0 | 0 | 0 | 0 | 0 | 0 | 0 | 0 | 0 | 0 | 0 | 0 | 0 | 0 | 0 | 0 | 0 | 0 | 0 | 0 | 0 | 0 | 0 | 0 | 0 | 0 | 0 | 0 | 0
Industrial Sector Energy Related Emissions before CCS[crude oil if,other manufacturing 31T33,CO2] | NoSettings | 0 | 0 | 0 | 0 | 0 | 0 | 0 | 0 | 0 | 0 | 0 | 0 | 0 | 0 | 0 | 0 | 0 | 0 | 0 | 0 | 0 | 0 | 0 | 0 | 0 | 0 | 0 | 0 | 0 | 0 | 0
Industrial Sector Energy Related Emissions before CCS[crude oil if,other manufacturing 31T33,VOC] | NoSettings | 0 | 0 | 0 | 0 | 0 | 0 | 0 | 0 | 0 | 0 | 0 | 0 | 0 | 0 | 0 | 0 | 0 | 0 | 0 | 0 | 0 | 0 | 0 | 0 | 0 | 0 | 0 | 0 | 0 | 0 | 0
Industrial Sector Energy Related Emissions before CCS[crude oil if,other manufacturing 31T33,CO] | NoSettings | 0 | 0 | 0 | 0 | 0 | 0 | 0 | 0 | 0 | 0 | 0 | 0 | 0 | 0 | 0 | 0 | 0 | 0 | 0 | 0 | 0 | 0 | 0 | 0 | 0 | 0 | 0 | 0 | 0 | 0 | 0
Industrial Sector Energy Related Emissions before CCS[crude oil if,other manufacturing 31T33,NOx] | NoSettings | 0 | 0 | 0 | 0 | 0 | 0 | 0 | 0 | 0 | 0 | 0 | 0 | 0 | 0 | 0 | 0 | 0 | 0 | 0 | 0 | 0 | 0 | 0 | 0 | 0 | 0 | 0 | 0 | 0 | 0 | 0
Industrial Sector Energy Related Emissions before CCS[crude oil if,other manufacturing 31T33,PM10] | NoSettings | 0 | 0 | 0 | 0 | 0 | 0 | 0 | 0 | 0 | 0 | 0 | 0 | 0 | 0 | 0 | 0 | 0 | 0 | 0 | 0 | 0 | 0 | 0 | 0 | 0 | 0 | 0 | 0 | 0 | 0 | 0
Industrial Sector Energy Related Emissions before CCS[crude oil if,other manufacturing 31T33,PM25] | NoSettings | 0 | 0 | 0 | 0 | 0 | 0 | 0 | 0 | 0 | 0 | 0 | 0 | 0 | 0 | 0 | 0 | 0 | 0 | 0 | 0 | 0 | 0 | 0 | 0 | 0 | 0 | 0 | 0 | 0 | 0 | 0
Industrial Sector Energy Related Emissions before CCS[crude oil if,other manufacturing 31T33,SOx] | NoSettings | 0 | 0 | 0 | 0 | 0 | 0 | 0 | 0 | 0 | 0 | 0 | 0 | 0 | 0 | 0 | 0 | 0 | 0 | 0 | 0 | 0 | 0 | 0 | 0 | 0 | 0 | 0 | 0 | 0 | 0 | 0
Industrial Sector Energy Related Emissions before CCS[crude oil if,other manufacturing 31T33,BC] | NoSettings | 0 | 0 | 0 | 0 | 0 | 0 | 0 | 0 | 0 | 0 | 0 | 0 | 0 | 0 | 0 | 0 | 0 | 0 | 0 | 0 | 0 | 0 | 0 | 0 | 0 | 0 | 0 | 0 | 0 | 0 | 0
Industrial Sector Energy Related Emissions before CCS[crude oil if,other manufacturing 31T33,OC] | NoSettings | 0 | 0 | 0 | 0 | 0 | 0 | 0 | 0 | 0 | 0 | 0 | 0 | 0 | 0 | 0 | 0 | 0 | 0 | 0 | 0 | 0 | 0 | 0 | 0 | 0 | 0 | 0 | 0 | 0 | 0 | 0
Industrial Sector Energy Related Emissions before CCS[crude oil if,other manufacturing 31T33,CH4] | NoSettings | 0 | 0 | 0 | 0 | 0 | 0 | 0 | 0 | 0 | 0 | 0 | 0 | 0 | 0 | 0 | 0 | 0 | 0 | 0 | 0 | 0 | 0 | 0 | 0 | 0 | 0 | 0 | 0 | 0 | 0 | 0
Industrial Sector Energy Related Emissions before CCS[crude oil if,other manufacturing 31T33,N2O] | NoSettings | 0 | 0 | 0 | 0 | 0 | 0 | 0 | 0 | 0 | 0 | 0 | 0 | 0 | 0 | 0 | 0 | 0 | 0 | 0 | 0 | 0 | 0 | 0 | 0 | 0 | 0 | 0 | 0 | 0 | 0 | 0
Industrial Sector Energy Related Emissions before CCS[crude oil if,other manufacturing 31T33,F gases] | NoSettings | 0 | 0 | 0 | 0 | 0 | 0 | 0 | 0 | 0 | 0 | 0 | 0 | 0 | 0 | 0 | 0 | 0 | 0 | 0 | 0 | 0 | 0 | 0 | 0 | 0 | 0 | 0 | 0 | 0 | 0 | 0
Industrial Sector Energy Related Emissions before CCS[crude oil if,energy pipelines and gas processing 352T353,CO2] | NoSettings | 0 | 671286000 | 711952000 | 717535000 | 672800000 | 622640000 | 579492000 | 579709000 | 577168000 | 579129000 | 567777000 | 556371000 | 567478000 | 575047000 | 584712000 | 593551000 | 602809000 | 595575000 | 581133000 | 570538000 | 560702000 | 552207000 | 546456000 | 542026000 | 533689000 | 531740000 | 525752000 | 526833000 | 526059000 | 526707000 | 529044000
Industrial Sector Energy Related Emissions before CCS[crude oil if,energy pipelines and gas processing 352T353,VOC] | NoSettings | 0 | 29009.8 | 30767.2 | 31008.4 | 29075.2 | 26907.5 | 25042.9 | 25052.3 | 24942.4 | 25027.2 | 24536.6 | 24043.7 | 24523.7 | 24850.8 | 25268.5 | 25650.5 | 26050.5 | 25737.9 | 25113.8 | 24655.9 | 24230.9 | 23863.7 | 23615.2 | 23423.8 | 23063.5 | 22979.3 | 22720.5 | 22767.2 | 22733.8 | 22761.8 | 22862.7
Industrial Sector Energy Related Emissions before CCS[crude oil if,energy pipelines and gas processing 352T353,CO] | NoSettings | 0 | 253636 | 269001 | 271111 | 254208 | 235256 | 218953 | 219035 | 218075 | 218816 | 214527 | 210217 | 214414 | 217274 | 220926 | 224265 | 227763 | 225030 | 219573 | 215570 | 211854 | 208644 | 206471 | 204797 | 201647 | 200911 | 198648 | 199057 | 198764 | 199009 | 199892
Industrial Sector Energy Related Emissions before CCS[crude oil if,energy pipelines and gas processing 352T353,NOx] | NoSettings | 0 | 415689 | 440871 | 444328 | 416626 | 385565 | 358846 | 358980 | 357407 | 358621 | 351592 | 344528 | 351406 | 356094 | 362079 | 367552 | 373285 | 368805 | 359862 | 353301 | 347210 | 341950 | 338389 | 335646 | 330483 | 329276 | 325568 | 326237 | 325758 | 326159 | 327606
Industrial Sector Energy Related Emissions before CCS[crude oil if,energy pipelines and gas processing 352T353,PM10] | NoSettings | 0 | 40054.5 | 42480.9 | 42814.1 | 40144.8 | 37151.8 | 34577.3 | 34590.2 | 34438.6 | 34555.6 | 33878.3 | 33197.7 | 33860.4 | 34312.1 | 34888.8 | 35416.2 | 35968.6 | 35536.9 | 34675.2 | 34043 | 33456.1 | 32949.2 | 32606.1 | 32341.8 | 31844.3 | 31728 | 31370.7 | 31435.2 | 31389 | 31427.7 | 31567.1
Industrial Sector Energy Related Emissions before CCS[crude oil if,energy pipelines and gas processing 352T353,PM25] | NoSettings | 0 | 40054.5 | 42480.9 | 42814.1 | 40144.8 | 37151.8 | 34577.3 | 34590.2 | 34438.6 | 34555.6 | 33878.3 | 33197.7 | 33860.4 | 34312.1 | 34888.8 | 35416.2 | 35968.6 | 35536.9 | 34675.2 | 34043 | 33456.1 | 32949.2 | 32606.1 | 32341.8 | 31844.3 | 31728 | 31370.7 | 31435.2 | 31389 | 31427.7 | 31567.1
Industrial Sector Energy Related Emissions before CCS[crude oil if,energy pipelines and gas processing 352T353,SOx] | NoSettings | 0 | 3061.65 | 3247.12 | 3272.59 | 3068.55 | 2839.78 | 2642.99 | 2643.98 | 2632.39 | 2641.33 | 2589.56 | 2537.54 | 2588.19 | 2622.72 | 2666.8 | 2707.11 | 2749.34 | 2716.34 | 2650.47 | 2602.15 | 2557.29 | 2518.55 | 2492.32 | 2472.11 | 2434.09 | 2425.2 | 2397.89 | 2402.82 | 2399.29 | 2402.24 | 2412.9
Industrial Sector Energy Related Emissions before CCS[crude oil if,energy pipelines and gas processing 352T353,BC] | NoSettings | 0 | 6604.05 | 7004.12 | 7059.05 | 6618.95 | 6125.48 | 5701 | 5703.13 | 5678.13 | 5697.42 | 5585.74 | 5473.53 | 5582.8 | 5657.27 | 5752.35 | 5839.31 | 5930.39 | 5859.21 | 5717.14 | 5612.91 | 5516.14 | 5432.57 | 5375.99 | 5332.41 | 5250.39 | 5231.21 | 5172.3 | 5182.94 | 5175.33 | 5181.7 | 5204.69
Industrial Sector Energy Related Emissions before CCS[crude oil if,energy pipelines and gas processing 352T353,OC] | NoSettings | 0 | 17142.7 | 18181.2 | 18323.8 | 17181.4 | 15900.4 | 14798.6 | 14804.1 | 14739.2 | 14789.3 | 14499.4 | 14208.1 | 14491.8 | 14685.1 | 14931.9 | 15157.6 | 15394 | 15209.3 | 14840.5 | 14569.9 | 14318.7 | 14101.8 | 13954.9 | 13841.8 | 13628.9 | 13579.1 | 13426.2 | 13453.8 | 13434 | 13450.6 | 13510.3
Industrial Sector Energy Related Emissions before CCS[crude oil if,energy pipelines and gas processing 352T353,CH4] | NoSettings | 0 | 12651.4 | 13417.9 | 13523.1 | 12680 | 11734.6 | 10921.4 | 10925.5 | 10877.6 | 10914.6 | 10700.7 | 10485.7 | 10695 | 10837.7 | 11019.8 | 11186.4 | 11360.9 | 11224.5 | 10952.4 | 10752.7 | 10567.3 | 10407.2 | 10298.8 | 10215.3 | 10058.2 | 10021.5 | 9908.63 | 9929.01 | 9914.42 | 9926.63 | 9970.67
Industrial Sector Energy Related Emissions before CCS[crude oil if,energy pipelines and gas processing 352T353,N2O] | NoSettings | 0 | 1265.14 | 1341.79 | 1352.31 | 1268 | 1173.46 | 1092.14 | 1092.55 | 1087.76 | 1091.46 | 1070.07 | 1048.57 | 1069.5 | 1083.77 | 1101.98 | 1118.64 | 1136.09 | 1122.45 | 1095.24 | 1075.27 | 1056.73 | 1040.72 | 1029.88 | 1021.53 | 1005.82 | 1002.15 | 990.863 | 992.901 | 991.442 | 992.663 | 997.067
Industrial Sector Energy Related Emissions before CCS[crude oil if,energy pipelines and gas processing 352T353,F gases] | NoSettings | 0 | 0 | 0 | 0 | 0 | 0 | 0 | 0 | 0 | 0 | 0 | 0 | 0 | 0 | 0 | 0 | 0 | 0 | 0 | 0 | 0 | 0 | 0 | 0 | 0 | 0 | 0 | 0 | 0 | 0 | 0
Industrial Sector Energy Related Emissions before CCS[crude oil if,water and waste 36T39,CO2] | NoSettings | 0 | 0 | 0 | 0 | 0 | 0 | 0 | 0 | 0 | 0 | 0 | 0 | 0 | 0 | 0 | 0 | 0 | 0 | 0 | 0 | 0 | 0 | 0 | 0 | 0 | 0 | 0 | 0 | 0 | 0 | 0
Industrial Sector Energy Related Emissions before CCS[crude oil if,water and waste 36T39,VOC] | NoSettings | 0 | 0 | 0 | 0 | 0 | 0 | 0 | 0 | 0 | 0 | 0 | 0 | 0 | 0 | 0 | 0 | 0 | 0 | 0 | 0 | 0 | 0 | 0 | 0 | 0 | 0 | 0 | 0 | 0 | 0 | 0
Industrial Sector Energy Related Emissions before CCS[crude oil if,water and waste 36T39,CO] | NoSettings | 0 | 0 | 0 | 0 | 0 | 0 | 0 | 0 | 0 | 0 | 0 | 0 | 0 | 0 | 0 | 0 | 0 | 0 | 0 | 0 | 0 | 0 | 0 | 0 | 0 | 0 | 0 | 0 | 0 | 0 | 0
Industrial Sector Energy Related Emissions before CCS[crude oil if,water and waste 36T39,NOx] | NoSettings | 0 | 0 | 0 | 0 | 0 | 0 | 0 | 0 | 0 | 0 | 0 | 0 | 0 | 0 | 0 | 0 | 0 | 0 | 0 | 0 | 0 | 0 | 0 | 0 | 0 | 0 | 0 | 0 | 0 | 0 | 0
Industrial Sector Energy Related Emissions before CCS[crude oil if,water and waste 36T39,PM10] | NoSettings | 0 | 0 | 0 | 0 | 0 | 0 | 0 | 0 | 0 | 0 | 0 | 0 | 0 | 0 | 0 | 0 | 0 | 0 | 0 | 0 | 0 | 0 | 0 | 0 | 0 | 0 | 0 | 0 | 0 | 0 | 0
Industrial Sector Energy Related Emissions before CCS[crude oil if,water and waste 36T39,PM25] | NoSettings | 0 | 0 | 0 | 0 | 0 | 0 | 0 | 0 | 0 | 0 | 0 | 0 | 0 | 0 | 0 | 0 | 0 | 0 | 0 | 0 | 0 | 0 | 0 | 0 | 0 | 0 | 0 | 0 | 0 | 0 | 0
Industrial Sector Energy Related Emissions before CCS[crude oil if,water and waste 36T39,SOx] | NoSettings | 0 | 0 | 0 | 0 | 0 | 0 | 0 | 0 | 0 | 0 | 0 | 0 | 0 | 0 | 0 | 0 | 0 | 0 | 0 | 0 | 0 | 0 | 0 | 0 | 0 | 0 | 0 | 0 | 0 | 0 | 0
Industrial Sector Energy Related Emissions before CCS[crude oil if,water and waste 36T39,BC] | NoSettings | 0 | 0 | 0 | 0 | 0 | 0 | 0 | 0 | 0 | 0 | 0 | 0 | 0 | 0 | 0 | 0 | 0 | 0 | 0 | 0 | 0 | 0 | 0 | 0 | 0 | 0 | 0 | 0 | 0 | 0 | 0
Industrial Sector Energy Related Emissions before CCS[crude oil if,water and waste 36T39,OC] | NoSettings | 0 | 0 | 0 | 0 | 0 | 0 | 0 | 0 | 0 | 0 | 0 | 0 | 0 | 0 | 0 | 0 | 0 | 0 | 0 | 0 | 0 | 0 | 0 | 0 | 0 | 0 | 0 | 0 | 0 | 0 | 0
Industrial Sector Energy Related Emissions before CCS[crude oil if,water and waste 36T39,CH4] | NoSettings | 0 | 0 | 0 | 0 | 0 | 0 | 0 | 0 | 0 | 0 | 0 | 0 | 0 | 0 | 0 | 0 | 0 | 0 | 0 | 0 | 0 | 0 | 0 | 0 | 0 | 0 | 0 | 0 | 0 | 0 | 0
Industrial Sector Energy Related Emissions before CCS[crude oil if,water and waste 36T39,N2O] | NoSettings | 0 | 0 | 0 | 0 | 0 | 0 | 0 | 0 | 0 | 0 | 0 | 0 | 0 | 0 | 0 | 0 | 0 | 0 | 0 | 0 | 0 | 0 | 0 | 0 | 0 | 0 | 0 | 0 | 0 | 0 | 0
Industrial Sector Energy Related Emissions before CCS[crude oil if,water and waste 36T39,F gases] | NoSettings | 0 | 0 | 0 | 0 | 0 | 0 | 0 | 0 | 0 | 0 | 0 | 0 | 0 | 0 | 0 | 0 | 0 | 0 | 0 | 0 | 0 | 0 | 0 | 0 | 0 | 0 | 0 | 0 | 0 | 0 | 0
Industrial Sector Energy Related Emissions before CCS[crude oil if,construction 41T43,CO2] | NoSettings | 0 | 0 | 0 | 0 | 0 | 0 | 0 | 0 | 0 | 0 | 0 | 0 | 0 | 0 | 0 | 0 | 0 | 0 | 0 | 0 | 0 | 0 | 0 | 0 | 0 | 0 | 0 | 0 | 0 | 0 | 0
Industrial Sector Energy Related Emissions before CCS[crude oil if,construction 41T43,VOC] | NoSettings | 0 | 0 | 0 | 0 | 0 | 0 | 0 | 0 | 0 | 0 | 0 | 0 | 0 | 0 | 0 | 0 | 0 | 0 | 0 | 0 | 0 | 0 | 0 | 0 | 0 | 0 | 0 | 0 | 0 | 0 | 0
Industrial Sector Energy Related Emissions before CCS[crude oil if,construction 41T43,CO] | NoSettings | 0 | 0 | 0 | 0 | 0 | 0 | 0 | 0 | 0 | 0 | 0 | 0 | 0 | 0 | 0 | 0 | 0 | 0 | 0 | 0 | 0 | 0 | 0 | 0 | 0 | 0 | 0 | 0 | 0 | 0 | 0
Industrial Sector Energy Related Emissions before CCS[crude oil if,construction 41T43,NOx] | NoSettings | 0 | 0 | 0 | 0 | 0 | 0 | 0 | 0 | 0 | 0 | 0 | 0 | 0 | 0 | 0 | 0 | 0 | 0 | 0 | 0 | 0 | 0 | 0 | 0 | 0 | 0 | 0 | 0 | 0 | 0 | 0
Industrial Sector Energy Related Emissions before CCS[crude oil if,construction 41T43,PM10] | NoSettings | 0 | 0 | 0 | 0 | 0 | 0 | 0 | 0 | 0 | 0 | 0 | 0 | 0 | 0 | 0 | 0 | 0 | 0 | 0 | 0 | 0 | 0 | 0 | 0 | 0 | 0 | 0 | 0 | 0 | 0 | 0
Industrial Sector Energy Related Emissions before CCS[crude oil if,construction 41T43,PM25] | NoSettings | 0 | 0 | 0 | 0 | 0 | 0 | 0 | 0 | 0 | 0 | 0 | 0 | 0 | 0 | 0 | 0 | 0 | 0 | 0 | 0 | 0 | 0 | 0 | 0 | 0 | 0 | 0 | 0 | 0 | 0 | 0
Industrial Sector Energy Related Emissions before CCS[crude oil if,construction 41T43,SOx] | NoSettings | 0 | 0 | 0 | 0 | 0 | 0 | 0 | 0 | 0 | 0 | 0 | 0 | 0 | 0 | 0 | 0 | 0 | 0 | 0 | 0 | 0 | 0 | 0 | 0 | 0 | 0 | 0 | 0 | 0 | 0 | 0
Industrial Sector Energy Related Emissions before CCS[crude oil if,construction 41T43,BC] | NoSettings | 0 | 0 | 0 | 0 | 0 | 0 | 0 | 0 | 0 | 0 | 0 | 0 | 0 | 0 | 0 | 0 | 0 | 0 | 0 | 0 | 0 | 0 | 0 | 0 | 0 | 0 | 0 | 0 | 0 | 0 | 0
Industrial Sector Energy Related Emissions before CCS[crude oil if,construction 41T43,OC] | NoSettings | 0 | 0 | 0 | 0 | 0 | 0 | 0 | 0 | 0 | 0 | 0 | 0 | 0 | 0 | 0 | 0 | 0 | 0 | 0 | 0 | 0 | 0 | 0 | 0 | 0 | 0 | 0 | 0 | 0 | 0 | 0
Industrial Sector Energy Related Emissions before CCS[crude oil if,construction 41T43,CH4] | NoSettings | 0 | 0 | 0 | 0 | 0 | 0 | 0 | 0 | 0 | 0 | 0 | 0 | 0 | 0 | 0 | 0 | 0 | 0 | 0 | 0 | 0 | 0 | 0 | 0 | 0 | 0 | 0 | 0 | 0 | 0 | 0
Industrial Sector Energy Related Emissions before CCS[crude oil if,construction 41T43,N2O] | NoSettings | 0 | 0 | 0 | 0 | 0 | 0 | 0 | 0 | 0 | 0 | 0 | 0 | 0 | 0 | 0 | 0 | 0 | 0 | 0 | 0 | 0 | 0 | 0 | 0 | 0 | 0 | 0 | 0 | 0 | 0 | 0
Industrial Sector Energy Related Emissions before CCS[crude oil if,construction 41T43,F gases] | NoSettings | 0 | 0 | 0 | 0 | 0 | 0 | 0 | 0 | 0 | 0 | 0 | 0 | 0 | 0 | 0 | 0 | 0 | 0 | 0 | 0 | 0 | 0 | 0 | 0 | 0 | 0 | 0 | 0 | 0 | 0 | 0
Industrial Sector Energy Related Emissions before CCS[heavy or residual fuel oil if,agriculture and forestry 01T03,CO2] | NoSettings | 0 | 0 | 0 | 0 | 0 | 0 | 0 | 0 | 0 | 0 | 0 | 0 | 0 | 0 | 0 | 0 | 0 | 0 | 0 | 0 | 0 | 0 | 0 | 0 | 0 | 0 | 0 | 0 | 0 | 0 | 0
Industrial Sector Energy Related Emissions before CCS[heavy or residual fuel oil if,agriculture and forestry 01T03,VOC] | NoSettings | 0 | 0 | 0 | 0 | 0 | 0 | 0 | 0 | 0 | 0 | 0 | 0 | 0 | 0 | 0 | 0 | 0 | 0 | 0 | 0 | 0 | 0 | 0 | 0 | 0 | 0 | 0 | 0 | 0 | 0 | 0
Industrial Sector Energy Related Emissions before CCS[heavy or residual fuel oil if,agriculture and forestry 01T03,CO] | NoSettings | 0 | 0 | 0 | 0 | 0 | 0 | 0 | 0 | 0 | 0 | 0 | 0 | 0 | 0 | 0 | 0 | 0 | 0 | 0 | 0 | 0 | 0 | 0 | 0 | 0 | 0 | 0 | 0 | 0 | 0 | 0
Industrial Sector Energy Related Emissions before CCS[heavy or residual fuel oil if,agriculture and forestry 01T03,NOx] | NoSettings | 0 | 0 | 0 | 0 | 0 | 0 | 0 | 0 | 0 | 0 | 0 | 0 | 0 | 0 | 0 | 0 | 0 | 0 | 0 | 0 | 0 | 0 | 0 | 0 | 0 | 0 | 0 | 0 | 0 | 0 | 0
Industrial Sector Energy Related Emissions before CCS[heavy or residual fuel oil if,agriculture and forestry 01T03,PM10] | NoSettings | 0 | 0 | 0 | 0 | 0 | 0 | 0 | 0 | 0 | 0 | 0 | 0 | 0 | 0 | 0 | 0 | 0 | 0 | 0 | 0 | 0 | 0 | 0 | 0 | 0 | 0 | 0 | 0 | 0 | 0 | 0
Industrial Sector Energy Related Emissions before CCS[heavy or residual fuel oil if,agriculture and forestry 01T03,PM25] | NoSettings | 0 | 0 | 0 | 0 | 0 | 0 | 0 | 0 | 0 | 0 | 0 | 0 | 0 | 0 | 0 | 0 | 0 | 0 | 0 | 0 | 0 | 0 | 0 | 0 | 0 | 0 | 0 | 0 | 0 | 0 | 0
Industrial Sector Energy Related Emissions before CCS[heavy or residual fuel oil if,agriculture and forestry 01T03,SOx] | NoSettings | 0 | 0 | 0 | 0 | 0 | 0 | 0 | 0 | 0 | 0 | 0 | 0 | 0 | 0 | 0 | 0 | 0 | 0 | 0 | 0 | 0 | 0 | 0 | 0 | 0 | 0 | 0 | 0 | 0 | 0 | 0
Industrial Sector Energy Related Emissions before CCS[heavy or residual fuel oil if,agriculture and forestry 01T03,BC] | NoSettings | 0 | 0 | 0 | 0 | 0 | 0 | 0 | 0 | 0 | 0 | 0 | 0 | 0 | 0 | 0 | 0 | 0 | 0 | 0 | 0 | 0 | 0 | 0 | 0 | 0 | 0 | 0 | 0 | 0 | 0 | 0
Industrial Sector Energy Related Emissions before CCS[heavy or residual fuel oil if,agriculture and forestry 01T03,OC] | NoSettings | 0 | 0 | 0 | 0 | 0 | 0 | 0 | 0 | 0 | 0 | 0 | 0 | 0 | 0 | 0 | 0 | 0 | 0 | 0 | 0 | 0 | 0 | 0 | 0 | 0 | 0 | 0 | 0 | 0 | 0 | 0
Industrial Sector Energy Related Emissions before CCS[heavy or residual fuel oil if,agriculture and forestry 01T03,CH4] | NoSettings | 0 | 0 | 0 | 0 | 0 | 0 | 0 | 0 | 0 | 0 | 0 | 0 | 0 | 0 | 0 | 0 | 0 | 0 | 0 | 0 | 0 | 0 | 0 | 0 | 0 | 0 | 0 | 0 | 0 | 0 | 0
Industrial Sector Energy Related Emissions before CCS[heavy or residual fuel oil if,agriculture and forestry 01T03,N2O] | NoSettings | 0 | 0 | 0 | 0 | 0 | 0 | 0 | 0 | 0 | 0 | 0 | 0 | 0 | 0 | 0 | 0 | 0 | 0 | 0 | 0 | 0 | 0 | 0 | 0 | 0 | 0 | 0 | 0 | 0 | 0 | 0
Industrial Sector Energy Related Emissions before CCS[heavy or residual fuel oil if,agriculture and forestry 01T03,F gases] | NoSettings | 0 | 0 | 0 | 0 | 0 | 0 | 0 | 0 | 0 | 0 | 0 | 0 | 0 | 0 | 0 | 0 | 0 | 0 | 0 | 0 | 0 | 0 | 0 | 0 | 0 | 0 | 0 | 0 | 0 | 0 | 0
Industrial Sector Energy Related Emissions before CCS[heavy or residual fuel oil if,coal mining 05,CO2] | NoSettings | 0 | 0 | 0 | 0 | 0 | 0 | 0 | 0 | 0 | 0 | 0 | 0 | 0 | 0 | 0 | 0 | 0 | 0 | 0 | 0 | 0 | 0 | 0 | 0 | 0 | 0 | 0 | 0 | 0 | 0 | 0
Industrial Sector Energy Related Emissions before CCS[heavy or residual fuel oil if,coal mining 05,VOC] | NoSettings | 0 | 0 | 0 | 0 | 0 | 0 | 0 | 0 | 0 | 0 | 0 | 0 | 0 | 0 | 0 | 0 | 0 | 0 | 0 | 0 | 0 | 0 | 0 | 0 | 0 | 0 | 0 | 0 | 0 | 0 | 0
Industrial Sector Energy Related Emissions before CCS[heavy or residual fuel oil if,coal mining 05,CO] | NoSettings | 0 | 0 | 0 | 0 | 0 | 0 | 0 | 0 | 0 | 0 | 0 | 0 | 0 | 0 | 0 | 0 | 0 | 0 | 0 | 0 | 0 | 0 | 0 | 0 | 0 | 0 | 0 | 0 | 0 | 0 | 0
Industrial Sector Energy Related Emissions before CCS[heavy or residual fuel oil if,coal mining 05,NOx] | NoSettings | 0 | 0 | 0 | 0 | 0 | 0 | 0 | 0 | 0 | 0 | 0 | 0 | 0 | 0 | 0 | 0 | 0 | 0 | 0 | 0 | 0 | 0 | 0 | 0 | 0 | 0 | 0 | 0 | 0 | 0 | 0
Industrial Sector Energy Related Emissions before CCS[heavy or residual fuel oil if,coal mining 05,PM10] | NoSettings | 0 | 0 | 0 | 0 | 0 | 0 | 0 | 0 | 0 | 0 | 0 | 0 | 0 | 0 | 0 | 0 | 0 | 0 | 0 | 0 | 0 | 0 | 0 | 0 | 0 | 0 | 0 | 0 | 0 | 0 | 0
Industrial Sector Energy Related Emissions before CCS[heavy or residual fuel oil if,coal mining 05,PM25] | NoSettings | 0 | 0 | 0 | 0 | 0 | 0 | 0 | 0 | 0 | 0 | 0 | 0 | 0 | 0 | 0 | 0 | 0 | 0 | 0 | 0 | 0 | 0 | 0 | 0 | 0 | 0 | 0 | 0 | 0 | 0 | 0
Industrial Sector Energy Related Emissions before CCS[heavy or residual fuel oil if,coal mining 05,SOx] | NoSettings | 0 | 0 | 0 | 0 | 0 | 0 | 0 | 0 | 0 | 0 | 0 | 0 | 0 | 0 | 0 | 0 | 0 | 0 | 0 | 0 | 0 | 0 | 0 | 0 | 0 | 0 | 0 | 0 | 0 | 0 | 0
Industrial Sector Energy Related Emissions before CCS[heavy or residual fuel oil if,coal mining 05,BC] | NoSettings | 0 | 0 | 0 | 0 | 0 | 0 | 0 | 0 | 0 | 0 | 0 | 0 | 0 | 0 | 0 | 0 | 0 | 0 | 0 | 0 | 0 | 0 | 0 | 0 | 0 | 0 | 0 | 0 | 0 | 0 | 0
Industrial Sector Energy Related Emissions before CCS[heavy or residual fuel oil if,coal mining 05,OC] | NoSettings | 0 | 0 | 0 | 0 | 0 | 0 | 0 | 0 | 0 | 0 | 0 | 0 | 0 | 0 | 0 | 0 | 0 | 0 | 0 | 0 | 0 | 0 | 0 | 0 | 0 | 0 | 0 | 0 | 0 | 0 | 0
Industrial Sector Energy Related Emissions before CCS[heavy or residual fuel oil if,coal mining 05,CH4] | NoSettings | 0 | 0 | 0 | 0 | 0 | 0 | 0 | 0 | 0 | 0 | 0 | 0 | 0 | 0 | 0 | 0 | 0 | 0 | 0 | 0 | 0 | 0 | 0 | 0 | 0 | 0 | 0 | 0 | 0 | 0 | 0
Industrial Sector Energy Related Emissions before CCS[heavy or residual fuel oil if,coal mining 05,N2O] | NoSettings | 0 | 0 | 0 | 0 | 0 | 0 | 0 | 0 | 0 | 0 | 0 | 0 | 0 | 0 | 0 | 0 | 0 | 0 | 0 | 0 | 0 | 0 | 0 | 0 | 0 | 0 | 0 | 0 | 0 | 0 | 0
Industrial Sector Energy Related Emissions before CCS[heavy or residual fuel oil if,coal mining 05,F gases] | NoSettings | 0 | 0 | 0 | 0 | 0 | 0 | 0 | 0 | 0 | 0 | 0 | 0 | 0 | 0 | 0 | 0 | 0 | 0 | 0 | 0 | 0 | 0 | 0 | 0 | 0 | 0 | 0 | 0 | 0 | 0 | 0
Industrial Sector Energy Related Emissions before CCS[heavy or residual fuel oil if,oil and gas extraction 06,CO2] | NoSettings | 0 | 0 | 0 | 0 | 0 | 0 | 0 | 0 | 0 | 0 | 0 | 0 | 0 | 0 | 0 | 0 | 0 | 0 | 0 | 0 | 0 | 0 | 0 | 0 | 0 | 0 | 0 | 0 | 0 | 0 | 0
Industrial Sector Energy Related Emissions before CCS[heavy or residual fuel oil if,oil and gas extraction 06,VOC] | NoSettings | 0 | 0 | 0 | 0 | 0 | 0 | 0 | 0 | 0 | 0 | 0 | 0 | 0 | 0 | 0 | 0 | 0 | 0 | 0 | 0 | 0 | 0 | 0 | 0 | 0 | 0 | 0 | 0 | 0 | 0 | 0
Industrial Sector Energy Related Emissions before CCS[heavy or residual fuel oil if,oil and gas extraction 06,CO] | NoSettings | 0 | 0 | 0 | 0 | 0 | 0 | 0 | 0 | 0 | 0 | 0 | 0 | 0 | 0 | 0 | 0 | 0 | 0 | 0 | 0 | 0 | 0 | 0 | 0 | 0 | 0 | 0 | 0 | 0 | 0 | 0
Industrial Sector Energy Related Emissions before CCS[heavy or residual fuel oil if,oil and gas extraction 06,NOx] | NoSettings | 0 | 0 | 0 | 0 | 0 | 0 | 0 | 0 | 0 | 0 | 0 | 0 | 0 | 0 | 0 | 0 | 0 | 0 | 0 | 0 | 0 | 0 | 0 | 0 | 0 | 0 | 0 | 0 | 0 | 0 | 0
Industrial Sector Energy Related Emissions before CCS[heavy or residual fuel oil if,oil and gas extraction 06,PM10] | NoSettings | 0 | 0 | 0 | 0 | 0 | 0 | 0 | 0 | 0 | 0 | 0 | 0 | 0 | 0 | 0 | 0 | 0 | 0 | 0 | 0 | 0 | 0 | 0 | 0 | 0 | 0 | 0 | 0 | 0 | 0 | 0
Industrial Sector Energy Related Emissions before CCS[heavy or residual fuel oil if,oil and gas extraction 06,PM25] | NoSettings | 0 | 0 | 0 | 0 | 0 | 0 | 0 | 0 | 0 | 0 | 0 | 0 | 0 | 0 | 0 | 0 | 0 | 0 | 0 | 0 | 0 | 0 | 0 | 0 | 0 | 0 | 0 | 0 | 0 | 0 | 0
Industrial Sector Energy Related Emissions before CCS[heavy or residual fuel oil if,oil and gas extraction 06,SOx] | NoSettings | 0 | 0 | 0 | 0 | 0 | 0 | 0 | 0 | 0 | 0 | 0 | 0 | 0 | 0 | 0 | 0 | 0 | 0 | 0 | 0 | 0 | 0 | 0 | 0 | 0 | 0 | 0 | 0 | 0 | 0 | 0
Industrial Sector Energy Related Emissions before CCS[heavy or residual fuel oil if,oil and gas extraction 06,BC] | NoSettings | 0 | 0 | 0 | 0 | 0 | 0 | 0 | 0 | 0 | 0 | 0 | 0 | 0 | 0 | 0 | 0 | 0 | 0 | 0 | 0 | 0 | 0 | 0 | 0 | 0 | 0 | 0 | 0 | 0 | 0 | 0
Industrial Sector Energy Related Emissions before CCS[heavy or residual fuel oil if,oil and gas extraction 06,OC] | NoSettings | 0 | 0 | 0 | 0 | 0 | 0 | 0 | 0 | 0 | 0 | 0 | 0 | 0 | 0 | 0 | 0 | 0 | 0 | 0 | 0 | 0 | 0 | 0 | 0 | 0 | 0 | 0 | 0 | 0 | 0 | 0
Industrial Sector Energy Related Emissions before CCS[heavy or residual fuel oil if,oil and gas extraction 06,CH4] | NoSettings | 0 | 0 | 0 | 0 | 0 | 0 | 0 | 0 | 0 | 0 | 0 | 0 | 0 | 0 | 0 | 0 | 0 | 0 | 0 | 0 | 0 | 0 | 0 | 0 | 0 | 0 | 0 | 0 | 0 | 0 | 0
Industrial Sector Energy Related Emissions before CCS[heavy or residual fuel oil if,oil and gas extraction 06,N2O] | NoSettings | 0 | 0 | 0 | 0 | 0 | 0 | 0 | 0 | 0 | 0 | 0 | 0 | 0 | 0 | 0 | 0 | 0 | 0 | 0 | 0 | 0 | 0 | 0 | 0 | 0 | 0 | 0 | 0 | 0 | 0 | 0
Industrial Sector Energy Related Emissions before CCS[heavy or residual fuel oil if,oil and gas extraction 06,F gases] | NoSettings | 0 | 0 | 0 | 0 | 0 | 0 | 0 | 0 | 0 | 0 | 0 | 0 | 0 | 0 | 0 | 0 | 0 | 0 | 0 | 0 | 0 | 0 | 0 | 0 | 0 | 0 | 0 | 0 | 0 | 0 | 0
Industrial Sector Energy Related Emissions before CCS[heavy or residual fuel oil if,other mining and quarrying 07T08,CO2] | NoSettings | 0 | 0 | 0 | 0 | 0 | 0 | 0 | 0 | 0 | 0 | 0 | 0 | 0 | 0 | 0 | 0 | 0 | 0 | 0 | 0 | 0 | 0 | 0 | 0 | 0 | 0 | 0 | 0 | 0 | 0 | 0
Industrial Sector Energy Related Emissions before CCS[heavy or residual fuel oil if,other mining and quarrying 07T08,VOC] | NoSettings | 0 | 0 | 0 | 0 | 0 | 0 | 0 | 0 | 0 | 0 | 0 | 0 | 0 | 0 | 0 | 0 | 0 | 0 | 0 | 0 | 0 | 0 | 0 | 0 | 0 | 0 | 0 | 0 | 0 | 0 | 0
Industrial Sector Energy Related Emissions before CCS[heavy or residual fuel oil if,other mining and quarrying 07T08,CO] | NoSettings | 0 | 0 | 0 | 0 | 0 | 0 | 0 | 0 | 0 | 0 | 0 | 0 | 0 | 0 | 0 | 0 | 0 | 0 | 0 | 0 | 0 | 0 | 0 | 0 | 0 | 0 | 0 | 0 | 0 | 0 | 0
Industrial Sector Energy Related Emissions before CCS[heavy or residual fuel oil if,other mining and quarrying 07T08,NOx] | NoSettings | 0 | 0 | 0 | 0 | 0 | 0 | 0 | 0 | 0 | 0 | 0 | 0 | 0 | 0 | 0 | 0 | 0 | 0 | 0 | 0 | 0 | 0 | 0 | 0 | 0 | 0 | 0 | 0 | 0 | 0 | 0
Industrial Sector Energy Related Emissions before CCS[heavy or residual fuel oil if,other mining and quarrying 07T08,PM10] | NoSettings | 0 | 0 | 0 | 0 | 0 | 0 | 0 | 0 | 0 | 0 | 0 | 0 | 0 | 0 | 0 | 0 | 0 | 0 | 0 | 0 | 0 | 0 | 0 | 0 | 0 | 0 | 0 | 0 | 0 | 0 | 0
Industrial Sector Energy Related Emissions before CCS[heavy or residual fuel oil if,other mining and quarrying 07T08,PM25] | NoSettings | 0 | 0 | 0 | 0 | 0 | 0 | 0 | 0 | 0 | 0 | 0 | 0 | 0 | 0 | 0 | 0 | 0 | 0 | 0 | 0 | 0 | 0 | 0 | 0 | 0 | 0 | 0 | 0 | 0 | 0 | 0
Industrial Sector Energy Related Emissions before CCS[heavy or residual fuel oil if,other mining and quarrying 07T08,SOx] | NoSettings | 0 | 0 | 0 | 0 | 0 | 0 | 0 | 0 | 0 | 0 | 0 | 0 | 0 | 0 | 0 | 0 | 0 | 0 | 0 | 0 | 0 | 0 | 0 | 0 | 0 | 0 | 0 | 0 | 0 | 0 | 0
Industrial Sector Energy Related Emissions before CCS[heavy or residual fuel oil if,other mining and quarrying 07T08,BC] | NoSettings | 0 | 0 | 0 | 0 | 0 | 0 | 0 | 0 | 0 | 0 | 0 | 0 | 0 | 0 | 0 | 0 | 0 | 0 | 0 | 0 | 0 | 0 | 0 | 0 | 0 | 0 | 0 | 0 | 0 | 0 | 0
Industrial Sector Energy Related Emissions before CCS[heavy or residual fuel oil if,other mining and quarrying 07T08,OC] | NoSettings | 0 | 0 | 0 | 0 | 0 | 0 | 0 | 0 | 0 | 0 | 0 | 0 | 0 | 0 | 0 | 0 | 0 | 0 | 0 | 0 | 0 | 0 | 0 | 0 | 0 | 0 | 0 | 0 | 0 | 0 | 0
Industrial Sector Energy Related Emissions before CCS[heavy or residual fuel oil if,other mining and quarrying 07T08,CH4] | NoSettings | 0 | 0 | 0 | 0 | 0 | 0 | 0 | 0 | 0 | 0 | 0 | 0 | 0 | 0 | 0 | 0 | 0 | 0 | 0 | 0 | 0 | 0 | 0 | 0 | 0 | 0 | 0 | 0 | 0 | 0 | 0
Industrial Sector Energy Related Emissions before CCS[heavy or residual fuel oil if,other mining and quarrying 07T08,N2O] | NoSettings | 0 | 0 | 0 | 0 | 0 | 0 | 0 | 0 | 0 | 0 | 0 | 0 | 0 | 0 | 0 | 0 | 0 | 0 | 0 | 0 | 0 | 0 | 0 | 0 | 0 | 0 | 0 | 0 | 0 | 0 | 0
Industrial Sector Energy Related Emissions before CCS[heavy or residual fuel oil if,other mining and quarrying 07T08,F gases] | NoSettings | 0 | 0 | 0 | 0 | 0 | 0 | 0 | 0 | 0 | 0 | 0 | 0 | 0 | 0 | 0 | 0 | 0 | 0 | 0 | 0 | 0 | 0 | 0 | 0 | 0 | 0 | 0 | 0 | 0 | 0 | 0
Industrial Sector Energy Related Emissions before CCS[heavy or residual fuel oil if,food beverage and tobacco 10T12,CO2] | NoSettings | 0 | 0 | 0 | 0 | 0 | 0 | 0 | 0 | 0 | 0 | 0 | 0 | 0 | 0 | 0 | 0 | 0 | 0 | 0 | 0 | 0 | 0 | 0 | 0 | 0 | 0 | 0 | 0 | 0 | 0 | 0
Industrial Sector Energy Related Emissions before CCS[heavy or residual fuel oil if,food beverage and tobacco 10T12,VOC] | NoSettings | 0 | 0 | 0 | 0 | 0 | 0 | 0 | 0 | 0 | 0 | 0 | 0 | 0 | 0 | 0 | 0 | 0 | 0 | 0 | 0 | 0 | 0 | 0 | 0 | 0 | 0 | 0 | 0 | 0 | 0 | 0
Industrial Sector Energy Related Emissions before CCS[heavy or residual fuel oil if,food beverage and tobacco 10T12,CO] | NoSettings | 0 | 0 | 0 | 0 | 0 | 0 | 0 | 0 | 0 | 0 | 0 | 0 | 0 | 0 | 0 | 0 | 0 | 0 | 0 | 0 | 0 | 0 | 0 | 0 | 0 | 0 | 0 | 0 | 0 | 0 | 0
Industrial Sector Energy Related Emissions before CCS[heavy or residual fuel oil if,food beverage and tobacco 10T12,NOx] | NoSettings | 0 | 0 | 0 | 0 | 0 | 0 | 0 | 0 | 0 | 0 | 0 | 0 | 0 | 0 | 0 | 0 | 0 | 0 | 0 | 0 | 0 | 0 | 0 | 0 | 0 | 0 | 0 | 0 | 0 | 0 | 0
Industrial Sector Energy Related Emissions before CCS[heavy or residual fuel oil if,food beverage and tobacco 10T12,PM10] | NoSettings | 0 | 0 | 0 | 0 | 0 | 0 | 0 | 0 | 0 | 0 | 0 | 0 | 0 | 0 | 0 | 0 | 0 | 0 | 0 | 0 | 0 | 0 | 0 | 0 | 0 | 0 | 0 | 0 | 0 | 0 | 0
Industrial Sector Energy Related Emissions before CCS[heavy or residual fuel oil if,food beverage and tobacco 10T12,PM25] | NoSettings | 0 | 0 | 0 | 0 | 0 | 0 | 0 | 0 | 0 | 0 | 0 | 0 | 0 | 0 | 0 | 0 | 0 | 0 | 0 | 0 | 0 | 0 | 0 | 0 | 0 | 0 | 0 | 0 | 0 | 0 | 0
Industrial Sector Energy Related Emissions before CCS[heavy or residual fuel oil if,food beverage and tobacco 10T12,SOx] | NoSettings | 0 | 0 | 0 | 0 | 0 | 0 | 0 | 0 | 0 | 0 | 0 | 0 | 0 | 0 | 0 | 0 | 0 | 0 | 0 | 0 | 0 | 0 | 0 | 0 | 0 | 0 | 0 | 0 | 0 | 0 | 0
Industrial Sector Energy Related Emissions before CCS[heavy or residual fuel oil if,food beverage and tobacco 10T12,BC] | NoSettings | 0 | 0 | 0 | 0 | 0 | 0 | 0 | 0 | 0 | 0 | 0 | 0 | 0 | 0 | 0 | 0 | 0 | 0 | 0 | 0 | 0 | 0 | 0 | 0 | 0 | 0 | 0 | 0 | 0 | 0 | 0
Industrial Sector Energy Related Emissions before CCS[heavy or residual fuel oil if,food beverage and tobacco 10T12,OC] | NoSettings | 0 | 0 | 0 | 0 | 0 | 0 | 0 | 0 | 0 | 0 | 0 | 0 | 0 | 0 | 0 | 0 | 0 | 0 | 0 | 0 | 0 | 0 | 0 | 0 | 0 | 0 | 0 | 0 | 0 | 0 | 0
Industrial Sector Energy Related Emissions before CCS[heavy or residual fuel oil if,food beverage and tobacco 10T12,CH4] | NoSettings | 0 | 0 | 0 | 0 | 0 | 0 | 0 | 0 | 0 | 0 | 0 | 0 | 0 | 0 | 0 | 0 | 0 | 0 | 0 | 0 | 0 | 0 | 0 | 0 | 0 | 0 | 0 | 0 | 0 | 0 | 0
Industrial Sector Energy Related Emissions before CCS[heavy or residual fuel oil if,food beverage and tobacco 10T12,N2O] | NoSettings | 0 | 0 | 0 | 0 | 0 | 0 | 0 | 0 | 0 | 0 | 0 | 0 | 0 | 0 | 0 | 0 | 0 | 0 | 0 | 0 | 0 | 0 | 0 | 0 | 0 | 0 | 0 | 0 | 0 | 0 | 0
Industrial Sector Energy Related Emissions before CCS[heavy or residual fuel oil if,food beverage and tobacco 10T12,F gases] | NoSettings | 0 | 0 | 0 | 0 | 0 | 0 | 0 | 0 | 0 | 0 | 0 | 0 | 0 | 0 | 0 | 0 | 0 | 0 | 0 | 0 | 0 | 0 | 0 | 0 | 0 | 0 | 0 | 0 | 0 | 0 | 0
Industrial Sector Energy Related Emissions before CCS[heavy or residual fuel oil if,textiles apparel and leather 13T15,CO2] | NoSettings | 0 | 0 | 0 | 0 | 0 | 0 | 0 | 0 | 0 | 0 | 0 | 0 | 0 | 0 | 0 | 0 | 0 | 0 | 0 | 0 | 0 | 0 | 0 | 0 | 0 | 0 | 0 | 0 | 0 | 0 | 0
Industrial Sector Energy Related Emissions before CCS[heavy or residual fuel oil if,textiles apparel and leather 13T15,VOC] | NoSettings | 0 | 0 | 0 | 0 | 0 | 0 | 0 | 0 | 0 | 0 | 0 | 0 | 0 | 0 | 0 | 0 | 0 | 0 | 0 | 0 | 0 | 0 | 0 | 0 | 0 | 0 | 0 | 0 | 0 | 0 | 0
Industrial Sector Energy Related Emissions before CCS[heavy or residual fuel oil if,textiles apparel and leather 13T15,CO] | NoSettings | 0 | 0 | 0 | 0 | 0 | 0 | 0 | 0 | 0 | 0 | 0 | 0 | 0 | 0 | 0 | 0 | 0 | 0 | 0 | 0 | 0 | 0 | 0 | 0 | 0 | 0 | 0 | 0 | 0 | 0 | 0
Industrial Sector Energy Related Emissions before CCS[heavy or residual fuel oil if,textiles apparel and leather 13T15,NOx] | NoSettings | 0 | 0 | 0 | 0 | 0 | 0 | 0 | 0 | 0 | 0 | 0 | 0 | 0 | 0 | 0 | 0 | 0 | 0 | 0 | 0 | 0 | 0 | 0 | 0 | 0 | 0 | 0 | 0 | 0 | 0 | 0
Industrial Sector Energy Related Emissions before CCS[heavy or residual fuel oil if,textiles apparel and leather 13T15,PM10] | NoSettings | 0 | 0 | 0 | 0 | 0 | 0 | 0 | 0 | 0 | 0 | 0 | 0 | 0 | 0 | 0 | 0 | 0 | 0 | 0 | 0 | 0 | 0 | 0 | 0 | 0 | 0 | 0 | 0 | 0 | 0 | 0
Industrial Sector Energy Related Emissions before CCS[heavy or residual fuel oil if,textiles apparel and leather 13T15,PM25] | NoSettings | 0 | 0 | 0 | 0 | 0 | 0 | 0 | 0 | 0 | 0 | 0 | 0 | 0 | 0 | 0 | 0 | 0 | 0 | 0 | 0 | 0 | 0 | 0 | 0 | 0 | 0 | 0 | 0 | 0 | 0 | 0
Industrial Sector Energy Related Emissions before CCS[heavy or residual fuel oil if,textiles apparel and leather 13T15,SOx] | NoSettings | 0 | 0 | 0 | 0 | 0 | 0 | 0 | 0 | 0 | 0 | 0 | 0 | 0 | 0 | 0 | 0 | 0 | 0 | 0 | 0 | 0 | 0 | 0 | 0 | 0 | 0 | 0 | 0 | 0 | 0 | 0
Industrial Sector Energy Related Emissions before CCS[heavy or residual fuel oil if,textiles apparel and leather 13T15,BC] | NoSettings | 0 | 0 | 0 | 0 | 0 | 0 | 0 | 0 | 0 | 0 | 0 | 0 | 0 | 0 | 0 | 0 | 0 | 0 | 0 | 0 | 0 | 0 | 0 | 0 | 0 | 0 | 0 | 0 | 0 | 0 | 0
Industrial Sector Energy Related Emissions before CCS[heavy or residual fuel oil if,textiles apparel and leather 13T15,OC] | NoSettings | 0 | 0 | 0 | 0 | 0 | 0 | 0 | 0 | 0 | 0 | 0 | 0 | 0 | 0 | 0 | 0 | 0 | 0 | 0 | 0 | 0 | 0 | 0 | 0 | 0 | 0 | 0 | 0 | 0 | 0 | 0
Industrial Sector Energy Related Emissions before CCS[heavy or residual fuel oil if,textiles apparel and leather 13T15,CH4] | NoSettings | 0 | 0 | 0 | 0 | 0 | 0 | 0 | 0 | 0 | 0 | 0 | 0 | 0 | 0 | 0 | 0 | 0 | 0 | 0 | 0 | 0 | 0 | 0 | 0 | 0 | 0 | 0 | 0 | 0 | 0 | 0
Industrial Sector Energy Related Emissions before CCS[heavy or residual fuel oil if,textiles apparel and leather 13T15,N2O] | NoSettings | 0 | 0 | 0 | 0 | 0 | 0 | 0 | 0 | 0 | 0 | 0 | 0 | 0 | 0 | 0 | 0 | 0 | 0 | 0 | 0 | 0 | 0 | 0 | 0 | 0 | 0 | 0 | 0 | 0 | 0 | 0
Industrial Sector Energy Related Emissions before CCS[heavy or residual fuel oil if,textiles apparel and leather 13T15,F gases] | NoSettings | 0 | 0 | 0 | 0 | 0 | 0 | 0 | 0 | 0 | 0 | 0 | 0 | 0 | 0 | 0 | 0 | 0 | 0 | 0 | 0 | 0 | 0 | 0 | 0 | 0 | 0 | 0 | 0 | 0 | 0 | 0
Industrial Sector Energy Related Emissions before CCS[heavy or residual fuel oil if,wood products 16,CO2] | NoSettings | 0 | 0 | 0 | 0 | 0 | 0 | 0 | 0 | 0 | 0 | 0 | 0 | 0 | 0 | 0 | 0 | 0 | 0 | 0 | 0 | 0 | 0 | 0 | 0 | 0 | 0 | 0 | 0 | 0 | 0 | 0
Industrial Sector Energy Related Emissions before CCS[heavy or residual fuel oil if,wood products 16,VOC] | NoSettings | 0 | 0 | 0 | 0 | 0 | 0 | 0 | 0 | 0 | 0 | 0 | 0 | 0 | 0 | 0 | 0 | 0 | 0 | 0 | 0 | 0 | 0 | 0 | 0 | 0 | 0 | 0 | 0 | 0 | 0 | 0
Industrial Sector Energy Related Emissions before CCS[heavy or residual fuel oil if,wood products 16,CO] | NoSettings | 0 | 0 | 0 | 0 | 0 | 0 | 0 | 0 | 0 | 0 | 0 | 0 | 0 | 0 | 0 | 0 | 0 | 0 | 0 | 0 | 0 | 0 | 0 | 0 | 0 | 0 | 0 | 0 | 0 | 0 | 0
Industrial Sector Energy Related Emissions before CCS[heavy or residual fuel oil if,wood products 16,NOx] | NoSettings | 0 | 0 | 0 | 0 | 0 | 0 | 0 | 0 | 0 | 0 | 0 | 0 | 0 | 0 | 0 | 0 | 0 | 0 | 0 | 0 | 0 | 0 | 0 | 0 | 0 | 0 | 0 | 0 | 0 | 0 | 0
Industrial Sector Energy Related Emissions before CCS[heavy or residual fuel oil if,wood products 16,PM10] | NoSettings | 0 | 0 | 0 | 0 | 0 | 0 | 0 | 0 | 0 | 0 | 0 | 0 | 0 | 0 | 0 | 0 | 0 | 0 | 0 | 0 | 0 | 0 | 0 | 0 | 0 | 0 | 0 | 0 | 0 | 0 | 0
Industrial Sector Energy Related Emissions before CCS[heavy or residual fuel oil if,wood products 16,PM25] | NoSettings | 0 | 0 | 0 | 0 | 0 | 0 | 0 | 0 | 0 | 0 | 0 | 0 | 0 | 0 | 0 | 0 | 0 | 0 | 0 | 0 | 0 | 0 | 0 | 0 | 0 | 0 | 0 | 0 | 0 | 0 | 0
Industrial Sector Energy Related Emissions before CCS[heavy or residual fuel oil if,wood products 16,SOx] | NoSettings | 0 | 0 | 0 | 0 | 0 | 0 | 0 | 0 | 0 | 0 | 0 | 0 | 0 | 0 | 0 | 0 | 0 | 0 | 0 | 0 | 0 | 0 | 0 | 0 | 0 | 0 | 0 | 0 | 0 | 0 | 0
Industrial Sector Energy Related Emissions before CCS[heavy or residual fuel oil if,wood products 16,BC] | NoSettings | 0 | 0 | 0 | 0 | 0 | 0 | 0 | 0 | 0 | 0 | 0 | 0 | 0 | 0 | 0 | 0 | 0 | 0 | 0 | 0 | 0 | 0 | 0 | 0 | 0 | 0 | 0 | 0 | 0 | 0 | 0
Industrial Sector Energy Related Emissions before CCS[heavy or residual fuel oil if,wood products 16,OC] | NoSettings | 0 | 0 | 0 | 0 | 0 | 0 | 0 | 0 | 0 | 0 | 0 | 0 | 0 | 0 | 0 | 0 | 0 | 0 | 0 | 0 | 0 | 0 | 0 | 0 | 0 | 0 | 0 | 0 | 0 | 0 | 0
Industrial Sector Energy Related Emissions before CCS[heavy or residual fuel oil if,wood products 16,CH4] | NoSettings | 0 | 0 | 0 | 0 | 0 | 0 | 0 | 0 | 0 | 0 | 0 | 0 | 0 | 0 | 0 | 0 | 0 | 0 | 0 | 0 | 0 | 0 | 0 | 0 | 0 | 0 | 0 | 0 | 0 | 0 | 0
Industrial Sector Energy Related Emissions before CCS[heavy or residual fuel oil if,wood products 16,N2O] | NoSettings | 0 | 0 | 0 | 0 | 0 | 0 | 0 | 0 | 0 | 0 | 0 | 0 | 0 | 0 | 0 | 0 | 0 | 0 | 0 | 0 | 0 | 0 | 0 | 0 | 0 | 0 | 0 | 0 | 0 | 0 | 0
Industrial Sector Energy Related Emissions before CCS[heavy or residual fuel oil if,wood products 16,F gases] | NoSettings | 0 | 0 | 0 | 0 | 0 | 0 | 0 | 0 | 0 | 0 | 0 | 0 | 0 | 0 | 0 | 0 | 0 | 0 | 0 | 0 | 0 | 0 | 0 | 0 | 0 | 0 | 0 | 0 | 0 | 0 | 0
Industrial Sector Energy Related Emissions before CCS[heavy or residual fuel oil if,pulp paper and printing 17T18,CO2] | NoSettings | 0 | 0 | 0 | 0 | 0 | 0 | 0 | 0 | 0 | 0 | 0 | 0 | 0 | 0 | 0 | 0 | 0 | 0 | 0 | 0 | 0 | 0 | 0 | 0 | 0 | 0 | 0 | 0 | 0 | 0 | 0
Industrial Sector Energy Related Emissions before CCS[heavy or residual fuel oil if,pulp paper and printing 17T18,VOC] | NoSettings | 0 | 0 | 0 | 0 | 0 | 0 | 0 | 0 | 0 | 0 | 0 | 0 | 0 | 0 | 0 | 0 | 0 | 0 | 0 | 0 | 0 | 0 | 0 | 0 | 0 | 0 | 0 | 0 | 0 | 0 | 0
Industrial Sector Energy Related Emissions before CCS[heavy or residual fuel oil if,pulp paper and printing 17T18,CO] | NoSettings | 0 | 0 | 0 | 0 | 0 | 0 | 0 | 0 | 0 | 0 | 0 | 0 | 0 | 0 | 0 | 0 | 0 | 0 | 0 | 0 | 0 | 0 | 0 | 0 | 0 | 0 | 0 | 0 | 0 | 0 | 0
Industrial Sector Energy Related Emissions before CCS[heavy or residual fuel oil if,pulp paper and printing 17T18,NOx] | NoSettings | 0 | 0 | 0 | 0 | 0 | 0 | 0 | 0 | 0 | 0 | 0 | 0 | 0 | 0 | 0 | 0 | 0 | 0 | 0 | 0 | 0 | 0 | 0 | 0 | 0 | 0 | 0 | 0 | 0 | 0 | 0
Industrial Sector Energy Related Emissions before CCS[heavy or residual fuel oil if,pulp paper and printing 17T18,PM10] | NoSettings | 0 | 0 | 0 | 0 | 0 | 0 | 0 | 0 | 0 | 0 | 0 | 0 | 0 | 0 | 0 | 0 | 0 | 0 | 0 | 0 | 0 | 0 | 0 | 0 | 0 | 0 | 0 | 0 | 0 | 0 | 0
Industrial Sector Energy Related Emissions before CCS[heavy or residual fuel oil if,pulp paper and printing 17T18,PM25] | NoSettings | 0 | 0 | 0 | 0 | 0 | 0 | 0 | 0 | 0 | 0 | 0 | 0 | 0 | 0 | 0 | 0 | 0 | 0 | 0 | 0 | 0 | 0 | 0 | 0 | 0 | 0 | 0 | 0 | 0 | 0 | 0
Industrial Sector Energy Related Emissions before CCS[heavy or residual fuel oil if,pulp paper and printing 17T18,SOx] | NoSettings | 0 | 0 | 0 | 0 | 0 | 0 | 0 | 0 | 0 | 0 | 0 | 0 | 0 | 0 | 0 | 0 | 0 | 0 | 0 | 0 | 0 | 0 | 0 | 0 | 0 | 0 | 0 | 0 | 0 | 0 | 0
Industrial Sector Energy Related Emissions before CCS[heavy or residual fuel oil if,pulp paper and printing 17T18,BC] | NoSettings | 0 | 0 | 0 | 0 | 0 | 0 | 0 | 0 | 0 | 0 | 0 | 0 | 0 | 0 | 0 | 0 | 0 | 0 | 0 | 0 | 0 | 0 | 0 | 0 | 0 | 0 | 0 | 0 | 0 | 0 | 0
Industrial Sector Energy Related Emissions before CCS[heavy or residual fuel oil if,pulp paper and printing 17T18,OC] | NoSettings | 0 | 0 | 0 | 0 | 0 | 0 | 0 | 0 | 0 | 0 | 0 | 0 | 0 | 0 | 0 | 0 | 0 | 0 | 0 | 0 | 0 | 0 | 0 | 0 | 0 | 0 | 0 | 0 | 0 | 0 | 0
Industrial Sector Energy Related Emissions before CCS[heavy or residual fuel oil if,pulp paper and printing 17T18,CH4] | NoSettings | 0 | 0 | 0 | 0 | 0 | 0 | 0 | 0 | 0 | 0 | 0 | 0 | 0 | 0 | 0 | 0 | 0 | 0 | 0 | 0 | 0 | 0 | 0 | 0 | 0 | 0 | 0 | 0 | 0 | 0 | 0
Industrial Sector Energy Related Emissions before CCS[heavy or residual fuel oil if,pulp paper and printing 17T18,N2O] | NoSettings | 0 | 0 | 0 | 0 | 0 | 0 | 0 | 0 | 0 | 0 | 0 | 0 | 0 | 0 | 0 | 0 | 0 | 0 | 0 | 0 | 0 | 0 | 0 | 0 | 0 | 0 | 0 | 0 | 0 | 0 | 0
Industrial Sector Energy Related Emissions before CCS[heavy or residual fuel oil if,pulp paper and printing 17T18,F gases] | NoSettings | 0 | 0 | 0 | 0 | 0 | 0 | 0 | 0 | 0 | 0 | 0 | 0 | 0 | 0 | 0 | 0 | 0 | 0 | 0 | 0 | 0 | 0 | 0 | 0 | 0 | 0 | 0 | 0 | 0 | 0 | 0
Industrial Sector Energy Related Emissions before CCS[heavy or residual fuel oil if,refined petroleum and coke 19,CO2] | NoSettings | 214643000000 | 230150000000 | 215919000000 | 220613000000 | 219224000000 | 217529000000 | 213239000000 | 212417000000 | 204373000000 | 200328000000 | 196342000000 | 193498000000 | 188856000000 | 188205000000 | 182650000000 | 179537000000 | 180628000000 | 176138000000 | 174233000000 | 174160000000 | 173987000000 | 171919000000 | 171162000000 | 170768000000 | 170611000000 | 169747000000 | 169374000000 | 168888000000 | 168400000000 | 167911000000 | 167424000000
Industrial Sector Energy Related Emissions before CCS[heavy or residual fuel oil if,refined petroleum and coke 19,VOC] | NoSettings | 2417950 | 2592630 | 2432320 | 2485200 | 2469560 | 2450460 | 2402130 | 2392870 | 2302260 | 2256690 | 2211790 | 2179750 | 2127460 | 2120120 | 2057550 | 2022480 | 2034770 | 1984190 | 1962730 | 1961900 | 1959960 | 1936670 | 1928130 | 1923700 | 1921930 | 1912200 | 1907990 | 1902520 | 1897020 | 1891520 | 1886030
Industrial Sector Energy Related Emissions before CCS[heavy or residual fuel oil if,refined petroleum and coke 19,CO] | NoSettings | 96249400 | 103203000 | 96821300 | 98926400 | 98303600 | 97543300 | 95619500 | 95250900 | 91643900 | 89830200 | 88042900 | 86767500 | 84686100 | 84394000 | 81903200 | 80507000 | 80996500 | 78982800 | 78128800 | 78095800 | 78018300 | 77091200 | 76751600 | 76574900 | 76504700 | 76117400 | 75949900 | 75731900 | 75513100 | 75294000 | 75075700
Industrial Sector Energy Related Emissions before CCS[heavy or residual fuel oil if,refined petroleum and coke 19,NOx] | NoSettings | 366323000 | 392787000 | 368499000 | 376511000 | 374141000 | 371247000 | 363925000 | 362523000 | 348794000 | 341891000 | 335089000 | 330235000 | 322313000 | 321201000 | 311721000 | 306407000 | 308271000 | 300607000 | 297356000 | 297231000 | 296936000 | 293407000 | 292115000 | 291442000 | 291175000 | 289701000 | 289063000 | 288234000 | 287401000 | 286567000 | 285736000
Industrial Sector Energy Related Emissions before CCS[heavy or residual fuel oil if,refined petroleum and coke 19,PM10] | NoSettings | 94451600 | 101275000 | 95012800 | 97078600 | 96467500 | 95721400 | 93833500 | 93471800 | 89932200 | 88152300 | 86398500 | 85146900 | 83104400 | 82817700 | 80373400 | 79003200 | 79483700 | 77507600 | 76669500 | 76637200 | 76561000 | 75651300 | 75318100 | 75144700 | 75075800 | 74695700 | 74531300 | 74317400 | 74102700 | 73887700 | 73673500
Industrial Sector Energy Related Emissions before CCS[heavy or residual fuel oil if,refined petroleum and coke 19,PM25] | NoSettings | 43220200 | 46342500 | 43477000 | 44422300 | 44142600 | 43801200 | 42937300 | 42771800 | 41152100 | 40337700 | 39535100 | 38962400 | 38027800 | 37896600 | 36778100 | 36151200 | 36371000 | 35466800 | 35083300 | 35068400 | 35033600 | 34617300 | 34464800 | 34385500 | 34354000 | 34180000 | 34104800 | 34006900 | 33908700 | 33810300 | 33712300
Industrial Sector Energy Related Emissions before CCS[heavy or residual fuel oil if,refined petroleum and coke 19,SOx] | NoSettings | 1826060000 | 1957980000 | 1836910000 | 1876850000 | 1865030000 | 1850610000 | 1814110000 | 1807120000 | 1738680000 | 1704270000 | 1670370000 | 1646170000 | 1606680000 | 1601140000 | 1553880000 | 1527390000 | 1536680000 | 1498480000 | 1482270000 | 1481650000 | 1480180000 | 1462590000 | 1456150000 | 1452790000 | 1451460000 | 1444110000 | 1440930000 | 1436800000 | 1432650000 | 1428490000 | 1424350000
Industrial Sector Energy Related Emissions before CCS[heavy or residual fuel oil if,refined petroleum and coke 19,BC] | NoSettings | 2740920 | 2938930 | 2757200 | 2817150 | 2799420 | 2777760 | 2722980 | 2712480 | 2609770 | 2558120 | 2507220 | 2470900 | 2411630 | 2403310 | 2332380 | 2292620 | 2306560 | 2249210 | 2224890 | 2223950 | 2221750 | 2195350 | 2185680 | 2180640 | 2178640 | 2167610 | 2162840 | 2156640 | 2150410 | 2144170 | 2137950
Industrial Sector Energy Related Emissions before CCS[heavy or residual fuel oil if,refined petroleum and coke 19,OC] | NoSettings | 1900640 | 2037940 | 1911930 | 1953500 | 1941200 | 1926190 | 1888200 | 1880920 | 1809690 | 1773880 | 1738580 | 1713400 | 1672300 | 1666530 | 1617340 | 1589770 | 1599440 | 1559670 | 1542810 | 1542160 | 1540630 | 1522320 | 1515610 | 1512130 | 1510740 | 1503090 | 1499780 | 1495480 | 1491160 | 1486830 | 1482520
Industrial Sector Energy Related Emissions before CCS[heavy or residual fuel oil if,refined petroleum and coke 19,CH4] | NoSettings | 8574300 | 9193730 | 8625250 | 8812780 | 8757300 | 8689570 | 8518180 | 8485350 | 8164020 | 8002450 | 7843230 | 7729620 | 7544200 | 7518170 | 7296280 | 7171900 | 7215510 | 7036120 | 6960050 | 6957110 | 6950200 | 6867610 | 6837360 | 6821620 | 6815360 | 6780860 | 6765930 | 6746520 | 6727030 | 6707510 | 6688060
Industrial Sector Energy Related Emissions before CCS[heavy or residual fuel oil if,refined petroleum and coke 19,N2O] | NoSettings | 1714860 | 1838750 | 1725050 | 1762560 | 1751460 | 1737910 | 1703640 | 1697070 | 1632800 | 1600490 | 1568650 | 1545920 | 1508840 | 1503630 | 1459260 | 1434380 | 1443100 | 1407220 | 1392010 | 1391420 | 1390040 | 1373520 | 1367470 | 1364320 | 1363070 | 1356170 | 1353190 | 1349300 | 1345410 | 1341500 | 1337610
Industrial Sector Energy Related Emissions before CCS[heavy or residual fuel oil if,refined petroleum and coke 19,F gases] | NoSettings | 0 | 0 | 0 | 0 | 0 | 0 | 0 | 0 | 0 | 0 | 0 | 0 | 0 | 0 | 0 | 0 | 0 | 0 | 0 | 0 | 0 | 0 | 0 | 0 | 0 | 0 | 0 | 0 | 0 | 0 | 0
Industrial Sector Energy Related Emissions before CCS[heavy or residual fuel oil if,chemicals 20,CO2] | NoSettings | 0 | 944266 | 1563220 | 2091750 | 2333140 | 2393800 | 2312560 | 2402930 | 3662080 | 3476760 | 3283850 | 3053980 | 3083340 | 3156850 | 3140400 | 3136070 | 3192590 | 3005600 | 2901950 | 2827430 | 2764030 | 2675270 | 2574320 | 2477480 | 2376190 | 2299160 | 2189830 | 2149200 | 2112720 | 2073470 | 2025560
Industrial Sector Energy Related Emissions before CCS[heavy or residual fuel oil if,chemicals 20,VOC] | NoSettings | 0 | 10.6371 | 17.6096 | 23.5635 | 26.2828 | 26.9661 | 26.051 | 27.069 | 41.2533 | 39.1656 | 36.9925 | 34.403 | 34.7338 | 35.5618 | 35.3766 | 35.3277 | 35.9644 | 33.8581 | 32.6904 | 31.851 | 31.1368 | 30.1368 | 28.9996 | 27.9088 | 26.7677 | 25.8999 | 24.6684 | 24.2107 | 23.7997 | 23.3576 | 22.8179
Industrial Sector Energy Related Emissions before CCS[heavy or residual fuel oil if,chemicals 20,CO] | NoSettings | 0 | 423.423 | 700.972 | 937.972 | 1046.22 | 1073.42 | 1036.99 | 1077.51 | 1642.13 | 1559.03 | 1472.53 | 1369.45 | 1382.62 | 1415.58 | 1408.2 | 1406.26 | 1431.61 | 1347.76 | 1301.28 | 1267.86 | 1239.44 | 1199.63 | 1154.36 | 1110.94 | 1065.52 | 1030.98 | 981.952 | 963.735 | 947.376 | 929.774 | 908.295
Industrial Sector Energy Related Emissions before CCS[heavy or residual fuel oil if,chemicals 20,NOx] | NoSettings | 0 | 1611.54 | 2667.88 | 3569.9 | 3981.87 | 4085.4 | 3946.75 | 4100.98 | 6249.92 | 5933.63 | 5604.41 | 5212.1 | 5262.21 | 5387.66 | 5359.59 | 5352.19 | 5448.66 | 5129.54 | 4952.64 | 4825.46 | 4717.26 | 4565.77 | 4393.47 | 4228.21 | 4055.34 | 3923.87 | 3737.29 | 3667.95 | 3605.69 | 3538.7 | 3456.95
Industrial Sector Energy Related Emissions before CCS[heavy or residual fuel oil if,chemicals 20,PM10] | NoSettings | 0 | 415.515 | 687.879 | 920.453 | 1026.67 | 1053.37 | 1017.62 | 1057.39 | 1611.46 | 1529.91 | 1445.03 | 1343.87 | 1356.79 | 1389.14 | 1381.9 | 1379.99 | 1404.87 | 1322.59 | 1276.97 | 1244.18 | 1216.29 | 1177.22 | 1132.8 | 1090.19 | 1045.62 | 1011.72 | 963.612 | 945.734 | 929.681 | 912.408 | 891.329
Industrial Sector Energy Related Emissions before CCS[heavy or residual fuel oil if,chemicals 20,PM25] | NoSettings | 0 | 190.136 | 314.767 | 421.191 | 469.797 | 482.011 | 465.654 | 483.85 | 737.39 | 700.073 | 661.23 | 614.944 | 620.856 | 635.657 | 632.346 | 631.473 | 642.854 | 605.203 | 584.332 | 569.327 | 556.561 | 538.687 | 518.359 | 498.861 | 478.465 | 462.954 | 440.94 | 432.759 | 425.413 | 417.509 | 407.864
Industrial Sector Energy Related Emissions before CCS[heavy or residual fuel oil if,chemicals 20,SOx] | NoSettings | 0 | 8033.26 | 13299 | 17795.4 | 19849 | 20365 | 19673.9 | 20442.7 | 31154.9 | 29578.2 | 27937.1 | 25981.5 | 26231.3 | 26856.6 | 26716.7 | 26679.8 | 27160.7 | 25569.9 | 24688.1 | 24054.2 | 23514.8 | 22759.6 | 21900.8 | 21077 | 20215.2 | 19559.9 | 18629.8 | 18284.1 | 17973.8 | 17639.8 | 17232.3
Industrial Sector Energy Related Emissions before CCS[heavy or residual fuel oil if,chemicals 20,BC] | NoSettings | 0 | 12.0579 | 19.9618 | 26.7109 | 29.7933 | 30.5679 | 29.5306 | 30.6846 | 46.7635 | 44.3969 | 41.9336 | 38.9982 | 39.3732 | 40.3118 | 40.1018 | 40.0464 | 40.7682 | 38.3805 | 37.0569 | 36.1053 | 35.2957 | 34.1622 | 32.8731 | 31.6366 | 30.3431 | 29.3594 | 27.9633 | 27.4445 | 26.9787 | 26.4774 | 25.8657
Industrial Sector Energy Related Emissions before CCS[heavy or residual fuel oil if,chemicals 20,OC] | NoSettings | 0 | 8.3613 | 13.8421 | 18.5221 | 20.6596 | 21.1968 | 20.4774 | 21.2776 | 32.4272 | 30.7862 | 29.078 | 27.0426 | 27.3026 | 27.9534 | 27.8078 | 27.7694 | 28.2699 | 26.6142 | 25.6964 | 25.0365 | 24.4751 | 23.6891 | 22.7952 | 21.9378 | 21.0408 | 20.3587 | 19.3906 | 19.0309 | 18.7078 | 18.3603 | 17.9361
Industrial Sector Energy Related Emissions before CCS[heavy or residual fuel oil if,chemicals 20,CH4] | NoSettings | 0 | 37.7203 | 62.4455 | 83.5585 | 93.2013 | 95.6244 | 92.3794 | 95.9893 | 146.288 | 138.885 | 131.179 | 121.996 | 123.169 | 126.106 | 125.449 | 125.276 | 127.533 | 120.064 | 115.923 | 112.947 | 110.414 | 106.868 | 102.835 | 98.9673 | 94.9209 | 91.8437 | 87.4765 | 85.8536 | 84.3963 | 82.8282 | 80.9147
Industrial Sector Energy Related Emissions before CCS[heavy or residual fuel oil if,chemicals 20,N2O] | NoSettings | 0 | 7.5441 | 12.4891 | 16.7117 | 18.6403 | 19.1249 | 18.4759 | 19.1979 | 29.2576 | 27.777 | 26.2358 | 24.3993 | 24.6339 | 25.2211 | 25.0898 | 25.0551 | 25.5067 | 24.0128 | 23.1847 | 22.5894 | 22.0828 | 21.3736 | 20.5671 | 19.7935 | 18.9842 | 18.3687 | 17.4953 | 17.1707 | 16.8793 | 16.5656 | 16.1829
Industrial Sector Energy Related Emissions before CCS[heavy or residual fuel oil if,chemicals 20,F gases] | NoSettings | 0 | 0 | 0 | 0 | 0 | 0 | 0 | 0 | 0 | 0 | 0 | 0 | 0 | 0 | 0 | 0 | 0 | 0 | 0 | 0 | 0 | 0 | 0 | 0 | 0 | 0 | 0 | 0 | 0 | 0 | 0
Industrial Sector Energy Related Emissions before CCS[heavy or residual fuel oil if,rubber and plastic products 22,CO2] | NoSettings | 0 | 0 | 0 | 0 | 0 | 0 | 0 | 0 | 0 | 0 | 0 | 0 | 0 | 0 | 0 | 0 | 0 | 0 | 0 | 0 | 0 | 0 | 0 | 0 | 0 | 0 | 0 | 0 | 0 | 0 | 0
Industrial Sector Energy Related Emissions before CCS[heavy or residual fuel oil if,rubber and plastic products 22,VOC] | NoSettings | 0 | 0 | 0 | 0 | 0 | 0 | 0 | 0 | 0 | 0 | 0 | 0 | 0 | 0 | 0 | 0 | 0 | 0 | 0 | 0 | 0 | 0 | 0 | 0 | 0 | 0 | 0 | 0 | 0 | 0 | 0
Industrial Sector Energy Related Emissions before CCS[heavy or residual fuel oil if,rubber and plastic products 22,CO] | NoSettings | 0 | 0 | 0 | 0 | 0 | 0 | 0 | 0 | 0 | 0 | 0 | 0 | 0 | 0 | 0 | 0 | 0 | 0 | 0 | 0 | 0 | 0 | 0 | 0 | 0 | 0 | 0 | 0 | 0 | 0 | 0
Industrial Sector Energy Related Emissions before CCS[heavy or residual fuel oil if,rubber and plastic products 22,NOx] | NoSettings | 0 | 0 | 0 | 0 | 0 | 0 | 0 | 0 | 0 | 0 | 0 | 0 | 0 | 0 | 0 | 0 | 0 | 0 | 0 | 0 | 0 | 0 | 0 | 0 | 0 | 0 | 0 | 0 | 0 | 0 | 0
Industrial Sector Energy Related Emissions before CCS[heavy or residual fuel oil if,rubber and plastic products 22,PM10] | NoSettings | 0 | 0 | 0 | 0 | 0 | 0 | 0 | 0 | 0 | 0 | 0 | 0 | 0 | 0 | 0 | 0 | 0 | 0 | 0 | 0 | 0 | 0 | 0 | 0 | 0 | 0 | 0 | 0 | 0 | 0 | 0
Industrial Sector Energy Related Emissions before CCS[heavy or residual fuel oil if,rubber and plastic products 22,PM25] | NoSettings | 0 | 0 | 0 | 0 | 0 | 0 | 0 | 0 | 0 | 0 | 0 | 0 | 0 | 0 | 0 | 0 | 0 | 0 | 0 | 0 | 0 | 0 | 0 | 0 | 0 | 0 | 0 | 0 | 0 | 0 | 0
Industrial Sector Energy Related Emissions before CCS[heavy or residual fuel oil if,rubber and plastic products 22,SOx] | NoSettings | 0 | 0 | 0 | 0 | 0 | 0 | 0 | 0 | 0 | 0 | 0 | 0 | 0 | 0 | 0 | 0 | 0 | 0 | 0 | 0 | 0 | 0 | 0 | 0 | 0 | 0 | 0 | 0 | 0 | 0 | 0
Industrial Sector Energy Related Emissions before CCS[heavy or residual fuel oil if,rubber and plastic products 22,BC] | NoSettings | 0 | 0 | 0 | 0 | 0 | 0 | 0 | 0 | 0 | 0 | 0 | 0 | 0 | 0 | 0 | 0 | 0 | 0 | 0 | 0 | 0 | 0 | 0 | 0 | 0 | 0 | 0 | 0 | 0 | 0 | 0
Industrial Sector Energy Related Emissions before CCS[heavy or residual fuel oil if,rubber and plastic products 22,OC] | NoSettings | 0 | 0 | 0 | 0 | 0 | 0 | 0 | 0 | 0 | 0 | 0 | 0 | 0 | 0 | 0 | 0 | 0 | 0 | 0 | 0 | 0 | 0 | 0 | 0 | 0 | 0 | 0 | 0 | 0 | 0 | 0
Industrial Sector Energy Related Emissions before CCS[heavy or residual fuel oil if,rubber and plastic products 22,CH4] | NoSettings | 0 | 0 | 0 | 0 | 0 | 0 | 0 | 0 | 0 | 0 | 0 | 0 | 0 | 0 | 0 | 0 | 0 | 0 | 0 | 0 | 0 | 0 | 0 | 0 | 0 | 0 | 0 | 0 | 0 | 0 | 0
Industrial Sector Energy Related Emissions before CCS[heavy or residual fuel oil if,rubber and plastic products 22,N2O] | NoSettings | 0 | 0 | 0 | 0 | 0 | 0 | 0 | 0 | 0 | 0 | 0 | 0 | 0 | 0 | 0 | 0 | 0 | 0 | 0 | 0 | 0 | 0 | 0 | 0 | 0 | 0 | 0 | 0 | 0 | 0 | 0
Industrial Sector Energy Related Emissions before CCS[heavy or residual fuel oil if,rubber and plastic products 22,F gases] | NoSettings | 0 | 0 | 0 | 0 | 0 | 0 | 0 | 0 | 0 | 0 | 0 | 0 | 0 | 0 | 0 | 0 | 0 | 0 | 0 | 0 | 0 | 0 | 0 | 0 | 0 | 0 | 0 | 0 | 0 | 0 | 0
Industrial Sector Energy Related Emissions before CCS[heavy or residual fuel oil if,glass and glass products 231,CO2] | NoSettings | 0 | 0 | 0 | 0 | 0 | 0 | 0 | 0 | 0 | 0 | 0 | 0 | 0 | 0 | 0 | 0 | 0 | 0 | 0 | 0 | 0 | 0 | 0 | 0 | 0 | 0 | 0 | 0 | 0 | 0 | 0
Industrial Sector Energy Related Emissions before CCS[heavy or residual fuel oil if,glass and glass products 231,VOC] | NoSettings | 0 | 0 | 0 | 0 | 0 | 0 | 0 | 0 | 0 | 0 | 0 | 0 | 0 | 0 | 0 | 0 | 0 | 0 | 0 | 0 | 0 | 0 | 0 | 0 | 0 | 0 | 0 | 0 | 0 | 0 | 0
Industrial Sector Energy Related Emissions before CCS[heavy or residual fuel oil if,glass and glass products 231,CO] | NoSettings | 0 | 0 | 0 | 0 | 0 | 0 | 0 | 0 | 0 | 0 | 0 | 0 | 0 | 0 | 0 | 0 | 0 | 0 | 0 | 0 | 0 | 0 | 0 | 0 | 0 | 0 | 0 | 0 | 0 | 0 | 0
Industrial Sector Energy Related Emissions before CCS[heavy or residual fuel oil if,glass and glass products 231,NOx] | NoSettings | 0 | 0 | 0 | 0 | 0 | 0 | 0 | 0 | 0 | 0 | 0 | 0 | 0 | 0 | 0 | 0 | 0 | 0 | 0 | 0 | 0 | 0 | 0 | 0 | 0 | 0 | 0 | 0 | 0 | 0 | 0
Industrial Sector Energy Related Emissions before CCS[heavy or residual fuel oil if,glass and glass products 231,PM10] | NoSettings | 0 | 0 | 0 | 0 | 0 | 0 | 0 | 0 | 0 | 0 | 0 | 0 | 0 | 0 | 0 | 0 | 0 | 0 | 0 | 0 | 0 | 0 | 0 | 0 | 0 | 0 | 0 | 0 | 0 | 0 | 0
Industrial Sector Energy Related Emissions before CCS[heavy or residual fuel oil if,glass and glass products 231,PM25] | NoSettings | 0 | 0 | 0 | 0 | 0 | 0 | 0 | 0 | 0 | 0 | 0 | 0 | 0 | 0 | 0 | 0 | 0 | 0 | 0 | 0 | 0 | 0 | 0 | 0 | 0 | 0 | 0 | 0 | 0 | 0 | 0
Industrial Sector Energy Related Emissions before CCS[heavy or residual fuel oil if,glass and glass products 231,SOx] | NoSettings | 0 | 0 | 0 | 0 | 0 | 0 | 0 | 0 | 0 | 0 | 0 | 0 | 0 | 0 | 0 | 0 | 0 | 0 | 0 | 0 | 0 | 0 | 0 | 0 | 0 | 0 | 0 | 0 | 0 | 0 | 0
Industrial Sector Energy Related Emissions before CCS[heavy or residual fuel oil if,glass and glass products 231,BC] | NoSettings | 0 | 0 | 0 | 0 | 0 | 0 | 0 | 0 | 0 | 0 | 0 | 0 | 0 | 0 | 0 | 0 | 0 | 0 | 0 | 0 | 0 | 0 | 0 | 0 | 0 | 0 | 0 | 0 | 0 | 0 | 0
Industrial Sector Energy Related Emissions before CCS[heavy or residual fuel oil if,glass and glass products 231,OC] | NoSettings | 0 | 0 | 0 | 0 | 0 | 0 | 0 | 0 | 0 | 0 | 0 | 0 | 0 | 0 | 0 | 0 | 0 | 0 | 0 | 0 | 0 | 0 | 0 | 0 | 0 | 0 | 0 | 0 | 0 | 0 | 0
Industrial Sector Energy Related Emissions before CCS[heavy or residual fuel oil if,glass and glass products 231,CH4] | NoSettings | 0 | 0 | 0 | 0 | 0 | 0 | 0 | 0 | 0 | 0 | 0 | 0 | 0 | 0 | 0 | 0 | 0 | 0 | 0 | 0 | 0 | 0 | 0 | 0 | 0 | 0 | 0 | 0 | 0 | 0 | 0
Industrial Sector Energy Related Emissions before CCS[heavy or residual fuel oil if,glass and glass products 231,N2O] | NoSettings | 0 | 0 | 0 | 0 | 0 | 0 | 0 | 0 | 0 | 0 | 0 | 0 | 0 | 0 | 0 | 0 | 0 | 0 | 0 | 0 | 0 | 0 | 0 | 0 | 0 | 0 | 0 | 0 | 0 | 0 | 0
Industrial Sector Energy Related Emissions before CCS[heavy or residual fuel oil if,glass and glass products 231,F gases] | NoSettings | 0 | 0 | 0 | 0 | 0 | 0 | 0 | 0 | 0 | 0 | 0 | 0 | 0 | 0 | 0 | 0 | 0 | 0 | 0 | 0 | 0 | 0 | 0 | 0 | 0 | 0 | 0 | 0 | 0 | 0 | 0
Industrial Sector Energy Related Emissions before CCS[heavy or residual fuel oil if,cement and other nonmetallic minerals 239,CO2] | NoSettings | 0 | 0 | 4747550 | 9708300 | 13663800 | 16971500 | 19528700 | 22692300 | 30872800 | 62620600 | 91248800 | 117181000 | 142743000 | 169212000 | 189872000 | 211564000 | 236031000 | 226848000 | 221138000 | 217706000 | 214706000 | 209572000 | 205520000 | 201506000 | 197512000 | 195393000 | 191495000 | 188997000 | 186492000 | 184032000 | 181612000
Industrial Sector Energy Related Emissions before CCS[heavy or residual fuel oil if,cement and other nonmetallic minerals 239,VOC] | NoSettings | 0 | 0 | 53.481 | 109.364 | 153.922 | 191.184 | 219.99 | 255.628 | 347.782 | 705.42 | 1027.92 | 1320.04 | 1608 | 1906.17 | 2138.9 | 2383.26 | 2658.89 | 2555.44 | 2491.11 | 2452.45 | 2418.65 | 2360.82 | 2315.18 | 2269.96 | 2224.97 | 2201.1 | 2157.19 | 2129.05 | 2100.83 | 2073.11 | 2045.86
Industrial Sector Energy Related Emissions before CCS[heavy or residual fuel oil if,cement and other nonmetallic minerals 239,CO] | NoSettings | 0 | 0 | 2128.87 | 4353.35 | 6127.05 | 7610.29 | 8756.97 | 10175.6 | 13843.9 | 28080.1 | 40917.4 | 52545.7 | 64008.4 | 75877.3 | 85141.5 | 94868.4 | 105840 | 101722 | 99161.5 | 97622.7 | 96277.3 | 93975.3 | 92158.2 | 90358.4 | 88567.4 | 87617.2 | 85869.4 | 84749.1 | 83625.9 | 82522.6 | 81437.7
Industrial Sector Energy Related Emissions before CCS[heavy or residual fuel oil if,cement and other nonmetallic minerals 239,NOx] | NoSettings | 0 | 0 | 8102.44 | 16568.8 | 23319.4 | 28964.6 | 33328.8 | 38728 | 52689.4 | 106872 | 155731 | 199987 | 243614 | 288787 | 324046 | 361067 | 402825 | 387152 | 377406 | 371550 | 366429 | 357668 | 350752 | 343902 | 337085 | 333469 | 326817 | 322553 | 318278 | 314079 | 309950
Industrial Sector Energy Related Emissions before CCS[heavy or residual fuel oil if,cement and other nonmetallic minerals 239,PM10] | NoSettings | 0 | 0 | 2089.11 | 4272.04 | 6012.61 | 7468.15 | 8593.41 | 9985.51 | 13585.3 | 27555.6 | 40153.1 | 51564.2 | 62812.8 | 74460 | 83551.2 | 93096.5 | 103863 | 99822.1 | 97309.4 | 95799.3 | 94479.1 | 92220.1 | 90436.9 | 88670.7 | 86913.1 | 85980.7 | 84265.5 | 83166.2 | 82064 | 80981.3 | 79916.6
Industrial Sector Energy Related Emissions before CCS[heavy or residual fuel oil if,cement and other nonmetallic minerals 239,PM25] | NoSettings | 0 | 0 | 955.958 | 1954.85 | 2751.32 | 3417.36 | 3932.26 | 4569.28 | 6216.5 | 12609.2 | 18373.7 | 23595.3 | 28742.6 | 34072.2 | 38232.3 | 42600.1 | 47526.9 | 45677.7 | 44527.9 | 43836.9 | 43232.7 | 42199 | 41383.1 | 40574.9 | 39770.6 | 39344 | 38559.1 | 38056.1 | 37551.7 | 37056.3 | 36569.1
Industrial Sector Energy Related Emissions before CCS[heavy or residual fuel oil if,cement and other nonmetallic minerals 239,SOx] | NoSettings | 0 | 0 | 40389.4 | 82592.6 | 116244 | 144384 | 166139 | 193053 | 262648 | 532740 | 776292 | 996905 | 1214380 | 1439560 | 1615320 | 1799860 | 2008020 | 1929890 | 1881310 | 1852120 | 1826590 | 1782920 | 1748440 | 1714300 | 1680320 | 1662290 | 1629130 | 1607870 | 1586570 | 1565630 | 1545050
Industrial Sector Energy Related Emissions before CCS[heavy or residual fuel oil if,cement and other nonmetallic minerals 239,BC] | NoSettings | 0 | 0 | 60.6245 | 123.972 | 174.482 | 216.72 | 249.374 | 289.772 | 394.235 | 799.643 | 1165.21 | 1496.36 | 1822.78 | 2160.78 | 2424.6 | 2701.59 | 3014.04 | 2896.77 | 2823.85 | 2780.03 | 2741.71 | 2676.16 | 2624.41 | 2573.16 | 2522.16 | 2495.1 | 2445.32 | 2413.42 | 2381.44 | 2350.02 | 2319.12
Industrial Sector Energy Related Emissions before CCS[heavy or residual fuel oil if,cement and other nonmetallic minerals 239,OC] | NoSettings | 0 | 0 | 42.0389 | 85.9657 | 120.991 | 150.28 | 172.924 | 200.937 | 273.375 | 554.497 | 807.996 | 1037.62 | 1263.97 | 1498.35 | 1681.29 | 1873.37 | 2090.03 | 2008.71 | 1958.14 | 1927.76 | 1901.19 | 1855.73 | 1819.85 | 1784.31 | 1748.94 | 1730.18 | 1695.66 | 1673.54 | 1651.36 | 1629.57 | 1608.15
Industrial Sector Energy Related Emissions before CCS[heavy or residual fuel oil if,cement and other nonmetallic minerals 239,CH4] | NoSettings | 0 | 0 | 189.649 | 387.815 | 545.824 | 677.957 | 780.108 | 906.483 | 1233.27 | 2501.49 | 3645.09 | 4680.99 | 5702.14 | 6759.47 | 7584.76 | 8451.28 | 9428.69 | 9061.83 | 8833.73 | 8696.64 | 8576.79 | 8371.72 | 8209.84 | 8049.51 | 7889.96 | 7805.31 | 7649.6 | 7549.81 | 7449.75 | 7351.47 | 7254.81
Industrial Sector Energy Related Emissions before CCS[heavy or residual fuel oil if,cement and other nonmetallic minerals 239,N2O] | NoSettings | 0 | 0 | 37.9298 | 77.563 | 109.165 | 135.591 | 156.022 | 181.297 | 246.654 | 500.298 | 729.019 | 936.198 | 1140.43 | 1351.89 | 1516.95 | 1690.26 | 1885.74 | 1812.37 | 1766.75 | 1739.33 | 1715.36 | 1674.34 | 1641.97 | 1609.9 | 1577.99 | 1561.06 | 1529.92 | 1509.96 | 1489.95 | 1470.29 | 1450.96
Industrial Sector Energy Related Emissions before CCS[heavy or residual fuel oil if,cement and other nonmetallic minerals 239,F gases] | NoSettings | 0 | 0 | 0 | 0 | 0 | 0 | 0 | 0 | 0 | 0 | 0 | 0 | 0 | 0 | 0 | 0 | 0 | 0 | 0 | 0 | 0 | 0 | 0 | 0 | 0 | 0 | 0 | 0 | 0 | 0 | 0
Industrial Sector Energy Related Emissions before CCS[heavy or residual fuel oil if,iron and steel 241,CO2] | NoSettings | 0 | 0 | 0 | 0 | 0 | 0 | 0 | 0 | 0 | 0 | 0 | 0 | 0 | 0 | 0 | 0 | 0 | 0 | 0 | 0 | 0 | 0 | 0 | 0 | 0 | 0 | 0 | 0 | 0 | 0 | 0
Industrial Sector Energy Related Emissions before CCS[heavy or residual fuel oil if,iron and steel 241,VOC] | NoSettings | 0 | 0 | 0 | 0 | 0 | 0 | 0 | 0 | 0 | 0 | 0 | 0 | 0 | 0 | 0 | 0 | 0 | 0 | 0 | 0 | 0 | 0 | 0 | 0 | 0 | 0 | 0 | 0 | 0 | 0 | 0
Industrial Sector Energy Related Emissions before CCS[heavy or residual fuel oil if,iron and steel 241,CO] | NoSettings | 0 | 0 | 0 | 0 | 0 | 0 | 0 | 0 | 0 | 0 | 0 | 0 | 0 | 0 | 0 | 0 | 0 | 0 | 0 | 0 | 0 | 0 | 0 | 0 | 0 | 0 | 0 | 0 | 0 | 0 | 0
Industrial Sector Energy Related Emissions before CCS[heavy or residual fuel oil if,iron and steel 241,NOx] | NoSettings | 0 | 0 | 0 | 0 | 0 | 0 | 0 | 0 | 0 | 0 | 0 | 0 | 0 | 0 | 0 | 0 | 0 | 0 | 0 | 0 | 0 | 0 | 0 | 0 | 0 | 0 | 0 | 0 | 0 | 0 | 0
Industrial Sector Energy Related Emissions before CCS[heavy or residual fuel oil if,iron and steel 241,PM10] | NoSettings | 0 | 0 | 0 | 0 | 0 | 0 | 0 | 0 | 0 | 0 | 0 | 0 | 0 | 0 | 0 | 0 | 0 | 0 | 0 | 0 | 0 | 0 | 0 | 0 | 0 | 0 | 0 | 0 | 0 | 0 | 0
Industrial Sector Energy Related Emissions before CCS[heavy or residual fuel oil if,iron and steel 241,PM25] | NoSettings | 0 | 0 | 0 | 0 | 0 | 0 | 0 | 0 | 0 | 0 | 0 | 0 | 0 | 0 | 0 | 0 | 0 | 0 | 0 | 0 | 0 | 0 | 0 | 0 | 0 | 0 | 0 | 0 | 0 | 0 | 0
Industrial Sector Energy Related Emissions before CCS[heavy or residual fuel oil if,iron and steel 241,SOx] | NoSettings | 0 | 0 | 0 | 0 | 0 | 0 | 0 | 0 | 0 | 0 | 0 | 0 | 0 | 0 | 0 | 0 | 0 | 0 | 0 | 0 | 0 | 0 | 0 | 0 | 0 | 0 | 0 | 0 | 0 | 0 | 0
Industrial Sector Energy Related Emissions before CCS[heavy or residual fuel oil if,iron and steel 241,BC] | NoSettings | 0 | 0 | 0 | 0 | 0 | 0 | 0 | 0 | 0 | 0 | 0 | 0 | 0 | 0 | 0 | 0 | 0 | 0 | 0 | 0 | 0 | 0 | 0 | 0 | 0 | 0 | 0 | 0 | 0 | 0 | 0
Industrial Sector Energy Related Emissions before CCS[heavy or residual fuel oil if,iron and steel 241,OC] | NoSettings | 0 | 0 | 0 | 0 | 0 | 0 | 0 | 0 | 0 | 0 | 0 | 0 | 0 | 0 | 0 | 0 | 0 | 0 | 0 | 0 | 0 | 0 | 0 | 0 | 0 | 0 | 0 | 0 | 0 | 0 | 0
Industrial Sector Energy Related Emissions before CCS[heavy or residual fuel oil if,iron and steel 241,CH4] | NoSettings | 0 | 0 | 0 | 0 | 0 | 0 | 0 | 0 | 0 | 0 | 0 | 0 | 0 | 0 | 0 | 0 | 0 | 0 | 0 | 0 | 0 | 0 | 0 | 0 | 0 | 0 | 0 | 0 | 0 | 0 | 0
Industrial Sector Energy Related Emissions before CCS[heavy or residual fuel oil if,iron and steel 241,N2O] | NoSettings | 0 | 0 | 0 | 0 | 0 | 0 | 0 | 0 | 0 | 0 | 0 | 0 | 0 | 0 | 0 | 0 | 0 | 0 | 0 | 0 | 0 | 0 | 0 | 0 | 0 | 0 | 0 | 0 | 0 | 0 | 0
Industrial Sector Energy Related Emissions before CCS[heavy or residual fuel oil if,iron and steel 241,F gases] | NoSettings | 0 | 0 | 0 | 0 | 0 | 0 | 0 | 0 | 0 | 0 | 0 | 0 | 0 | 0 | 0 | 0 | 0 | 0 | 0 | 0 | 0 | 0 | 0 | 0 | 0 | 0 | 0 | 0 | 0 | 0 | 0
Industrial Sector Energy Related Emissions before CCS[heavy or residual fuel oil if,other metals 242,CO2] | NoSettings | 0 | 0 | 0 | 0 | 0 | 0 | 0 | 0 | 0 | 0 | 0 | 0 | 0 | 0 | 0 | 0 | 0 | 0 | 0 | 0 | 0 | 0 | 0 | 0 | 0 | 0 | 0 | 0 | 0 | 0 | 0
Industrial Sector Energy Related Emissions before CCS[heavy or residual fuel oil if,other metals 242,VOC] | NoSettings | 0 | 0 | 0 | 0 | 0 | 0 | 0 | 0 | 0 | 0 | 0 | 0 | 0 | 0 | 0 | 0 | 0 | 0 | 0 | 0 | 0 | 0 | 0 | 0 | 0 | 0 | 0 | 0 | 0 | 0 | 0
Industrial Sector Energy Related Emissions before CCS[heavy or residual fuel oil if,other metals 242,CO] | NoSettings | 0 | 0 | 0 | 0 | 0 | 0 | 0 | 0 | 0 | 0 | 0 | 0 | 0 | 0 | 0 | 0 | 0 | 0 | 0 | 0 | 0 | 0 | 0 | 0 | 0 | 0 | 0 | 0 | 0 | 0 | 0
Industrial Sector Energy Related Emissions before CCS[heavy or residual fuel oil if,other metals 242,NOx] | NoSettings | 0 | 0 | 0 | 0 | 0 | 0 | 0 | 0 | 0 | 0 | 0 | 0 | 0 | 0 | 0 | 0 | 0 | 0 | 0 | 0 | 0 | 0 | 0 | 0 | 0 | 0 | 0 | 0 | 0 | 0 | 0
Industrial Sector Energy Related Emissions before CCS[heavy or residual fuel oil if,other metals 242,PM10] | NoSettings | 0 | 0 | 0 | 0 | 0 | 0 | 0 | 0 | 0 | 0 | 0 | 0 | 0 | 0 | 0 | 0 | 0 | 0 | 0 | 0 | 0 | 0 | 0 | 0 | 0 | 0 | 0 | 0 | 0 | 0 | 0
Industrial Sector Energy Related Emissions before CCS[heavy or residual fuel oil if,other metals 242,PM25] | NoSettings | 0 | 0 | 0 | 0 | 0 | 0 | 0 | 0 | 0 | 0 | 0 | 0 | 0 | 0 | 0 | 0 | 0 | 0 | 0 | 0 | 0 | 0 | 0 | 0 | 0 | 0 | 0 | 0 | 0 | 0 | 0
Industrial Sector Energy Related Emissions before CCS[heavy or residual fuel oil if,other metals 242,SOx] | NoSettings | 0 | 0 | 0 | 0 | 0 | 0 | 0 | 0 | 0 | 0 | 0 | 0 | 0 | 0 | 0 | 0 | 0 | 0 | 0 | 0 | 0 | 0 | 0 | 0 | 0 | 0 | 0 | 0 | 0 | 0 | 0
Industrial Sector Energy Related Emissions before CCS[heavy or residual fuel oil if,other metals 242,BC] | NoSettings | 0 | 0 | 0 | 0 | 0 | 0 | 0 | 0 | 0 | 0 | 0 | 0 | 0 | 0 | 0 | 0 | 0 | 0 | 0 | 0 | 0 | 0 | 0 | 0 | 0 | 0 | 0 | 0 | 0 | 0 | 0
Industrial Sector Energy Related Emissions before CCS[heavy or residual fuel oil if,other metals 242,OC] | NoSettings | 0 | 0 | 0 | 0 | 0 | 0 | 0 | 0 | 0 | 0 | 0 | 0 | 0 | 0 | 0 | 0 | 0 | 0 | 0 | 0 | 0 | 0 | 0 | 0 | 0 | 0 | 0 | 0 | 0 | 0 | 0
Industrial Sector Energy Related Emissions before CCS[heavy or residual fuel oil if,other metals 242,CH4] | NoSettings | 0 | 0 | 0 | 0 | 0 | 0 | 0 | 0 | 0 | 0 | 0 | 0 | 0 | 0 | 0 | 0 | 0 | 0 | 0 | 0 | 0 | 0 | 0 | 0 | 0 | 0 | 0 | 0 | 0 | 0 | 0
Industrial Sector Energy Related Emissions before CCS[heavy or residual fuel oil if,other metals 242,N2O] | NoSettings | 0 | 0 | 0 | 0 | 0 | 0 | 0 | 0 | 0 | 0 | 0 | 0 | 0 | 0 | 0 | 0 | 0 | 0 | 0 | 0 | 0 | 0 | 0 | 0 | 0 | 0 | 0 | 0 | 0 | 0 | 0
Industrial Sector Energy Related Emissions before CCS[heavy or residual fuel oil if,other metals 242,F gases] | NoSettings | 0 | 0 | 0 | 0 | 0 | 0 | 0 | 0 | 0 | 0 | 0 | 0 | 0 | 0 | 0 | 0 | 0 | 0 | 0 | 0 | 0 | 0 | 0 | 0 | 0 | 0 | 0 | 0 | 0 | 0 | 0
Industrial Sector Energy Related Emissions before CCS[heavy or residual fuel oil if,metal products except machinery and vehicles 25,CO2] | NoSettings | 0 | 0 | 0 | 0 | 0 | 0 | 0 | 0 | 0 | 0 | 0 | 0 | 0 | 0 | 0 | 0 | 0 | 0 | 0 | 0 | 0 | 0 | 0 | 0 | 0 | 0 | 0 | 0 | 0 | 0 | 0
Industrial Sector Energy Related Emissions before CCS[heavy or residual fuel oil if,metal products except machinery and vehicles 25,VOC] | NoSettings | 0 | 0 | 0 | 0 | 0 | 0 | 0 | 0 | 0 | 0 | 0 | 0 | 0 | 0 | 0 | 0 | 0 | 0 | 0 | 0 | 0 | 0 | 0 | 0 | 0 | 0 | 0 | 0 | 0 | 0 | 0
Industrial Sector Energy Related Emissions before CCS[heavy or residual fuel oil if,metal products except machinery and vehicles 25,CO] | NoSettings | 0 | 0 | 0 | 0 | 0 | 0 | 0 | 0 | 0 | 0 | 0 | 0 | 0 | 0 | 0 | 0 | 0 | 0 | 0 | 0 | 0 | 0 | 0 | 0 | 0 | 0 | 0 | 0 | 0 | 0 | 0
Industrial Sector Energy Related Emissions before CCS[heavy or residual fuel oil if,metal products except machinery and vehicles 25,NOx] | NoSettings | 0 | 0 | 0 | 0 | 0 | 0 | 0 | 0 | 0 | 0 | 0 | 0 | 0 | 0 | 0 | 0 | 0 | 0 | 0 | 0 | 0 | 0 | 0 | 0 | 0 | 0 | 0 | 0 | 0 | 0 | 0
Industrial Sector Energy Related Emissions before CCS[heavy or residual fuel oil if,metal products except machinery and vehicles 25,PM10] | NoSettings | 0 | 0 | 0 | 0 | 0 | 0 | 0 | 0 | 0 | 0 | 0 | 0 | 0 | 0 | 0 | 0 | 0 | 0 | 0 | 0 | 0 | 0 | 0 | 0 | 0 | 0 | 0 | 0 | 0 | 0 | 0
Industrial Sector Energy Related Emissions before CCS[heavy or residual fuel oil if,metal products except machinery and vehicles 25,PM25] | NoSettings | 0 | 0 | 0 | 0 | 0 | 0 | 0 | 0 | 0 | 0 | 0 | 0 | 0 | 0 | 0 | 0 | 0 | 0 | 0 | 0 | 0 | 0 | 0 | 0 | 0 | 0 | 0 | 0 | 0 | 0 | 0
Industrial Sector Energy Related Emissions before CCS[heavy or residual fuel oil if,metal products except machinery and vehicles 25,SOx] | NoSettings | 0 | 0 | 0 | 0 | 0 | 0 | 0 | 0 | 0 | 0 | 0 | 0 | 0 | 0 | 0 | 0 | 0 | 0 | 0 | 0 | 0 | 0 | 0 | 0 | 0 | 0 | 0 | 0 | 0 | 0 | 0
Industrial Sector Energy Related Emissions before CCS[heavy or residual fuel oil if,metal products except machinery and vehicles 25,BC] | NoSettings | 0 | 0 | 0 | 0 | 0 | 0 | 0 | 0 | 0 | 0 | 0 | 0 | 0 | 0 | 0 | 0 | 0 | 0 | 0 | 0 | 0 | 0 | 0 | 0 | 0 | 0 | 0 | 0 | 0 | 0 | 0
Industrial Sector Energy Related Emissions before CCS[heavy or residual fuel oil if,metal products except machinery and vehicles 25,OC] | NoSettings | 0 | 0 | 0 | 0 | 0 | 0 | 0 | 0 | 0 | 0 | 0 | 0 | 0 | 0 | 0 | 0 | 0 | 0 | 0 | 0 | 0 | 0 | 0 | 0 | 0 | 0 | 0 | 0 | 0 | 0 | 0
Industrial Sector Energy Related Emissions before CCS[heavy or residual fuel oil if,metal products except machinery and vehicles 25,CH4] | NoSettings | 0 | 0 | 0 | 0 | 0 | 0 | 0 | 0 | 0 | 0 | 0 | 0 | 0 | 0 | 0 | 0 | 0 | 0 | 0 | 0 | 0 | 0 | 0 | 0 | 0 | 0 | 0 | 0 | 0 | 0 | 0
Industrial Sector Energy Related Emissions before CCS[heavy or residual fuel oil if,metal products except machinery and vehicles 25,N2O] | NoSettings | 0 | 0 | 0 | 0 | 0 | 0 | 0 | 0 | 0 | 0 | 0 | 0 | 0 | 0 | 0 | 0 | 0 | 0 | 0 | 0 | 0 | 0 | 0 | 0 | 0 | 0 | 0 | 0 | 0 | 0 | 0
Industrial Sector Energy Related Emissions before CCS[heavy or residual fuel oil if,metal products except machinery and vehicles 25,F gases] | NoSettings | 0 | 0 | 0 | 0 | 0 | 0 | 0 | 0 | 0 | 0 | 0 | 0 | 0 | 0 | 0 | 0 | 0 | 0 | 0 | 0 | 0 | 0 | 0 | 0 | 0 | 0 | 0 | 0 | 0 | 0 | 0
Industrial Sector Energy Related Emissions before CCS[heavy or residual fuel oil if,computers and electronics 26,CO2] | NoSettings | 0 | 0 | 0 | 0 | 0 | 0 | 0 | 0 | 0 | 0 | 0 | 0 | 0 | 0 | 0 | 0 | 0 | 0 | 0 | 0 | 0 | 0 | 0 | 0 | 0 | 0 | 0 | 0 | 0 | 0 | 0
Industrial Sector Energy Related Emissions before CCS[heavy or residual fuel oil if,computers and electronics 26,VOC] | NoSettings | 0 | 0 | 0 | 0 | 0 | 0 | 0 | 0 | 0 | 0 | 0 | 0 | 0 | 0 | 0 | 0 | 0 | 0 | 0 | 0 | 0 | 0 | 0 | 0 | 0 | 0 | 0 | 0 | 0 | 0 | 0
Industrial Sector Energy Related Emissions before CCS[heavy or residual fuel oil if,computers and electronics 26,CO] | NoSettings | 0 | 0 | 0 | 0 | 0 | 0 | 0 | 0 | 0 | 0 | 0 | 0 | 0 | 0 | 0 | 0 | 0 | 0 | 0 | 0 | 0 | 0 | 0 | 0 | 0 | 0 | 0 | 0 | 0 | 0 | 0
Industrial Sector Energy Related Emissions before CCS[heavy or residual fuel oil if,computers and electronics 26,NOx] | NoSettings | 0 | 0 | 0 | 0 | 0 | 0 | 0 | 0 | 0 | 0 | 0 | 0 | 0 | 0 | 0 | 0 | 0 | 0 | 0 | 0 | 0 | 0 | 0 | 0 | 0 | 0 | 0 | 0 | 0 | 0 | 0
Industrial Sector Energy Related Emissions before CCS[heavy or residual fuel oil if,computers and electronics 26,PM10] | NoSettings | 0 | 0 | 0 | 0 | 0 | 0 | 0 | 0 | 0 | 0 | 0 | 0 | 0 | 0 | 0 | 0 | 0 | 0 | 0 | 0 | 0 | 0 | 0 | 0 | 0 | 0 | 0 | 0 | 0 | 0 | 0
Industrial Sector Energy Related Emissions before CCS[heavy or residual fuel oil if,computers and electronics 26,PM25] | NoSettings | 0 | 0 | 0 | 0 | 0 | 0 | 0 | 0 | 0 | 0 | 0 | 0 | 0 | 0 | 0 | 0 | 0 | 0 | 0 | 0 | 0 | 0 | 0 | 0 | 0 | 0 | 0 | 0 | 0 | 0 | 0
Industrial Sector Energy Related Emissions before CCS[heavy or residual fuel oil if,computers and electronics 26,SOx] | NoSettings | 0 | 0 | 0 | 0 | 0 | 0 | 0 | 0 | 0 | 0 | 0 | 0 | 0 | 0 | 0 | 0 | 0 | 0 | 0 | 0 | 0 | 0 | 0 | 0 | 0 | 0 | 0 | 0 | 0 | 0 | 0
Industrial Sector Energy Related Emissions before CCS[heavy or residual fuel oil if,computers and electronics 26,BC] | NoSettings | 0 | 0 | 0 | 0 | 0 | 0 | 0 | 0 | 0 | 0 | 0 | 0 | 0 | 0 | 0 | 0 | 0 | 0 | 0 | 0 | 0 | 0 | 0 | 0 | 0 | 0 | 0 | 0 | 0 | 0 | 0
Industrial Sector Energy Related Emissions before CCS[heavy or residual fuel oil if,computers and electronics 26,OC] | NoSettings | 0 | 0 | 0 | 0 | 0 | 0 | 0 | 0 | 0 | 0 | 0 | 0 | 0 | 0 | 0 | 0 | 0 | 0 | 0 | 0 | 0 | 0 | 0 | 0 | 0 | 0 | 0 | 0 | 0 | 0 | 0
Industrial Sector Energy Related Emissions before CCS[heavy or residual fuel oil if,computers and electronics 26,CH4] | NoSettings | 0 | 0 | 0 | 0 | 0 | 0 | 0 | 0 | 0 | 0 | 0 | 0 | 0 | 0 | 0 | 0 | 0 | 0 | 0 | 0 | 0 | 0 | 0 | 0 | 0 | 0 | 0 | 0 | 0 | 0 | 0
Industrial Sector Energy Related Emissions before CCS[heavy or residual fuel oil if,computers and electronics 26,N2O] | NoSettings | 0 | 0 | 0 | 0 | 0 | 0 | 0 | 0 | 0 | 0 | 0 | 0 | 0 | 0 | 0 | 0 | 0 | 0 | 0 | 0 | 0 | 0 | 0 | 0 | 0 | 0 | 0 | 0 | 0 | 0 | 0
Industrial Sector Energy Related Emissions before CCS[heavy or residual fuel oil if,computers and electronics 26,F gases] | NoSettings | 0 | 0 | 0 | 0 | 0 | 0 | 0 | 0 | 0 | 0 | 0 | 0 | 0 | 0 | 0 | 0 | 0 | 0 | 0 | 0 | 0 | 0 | 0 | 0 | 0 | 0 | 0 | 0 | 0 | 0 | 0
Industrial Sector Energy Related Emissions before CCS[heavy or residual fuel oil if,appliances and electrical equipment 27,CO2] | NoSettings | 0 | 0 | 0 | 0 | 0 | 0 | 0 | 0 | 0 | 0 | 0 | 0 | 0 | 0 | 0 | 0 | 0 | 0 | 0 | 0 | 0 | 0 | 0 | 0 | 0 | 0 | 0 | 0 | 0 | 0 | 0
Industrial Sector Energy Related Emissions before CCS[heavy or residual fuel oil if,appliances and electrical equipment 27,VOC] | NoSettings | 0 | 0 | 0 | 0 | 0 | 0 | 0 | 0 | 0 | 0 | 0 | 0 | 0 | 0 | 0 | 0 | 0 | 0 | 0 | 0 | 0 | 0 | 0 | 0 | 0 | 0 | 0 | 0 | 0 | 0 | 0
Industrial Sector Energy Related Emissions before CCS[heavy or residual fuel oil if,appliances and electrical equipment 27,CO] | NoSettings | 0 | 0 | 0 | 0 | 0 | 0 | 0 | 0 | 0 | 0 | 0 | 0 | 0 | 0 | 0 | 0 | 0 | 0 | 0 | 0 | 0 | 0 | 0 | 0 | 0 | 0 | 0 | 0 | 0 | 0 | 0
Industrial Sector Energy Related Emissions before CCS[heavy or residual fuel oil if,appliances and electrical equipment 27,NOx] | NoSettings | 0 | 0 | 0 | 0 | 0 | 0 | 0 | 0 | 0 | 0 | 0 | 0 | 0 | 0 | 0 | 0 | 0 | 0 | 0 | 0 | 0 | 0 | 0 | 0 | 0 | 0 | 0 | 0 | 0 | 0 | 0
Industrial Sector Energy Related Emissions before CCS[heavy or residual fuel oil if,appliances and electrical equipment 27,PM10] | NoSettings | 0 | 0 | 0 | 0 | 0 | 0 | 0 | 0 | 0 | 0 | 0 | 0 | 0 | 0 | 0 | 0 | 0 | 0 | 0 | 0 | 0 | 0 | 0 | 0 | 0 | 0 | 0 | 0 | 0 | 0 | 0
Industrial Sector Energy Related Emissions before CCS[heavy or residual fuel oil if,appliances and electrical equipment 27,PM25] | NoSettings | 0 | 0 | 0 | 0 | 0 | 0 | 0 | 0 | 0 | 0 | 0 | 0 | 0 | 0 | 0 | 0 | 0 | 0 | 0 | 0 | 0 | 0 | 0 | 0 | 0 | 0 | 0 | 0 | 0 | 0 | 0
Industrial Sector Energy Related Emissions before CCS[heavy or residual fuel oil if,appliances and electrical equipment 27,SOx] | NoSettings | 0 | 0 | 0 | 0 | 0 | 0 | 0 | 0 | 0 | 0 | 0 | 0 | 0 | 0 | 0 | 0 | 0 | 0 | 0 | 0 | 0 | 0 | 0 | 0 | 0 | 0 | 0 | 0 | 0 | 0 | 0
Industrial Sector Energy Related Emissions before CCS[heavy or residual fuel oil if,appliances and electrical equipment 27,BC] | NoSettings | 0 | 0 | 0 | 0 | 0 | 0 | 0 | 0 | 0 | 0 | 0 | 0 | 0 | 0 | 0 | 0 | 0 | 0 | 0 | 0 | 0 | 0 | 0 | 0 | 0 | 0 | 0 | 0 | 0 | 0 | 0
Industrial Sector Energy Related Emissions before CCS[heavy or residual fuel oil if,appliances and electrical equipment 27,OC] | NoSettings | 0 | 0 | 0 | 0 | 0 | 0 | 0 | 0 | 0 | 0 | 0 | 0 | 0 | 0 | 0 | 0 | 0 | 0 | 0 | 0 | 0 | 0 | 0 | 0 | 0 | 0 | 0 | 0 | 0 | 0 | 0
Industrial Sector Energy Related Emissions before CCS[heavy or residual fuel oil if,appliances and electrical equipment 27,CH4] | NoSettings | 0 | 0 | 0 | 0 | 0 | 0 | 0 | 0 | 0 | 0 | 0 | 0 | 0 | 0 | 0 | 0 | 0 | 0 | 0 | 0 | 0 | 0 | 0 | 0 | 0 | 0 | 0 | 0 | 0 | 0 | 0
Industrial Sector Energy Related Emissions before CCS[heavy or residual fuel oil if,appliances and electrical equipment 27,N2O] | NoSettings | 0 | 0 | 0 | 0 | 0 | 0 | 0 | 0 | 0 | 0 | 0 | 0 | 0 | 0 | 0 | 0 | 0 | 0 | 0 | 0 | 0 | 0 | 0 | 0 | 0 | 0 | 0 | 0 | 0 | 0 | 0
Industrial Sector Energy Related Emissions before CCS[heavy or residual fuel oil if,appliances and electrical equipment 27,F gases] | NoSettings | 0 | 0 | 0 | 0 | 0 | 0 | 0 | 0 | 0 | 0 | 0 | 0 | 0 | 0 | 0 | 0 | 0 | 0 | 0 | 0 | 0 | 0 | 0 | 0 | 0 | 0 | 0 | 0 | 0 | 0 | 0
Industrial Sector Energy Related Emissions before CCS[heavy or residual fuel oil if,other machinery 28,CO2] | NoSettings | 0 | 0 | 0 | 0 | 0 | 0 | 0 | 0 | 0 | 0 | 0 | 0 | 0 | 0 | 0 | 0 | 0 | 0 | 0 | 0 | 0 | 0 | 0 | 0 | 0 | 0 | 0 | 0 | 0 | 0 | 0
Industrial Sector Energy Related Emissions before CCS[heavy or residual fuel oil if,other machinery 28,VOC] | NoSettings | 0 | 0 | 0 | 0 | 0 | 0 | 0 | 0 | 0 | 0 | 0 | 0 | 0 | 0 | 0 | 0 | 0 | 0 | 0 | 0 | 0 | 0 | 0 | 0 | 0 | 0 | 0 | 0 | 0 | 0 | 0
Industrial Sector Energy Related Emissions before CCS[heavy or residual fuel oil if,other machinery 28,CO] | NoSettings | 0 | 0 | 0 | 0 | 0 | 0 | 0 | 0 | 0 | 0 | 0 | 0 | 0 | 0 | 0 | 0 | 0 | 0 | 0 | 0 | 0 | 0 | 0 | 0 | 0 | 0 | 0 | 0 | 0 | 0 | 0
Industrial Sector Energy Related Emissions before CCS[heavy or residual fuel oil if,other machinery 28,NOx] | NoSettings | 0 | 0 | 0 | 0 | 0 | 0 | 0 | 0 | 0 | 0 | 0 | 0 | 0 | 0 | 0 | 0 | 0 | 0 | 0 | 0 | 0 | 0 | 0 | 0 | 0 | 0 | 0 | 0 | 0 | 0 | 0
Industrial Sector Energy Related Emissions before CCS[heavy or residual fuel oil if,other machinery 28,PM10] | NoSettings | 0 | 0 | 0 | 0 | 0 | 0 | 0 | 0 | 0 | 0 | 0 | 0 | 0 | 0 | 0 | 0 | 0 | 0 | 0 | 0 | 0 | 0 | 0 | 0 | 0 | 0 | 0 | 0 | 0 | 0 | 0
Industrial Sector Energy Related Emissions before CCS[heavy or residual fuel oil if,other machinery 28,PM25] | NoSettings | 0 | 0 | 0 | 0 | 0 | 0 | 0 | 0 | 0 | 0 | 0 | 0 | 0 | 0 | 0 | 0 | 0 | 0 | 0 | 0 | 0 | 0 | 0 | 0 | 0 | 0 | 0 | 0 | 0 | 0 | 0
Industrial Sector Energy Related Emissions before CCS[heavy or residual fuel oil if,other machinery 28,SOx] | NoSettings | 0 | 0 | 0 | 0 | 0 | 0 | 0 | 0 | 0 | 0 | 0 | 0 | 0 | 0 | 0 | 0 | 0 | 0 | 0 | 0 | 0 | 0 | 0 | 0 | 0 | 0 | 0 | 0 | 0 | 0 | 0
Industrial Sector Energy Related Emissions before CCS[heavy or residual fuel oil if,other machinery 28,BC] | NoSettings | 0 | 0 | 0 | 0 | 0 | 0 | 0 | 0 | 0 | 0 | 0 | 0 | 0 | 0 | 0 | 0 | 0 | 0 | 0 | 0 | 0 | 0 | 0 | 0 | 0 | 0 | 0 | 0 | 0 | 0 | 0
Industrial Sector Energy Related Emissions before CCS[heavy or residual fuel oil if,other machinery 28,OC] | NoSettings | 0 | 0 | 0 | 0 | 0 | 0 | 0 | 0 | 0 | 0 | 0 | 0 | 0 | 0 | 0 | 0 | 0 | 0 | 0 | 0 | 0 | 0 | 0 | 0 | 0 | 0 | 0 | 0 | 0 | 0 | 0
Industrial Sector Energy Related Emissions before CCS[heavy or residual fuel oil if,other machinery 28,CH4] | NoSettings | 0 | 0 | 0 | 0 | 0 | 0 | 0 | 0 | 0 | 0 | 0 | 0 | 0 | 0 | 0 | 0 | 0 | 0 | 0 | 0 | 0 | 0 | 0 | 0 | 0 | 0 | 0 | 0 | 0 | 0 | 0
Industrial Sector Energy Related Emissions before CCS[heavy or residual fuel oil if,other machinery 28,N2O] | NoSettings | 0 | 0 | 0 | 0 | 0 | 0 | 0 | 0 | 0 | 0 | 0 | 0 | 0 | 0 | 0 | 0 | 0 | 0 | 0 | 0 | 0 | 0 | 0 | 0 | 0 | 0 | 0 | 0 | 0 | 0 | 0
Industrial Sector Energy Related Emissions before CCS[heavy or residual fuel oil if,other machinery 28,F gases] | NoSettings | 0 | 0 | 0 | 0 | 0 | 0 | 0 | 0 | 0 | 0 | 0 | 0 | 0 | 0 | 0 | 0 | 0 | 0 | 0 | 0 | 0 | 0 | 0 | 0 | 0 | 0 | 0 | 0 | 0 | 0 | 0
Industrial Sector Energy Related Emissions before CCS[heavy or residual fuel oil if,road vehicles 29,CO2] | NoSettings | 0 | 0 | 0 | 0 | 0 | 0 | 0 | 0 | 0 | 0 | 0 | 0 | 0 | 0 | 0 | 0 | 0 | 0 | 0 | 0 | 0 | 0 | 0 | 0 | 0 | 0 | 0 | 0 | 0 | 0 | 0
Industrial Sector Energy Related Emissions before CCS[heavy or residual fuel oil if,road vehicles 29,VOC] | NoSettings | 0 | 0 | 0 | 0 | 0 | 0 | 0 | 0 | 0 | 0 | 0 | 0 | 0 | 0 | 0 | 0 | 0 | 0 | 0 | 0 | 0 | 0 | 0 | 0 | 0 | 0 | 0 | 0 | 0 | 0 | 0
Industrial Sector Energy Related Emissions before CCS[heavy or residual fuel oil if,road vehicles 29,CO] | NoSettings | 0 | 0 | 0 | 0 | 0 | 0 | 0 | 0 | 0 | 0 | 0 | 0 | 0 | 0 | 0 | 0 | 0 | 0 | 0 | 0 | 0 | 0 | 0 | 0 | 0 | 0 | 0 | 0 | 0 | 0 | 0
Industrial Sector Energy Related Emissions before CCS[heavy or residual fuel oil if,road vehicles 29,NOx] | NoSettings | 0 | 0 | 0 | 0 | 0 | 0 | 0 | 0 | 0 | 0 | 0 | 0 | 0 | 0 | 0 | 0 | 0 | 0 | 0 | 0 | 0 | 0 | 0 | 0 | 0 | 0 | 0 | 0 | 0 | 0 | 0
Industrial Sector Energy Related Emissions before CCS[heavy or residual fuel oil if,road vehicles 29,PM10] | NoSettings | 0 | 0 | 0 | 0 | 0 | 0 | 0 | 0 | 0 | 0 | 0 | 0 | 0 | 0 | 0 | 0 | 0 | 0 | 0 | 0 | 0 | 0 | 0 | 0 | 0 | 0 | 0 | 0 | 0 | 0 | 0
Industrial Sector Energy Related Emissions before CCS[heavy or residual fuel oil if,road vehicles 29,PM25] | NoSettings | 0 | 0 | 0 | 0 | 0 | 0 | 0 | 0 | 0 | 0 | 0 | 0 | 0 | 0 | 0 | 0 | 0 | 0 | 0 | 0 | 0 | 0 | 0 | 0 | 0 | 0 | 0 | 0 | 0 | 0 | 0
Industrial Sector Energy Related Emissions before CCS[heavy or residual fuel oil if,road vehicles 29,SOx] | NoSettings | 0 | 0 | 0 | 0 | 0 | 0 | 0 | 0 | 0 | 0 | 0 | 0 | 0 | 0 | 0 | 0 | 0 | 0 | 0 | 0 | 0 | 0 | 0 | 0 | 0 | 0 | 0 | 0 | 0 | 0 | 0
Industrial Sector Energy Related Emissions before CCS[heavy or residual fuel oil if,road vehicles 29,BC] | NoSettings | 0 | 0 | 0 | 0 | 0 | 0 | 0 | 0 | 0 | 0 | 0 | 0 | 0 | 0 | 0 | 0 | 0 | 0 | 0 | 0 | 0 | 0 | 0 | 0 | 0 | 0 | 0 | 0 | 0 | 0 | 0
Industrial Sector Energy Related Emissions before CCS[heavy or residual fuel oil if,road vehicles 29,OC] | NoSettings | 0 | 0 | 0 | 0 | 0 | 0 | 0 | 0 | 0 | 0 | 0 | 0 | 0 | 0 | 0 | 0 | 0 | 0 | 0 | 0 | 0 | 0 | 0 | 0 | 0 | 0 | 0 | 0 | 0 | 0 | 0
Industrial Sector Energy Related Emissions before CCS[heavy or residual fuel oil if,road vehicles 29,CH4] | NoSettings | 0 | 0 | 0 | 0 | 0 | 0 | 0 | 0 | 0 | 0 | 0 | 0 | 0 | 0 | 0 | 0 | 0 | 0 | 0 | 0 | 0 | 0 | 0 | 0 | 0 | 0 | 0 | 0 | 0 | 0 | 0
Industrial Sector Energy Related Emissions before CCS[heavy or residual fuel oil if,road vehicles 29,N2O] | NoSettings | 0 | 0 | 0 | 0 | 0 | 0 | 0 | 0 | 0 | 0 | 0 | 0 | 0 | 0 | 0 | 0 | 0 | 0 | 0 | 0 | 0 | 0 | 0 | 0 | 0 | 0 | 0 | 0 | 0 | 0 | 0
Industrial Sector Energy Related Emissions before CCS[heavy or residual fuel oil if,road vehicles 29,F gases] | NoSettings | 0 | 0 | 0 | 0 | 0 | 0 | 0 | 0 | 0 | 0 | 0 | 0 | 0 | 0 | 0 | 0 | 0 | 0 | 0 | 0 | 0 | 0 | 0 | 0 | 0 | 0 | 0 | 0 | 0 | 0 | 0
Industrial Sector Energy Related Emissions before CCS[heavy or residual fuel oil if,nonroad vehicles 30,CO2] | NoSettings | 0 | 0 | 0 | 0 | 0 | 0 | 0 | 0 | 0 | 0 | 0 | 0 | 0 | 0 | 0 | 0 | 0 | 0 | 0 | 0 | 0 | 0 | 0 | 0 | 0 | 0 | 0 | 0 | 0 | 0 | 0
Industrial Sector Energy Related Emissions before CCS[heavy or residual fuel oil if,nonroad vehicles 30,VOC] | NoSettings | 0 | 0 | 0 | 0 | 0 | 0 | 0 | 0 | 0 | 0 | 0 | 0 | 0 | 0 | 0 | 0 | 0 | 0 | 0 | 0 | 0 | 0 | 0 | 0 | 0 | 0 | 0 | 0 | 0 | 0 | 0
Industrial Sector Energy Related Emissions before CCS[heavy or residual fuel oil if,nonroad vehicles 30,CO] | NoSettings | 0 | 0 | 0 | 0 | 0 | 0 | 0 | 0 | 0 | 0 | 0 | 0 | 0 | 0 | 0 | 0 | 0 | 0 | 0 | 0 | 0 | 0 | 0 | 0 | 0 | 0 | 0 | 0 | 0 | 0 | 0
Industrial Sector Energy Related Emissions before CCS[heavy or residual fuel oil if,nonroad vehicles 30,NOx] | NoSettings | 0 | 0 | 0 | 0 | 0 | 0 | 0 | 0 | 0 | 0 | 0 | 0 | 0 | 0 | 0 | 0 | 0 | 0 | 0 | 0 | 0 | 0 | 0 | 0 | 0 | 0 | 0 | 0 | 0 | 0 | 0
Industrial Sector Energy Related Emissions before CCS[heavy or residual fuel oil if,nonroad vehicles 30,PM10] | NoSettings | 0 | 0 | 0 | 0 | 0 | 0 | 0 | 0 | 0 | 0 | 0 | 0 | 0 | 0 | 0 | 0 | 0 | 0 | 0 | 0 | 0 | 0 | 0 | 0 | 0 | 0 | 0 | 0 | 0 | 0 | 0
Industrial Sector Energy Related Emissions before CCS[heavy or residual fuel oil if,nonroad vehicles 30,PM25] | NoSettings | 0 | 0 | 0 | 0 | 0 | 0 | 0 | 0 | 0 | 0 | 0 | 0 | 0 | 0 | 0 | 0 | 0 | 0 | 0 | 0 | 0 | 0 | 0 | 0 | 0 | 0 | 0 | 0 | 0 | 0 | 0
Industrial Sector Energy Related Emissions before CCS[heavy or residual fuel oil if,nonroad vehicles 30,SOx] | NoSettings | 0 | 0 | 0 | 0 | 0 | 0 | 0 | 0 | 0 | 0 | 0 | 0 | 0 | 0 | 0 | 0 | 0 | 0 | 0 | 0 | 0 | 0 | 0 | 0 | 0 | 0 | 0 | 0 | 0 | 0 | 0
Industrial Sector Energy Related Emissions before CCS[heavy or residual fuel oil if,nonroad vehicles 30,BC] | NoSettings | 0 | 0 | 0 | 0 | 0 | 0 | 0 | 0 | 0 | 0 | 0 | 0 | 0 | 0 | 0 | 0 | 0 | 0 | 0 | 0 | 0 | 0 | 0 | 0 | 0 | 0 | 0 | 0 | 0 | 0 | 0
Industrial Sector Energy Related Emissions before CCS[heavy or residual fuel oil if,nonroad vehicles 30,OC] | NoSettings | 0 | 0 | 0 | 0 | 0 | 0 | 0 | 0 | 0 | 0 | 0 | 0 | 0 | 0 | 0 | 0 | 0 | 0 | 0 | 0 | 0 | 0 | 0 | 0 | 0 | 0 | 0 | 0 | 0 | 0 | 0
Industrial Sector Energy Related Emissions before CCS[heavy or residual fuel oil if,nonroad vehicles 30,CH4] | NoSettings | 0 | 0 | 0 | 0 | 0 | 0 | 0 | 0 | 0 | 0 | 0 | 0 | 0 | 0 | 0 | 0 | 0 | 0 | 0 | 0 | 0 | 0 | 0 | 0 | 0 | 0 | 0 | 0 | 0 | 0 | 0
Industrial Sector Energy Related Emissions before CCS[heavy or residual fuel oil if,nonroad vehicles 30,N2O] | NoSettings | 0 | 0 | 0 | 0 | 0 | 0 | 0 | 0 | 0 | 0 | 0 | 0 | 0 | 0 | 0 | 0 | 0 | 0 | 0 | 0 | 0 | 0 | 0 | 0 | 0 | 0 | 0 | 0 | 0 | 0 | 0
Industrial Sector Energy Related Emissions before CCS[heavy or residual fuel oil if,nonroad vehicles 30,F gases] | NoSettings | 0 | 0 | 0 | 0 | 0 | 0 | 0 | 0 | 0 | 0 | 0 | 0 | 0 | 0 | 0 | 0 | 0 | 0 | 0 | 0 | 0 | 0 | 0 | 0 | 0 | 0 | 0 | 0 | 0 | 0 | 0
Industrial Sector Energy Related Emissions before CCS[heavy or residual fuel oil if,other manufacturing 31T33,CO2] | NoSettings | 4351590000 | 4086250000 | 4226980000 | 4391070000 | 4470070000 | 4582450000 | 4650820000 | 4693200000 | 4728770000 | 4770700000 | 4834250000 | 4891130000 | 4939900000 | 5012810000 | 5068840000 | 5098840000 | 5117580000 | 5158160000 | 5203120000 | 5253810000 | 5288880000 | 5346180000 | 5431190000 | 5545120000 | 5638290000 | 5699130000 | 5805880000 | 5897180000 | 5988490000 | 6079790000 | 6171090000
Industrial Sector Energy Related Emissions before CCS[heavy or residual fuel oil if,other manufacturing 31T33,VOC] | NoSettings | 49020.6 | 46031.6 | 47616.8 | 49465.3 | 50355.2 | 51621.2 | 52391.4 | 52868.8 | 53269.4 | 53741.9 | 54457.7 | 55098.5 | 55647.9 | 56469.2 | 57100.4 | 57438.4 | 57649.4 | 58106.6 | 58613 | 59184.1 | 59579.1 | 60224.6 | 61182.2 | 62465.6 | 63515.2 | 64200.6 | 65403.2 | 66431.7 | 67460.2 | 68488.7 | 69517.2
Industrial Sector Energy Related Emissions before CCS[heavy or residual fuel oil if,other manufacturing 31T33,CO] | NoSettings | 1951320 | 1832340 | 1895440 | 1969020 | 2004450 | 2054840 | 2085500 | 2104500 | 2120450 | 2139260 | 2167750 | 2193260 | 2215130 | 2247820 | 2272950 | 2286400 | 2294800 | 2313000 | 2333160 | 2355890 | 2371610 | 2397310 | 2435430 | 2486520 | 2528300 | 2555580 | 2603450 | 2644390 | 2685330 | 2726270 | 2767210
Industrial Sector Energy Related Emissions before CCS[heavy or residual fuel oil if,other manufacturing 31T33,NOx] | NoSettings | 7426680 | 6973840 | 7214010 | 7494050 | 7628880 | 7820680 | 7937370 | 8009690 | 8070380 | 8141960 | 8250410 | 8347480 | 8430720 | 8555140 | 8650780 | 8701980 | 8733960 | 8803220 | 8879940 | 8966460 | 9026300 | 9124090 | 9269180 | 9463620 | 9622630 | 9726460 | 9908660 | 10064500 | 10220300 | 10376100 | 10531900
Industrial Sector Energy Related Emissions before CCS[heavy or residual fuel oil if,other manufacturing 31T33,PM10] | NoSettings | 1914870 | 1798120 | 1860040 | 1932240 | 1967010 | 2016460 | 2046550 | 2065200 | 2080850 | 2099300 | 2127260 | 2152290 | 2173750 | 2205830 | 2230490 | 2243690 | 2251940 | 2269800 | 2289580 | 2311890 | 2327320 | 2352530 | 2389940 | 2440070 | 2481070 | 2507840 | 2554820 | 2595000 | 2635170 | 2675350 | 2715520
Industrial Sector Energy Related Emissions before CCS[heavy or residual fuel oil if,other manufacturing 31T33,PM25] | NoSettings | 876229 | 822801 | 851137 | 884177 | 900085 | 922714 | 936482 | 945014 | 952176 | 960620 | 973416 | 984869 | 994689 | 1009370 | 1020650 | 1026690 | 1030470 | 1038640 | 1047690 | 1057900 | 1064960 | 1076500 | 1093610 | 1116550 | 1135320 | 1147570 | 1169060 | 1187450 | 1205830 | 1224210 | 1242600
Industrial Sector Energy Related Emissions before CCS[heavy or residual fuel oil if,other manufacturing 31T33,SOx] | NoSettings | 37020800 | 34763500 | 35960700 | 37356600 | 38028700 | 38984800 | 39566500 | 39927000 | 40229600 | 40586400 | 41127000 | 41610900 | 42025800 | 42646000 | 43122700 | 43378000 | 43537400 | 43882600 | 44265100 | 44696400 | 44994700 | 45482200 | 46205400 | 47174600 | 47967300 | 48484900 | 49393100 | 50169800 | 50946500 | 51723300 | 52500000
Industrial Sector Energy Related Emissions before CCS[heavy or residual fuel oil if,other manufacturing 31T33,BC] | NoSettings | 55568.3 | 52180 | 53977 | 56072.3 | 57081.2 | 58516.3 | 59389.4 | 59930.5 | 60384.6 | 60920.2 | 61731.6 | 62457.9 | 63080.7 | 64011.7 | 64727.3 | 65110.4 | 65349.7 | 65867.9 | 66442 | 67089.3 | 67537 | 68268.8 | 69354.3 | 70809.1 | 71999 | 72775.8 | 74139 | 75304.9 | 76470.8 | 77636.7 | 78802.6
Industrial Sector Energy Related Emissions before CCS[heavy or residual fuel oil if,other manufacturing 31T33,OC] | NoSettings | 38532.7 | 36183.2 | 37429.3 | 38882.3 | 39581.8 | 40577 | 41182.4 | 41557.6 | 41872.6 | 42243.9 | 42806.6 | 43310.3 | 43742.1 | 44387.7 | 44883.9 | 45149.5 | 45315.5 | 45674.8 | 46072.9 | 46521.8 | 46832.3 | 47339.6 | 48092.4 | 49101.2 | 49926.3 | 50465 | 51410.3 | 52218.7 | 53027.2 | 53835.7 | 54644.1
Industrial Sector Energy Related Emissions before CCS[heavy or residual fuel oil if,other manufacturing 31T33,CH4] | NoSettings | 173832 | 163233 | 168854 | 175409 | 178565 | 183054 | 185785 | 187478 | 188899 | 190574 | 193112 | 195385 | 197333 | 200245 | 202484 | 203682 | 204431 | 206052 | 207848 | 209873 | 211273 | 213562 | 216958 | 221509 | 225231 | 227662 | 231926 | 235573 | 239220 | 242868 | 246515
Industrial Sector Energy Related Emissions before CCS[heavy or residual fuel oil if,other manufacturing 31T33,N2O] | NoSettings | 34766.4 | 32646.5 | 33770.8 | 35081.8 | 35712.9 | 36610.8 | 37157.1 | 37495.6 | 37779.7 | 38114.8 | 38622.5 | 39076.9 | 39466.6 | 40049 | 40496.7 | 40736.4 | 40886.1 | 41210.3 | 41569.5 | 41974.5 | 42254.7 | 42712.5 | 43391.7 | 44301.9 | 45046.3 | 45532.3 | 46385.2 | 47114.7 | 47844.1 | 48573.5 | 49303
Industrial Sector Energy Related Emissions before CCS[heavy or residual fuel oil if,other manufacturing 31T33,F gases] | NoSettings | 0 | 0 | 0 | 0 | 0 | 0 | 0 | 0 | 0 | 0 | 0 | 0 | 0 | 0 | 0 | 0 | 0 | 0 | 0 | 0 | 0 | 0 | 0 | 0 | 0 | 0 | 0 | 0 | 0 | 0 | 0
Industrial Sector Energy Related Emissions before CCS[heavy or residual fuel oil if,energy pipelines and gas processing 352T353,CO2] | NoSettings | 0 | 7058650 | 7035620 | 7246850 | 6755230 | 6207170 | 5667060 | 5648730 | 5416540 | 5329880 | 5124590 | 4951210 | 4932190 | 4982170 | 4920880 | 4912410 | 5018180 | 4839290 | 4673640 | 4587910 | 4505440 | 4387430 | 4325350 | 4283550 | 4216230 | 4181700 | 4128400 | 4127540 | 4112160 | 4107870 | 4116730
Industrial Sector Energy Related Emissions before CCS[heavy or residual fuel oil if,energy pipelines and gas processing 352T353,VOC] | NoSettings | 0 | 79.5156 | 79.2561 | 81.6356 | 76.0976 | 69.9236 | 63.8393 | 63.6328 | 61.0172 | 60.041 | 57.7284 | 55.7753 | 55.561 | 56.1241 | 55.4336 | 55.3382 | 56.5296 | 54.5145 | 52.6485 | 51.6827 | 50.7537 | 49.4244 | 48.7249 | 48.2541 | 47.4957 | 47.1067 | 46.5064 | 46.4967 | 46.3234 | 46.2751 | 46.3749
Industrial Sector Energy Related Emissions before CCS[heavy or residual fuel oil if,energy pipelines and gas processing 352T353,CO] | NoSettings | 0 | 3165.21 | 3154.88 | 3249.6 | 3029.15 | 2783.39 | 2541.2 | 2532.98 | 2428.86 | 2390 | 2297.94 | 2220.2 | 2211.67 | 2234.08 | 2206.6 | 2202.8 | 2250.23 | 2170.01 | 2095.73 | 2057.29 | 2020.31 | 1967.39 | 1939.55 | 1920.81 | 1890.62 | 1875.14 | 1851.24 | 1850.85 | 1843.96 | 1842.03 | 1846
Industrial Sector Energy Related Emissions before CCS[heavy or residual fuel oil if,energy pipelines and gas processing 352T353,NOx] | NoSettings | 0 | 12046.7 | 12007.4 | 12367.9 | 11528.9 | 10593.5 | 9671.73 | 9640.44 | 9244.18 | 9096.29 | 8745.92 | 8450.02 | 8417.55 | 8502.87 | 8398.25 | 8383.81 | 8564.31 | 8259.01 | 7976.3 | 7829.99 | 7689.25 | 7487.85 | 7381.88 | 7310.56 | 7195.66 | 7136.73 | 7045.77 | 7044.31 | 7018.05 | 7010.74 | 7025.84
Industrial Sector Energy Related Emissions before CCS[heavy or residual fuel oil if,energy pipelines and gas processing 352T353,PM10] | NoSettings | 0 | 3106.09 | 3095.95 | 3188.9 | 2972.57 | 2731.4 | 2493.73 | 2485.67 | 2383.49 | 2345.36 | 2255.02 | 2178.73 | 2170.36 | 2192.36 | 2165.38 | 2161.66 | 2208.2 | 2129.48 | 2056.59 | 2018.86 | 1982.57 | 1930.65 | 1903.32 | 1884.93 | 1855.31 | 1840.11 | 1816.66 | 1816.28 | 1809.51 | 1807.63 | 1811.52
Industrial Sector Energy Related Emissions before CCS[heavy or residual fuel oil if,energy pipelines and gas processing 352T353,PM25] | NoSettings | 0 | 1421.32 | 1416.68 | 1459.21 | 1360.22 | 1249.86 | 1141.11 | 1137.42 | 1090.66 | 1073.22 | 1031.88 | 996.967 | 993.136 | 1003.2 | 990.859 | 989.154 | 1010.45 | 974.431 | 941.076 | 923.813 | 907.207 | 883.446 | 870.944 | 862.529 | 848.972 | 842.019 | 831.288 | 831.115 | 828.017 | 827.154 | 828.937
Industrial Sector Energy Related Emissions before CCS[heavy or residual fuel oil if,energy pipelines and gas processing 352T353,SOx] | NoSettings | 0 | 60050.9 | 59854.9 | 61652 | 57469.6 | 52807 | 48212 | 48056.1 | 46080.8 | 45343.5 | 43597 | 42122 | 41960.2 | 42385.4 | 41864 | 41791.9 | 42691.7 | 41169.9 | 39760.6 | 39031.3 | 38329.7 | 37325.7 | 36797.5 | 36442 | 35869.2 | 35575.5 | 35122.1 | 35114.7 | 34983.9 | 34947.4 | 35022.7
Industrial Sector Energy Related Emissions before CCS[heavy or residual fuel oil if,energy pipelines and gas processing 352T353,BC] | NoSettings | 0 | 90.1365 | 89.8423 | 92.5397 | 86.2619 | 79.2633 | 72.3663 | 72.1322 | 69.1673 | 68.0607 | 65.4391 | 63.2252 | 62.9822 | 63.6206 | 62.8378 | 62.7297 | 64.0803 | 61.796 | 59.6807 | 58.5859 | 57.5329 | 56.026 | 55.2331 | 54.6994 | 53.8397 | 53.3988 | 52.7182 | 52.7073 | 52.5108 | 52.4561 | 52.5691
Industrial Sector Energy Related Emissions before CCS[heavy or residual fuel oil if,energy pipelines and gas processing 352T353,OC] | NoSettings | 0 | 62.5034 | 62.2994 | 64.1699 | 59.8166 | 54.9636 | 50.181 | 50.0187 | 47.9627 | 47.1954 | 45.3775 | 43.8423 | 43.6738 | 44.1165 | 43.5737 | 43.4987 | 44.4352 | 42.8512 | 41.3844 | 40.6253 | 39.8951 | 38.8501 | 38.3003 | 37.9303 | 37.3341 | 37.0284 | 36.5564 | 36.5488 | 36.4126 | 36.3747 | 36.453
Industrial Sector Energy Related Emissions before CCS[heavy or residual fuel oil if,energy pipelines and gas processing 352T353,CH4] | NoSettings | 0 | 281.97 | 281.05 | 289.488 | 269.849 | 247.956 | 226.381 | 225.648 | 216.373 | 212.911 | 204.711 | 197.785 | 197.025 | 199.022 | 196.573 | 196.235 | 200.46 | 193.314 | 186.697 | 183.272 | 179.978 | 175.264 | 172.783 | 171.114 | 168.425 | 167.045 | 164.916 | 164.882 | 164.267 | 164.096 | 164.45
Industrial Sector Energy Related Emissions before CCS[heavy or residual fuel oil if,energy pipelines and gas processing 352T353,N2O] | NoSettings | 0 | 56.394 | 56.21 | 57.8976 | 53.9699 | 49.5912 | 45.2761 | 45.1296 | 43.2746 | 42.5823 | 40.9421 | 39.5569 | 39.4049 | 39.8043 | 39.3146 | 39.247 | 40.0919 | 38.6628 | 37.3393 | 36.6544 | 35.9955 | 35.0527 | 34.5567 | 34.2228 | 33.6849 | 33.409 | 32.9833 | 32.9764 | 32.8535 | 32.8192 | 32.89
Industrial Sector Energy Related Emissions before CCS[heavy or residual fuel oil if,energy pipelines and gas processing 352T353,F gases] | NoSettings | 0 | 0 | 0 | 0 | 0 | 0 | 0 | 0 | 0 | 0 | 0 | 0 | 0 | 0 | 0 | 0 | 0 | 0 | 0 | 0 | 0 | 0 | 0 | 0 | 0 | 0 | 0 | 0 | 0 | 0 | 0
Industrial Sector Energy Related Emissions before CCS[heavy or residual fuel oil if,water and waste 36T39,CO2] | NoSettings | 0 | 0 | 0 | 0 | 0 | 0 | 0 | 0 | 0 | 0 | 0 | 0 | 0 | 0 | 0 | 0 | 0 | 0 | 0 | 0 | 0 | 0 | 0 | 0 | 0 | 0 | 0 | 0 | 0 | 0 | 0
Industrial Sector Energy Related Emissions before CCS[heavy or residual fuel oil if,water and waste 36T39,VOC] | NoSettings | 0 | 0 | 0 | 0 | 0 | 0 | 0 | 0 | 0 | 0 | 0 | 0 | 0 | 0 | 0 | 0 | 0 | 0 | 0 | 0 | 0 | 0 | 0 | 0 | 0 | 0 | 0 | 0 | 0 | 0 | 0
Industrial Sector Energy Related Emissions before CCS[heavy or residual fuel oil if,water and waste 36T39,CO] | NoSettings | 0 | 0 | 0 | 0 | 0 | 0 | 0 | 0 | 0 | 0 | 0 | 0 | 0 | 0 | 0 | 0 | 0 | 0 | 0 | 0 | 0 | 0 | 0 | 0 | 0 | 0 | 0 | 0 | 0 | 0 | 0
Industrial Sector Energy Related Emissions before CCS[heavy or residual fuel oil if,water and waste 36T39,NOx] | NoSettings | 0 | 0 | 0 | 0 | 0 | 0 | 0 | 0 | 0 | 0 | 0 | 0 | 0 | 0 | 0 | 0 | 0 | 0 | 0 | 0 | 0 | 0 | 0 | 0 | 0 | 0 | 0 | 0 | 0 | 0 | 0
Industrial Sector Energy Related Emissions before CCS[heavy or residual fuel oil if,water and waste 36T39,PM10] | NoSettings | 0 | 0 | 0 | 0 | 0 | 0 | 0 | 0 | 0 | 0 | 0 | 0 | 0 | 0 | 0 | 0 | 0 | 0 | 0 | 0 | 0 | 0 | 0 | 0 | 0 | 0 | 0 | 0 | 0 | 0 | 0
Industrial Sector Energy Related Emissions before CCS[heavy or residual fuel oil if,water and waste 36T39,PM25] | NoSettings | 0 | 0 | 0 | 0 | 0 | 0 | 0 | 0 | 0 | 0 | 0 | 0 | 0 | 0 | 0 | 0 | 0 | 0 | 0 | 0 | 0 | 0 | 0 | 0 | 0 | 0 | 0 | 0 | 0 | 0 | 0
Industrial Sector Energy Related Emissions before CCS[heavy or residual fuel oil if,water and waste 36T39,SOx] | NoSettings | 0 | 0 | 0 | 0 | 0 | 0 | 0 | 0 | 0 | 0 | 0 | 0 | 0 | 0 | 0 | 0 | 0 | 0 | 0 | 0 | 0 | 0 | 0 | 0 | 0 | 0 | 0 | 0 | 0 | 0 | 0
Industrial Sector Energy Related Emissions before CCS[heavy or residual fuel oil if,water and waste 36T39,BC] | NoSettings | 0 | 0 | 0 | 0 | 0 | 0 | 0 | 0 | 0 | 0 | 0 | 0 | 0 | 0 | 0 | 0 | 0 | 0 | 0 | 0 | 0 | 0 | 0 | 0 | 0 | 0 | 0 | 0 | 0 | 0 | 0
Industrial Sector Energy Related Emissions before CCS[heavy or residual fuel oil if,water and waste 36T39,OC] | NoSettings | 0 | 0 | 0 | 0 | 0 | 0 | 0 | 0 | 0 | 0 | 0 | 0 | 0 | 0 | 0 | 0 | 0 | 0 | 0 | 0 | 0 | 0 | 0 | 0 | 0 | 0 | 0 | 0 | 0 | 0 | 0
Industrial Sector Energy Related Emissions before CCS[heavy or residual fuel oil if,water and waste 36T39,CH4] | NoSettings | 0 | 0 | 0 | 0 | 0 | 0 | 0 | 0 | 0 | 0 | 0 | 0 | 0 | 0 | 0 | 0 | 0 | 0 | 0 | 0 | 0 | 0 | 0 | 0 | 0 | 0 | 0 | 0 | 0 | 0 | 0
Industrial Sector Energy Related Emissions before CCS[heavy or residual fuel oil if,water and waste 36T39,N2O] | NoSettings | 0 | 0 | 0 | 0 | 0 | 0 | 0 | 0 | 0 | 0 | 0 | 0 | 0 | 0 | 0 | 0 | 0 | 0 | 0 | 0 | 0 | 0 | 0 | 0 | 0 | 0 | 0 | 0 | 0 | 0 | 0
Industrial Sector Energy Related Emissions before CCS[heavy or residual fuel oil if,water and waste 36T39,F gases] | NoSettings | 0 | 0 | 0 | 0 | 0 | 0 | 0 | 0 | 0 | 0 | 0 | 0 | 0 | 0 | 0 | 0 | 0 | 0 | 0 | 0 | 0 | 0 | 0 | 0 | 0 | 0 | 0 | 0 | 0 | 0 | 0
Industrial Sector Energy Related Emissions before CCS[heavy or residual fuel oil if,construction 41T43,CO2] | NoSettings | 0 | 0 | 0 | 0 | 0 | 0 | 0 | 0 | 0 | 0 | 0 | 0 | 0 | 0 | 0 | 0 | 0 | 0 | 0 | 0 | 0 | 0 | 0 | 0 | 0 | 0 | 0 | 0 | 0 | 0 | 0
Industrial Sector Energy Related Emissions before CCS[heavy or residual fuel oil if,construction 41T43,VOC] | NoSettings | 0 | 0 | 0 | 0 | 0 | 0 | 0 | 0 | 0 | 0 | 0 | 0 | 0 | 0 | 0 | 0 | 0 | 0 | 0 | 0 | 0 | 0 | 0 | 0 | 0 | 0 | 0 | 0 | 0 | 0 | 0
Industrial Sector Energy Related Emissions before CCS[heavy or residual fuel oil if,construction 41T43,CO] | NoSettings | 0 | 0 | 0 | 0 | 0 | 0 | 0 | 0 | 0 | 0 | 0 | 0 | 0 | 0 | 0 | 0 | 0 | 0 | 0 | 0 | 0 | 0 | 0 | 0 | 0 | 0 | 0 | 0 | 0 | 0 | 0
Industrial Sector Energy Related Emissions before CCS[heavy or residual fuel oil if,construction 41T43,NOx] | NoSettings | 0 | 0 | 0 | 0 | 0 | 0 | 0 | 0 | 0 | 0 | 0 | 0 | 0 | 0 | 0 | 0 | 0 | 0 | 0 | 0 | 0 | 0 | 0 | 0 | 0 | 0 | 0 | 0 | 0 | 0 | 0
Industrial Sector Energy Related Emissions before CCS[heavy or residual fuel oil if,construction 41T43,PM10] | NoSettings | 0 | 0 | 0 | 0 | 0 | 0 | 0 | 0 | 0 | 0 | 0 | 0 | 0 | 0 | 0 | 0 | 0 | 0 | 0 | 0 | 0 | 0 | 0 | 0 | 0 | 0 | 0 | 0 | 0 | 0 | 0
Industrial Sector Energy Related Emissions before CCS[heavy or residual fuel oil if,construction 41T43,PM25] | NoSettings | 0 | 0 | 0 | 0 | 0 | 0 | 0 | 0 | 0 | 0 | 0 | 0 | 0 | 0 | 0 | 0 | 0 | 0 | 0 | 0 | 0 | 0 | 0 | 0 | 0 | 0 | 0 | 0 | 0 | 0 | 0
Industrial Sector Energy Related Emissions before CCS[heavy or residual fuel oil if,construction 41T43,SOx] | NoSettings | 0 | 0 | 0 | 0 | 0 | 0 | 0 | 0 | 0 | 0 | 0 | 0 | 0 | 0 | 0 | 0 | 0 | 0 | 0 | 0 | 0 | 0 | 0 | 0 | 0 | 0 | 0 | 0 | 0 | 0 | 0
Industrial Sector Energy Related Emissions before CCS[heavy or residual fuel oil if,construction 41T43,BC] | NoSettings | 0 | 0 | 0 | 0 | 0 | 0 | 0 | 0 | 0 | 0 | 0 | 0 | 0 | 0 | 0 | 0 | 0 | 0 | 0 | 0 | 0 | 0 | 0 | 0 | 0 | 0 | 0 | 0 | 0 | 0 | 0
Industrial Sector Energy Related Emissions before CCS[heavy or residual fuel oil if,construction 41T43,OC] | NoSettings | 0 | 0 | 0 | 0 | 0 | 0 | 0 | 0 | 0 | 0 | 0 | 0 | 0 | 0 | 0 | 0 | 0 | 0 | 0 | 0 | 0 | 0 | 0 | 0 | 0 | 0 | 0 | 0 | 0 | 0 | 0
Industrial Sector Energy Related Emissions before CCS[heavy or residual fuel oil if,construction 41T43,CH4] | NoSettings | 0 | 0 | 0 | 0 | 0 | 0 | 0 | 0 | 0 | 0 | 0 | 0 | 0 | 0 | 0 | 0 | 0 | 0 | 0 | 0 | 0 | 0 | 0 | 0 | 0 | 0 | 0 | 0 | 0 | 0 | 0
Industrial Sector Energy Related Emissions before CCS[heavy or residual fuel oil if,construction 41T43,N2O] | NoSettings | 0 | 0 | 0 | 0 | 0 | 0 | 0 | 0 | 0 | 0 | 0 | 0 | 0 | 0 | 0 | 0 | 0 | 0 | 0 | 0 | 0 | 0 | 0 | 0 | 0 | 0 | 0 | 0 | 0 | 0 | 0
Industrial Sector Energy Related Emissions before CCS[heavy or residual fuel oil if,construction 41T43,F gases] | NoSettings | 0 | 0 | 0 | 0 | 0 | 0 | 0 | 0 | 0 | 0 | 0 | 0 | 0 | 0 | 0 | 0 | 0 | 0 | 0 | 0 | 0 | 0 | 0 | 0 | 0 | 0 | 0 | 0 | 0 | 0 | 0
Industrial Sector Energy Related Emissions before CCS[LPG propane or butane if,agriculture and forestry 01T03,CO2] | NoSettings | 0 | 0 | 0 | 0 | 0 | 0 | 0 | 0 | 0 | 0 | 0 | 0 | 0 | 0 | 0 | 0 | 0 | 0 | 0 | 0 | 0 | 0 | 0 | 0 | 0 | 0 | 0 | 0 | 0 | 0 | 0
Industrial Sector Energy Related Emissions before CCS[LPG propane or butane if,agriculture and forestry 01T03,VOC] | NoSettings | 0 | 0 | 0 | 0 | 0 | 0 | 0 | 0 | 0 | 0 | 0 | 0 | 0 | 0 | 0 | 0 | 0 | 0 | 0 | 0 | 0 | 0 | 0 | 0 | 0 | 0 | 0 | 0 | 0 | 0 | 0
Industrial Sector Energy Related Emissions before CCS[LPG propane or butane if,agriculture and forestry 01T03,CO] | NoSettings | 0 | 0 | 0 | 0 | 0 | 0 | 0 | 0 | 0 | 0 | 0 | 0 | 0 | 0 | 0 | 0 | 0 | 0 | 0 | 0 | 0 | 0 | 0 | 0 | 0 | 0 | 0 | 0 | 0 | 0 | 0
Industrial Sector Energy Related Emissions before CCS[LPG propane or butane if,agriculture and forestry 01T03,NOx] | NoSettings | 0 | 0 | 0 | 0 | 0 | 0 | 0 | 0 | 0 | 0 | 0 | 0 | 0 | 0 | 0 | 0 | 0 | 0 | 0 | 0 | 0 | 0 | 0 | 0 | 0 | 0 | 0 | 0 | 0 | 0 | 0
Industrial Sector Energy Related Emissions before CCS[LPG propane or butane if,agriculture and forestry 01T03,PM10] | NoSettings | 0 | 0 | 0 | 0 | 0 | 0 | 0 | 0 | 0 | 0 | 0 | 0 | 0 | 0 | 0 | 0 | 0 | 0 | 0 | 0 | 0 | 0 | 0 | 0 | 0 | 0 | 0 | 0 | 0 | 0 | 0
Industrial Sector Energy Related Emissions before CCS[LPG propane or butane if,agriculture and forestry 01T03,PM25] | NoSettings | 0 | 0 | 0 | 0 | 0 | 0 | 0 | 0 | 0 | 0 | 0 | 0 | 0 | 0 | 0 | 0 | 0 | 0 | 0 | 0 | 0 | 0 | 0 | 0 | 0 | 0 | 0 | 0 | 0 | 0 | 0
Industrial Sector Energy Related Emissions before CCS[LPG propane or butane if,agriculture and forestry 01T03,SOx] | NoSettings | 0 | 0 | 0 | 0 | 0 | 0 | 0 | 0 | 0 | 0 | 0 | 0 | 0 | 0 | 0 | 0 | 0 | 0 | 0 | 0 | 0 | 0 | 0 | 0 | 0 | 0 | 0 | 0 | 0 | 0 | 0
Industrial Sector Energy Related Emissions before CCS[LPG propane or butane if,agriculture and forestry 01T03,BC] | NoSettings | 0 | 0 | 0 | 0 | 0 | 0 | 0 | 0 | 0 | 0 | 0 | 0 | 0 | 0 | 0 | 0 | 0 | 0 | 0 | 0 | 0 | 0 | 0 | 0 | 0 | 0 | 0 | 0 | 0 | 0 | 0
Industrial Sector Energy Related Emissions before CCS[LPG propane or butane if,agriculture and forestry 01T03,OC] | NoSettings | 0 | 0 | 0 | 0 | 0 | 0 | 0 | 0 | 0 | 0 | 0 | 0 | 0 | 0 | 0 | 0 | 0 | 0 | 0 | 0 | 0 | 0 | 0 | 0 | 0 | 0 | 0 | 0 | 0 | 0 | 0
Industrial Sector Energy Related Emissions before CCS[LPG propane or butane if,agriculture and forestry 01T03,CH4] | NoSettings | 0 | 0 | 0 | 0 | 0 | 0 | 0 | 0 | 0 | 0 | 0 | 0 | 0 | 0 | 0 | 0 | 0 | 0 | 0 | 0 | 0 | 0 | 0 | 0 | 0 | 0 | 0 | 0 | 0 | 0 | 0
Industrial Sector Energy Related Emissions before CCS[LPG propane or butane if,agriculture and forestry 01T03,N2O] | NoSettings | 0 | 0 | 0 | 0 | 0 | 0 | 0 | 0 | 0 | 0 | 0 | 0 | 0 | 0 | 0 | 0 | 0 | 0 | 0 | 0 | 0 | 0 | 0 | 0 | 0 | 0 | 0 | 0 | 0 | 0 | 0
Industrial Sector Energy Related Emissions before CCS[LPG propane or butane if,agriculture and forestry 01T03,F gases] | NoSettings | 0 | 0 | 0 | 0 | 0 | 0 | 0 | 0 | 0 | 0 | 0 | 0 | 0 | 0 | 0 | 0 | 0 | 0 | 0 | 0 | 0 | 0 | 0 | 0 | 0 | 0 | 0 | 0 | 0 | 0 | 0
Industrial Sector Energy Related Emissions before CCS[LPG propane or butane if,coal mining 05,CO2] | NoSettings | 0 | 0 | 0 | 0 | 0 | 0 | 0 | 0 | 0 | 0 | 0 | 0 | 0 | 0 | 0 | 0 | 0 | 0 | 0 | 0 | 0 | 0 | 0 | 0 | 0 | 0 | 0 | 0 | 0 | 0 | 0
Industrial Sector Energy Related Emissions before CCS[LPG propane or butane if,coal mining 05,VOC] | NoSettings | 0 | 0 | 0 | 0 | 0 | 0 | 0 | 0 | 0 | 0 | 0 | 0 | 0 | 0 | 0 | 0 | 0 | 0 | 0 | 0 | 0 | 0 | 0 | 0 | 0 | 0 | 0 | 0 | 0 | 0 | 0
Industrial Sector Energy Related Emissions before CCS[LPG propane or butane if,coal mining 05,CO] | NoSettings | 0 | 0 | 0 | 0 | 0 | 0 | 0 | 0 | 0 | 0 | 0 | 0 | 0 | 0 | 0 | 0 | 0 | 0 | 0 | 0 | 0 | 0 | 0 | 0 | 0 | 0 | 0 | 0 | 0 | 0 | 0
Industrial Sector Energy Related Emissions before CCS[LPG propane or butane if,coal mining 05,NOx] | NoSettings | 0 | 0 | 0 | 0 | 0 | 0 | 0 | 0 | 0 | 0 | 0 | 0 | 0 | 0 | 0 | 0 | 0 | 0 | 0 | 0 | 0 | 0 | 0 | 0 | 0 | 0 | 0 | 0 | 0 | 0 | 0
Industrial Sector Energy Related Emissions before CCS[LPG propane or butane if,coal mining 05,PM10] | NoSettings | 0 | 0 | 0 | 0 | 0 | 0 | 0 | 0 | 0 | 0 | 0 | 0 | 0 | 0 | 0 | 0 | 0 | 0 | 0 | 0 | 0 | 0 | 0 | 0 | 0 | 0 | 0 | 0 | 0 | 0 | 0
Industrial Sector Energy Related Emissions before CCS[LPG propane or butane if,coal mining 05,PM25] | NoSettings | 0 | 0 | 0 | 0 | 0 | 0 | 0 | 0 | 0 | 0 | 0 | 0 | 0 | 0 | 0 | 0 | 0 | 0 | 0 | 0 | 0 | 0 | 0 | 0 | 0 | 0 | 0 | 0 | 0 | 0 | 0
Industrial Sector Energy Related Emissions before CCS[LPG propane or butane if,coal mining 05,SOx] | NoSettings | 0 | 0 | 0 | 0 | 0 | 0 | 0 | 0 | 0 | 0 | 0 | 0 | 0 | 0 | 0 | 0 | 0 | 0 | 0 | 0 | 0 | 0 | 0 | 0 | 0 | 0 | 0 | 0 | 0 | 0 | 0
Industrial Sector Energy Related Emissions before CCS[LPG propane or butane if,coal mining 05,BC] | NoSettings | 0 | 0 | 0 | 0 | 0 | 0 | 0 | 0 | 0 | 0 | 0 | 0 | 0 | 0 | 0 | 0 | 0 | 0 | 0 | 0 | 0 | 0 | 0 | 0 | 0 | 0 | 0 | 0 | 0 | 0 | 0
Industrial Sector Energy Related Emissions before CCS[LPG propane or butane if,coal mining 05,OC] | NoSettings | 0 | 0 | 0 | 0 | 0 | 0 | 0 | 0 | 0 | 0 | 0 | 0 | 0 | 0 | 0 | 0 | 0 | 0 | 0 | 0 | 0 | 0 | 0 | 0 | 0 | 0 | 0 | 0 | 0 | 0 | 0
Industrial Sector Energy Related Emissions before CCS[LPG propane or butane if,coal mining 05,CH4] | NoSettings | 0 | 0 | 0 | 0 | 0 | 0 | 0 | 0 | 0 | 0 | 0 | 0 | 0 | 0 | 0 | 0 | 0 | 0 | 0 | 0 | 0 | 0 | 0 | 0 | 0 | 0 | 0 | 0 | 0 | 0 | 0
Industrial Sector Energy Related Emissions before CCS[LPG propane or butane if,coal mining 05,N2O] | NoSettings | 0 | 0 | 0 | 0 | 0 | 0 | 0 | 0 | 0 | 0 | 0 | 0 | 0 | 0 | 0 | 0 | 0 | 0 | 0 | 0 | 0 | 0 | 0 | 0 | 0 | 0 | 0 | 0 | 0 | 0 | 0
Industrial Sector Energy Related Emissions before CCS[LPG propane or butane if,coal mining 05,F gases] | NoSettings | 0 | 0 | 0 | 0 | 0 | 0 | 0 | 0 | 0 | 0 | 0 | 0 | 0 | 0 | 0 | 0 | 0 | 0 | 0 | 0 | 0 | 0 | 0 | 0 | 0 | 0 | 0 | 0 | 0 | 0 | 0
Industrial Sector Energy Related Emissions before CCS[LPG propane or butane if,oil and gas extraction 06,CO2] | NoSettings | 0 | 0 | 0 | 0 | 0 | 0 | 0 | 0 | 0 | 0 | 0 | 0 | 0 | 0 | 0 | 0 | 0 | 0 | 0 | 0 | 0 | 0 | 0 | 0 | 0 | 0 | 0 | 0 | 0 | 0 | 0
Industrial Sector Energy Related Emissions before CCS[LPG propane or butane if,oil and gas extraction 06,VOC] | NoSettings | 0 | 0 | 0 | 0 | 0 | 0 | 0 | 0 | 0 | 0 | 0 | 0 | 0 | 0 | 0 | 0 | 0 | 0 | 0 | 0 | 0 | 0 | 0 | 0 | 0 | 0 | 0 | 0 | 0 | 0 | 0
Industrial Sector Energy Related Emissions before CCS[LPG propane or butane if,oil and gas extraction 06,CO] | NoSettings | 0 | 0 | 0 | 0 | 0 | 0 | 0 | 0 | 0 | 0 | 0 | 0 | 0 | 0 | 0 | 0 | 0 | 0 | 0 | 0 | 0 | 0 | 0 | 0 | 0 | 0 | 0 | 0 | 0 | 0 | 0
Industrial Sector Energy Related Emissions before CCS[LPG propane or butane if,oil and gas extraction 06,NOx] | NoSettings | 0 | 0 | 0 | 0 | 0 | 0 | 0 | 0 | 0 | 0 | 0 | 0 | 0 | 0 | 0 | 0 | 0 | 0 | 0 | 0 | 0 | 0 | 0 | 0 | 0 | 0 | 0 | 0 | 0 | 0 | 0
Industrial Sector Energy Related Emissions before CCS[LPG propane or butane if,oil and gas extraction 06,PM10] | NoSettings | 0 | 0 | 0 | 0 | 0 | 0 | 0 | 0 | 0 | 0 | 0 | 0 | 0 | 0 | 0 | 0 | 0 | 0 | 0 | 0 | 0 | 0 | 0 | 0 | 0 | 0 | 0 | 0 | 0 | 0 | 0
Industrial Sector Energy Related Emissions before CCS[LPG propane or butane if,oil and gas extraction 06,PM25] | NoSettings | 0 | 0 | 0 | 0 | 0 | 0 | 0 | 0 | 0 | 0 | 0 | 0 | 0 | 0 | 0 | 0 | 0 | 0 | 0 | 0 | 0 | 0 | 0 | 0 | 0 | 0 | 0 | 0 | 0 | 0 | 0
Industrial Sector Energy Related Emissions before CCS[LPG propane or butane if,oil and gas extraction 06,SOx] | NoSettings | 0 | 0 | 0 | 0 | 0 | 0 | 0 | 0 | 0 | 0 | 0 | 0 | 0 | 0 | 0 | 0 | 0 | 0 | 0 | 0 | 0 | 0 | 0 | 0 | 0 | 0 | 0 | 0 | 0 | 0 | 0
Industrial Sector Energy Related Emissions before CCS[LPG propane or butane if,oil and gas extraction 06,BC] | NoSettings | 0 | 0 | 0 | 0 | 0 | 0 | 0 | 0 | 0 | 0 | 0 | 0 | 0 | 0 | 0 | 0 | 0 | 0 | 0 | 0 | 0 | 0 | 0 | 0 | 0 | 0 | 0 | 0 | 0 | 0 | 0
Industrial Sector Energy Related Emissions before CCS[LPG propane or butane if,oil and gas extraction 06,OC] | NoSettings | 0 | 0 | 0 | 0 | 0 | 0 | 0 | 0 | 0 | 0 | 0 | 0 | 0 | 0 | 0 | 0 | 0 | 0 | 0 | 0 | 0 | 0 | 0 | 0 | 0 | 0 | 0 | 0 | 0 | 0 | 0
Industrial Sector Energy Related Emissions before CCS[LPG propane or butane if,oil and gas extraction 06,CH4] | NoSettings | 0 | 0 | 0 | 0 | 0 | 0 | 0 | 0 | 0 | 0 | 0 | 0 | 0 | 0 | 0 | 0 | 0 | 0 | 0 | 0 | 0 | 0 | 0 | 0 | 0 | 0 | 0 | 0 | 0 | 0 | 0
Industrial Sector Energy Related Emissions before CCS[LPG propane or butane if,oil and gas extraction 06,N2O] | NoSettings | 0 | 0 | 0 | 0 | 0 | 0 | 0 | 0 | 0 | 0 | 0 | 0 | 0 | 0 | 0 | 0 | 0 | 0 | 0 | 0 | 0 | 0 | 0 | 0 | 0 | 0 | 0 | 0 | 0 | 0 | 0
Industrial Sector Energy Related Emissions before CCS[LPG propane or butane if,oil and gas extraction 06,F gases] | NoSettings | 0 | 0 | 0 | 0 | 0 | 0 | 0 | 0 | 0 | 0 | 0 | 0 | 0 | 0 | 0 | 0 | 0 | 0 | 0 | 0 | 0 | 0 | 0 | 0 | 0 | 0 | 0 | 0 | 0 | 0 | 0
Industrial Sector Energy Related Emissions before CCS[LPG propane or butane if,other mining and quarrying 07T08,CO2] | NoSettings | 0 | 0 | 0 | 0 | 0 | 0 | 0 | 0 | 0 | 0 | 0 | 0 | 0 | 0 | 0 | 0 | 0 | 0 | 0 | 0 | 0 | 0 | 0 | 0 | 0 | 0 | 0 | 0 | 0 | 0 | 0
Industrial Sector Energy Related Emissions before CCS[LPG propane or butane if,other mining and quarrying 07T08,VOC] | NoSettings | 0 | 0 | 0 | 0 | 0 | 0 | 0 | 0 | 0 | 0 | 0 | 0 | 0 | 0 | 0 | 0 | 0 | 0 | 0 | 0 | 0 | 0 | 0 | 0 | 0 | 0 | 0 | 0 | 0 | 0 | 0
Industrial Sector Energy Related Emissions before CCS[LPG propane or butane if,other mining and quarrying 07T08,CO] | NoSettings | 0 | 0 | 0 | 0 | 0 | 0 | 0 | 0 | 0 | 0 | 0 | 0 | 0 | 0 | 0 | 0 | 0 | 0 | 0 | 0 | 0 | 0 | 0 | 0 | 0 | 0 | 0 | 0 | 0 | 0 | 0
Industrial Sector Energy Related Emissions before CCS[LPG propane or butane if,other mining and quarrying 07T08,NOx] | NoSettings | 0 | 0 | 0 | 0 | 0 | 0 | 0 | 0 | 0 | 0 | 0 | 0 | 0 | 0 | 0 | 0 | 0 | 0 | 0 | 0 | 0 | 0 | 0 | 0 | 0 | 0 | 0 | 0 | 0 | 0 | 0
Industrial Sector Energy Related Emissions before CCS[LPG propane or butane if,other mining and quarrying 07T08,PM10] | NoSettings | 0 | 0 | 0 | 0 | 0 | 0 | 0 | 0 | 0 | 0 | 0 | 0 | 0 | 0 | 0 | 0 | 0 | 0 | 0 | 0 | 0 | 0 | 0 | 0 | 0 | 0 | 0 | 0 | 0 | 0 | 0
Industrial Sector Energy Related Emissions before CCS[LPG propane or butane if,other mining and quarrying 07T08,PM25] | NoSettings | 0 | 0 | 0 | 0 | 0 | 0 | 0 | 0 | 0 | 0 | 0 | 0 | 0 | 0 | 0 | 0 | 0 | 0 | 0 | 0 | 0 | 0 | 0 | 0 | 0 | 0 | 0 | 0 | 0 | 0 | 0
Industrial Sector Energy Related Emissions before CCS[LPG propane or butane if,other mining and quarrying 07T08,SOx] | NoSettings | 0 | 0 | 0 | 0 | 0 | 0 | 0 | 0 | 0 | 0 | 0 | 0 | 0 | 0 | 0 | 0 | 0 | 0 | 0 | 0 | 0 | 0 | 0 | 0 | 0 | 0 | 0 | 0 | 0 | 0 | 0
Industrial Sector Energy Related Emissions before CCS[LPG propane or butane if,other mining and quarrying 07T08,BC] | NoSettings | 0 | 0 | 0 | 0 | 0 | 0 | 0 | 0 | 0 | 0 | 0 | 0 | 0 | 0 | 0 | 0 | 0 | 0 | 0 | 0 | 0 | 0 | 0 | 0 | 0 | 0 | 0 | 0 | 0 | 0 | 0
Industrial Sector Energy Related Emissions before CCS[LPG propane or butane if,other mining and quarrying 07T08,OC] | NoSettings | 0 | 0 | 0 | 0 | 0 | 0 | 0 | 0 | 0 | 0 | 0 | 0 | 0 | 0 | 0 | 0 | 0 | 0 | 0 | 0 | 0 | 0 | 0 | 0 | 0 | 0 | 0 | 0 | 0 | 0 | 0
Industrial Sector Energy Related Emissions before CCS[LPG propane or butane if,other mining and quarrying 07T08,CH4] | NoSettings | 0 | 0 | 0 | 0 | 0 | 0 | 0 | 0 | 0 | 0 | 0 | 0 | 0 | 0 | 0 | 0 | 0 | 0 | 0 | 0 | 0 | 0 | 0 | 0 | 0 | 0 | 0 | 0 | 0 | 0 | 0
Industrial Sector Energy Related Emissions before CCS[LPG propane or butane if,other mining and quarrying 07T08,N2O] | NoSettings | 0 | 0 | 0 | 0 | 0 | 0 | 0 | 0 | 0 | 0 | 0 | 0 | 0 | 0 | 0 | 0 | 0 | 0 | 0 | 0 | 0 | 0 | 0 | 0 | 0 | 0 | 0 | 0 | 0 | 0 | 0
Industrial Sector Energy Related Emissions before CCS[LPG propane or butane if,other mining and quarrying 07T08,F gases] | NoSettings | 0 | 0 | 0 | 0 | 0 | 0 | 0 | 0 | 0 | 0 | 0 | 0 | 0 | 0 | 0 | 0 | 0 | 0 | 0 | 0 | 0 | 0 | 0 | 0 | 0 | 0 | 0 | 0 | 0 | 0 | 0
Industrial Sector Energy Related Emissions before CCS[LPG propane or butane if,food beverage and tobacco 10T12,CO2] | NoSettings | 0 | 0 | 0 | 0 | 0 | 0 | 0 | 0 | 0 | 0 | 0 | 0 | 0 | 0 | 0 | 0 | 0 | 0 | 0 | 0 | 0 | 0 | 0 | 0 | 0 | 0 | 0 | 0 | 0 | 0 | 0
Industrial Sector Energy Related Emissions before CCS[LPG propane or butane if,food beverage and tobacco 10T12,VOC] | NoSettings | 0 | 0 | 0 | 0 | 0 | 0 | 0 | 0 | 0 | 0 | 0 | 0 | 0 | 0 | 0 | 0 | 0 | 0 | 0 | 0 | 0 | 0 | 0 | 0 | 0 | 0 | 0 | 0 | 0 | 0 | 0
Industrial Sector Energy Related Emissions before CCS[LPG propane or butane if,food beverage and tobacco 10T12,CO] | NoSettings | 0 | 0 | 0 | 0 | 0 | 0 | 0 | 0 | 0 | 0 | 0 | 0 | 0 | 0 | 0 | 0 | 0 | 0 | 0 | 0 | 0 | 0 | 0 | 0 | 0 | 0 | 0 | 0 | 0 | 0 | 0
Industrial Sector Energy Related Emissions before CCS[LPG propane or butane if,food beverage and tobacco 10T12,NOx] | NoSettings | 0 | 0 | 0 | 0 | 0 | 0 | 0 | 0 | 0 | 0 | 0 | 0 | 0 | 0 | 0 | 0 | 0 | 0 | 0 | 0 | 0 | 0 | 0 | 0 | 0 | 0 | 0 | 0 | 0 | 0 | 0
Industrial Sector Energy Related Emissions before CCS[LPG propane or butane if,food beverage and tobacco 10T12,PM10] | NoSettings | 0 | 0 | 0 | 0 | 0 | 0 | 0 | 0 | 0 | 0 | 0 | 0 | 0 | 0 | 0 | 0 | 0 | 0 | 0 | 0 | 0 | 0 | 0 | 0 | 0 | 0 | 0 | 0 | 0 | 0 | 0
Industrial Sector Energy Related Emissions before CCS[LPG propane or butane if,food beverage and tobacco 10T12,PM25] | NoSettings | 0 | 0 | 0 | 0 | 0 | 0 | 0 | 0 | 0 | 0 | 0 | 0 | 0 | 0 | 0 | 0 | 0 | 0 | 0 | 0 | 0 | 0 | 0 | 0 | 0 | 0 | 0 | 0 | 0 | 0 | 0
Industrial Sector Energy Related Emissions before CCS[LPG propane or butane if,food beverage and tobacco 10T12,SOx] | NoSettings | 0 | 0 | 0 | 0 | 0 | 0 | 0 | 0 | 0 | 0 | 0 | 0 | 0 | 0 | 0 | 0 | 0 | 0 | 0 | 0 | 0 | 0 | 0 | 0 | 0 | 0 | 0 | 0 | 0 | 0 | 0
Industrial Sector Energy Related Emissions before CCS[LPG propane or butane if,food beverage and tobacco 10T12,BC] | NoSettings | 0 | 0 | 0 | 0 | 0 | 0 | 0 | 0 | 0 | 0 | 0 | 0 | 0 | 0 | 0 | 0 | 0 | 0 | 0 | 0 | 0 | 0 | 0 | 0 | 0 | 0 | 0 | 0 | 0 | 0 | 0
Industrial Sector Energy Related Emissions before CCS[LPG propane or butane if,food beverage and tobacco 10T12,OC] | NoSettings | 0 | 0 | 0 | 0 | 0 | 0 | 0 | 0 | 0 | 0 | 0 | 0 | 0 | 0 | 0 | 0 | 0 | 0 | 0 | 0 | 0 | 0 | 0 | 0 | 0 | 0 | 0 | 0 | 0 | 0 | 0
Industrial Sector Energy Related Emissions before CCS[LPG propane or butane if,food beverage and tobacco 10T12,CH4] | NoSettings | 0 | 0 | 0 | 0 | 0 | 0 | 0 | 0 | 0 | 0 | 0 | 0 | 0 | 0 | 0 | 0 | 0 | 0 | 0 | 0 | 0 | 0 | 0 | 0 | 0 | 0 | 0 | 0 | 0 | 0 | 0
Industrial Sector Energy Related Emissions before CCS[LPG propane or butane if,food beverage and tobacco 10T12,N2O] | NoSettings | 0 | 0 | 0 | 0 | 0 | 0 | 0 | 0 | 0 | 0 | 0 | 0 | 0 | 0 | 0 | 0 | 0 | 0 | 0 | 0 | 0 | 0 | 0 | 0 | 0 | 0 | 0 | 0 | 0 | 0 | 0
Industrial Sector Energy Related Emissions before CCS[LPG propane or butane if,food beverage and tobacco 10T12,F gases] | NoSettings | 0 | 0 | 0 | 0 | 0 | 0 | 0 | 0 | 0 | 0 | 0 | 0 | 0 | 0 | 0 | 0 | 0 | 0 | 0 | 0 | 0 | 0 | 0 | 0 | 0 | 0 | 0 | 0 | 0 | 0 | 0
Industrial Sector Energy Related Emissions before CCS[LPG propane or butane if,textiles apparel and leather 13T15,CO2] | NoSettings | 0 | 0 | 0 | 0 | 0 | 0 | 0 | 0 | 0 | 0 | 0 | 0 | 0 | 0 | 0 | 0 | 0 | 0 | 0 | 0 | 0 | 0 | 0 | 0 | 0 | 0 | 0 | 0 | 0 | 0 | 0
Industrial Sector Energy Related Emissions before CCS[LPG propane or butane if,textiles apparel and leather 13T15,VOC] | NoSettings | 0 | 0 | 0 | 0 | 0 | 0 | 0 | 0 | 0 | 0 | 0 | 0 | 0 | 0 | 0 | 0 | 0 | 0 | 0 | 0 | 0 | 0 | 0 | 0 | 0 | 0 | 0 | 0 | 0 | 0 | 0
Industrial Sector Energy Related Emissions before CCS[LPG propane or butane if,textiles apparel and leather 13T15,CO] | NoSettings | 0 | 0 | 0 | 0 | 0 | 0 | 0 | 0 | 0 | 0 | 0 | 0 | 0 | 0 | 0 | 0 | 0 | 0 | 0 | 0 | 0 | 0 | 0 | 0 | 0 | 0 | 0 | 0 | 0 | 0 | 0
Industrial Sector Energy Related Emissions before CCS[LPG propane or butane if,textiles apparel and leather 13T15,NOx] | NoSettings | 0 | 0 | 0 | 0 | 0 | 0 | 0 | 0 | 0 | 0 | 0 | 0 | 0 | 0 | 0 | 0 | 0 | 0 | 0 | 0 | 0 | 0 | 0 | 0 | 0 | 0 | 0 | 0 | 0 | 0 | 0
Industrial Sector Energy Related Emissions before CCS[LPG propane or butane if,textiles apparel and leather 13T15,PM10] | NoSettings | 0 | 0 | 0 | 0 | 0 | 0 | 0 | 0 | 0 | 0 | 0 | 0 | 0 | 0 | 0 | 0 | 0 | 0 | 0 | 0 | 0 | 0 | 0 | 0 | 0 | 0 | 0 | 0 | 0 | 0 | 0
Industrial Sector Energy Related Emissions before CCS[LPG propane or butane if,textiles apparel and leather 13T15,PM25] | NoSettings | 0 | 0 | 0 | 0 | 0 | 0 | 0 | 0 | 0 | 0 | 0 | 0 | 0 | 0 | 0 | 0 | 0 | 0 | 0 | 0 | 0 | 0 | 0 | 0 | 0 | 0 | 0 | 0 | 0 | 0 | 0
Industrial Sector Energy Related Emissions before CCS[LPG propane or butane if,textiles apparel and leather 13T15,SOx] | NoSettings | 0 | 0 | 0 | 0 | 0 | 0 | 0 | 0 | 0 | 0 | 0 | 0 | 0 | 0 | 0 | 0 | 0 | 0 | 0 | 0 | 0 | 0 | 0 | 0 | 0 | 0 | 0 | 0 | 0 | 0 | 0
Industrial Sector Energy Related Emissions before CCS[LPG propane or butane if,textiles apparel and leather 13T15,BC] | NoSettings | 0 | 0 | 0 | 0 | 0 | 0 | 0 | 0 | 0 | 0 | 0 | 0 | 0 | 0 | 0 | 0 | 0 | 0 | 0 | 0 | 0 | 0 | 0 | 0 | 0 | 0 | 0 | 0 | 0 | 0 | 0
Industrial Sector Energy Related Emissions before CCS[LPG propane or butane if,textiles apparel and leather 13T15,OC] | NoSettings | 0 | 0 | 0 | 0 | 0 | 0 | 0 | 0 | 0 | 0 | 0 | 0 | 0 | 0 | 0 | 0 | 0 | 0 | 0 | 0 | 0 | 0 | 0 | 0 | 0 | 0 | 0 | 0 | 0 | 0 | 0
Industrial Sector Energy Related Emissions before CCS[LPG propane or butane if,textiles apparel and leather 13T15,CH4] | NoSettings | 0 | 0 | 0 | 0 | 0 | 0 | 0 | 0 | 0 | 0 | 0 | 0 | 0 | 0 | 0 | 0 | 0 | 0 | 0 | 0 | 0 | 0 | 0 | 0 | 0 | 0 | 0 | 0 | 0 | 0 | 0
Industrial Sector Energy Related Emissions before CCS[LPG propane or butane if,textiles apparel and leather 13T15,N2O] | NoSettings | 0 | 0 | 0 | 0 | 0 | 0 | 0 | 0 | 0 | 0 | 0 | 0 | 0 | 0 | 0 | 0 | 0 | 0 | 0 | 0 | 0 | 0 | 0 | 0 | 0 | 0 | 0 | 0 | 0 | 0 | 0
Industrial Sector Energy Related Emissions before CCS[LPG propane or butane if,textiles apparel and leather 13T15,F gases] | NoSettings | 0 | 0 | 0 | 0 | 0 | 0 | 0 | 0 | 0 | 0 | 0 | 0 | 0 | 0 | 0 | 0 | 0 | 0 | 0 | 0 | 0 | 0 | 0 | 0 | 0 | 0 | 0 | 0 | 0 | 0 | 0
Industrial Sector Energy Related Emissions before CCS[LPG propane or butane if,wood products 16,CO2] | NoSettings | 0 | 0 | 0 | 0 | 0 | 0 | 0 | 0 | 0 | 0 | 0 | 0 | 0 | 0 | 0 | 0 | 0 | 0 | 0 | 0 | 0 | 0 | 0 | 0 | 0 | 0 | 0 | 0 | 0 | 0 | 0
Industrial Sector Energy Related Emissions before CCS[LPG propane or butane if,wood products 16,VOC] | NoSettings | 0 | 0 | 0 | 0 | 0 | 0 | 0 | 0 | 0 | 0 | 0 | 0 | 0 | 0 | 0 | 0 | 0 | 0 | 0 | 0 | 0 | 0 | 0 | 0 | 0 | 0 | 0 | 0 | 0 | 0 | 0
Industrial Sector Energy Related Emissions before CCS[LPG propane or butane if,wood products 16,CO] | NoSettings | 0 | 0 | 0 | 0 | 0 | 0 | 0 | 0 | 0 | 0 | 0 | 0 | 0 | 0 | 0 | 0 | 0 | 0 | 0 | 0 | 0 | 0 | 0 | 0 | 0 | 0 | 0 | 0 | 0 | 0 | 0
Industrial Sector Energy Related Emissions before CCS[LPG propane or butane if,wood products 16,NOx] | NoSettings | 0 | 0 | 0 | 0 | 0 | 0 | 0 | 0 | 0 | 0 | 0 | 0 | 0 | 0 | 0 | 0 | 0 | 0 | 0 | 0 | 0 | 0 | 0 | 0 | 0 | 0 | 0 | 0 | 0 | 0 | 0
Industrial Sector Energy Related Emissions before CCS[LPG propane or butane if,wood products 16,PM10] | NoSettings | 0 | 0 | 0 | 0 | 0 | 0 | 0 | 0 | 0 | 0 | 0 | 0 | 0 | 0 | 0 | 0 | 0 | 0 | 0 | 0 | 0 | 0 | 0 | 0 | 0 | 0 | 0 | 0 | 0 | 0 | 0
Industrial Sector Energy Related Emissions before CCS[LPG propane or butane if,wood products 16,PM25] | NoSettings | 0 | 0 | 0 | 0 | 0 | 0 | 0 | 0 | 0 | 0 | 0 | 0 | 0 | 0 | 0 | 0 | 0 | 0 | 0 | 0 | 0 | 0 | 0 | 0 | 0 | 0 | 0 | 0 | 0 | 0 | 0
Industrial Sector Energy Related Emissions before CCS[LPG propane or butane if,wood products 16,SOx] | NoSettings | 0 | 0 | 0 | 0 | 0 | 0 | 0 | 0 | 0 | 0 | 0 | 0 | 0 | 0 | 0 | 0 | 0 | 0 | 0 | 0 | 0 | 0 | 0 | 0 | 0 | 0 | 0 | 0 | 0 | 0 | 0
Industrial Sector Energy Related Emissions before CCS[LPG propane or butane if,wood products 16,BC] | NoSettings | 0 | 0 | 0 | 0 | 0 | 0 | 0 | 0 | 0 | 0 | 0 | 0 | 0 | 0 | 0 | 0 | 0 | 0 | 0 | 0 | 0 | 0 | 0 | 0 | 0 | 0 | 0 | 0 | 0 | 0 | 0
Industrial Sector Energy Related Emissions before CCS[LPG propane or butane if,wood products 16,OC] | NoSettings | 0 | 0 | 0 | 0 | 0 | 0 | 0 | 0 | 0 | 0 | 0 | 0 | 0 | 0 | 0 | 0 | 0 | 0 | 0 | 0 | 0 | 0 | 0 | 0 | 0 | 0 | 0 | 0 | 0 | 0 | 0
Industrial Sector Energy Related Emissions before CCS[LPG propane or butane if,wood products 16,CH4] | NoSettings | 0 | 0 | 0 | 0 | 0 | 0 | 0 | 0 | 0 | 0 | 0 | 0 | 0 | 0 | 0 | 0 | 0 | 0 | 0 | 0 | 0 | 0 | 0 | 0 | 0 | 0 | 0 | 0 | 0 | 0 | 0
Industrial Sector Energy Related Emissions before CCS[LPG propane or butane if,wood products 16,N2O] | NoSettings | 0 | 0 | 0 | 0 | 0 | 0 | 0 | 0 | 0 | 0 | 0 | 0 | 0 | 0 | 0 | 0 | 0 | 0 | 0 | 0 | 0 | 0 | 0 | 0 | 0 | 0 | 0 | 0 | 0 | 0 | 0
Industrial Sector Energy Related Emissions before CCS[LPG propane or butane if,wood products 16,F gases] | NoSettings | 0 | 0 | 0 | 0 | 0 | 0 | 0 | 0 | 0 | 0 | 0 | 0 | 0 | 0 | 0 | 0 | 0 | 0 | 0 | 0 | 0 | 0 | 0 | 0 | 0 | 0 | 0 | 0 | 0 | 0 | 0
Industrial Sector Energy Related Emissions before CCS[LPG propane or butane if,pulp paper and printing 17T18,CO2] | NoSettings | 0 | 0 | 0 | 0 | 0 | 0 | 0 | 0 | 0 | 0 | 0 | 0 | 0 | 0 | 0 | 0 | 0 | 0 | 0 | 0 | 0 | 0 | 0 | 0 | 0 | 0 | 0 | 0 | 0 | 0 | 0
Industrial Sector Energy Related Emissions before CCS[LPG propane or butane if,pulp paper and printing 17T18,VOC] | NoSettings | 0 | 0 | 0 | 0 | 0 | 0 | 0 | 0 | 0 | 0 | 0 | 0 | 0 | 0 | 0 | 0 | 0 | 0 | 0 | 0 | 0 | 0 | 0 | 0 | 0 | 0 | 0 | 0 | 0 | 0 | 0
Industrial Sector Energy Related Emissions before CCS[LPG propane or butane if,pulp paper and printing 17T18,CO] | NoSettings | 0 | 0 | 0 | 0 | 0 | 0 | 0 | 0 | 0 | 0 | 0 | 0 | 0 | 0 | 0 | 0 | 0 | 0 | 0 | 0 | 0 | 0 | 0 | 0 | 0 | 0 | 0 | 0 | 0 | 0 | 0
Industrial Sector Energy Related Emissions before CCS[LPG propane or butane if,pulp paper and printing 17T18,NOx] | NoSettings | 0 | 0 | 0 | 0 | 0 | 0 | 0 | 0 | 0 | 0 | 0 | 0 | 0 | 0 | 0 | 0 | 0 | 0 | 0 | 0 | 0 | 0 | 0 | 0 | 0 | 0 | 0 | 0 | 0 | 0 | 0
Industrial Sector Energy Related Emissions before CCS[LPG propane or butane if,pulp paper and printing 17T18,PM10] | NoSettings | 0 | 0 | 0 | 0 | 0 | 0 | 0 | 0 | 0 | 0 | 0 | 0 | 0 | 0 | 0 | 0 | 0 | 0 | 0 | 0 | 0 | 0 | 0 | 0 | 0 | 0 | 0 | 0 | 0 | 0 | 0
Industrial Sector Energy Related Emissions before CCS[LPG propane or butane if,pulp paper and printing 17T18,PM25] | NoSettings | 0 | 0 | 0 | 0 | 0 | 0 | 0 | 0 | 0 | 0 | 0 | 0 | 0 | 0 | 0 | 0 | 0 | 0 | 0 | 0 | 0 | 0 | 0 | 0 | 0 | 0 | 0 | 0 | 0 | 0 | 0
Industrial Sector Energy Related Emissions before CCS[LPG propane or butane if,pulp paper and printing 17T18,SOx] | NoSettings | 0 | 0 | 0 | 0 | 0 | 0 | 0 | 0 | 0 | 0 | 0 | 0 | 0 | 0 | 0 | 0 | 0 | 0 | 0 | 0 | 0 | 0 | 0 | 0 | 0 | 0 | 0 | 0 | 0 | 0 | 0
Industrial Sector Energy Related Emissions before CCS[LPG propane or butane if,pulp paper and printing 17T18,BC] | NoSettings | 0 | 0 | 0 | 0 | 0 | 0 | 0 | 0 | 0 | 0 | 0 | 0 | 0 | 0 | 0 | 0 | 0 | 0 | 0 | 0 | 0 | 0 | 0 | 0 | 0 | 0 | 0 | 0 | 0 | 0 | 0
Industrial Sector Energy Related Emissions before CCS[LPG propane or butane if,pulp paper and printing 17T18,OC] | NoSettings | 0 | 0 | 0 | 0 | 0 | 0 | 0 | 0 | 0 | 0 | 0 | 0 | 0 | 0 | 0 | 0 | 0 | 0 | 0 | 0 | 0 | 0 | 0 | 0 | 0 | 0 | 0 | 0 | 0 | 0 | 0
Industrial Sector Energy Related Emissions before CCS[LPG propane or butane if,pulp paper and printing 17T18,CH4] | NoSettings | 0 | 0 | 0 | 0 | 0 | 0 | 0 | 0 | 0 | 0 | 0 | 0 | 0 | 0 | 0 | 0 | 0 | 0 | 0 | 0 | 0 | 0 | 0 | 0 | 0 | 0 | 0 | 0 | 0 | 0 | 0
Industrial Sector Energy Related Emissions before CCS[LPG propane or butane if,pulp paper and printing 17T18,N2O] | NoSettings | 0 | 0 | 0 | 0 | 0 | 0 | 0 | 0 | 0 | 0 | 0 | 0 | 0 | 0 | 0 | 0 | 0 | 0 | 0 | 0 | 0 | 0 | 0 | 0 | 0 | 0 | 0 | 0 | 0 | 0 | 0
Industrial Sector Energy Related Emissions before CCS[LPG propane or butane if,pulp paper and printing 17T18,F gases] | NoSettings | 0 | 0 | 0 | 0 | 0 | 0 | 0 | 0 | 0 | 0 | 0 | 0 | 0 | 0 | 0 | 0 | 0 | 0 | 0 | 0 | 0 | 0 | 0 | 0 | 0 | 0 | 0 | 0 | 0 | 0 | 0
Industrial Sector Energy Related Emissions before CCS[LPG propane or butane if,refined petroleum and coke 19,CO2] | NoSettings | 2191200000 | 2510300000 | 2407100000 | 2532340000 | 2566840000 | 2594360000 | 2590230000 | 2623940000 | 2540800000 | 2744280000 | 2936260000 | 3140760000 | 3358070000 | 3606730000 | 3805070000 | 4003890000 | 4256060000 | 4194560000 | 4158130000 | 4163140000 | 4148020000 | 4150270000 | 4157060000 | 4178380000 | 4189860000 | 4204680000 | 4214990000 | 4259800000 | 4281700000 | 4303740000 | 4335020000
Industrial Sector Energy Related Emissions before CCS[LPG propane or butane if,refined petroleum and coke 19,VOC] | NoSettings | 141540 | 162152 | 155486 | 163576 | 165804 | 167582 | 167316 | 169493 | 164122 | 177266 | 189667 | 202877 | 216914 | 232976 | 245788 | 258631 | 274919 | 270947 | 268594 | 268918 | 267941 | 268086 | 268524 | 269902 | 270643 | 271601 | 272267 | 275161 | 276576 | 278000 | 280020
Industrial Sector Energy Related Emissions before CCS[LPG propane or butane if,refined petroleum and coke 19,CO] | NoSettings | 116976 | 134011 | 128501 | 135187 | 137029 | 138498 | 138278 | 140077 | 135639 | 146501 | 156750 | 167667 | 179268 | 192543 | 203131 | 213745 | 227207 | 223924 | 221979 | 222247 | 221439 | 221559 | 221922 | 223060 | 223673 | 224464 | 225015 | 227406 | 228576 | 229752 | 231422
Industrial Sector Energy Related Emissions before CCS[LPG propane or butane if,refined petroleum and coke 19,NOx] | NoSettings | 2299870 | 2634790 | 2526480 | 2657920 | 2694130 | 2723020 | 2718690 | 2754070 | 2666800 | 2880370 | 3081870 | 3296520 | 3524610 | 3785600 | 3993770 | 4202460 | 4467130 | 4402580 | 4364350 | 4369610 | 4353740 | 4356100 | 4363220 | 4385600 | 4397640 | 4413210 | 4424030 | 4471060 | 4494040 | 4517180 | 4550010
Industrial Sector Energy Related Emissions before CCS[LPG propane or butane if,refined petroleum and coke 19,PM10] | NoSettings | 123857 | 141894 | 136060 | 143139 | 145089 | 146645 | 146412 | 148317 | 143617 | 155119 | 165971 | 177530 | 189814 | 203869 | 215080 | 226318 | 240572 | 237096 | 235037 | 235320 | 234465 | 234592 | 234976 | 236181 | 236830 | 237668 | 238251 | 240783 | 242021 | 243267 | 245035
Industrial Sector Energy Related Emissions before CCS[LPG propane or butane if,refined petroleum and coke 19,PM25] | NoSettings | 123857 | 141894 | 136060 | 143139 | 145089 | 146645 | 146412 | 148317 | 143617 | 155119 | 165971 | 177530 | 189814 | 203869 | 215080 | 226318 | 240572 | 237096 | 235037 | 235320 | 234465 | 234592 | 234976 | 236181 | 236830 | 237668 | 238251 | 240783 | 242021 | 243267 | 245035
Industrial Sector Energy Related Emissions before CCS[LPG propane or butane if,refined petroleum and coke 19,SOx] | NoSettings | 0 | 0 | 0 | 0 | 0 | 0 | 0 | 0 | 0 | 0 | 0 | 0 | 0 | 0 | 0 | 0 | 0 | 0 | 0 | 0 | 0 | 0 | 0 | 0 | 0 | 0 | 0 | 0 | 0 | 0 | 0
Industrial Sector Energy Related Emissions before CCS[LPG propane or butane if,refined petroleum and coke 19,BC] | NoSettings | 20428.9 | 23403.9 | 22441.7 | 23609.3 | 23931 | 24187.5 | 24149.1 | 24463.4 | 23688.2 | 25585.3 | 27375.1 | 29281.8 | 31307.8 | 33626 | 35475.2 | 37328.9 | 39679.8 | 39106.5 | 38766.8 | 38813.6 | 38672.6 | 38693.5 | 38756.8 | 38955.6 | 39062.6 | 39200.9 | 39297 | 39714.7 | 39918.9 | 40124.4 | 40416
Industrial Sector Energy Related Emissions before CCS[LPG propane or butane if,refined petroleum and coke 19,OC] | NoSettings | 53015.3 | 60735.7 | 58238.9 | 61268.9 | 62103.6 | 62769.4 | 62669.6 | 63485.3 | 61473.6 | 66396.7 | 71041.5 | 75989.5 | 81247.2 | 87263.4 | 92062.1 | 96872.6 | 102974 | 101486 | 100604 | 100726 | 100360 | 100414 | 100578 | 101094 | 101372 | 101731 | 101980 | 103064 | 103594 | 104127 | 104884
Industrial Sector Energy Related Emissions before CCS[LPG propane or butane if,refined petroleum and coke 19,CH4] | NoSettings | 106958 | 122533 | 117496 | 123609 | 125293 | 126636 | 126435 | 128081 | 124022 | 133954 | 143325 | 153308 | 163915 | 176053 | 185734 | 195439 | 207748 | 204746 | 202968 | 203212 | 202474 | 202584 | 202915 | 203956 | 204516 | 205240 | 205743 | 207930 | 208999 | 210075 | 211602
Industrial Sector Energy Related Emissions before CCS[LPG propane or butane if,refined petroleum and coke 19,N2O] | NoSettings | 21391.5 | 24506.7 | 23499.2 | 24721.8 | 25058.6 | 25327.3 | 25287 | 25616.1 | 24804.4 | 26790.9 | 28665 | 30661.5 | 32783 | 35210.5 | 37146.8 | 39087.8 | 41549.5 | 40949.2 | 40593.5 | 40642.5 | 40494.8 | 40516.8 | 40583 | 40791.2 | 40903.2 | 41048 | 41148.6 | 41586.1 | 41799.9 | 42015.1 | 42320.4
Industrial Sector Energy Related Emissions before CCS[LPG propane or butane if,refined petroleum and coke 19,F gases] | NoSettings | 0 | 0 | 0 | 0 | 0 | 0 | 0 | 0 | 0 | 0 | 0 | 0 | 0 | 0 | 0 | 0 | 0 | 0 | 0 | 0 | 0 | 0 | 0 | 0 | 0 | 0 | 0 | 0 | 0 | 0 | 0
Industrial Sector Energy Related Emissions before CCS[LPG propane or butane if,chemicals 20,CO2] | NoSettings | 0 | 4733410 | 7953600 | 10817400 | 12354600 | 13086700 | 13079500 | 13763700 | 21942600 | 21430100 | 20913100 | 19957100 | 20835100 | 21714700 | 22485400 | 22967600 | 23331200 | 22680800 | 22317200 | 21958200 | 21625100 | 21396600 | 20995300 | 20661300 | 20156000 | 19802800 | 19242800 | 19225900 | 19235300 | 19209000 | 19090000
Industrial Sector Energy Related Emissions before CCS[LPG propane or butane if,chemicals 20,VOC] | NoSettings | 0 | 305.754 | 513.762 | 698.749 | 798.046 | 845.337 | 844.866 | 889.067 | 1417.38 | 1384.28 | 1350.88 | 1289.12 | 1345.84 | 1402.66 | 1452.44 | 1483.59 | 1507.07 | 1465.06 | 1441.57 | 1418.39 | 1396.87 | 1382.11 | 1356.19 | 1334.61 | 1301.97 | 1279.16 | 1242.99 | 1241.89 | 1242.5 | 1240.8 | 1233.12
Industrial Sector Energy Related Emissions before CCS[LPG propane or butane if,chemicals 20,CO] | NoSettings | 0 | 252.69 | 424.597 | 577.48 | 659.544 | 698.627 | 698.238 | 734.768 | 1171.39 | 1144.03 | 1116.43 | 1065.4 | 1112.27 | 1159.22 | 1200.37 | 1226.11 | 1245.52 | 1210.8 | 1191.39 | 1172.22 | 1154.44 | 1142.24 | 1120.82 | 1102.99 | 1076.01 | 1057.16 | 1027.27 | 1026.36 | 1026.86 | 1025.46 | 1019.11
Industrial Sector Energy Related Emissions before CCS[LPG propane or butane if,chemicals 20,NOx] | NoSettings | 0 | 4968.15 | 8348.04 | 11353.9 | 12967.3 | 13735.8 | 13728.1 | 14446.3 | 23030.8 | 22492.9 | 21950.3 | 20946.8 | 21868.4 | 22791.6 | 23600.6 | 24106.6 | 24488.3 | 23805.6 | 23423.9 | 23047.2 | 22697.6 | 22457.8 | 22036.6 | 21685.9 | 21155.6 | 20784.8 | 20197.2 | 20179.4 | 20189.2 | 20161.6 | 20036.7
Industrial Sector Energy Related Emissions before CCS[LPG propane or butane if,chemicals 20,PM10] | NoSettings | 0 | 267.554 | 449.574 | 611.449 | 698.341 | 739.723 | 739.311 | 777.989 | 1240.3 | 1211.33 | 1182.1 | 1128.07 | 1177.69 | 1227.41 | 1270.98 | 1298.23 | 1318.79 | 1282.02 | 1261.47 | 1241.18 | 1222.35 | 1209.44 | 1186.75 | 1167.87 | 1139.31 | 1119.34 | 1087.69 | 1086.74 | 1087.27 | 1085.78 | 1079.05
Industrial Sector Energy Related Emissions before CCS[LPG propane or butane if,chemicals 20,PM25] | NoSettings | 0 | 267.554 | 449.574 | 611.449 | 698.341 | 739.723 | 739.311 | 777.989 | 1240.3 | 1211.33 | 1182.1 | 1128.07 | 1177.69 | 1227.41 | 1270.98 | 1298.23 | 1318.79 | 1282.02 | 1261.47 | 1241.18 | 1222.35 | 1209.44 | 1186.75 | 1167.87 | 1139.31 | 1119.34 | 1087.69 | 1086.74 | 1087.27 | 1085.78 | 1079.05
Industrial Sector Energy Related Emissions before CCS[LPG propane or butane if,chemicals 20,SOx] | NoSettings | 0 | 0 | 0 | 0 | 0 | 0 | 0 | 0 | 0 | 0 | 0 | 0 | 0 | 0 | 0 | 0 | 0 | 0 | 0 | 0 | 0 | 0 | 0 | 0 | 0 | 0 | 0 | 0 | 0 | 0 | 0
Industrial Sector Energy Related Emissions before CCS[LPG propane or butane if,chemicals 20,BC] | NoSettings | 0 | 44.1302 | 74.1525 | 100.852 | 115.184 | 122.01 | 121.942 | 128.321 | 204.574 | 199.796 | 194.976 | 186.063 | 194.248 | 202.449 | 209.635 | 214.13 | 217.52 | 211.456 | 208.066 | 204.719 | 201.614 | 199.484 | 195.742 | 192.628 | 187.917 | 184.624 | 179.404 | 179.246 | 179.333 | 179.088 | 177.979
Industrial Sector Energy Related Emissions before CCS[LPG propane or butane if,chemicals 20,OC] | NoSettings | 0 | 114.523 | 192.434 | 261.723 | 298.916 | 316.629 | 316.452 | 333.008 | 530.892 | 518.493 | 505.984 | 482.854 | 504.097 | 525.379 | 544.026 | 555.691 | 564.489 | 548.752 | 539.955 | 531.27 | 523.21 | 517.683 | 507.974 | 499.891 | 487.665 | 479.12 | 465.573 | 465.163 | 465.39 | 464.753 | 461.875
Industrial Sector Energy Related Emissions before CCS[LPG propane or butane if,chemicals 20,CH4] | NoSettings | 0 | 231.048 | 388.233 | 528.022 | 603.058 | 638.793 | 638.438 | 671.839 | 1071.07 | 1046.05 | 1020.82 | 974.15 | 1017.01 | 1059.94 | 1097.56 | 1121.1 | 1138.85 | 1107.1 | 1089.35 | 1071.83 | 1055.57 | 1044.42 | 1024.83 | 1008.52 | 983.858 | 966.617 | 939.286 | 938.459 | 938.917 | 937.632 | 931.826
Industrial Sector Energy Related Emissions before CCS[LPG propane or butane if,chemicals 20,N2O] | NoSettings | 0 | 46.2096 | 77.6466 | 105.604 | 120.612 | 127.759 | 127.688 | 134.368 | 214.213 | 209.21 | 204.163 | 194.83 | 203.401 | 211.989 | 219.513 | 224.22 | 227.769 | 221.42 | 217.87 | 214.366 | 211.114 | 208.883 | 204.966 | 201.704 | 196.772 | 193.323 | 187.857 | 187.692 | 187.783 | 187.526 | 186.365
Industrial Sector Energy Related Emissions before CCS[LPG propane or butane if,chemicals 20,F gases] | NoSettings | 0 | 0 | 0 | 0 | 0 | 0 | 0 | 0 | 0 | 0 | 0 | 0 | 0 | 0 | 0 | 0 | 0 | 0 | 0 | 0 | 0 | 0 | 0 | 0 | 0 | 0 | 0 | 0 | 0 | 0 | 0
Industrial Sector Energy Related Emissions before CCS[LPG propane or butane if,rubber and plastic products 22,CO2] | NoSettings | 0 | 0 | 0 | 0 | 0 | 0 | 0 | 0 | 0 | 0 | 0 | 0 | 0 | 0 | 0 | 0 | 0 | 0 | 0 | 0 | 0 | 0 | 0 | 0 | 0 | 0 | 0 | 0 | 0 | 0 | 0
Industrial Sector Energy Related Emissions before CCS[LPG propane or butane if,rubber and plastic products 22,VOC] | NoSettings | 0 | 0 | 0 | 0 | 0 | 0 | 0 | 0 | 0 | 0 | 0 | 0 | 0 | 0 | 0 | 0 | 0 | 0 | 0 | 0 | 0 | 0 | 0 | 0 | 0 | 0 | 0 | 0 | 0 | 0 | 0
Industrial Sector Energy Related Emissions before CCS[LPG propane or butane if,rubber and plastic products 22,CO] | NoSettings | 0 | 0 | 0 | 0 | 0 | 0 | 0 | 0 | 0 | 0 | 0 | 0 | 0 | 0 | 0 | 0 | 0 | 0 | 0 | 0 | 0 | 0 | 0 | 0 | 0 | 0 | 0 | 0 | 0 | 0 | 0
Industrial Sector Energy Related Emissions before CCS[LPG propane or butane if,rubber and plastic products 22,NOx] | NoSettings | 0 | 0 | 0 | 0 | 0 | 0 | 0 | 0 | 0 | 0 | 0 | 0 | 0 | 0 | 0 | 0 | 0 | 0 | 0 | 0 | 0 | 0 | 0 | 0 | 0 | 0 | 0 | 0 | 0 | 0 | 0
Industrial Sector Energy Related Emissions before CCS[LPG propane or butane if,rubber and plastic products 22,PM10] | NoSettings | 0 | 0 | 0 | 0 | 0 | 0 | 0 | 0 | 0 | 0 | 0 | 0 | 0 | 0 | 0 | 0 | 0 | 0 | 0 | 0 | 0 | 0 | 0 | 0 | 0 | 0 | 0 | 0 | 0 | 0 | 0
Industrial Sector Energy Related Emissions before CCS[LPG propane or butane if,rubber and plastic products 22,PM25] | NoSettings | 0 | 0 | 0 | 0 | 0 | 0 | 0 | 0 | 0 | 0 | 0 | 0 | 0 | 0 | 0 | 0 | 0 | 0 | 0 | 0 | 0 | 0 | 0 | 0 | 0 | 0 | 0 | 0 | 0 | 0 | 0
Industrial Sector Energy Related Emissions before CCS[LPG propane or butane if,rubber and plastic products 22,SOx] | NoSettings | 0 | 0 | 0 | 0 | 0 | 0 | 0 | 0 | 0 | 0 | 0 | 0 | 0 | 0 | 0 | 0 | 0 | 0 | 0 | 0 | 0 | 0 | 0 | 0 | 0 | 0 | 0 | 0 | 0 | 0 | 0
Industrial Sector Energy Related Emissions before CCS[LPG propane or butane if,rubber and plastic products 22,BC] | NoSettings | 0 | 0 | 0 | 0 | 0 | 0 | 0 | 0 | 0 | 0 | 0 | 0 | 0 | 0 | 0 | 0 | 0 | 0 | 0 | 0 | 0 | 0 | 0 | 0 | 0 | 0 | 0 | 0 | 0 | 0 | 0
Industrial Sector Energy Related Emissions before CCS[LPG propane or butane if,rubber and plastic products 22,OC] | NoSettings | 0 | 0 | 0 | 0 | 0 | 0 | 0 | 0 | 0 | 0 | 0 | 0 | 0 | 0 | 0 | 0 | 0 | 0 | 0 | 0 | 0 | 0 | 0 | 0 | 0 | 0 | 0 | 0 | 0 | 0 | 0
Industrial Sector Energy Related Emissions before CCS[LPG propane or butane if,rubber and plastic products 22,CH4] | NoSettings | 0 | 0 | 0 | 0 | 0 | 0 | 0 | 0 | 0 | 0 | 0 | 0 | 0 | 0 | 0 | 0 | 0 | 0 | 0 | 0 | 0 | 0 | 0 | 0 | 0 | 0 | 0 | 0 | 0 | 0 | 0
Industrial Sector Energy Related Emissions before CCS[LPG propane or butane if,rubber and plastic products 22,N2O] | NoSettings | 0 | 0 | 0 | 0 | 0 | 0 | 0 | 0 | 0 | 0 | 0 | 0 | 0 | 0 | 0 | 0 | 0 | 0 | 0 | 0 | 0 | 0 | 0 | 0 | 0 | 0 | 0 | 0 | 0 | 0 | 0
Industrial Sector Energy Related Emissions before CCS[LPG propane or butane if,rubber and plastic products 22,F gases] | NoSettings | 0 | 0 | 0 | 0 | 0 | 0 | 0 | 0 | 0 | 0 | 0 | 0 | 0 | 0 | 0 | 0 | 0 | 0 | 0 | 0 | 0 | 0 | 0 | 0 | 0 | 0 | 0 | 0 | 0 | 0 | 0
Industrial Sector Energy Related Emissions before CCS[LPG propane or butane if,glass and glass products 231,CO2] | NoSettings | 0 | 0 | 0 | 0 | 0 | 0 | 0 | 0 | 0 | 0 | 0 | 0 | 0 | 0 | 0 | 0 | 0 | 0 | 0 | 0 | 0 | 0 | 0 | 0 | 0 | 0 | 0 | 0 | 0 | 0 | 0
Industrial Sector Energy Related Emissions before CCS[LPG propane or butane if,glass and glass products 231,VOC] | NoSettings | 0 | 0 | 0 | 0 | 0 | 0 | 0 | 0 | 0 | 0 | 0 | 0 | 0 | 0 | 0 | 0 | 0 | 0 | 0 | 0 | 0 | 0 | 0 | 0 | 0 | 0 | 0 | 0 | 0 | 0 | 0
Industrial Sector Energy Related Emissions before CCS[LPG propane or butane if,glass and glass products 231,CO] | NoSettings | 0 | 0 | 0 | 0 | 0 | 0 | 0 | 0 | 0 | 0 | 0 | 0 | 0 | 0 | 0 | 0 | 0 | 0 | 0 | 0 | 0 | 0 | 0 | 0 | 0 | 0 | 0 | 0 | 0 | 0 | 0
Industrial Sector Energy Related Emissions before CCS[LPG propane or butane if,glass and glass products 231,NOx] | NoSettings | 0 | 0 | 0 | 0 | 0 | 0 | 0 | 0 | 0 | 0 | 0 | 0 | 0 | 0 | 0 | 0 | 0 | 0 | 0 | 0 | 0 | 0 | 0 | 0 | 0 | 0 | 0 | 0 | 0 | 0 | 0
Industrial Sector Energy Related Emissions before CCS[LPG propane or butane if,glass and glass products 231,PM10] | NoSettings | 0 | 0 | 0 | 0 | 0 | 0 | 0 | 0 | 0 | 0 | 0 | 0 | 0 | 0 | 0 | 0 | 0 | 0 | 0 | 0 | 0 | 0 | 0 | 0 | 0 | 0 | 0 | 0 | 0 | 0 | 0
Industrial Sector Energy Related Emissions before CCS[LPG propane or butane if,glass and glass products 231,PM25] | NoSettings | 0 | 0 | 0 | 0 | 0 | 0 | 0 | 0 | 0 | 0 | 0 | 0 | 0 | 0 | 0 | 0 | 0 | 0 | 0 | 0 | 0 | 0 | 0 | 0 | 0 | 0 | 0 | 0 | 0 | 0 | 0
Industrial Sector Energy Related Emissions before CCS[LPG propane or butane if,glass and glass products 231,SOx] | NoSettings | 0 | 0 | 0 | 0 | 0 | 0 | 0 | 0 | 0 | 0 | 0 | 0 | 0 | 0 | 0 | 0 | 0 | 0 | 0 | 0 | 0 | 0 | 0 | 0 | 0 | 0 | 0 | 0 | 0 | 0 | 0
Industrial Sector Energy Related Emissions before CCS[LPG propane or butane if,glass and glass products 231,BC] | NoSettings | 0 | 0 | 0 | 0 | 0 | 0 | 0 | 0 | 0 | 0 | 0 | 0 | 0 | 0 | 0 | 0 | 0 | 0 | 0 | 0 | 0 | 0 | 0 | 0 | 0 | 0 | 0 | 0 | 0 | 0 | 0
Industrial Sector Energy Related Emissions before CCS[LPG propane or butane if,glass and glass products 231,OC] | NoSettings | 0 | 0 | 0 | 0 | 0 | 0 | 0 | 0 | 0 | 0 | 0 | 0 | 0 | 0 | 0 | 0 | 0 | 0 | 0 | 0 | 0 | 0 | 0 | 0 | 0 | 0 | 0 | 0 | 0 | 0 | 0
Industrial Sector Energy Related Emissions before CCS[LPG propane or butane if,glass and glass products 231,CH4] | NoSettings | 0 | 0 | 0 | 0 | 0 | 0 | 0 | 0 | 0 | 0 | 0 | 0 | 0 | 0 | 0 | 0 | 0 | 0 | 0 | 0 | 0 | 0 | 0 | 0 | 0 | 0 | 0 | 0 | 0 | 0 | 0
Industrial Sector Energy Related Emissions before CCS[LPG propane or butane if,glass and glass products 231,N2O] | NoSettings | 0 | 0 | 0 | 0 | 0 | 0 | 0 | 0 | 0 | 0 | 0 | 0 | 0 | 0 | 0 | 0 | 0 | 0 | 0 | 0 | 0 | 0 | 0 | 0 | 0 | 0 | 0 | 0 | 0 | 0 | 0
Industrial Sector Energy Related Emissions before CCS[LPG propane or butane if,glass and glass products 231,F gases] | NoSettings | 0 | 0 | 0 | 0 | 0 | 0 | 0 | 0 | 0 | 0 | 0 | 0 | 0 | 0 | 0 | 0 | 0 | 0 | 0 | 0 | 0 | 0 | 0 | 0 | 0 | 0 | 0 | 0 | 0 | 0 | 0
Industrial Sector Energy Related Emissions before CCS[LPG propane or butane if,cement and other nonmetallic minerals 239,CO2] | NoSettings | 30205000 | 29575400 | 53101100 | 78522300 | 100040000 | 119839000 | 136878000 | 155777000 | 210153000 | 410521000 | 605024000 | 789030000 | 987211000 | 1185960000 | 1380880000 | 1570190000 | 1745660000 | 1732590000 | 1721400000 | 1711490000 | 1700560000 | 1696910000 | 1696920000 | 1701240000 | 1696150000 | 1703690000 | 1703500000 | 1711450000 | 1718680000 | 1725660000 | 1732370000
Industrial Sector Energy Related Emissions before CCS[LPG propane or butane if,cement and other nonmetallic minerals 239,VOC] | NoSettings | 1951.09 | 1910.42 | 3430.06 | 5072.14 | 6462.09 | 7741 | 8841.64 | 10062.4 | 13574.8 | 26517.5 | 39081.5 | 50967.3 | 63768.8 | 76607.1 | 89198 | 101426 | 112761 | 111916 | 111193 | 110554 | 109848 | 109611 | 109612 | 109892 | 109563 | 110050 | 110037 | 110551 | 111018 | 111469 | 111902
Industrial Sector Energy Related Emissions before CCS[LPG propane or butane if,cement and other nonmetallic minerals 239,CO] | NoSettings | 1612.48 | 1578.86 | 2834.77 | 4191.86 | 5340.58 | 6397.53 | 7307.16 | 8316.04 | 11218.9 | 21915.4 | 32298.8 | 42121.8 | 52701.6 | 63311.8 | 73717.5 | 83823.3 | 93190.9 | 92493.2 | 91895.6 | 91366.8 | 90783.4 | 90588.1 | 90588.8 | 90819.7 | 90547.9 | 90950.4 | 90940.2 | 91364.7 | 91750.5 | 92123.3 | 92481.4
Industrial Sector Energy Related Emissions before CCS[LPG propane or butane if,cement and other nonmetallic minerals 239,NOx] | NoSettings | 31703 | 31042.2 | 55734.6 | 82416.5 | 105002 | 125782 | 143667 | 163502 | 220575 | 430880 | 635029 | 828160 | 1036170 | 1244780 | 1449370 | 1648060 | 1832230 | 1818520 | 1806770 | 1796370 | 1784900 | 1781060 | 1781070 | 1785610 | 1780270 | 1788180 | 1787980 | 1796330 | 1803910 | 1811240 | 1818280
Industrial Sector Energy Related Emissions before CCS[LPG propane or butane if,cement and other nonmetallic minerals 239,PM10] | NoSettings | 1707.33 | 1671.74 | 3001.52 | 4438.44 | 5654.73 | 6773.86 | 7736.99 | 8805.21 | 11878.8 | 23204.5 | 34198.7 | 44599.6 | 55801.7 | 67036 | 78053.8 | 88754.1 | 98672.7 | 97933.9 | 97301.2 | 96741.3 | 96123.6 | 95916.8 | 95917.6 | 96162.1 | 95874.3 | 96300.4 | 96289.7 | 96739.1 | 97147.6 | 97542.4 | 97921.5
Industrial Sector Energy Related Emissions before CCS[LPG propane or butane if,cement and other nonmetallic minerals 239,PM25] | NoSettings | 1707.33 | 1671.74 | 3001.52 | 4438.44 | 5654.73 | 6773.86 | 7736.99 | 8805.21 | 11878.8 | 23204.5 | 34198.7 | 44599.6 | 55801.7 | 67036 | 78053.8 | 88754.1 | 98672.7 | 97933.9 | 97301.2 | 96741.3 | 96123.6 | 95916.8 | 95917.6 | 96162.1 | 95874.3 | 96300.4 | 96289.7 | 96739.1 | 97147.6 | 97542.4 | 97921.5
Industrial Sector Energy Related Emissions before CCS[LPG propane or butane if,cement and other nonmetallic minerals 239,SOx] | NoSettings | 0 | 0 | 0 | 0 | 0 | 0 | 0 | 0 | 0 | 0 | 0 | 0 | 0 | 0 | 0 | 0 | 0 | 0 | 0 | 0 | 0 | 0 | 0 | 0 | 0 | 0 | 0 | 0 | 0 | 0 | 0
Industrial Sector Energy Related Emissions before CCS[LPG propane or butane if,cement and other nonmetallic minerals 239,BC] | NoSettings | 281.606 | 275.736 | 495.069 | 732.074 | 932.689 | 1117.28 | 1276.14 | 1452.33 | 1959.29 | 3827.34 | 5640.72 | 7356.23 | 9203.9 | 11056.9 | 12874.2 | 14639.1 | 16275 | 16153.2 | 16048.8 | 15956.5 | 15854.6 | 15820.5 | 15820.6 | 15860.9 | 15813.5 | 15883.8 | 15882 | 15956.1 | 16023.5 | 16088.6 | 16151.1
Industrial Sector Energy Related Emissions before CCS[LPG propane or butane if,cement and other nonmetallic minerals 239,OC] | NoSettings | 730.799 | 715.566 | 1284.76 | 1899.82 | 2420.43 | 2899.46 | 3311.72 | 3768.96 | 5084.57 | 9932.39 | 14638.3 | 19090.3 | 23885.2 | 28693.9 | 33409.9 | 37990 | 42235.6 | 41919.3 | 41648.5 | 41408.9 | 41144.4 | 41055.9 | 41056.2 | 41160.9 | 41037.7 | 41220.1 | 41215.5 | 41407.9 | 41582.8 | 41751.7 | 41914
Industrial Sector Energy Related Emissions before CCS[LPG propane or butane if,cement and other nonmetallic minerals 239,CH4] | NoSettings | 1474.38 | 1443.64 | 2591.99 | 3832.85 | 4883.19 | 5849.62 | 6681.34 | 7603.81 | 10258 | 20038.5 | 29532.6 | 38514.3 | 48188 | 57889.5 | 67404 | 76644.3 | 85209.6 | 84571.6 | 84025.2 | 83541.7 | 83008.3 | 82829.7 | 82830.4 | 83041.5 | 82793 | 83161 | 83151.7 | 83539.8 | 83892.6 | 84233.5 | 84560.8
Industrial Sector Energy Related Emissions before CCS[LPG propane or butane if,cement and other nonmetallic minerals 239,N2O] | NoSettings | 294.875 | 288.729 | 518.397 | 766.57 | 976.638 | 1169.92 | 1336.27 | 1520.76 | 2051.61 | 4007.69 | 5906.52 | 7702.86 | 9637.59 | 11577.9 | 13480.8 | 15328.9 | 17041.9 | 16914.3 | 16805 | 16708.3 | 16601.7 | 16565.9 | 16566.1 | 16608.3 | 16558.6 | 16632.2 | 16630.3 | 16708 | 16778.5 | 16846.7 | 16912.2
Industrial Sector Energy Related Emissions before CCS[LPG propane or butane if,cement and other nonmetallic minerals 239,F gases] | NoSettings | 0 | 0 | 0 | 0 | 0 | 0 | 0 | 0 | 0 | 0 | 0 | 0 | 0 | 0 | 0 | 0 | 0 | 0 | 0 | 0 | 0 | 0 | 0 | 0 | 0 | 0 | 0 | 0 | 0 | 0 | 0
Industrial Sector Energy Related Emissions before CCS[LPG propane or butane if,iron and steel 241,CO2] | NoSettings | 0 | 0 | 0 | 0 | 0 | 0 | 0 | 0 | 0 | 0 | 0 | 0 | 0 | 0 | 0 | 0 | 0 | 0 | 0 | 0 | 0 | 0 | 0 | 0 | 0 | 0 | 0 | 0 | 0 | 0 | 0
Industrial Sector Energy Related Emissions before CCS[LPG propane or butane if,iron and steel 241,VOC] | NoSettings | 0 | 0 | 0 | 0 | 0 | 0 | 0 | 0 | 0 | 0 | 0 | 0 | 0 | 0 | 0 | 0 | 0 | 0 | 0 | 0 | 0 | 0 | 0 | 0 | 0 | 0 | 0 | 0 | 0 | 0 | 0
Industrial Sector Energy Related Emissions before CCS[LPG propane or butane if,iron and steel 241,CO] | NoSettings | 0 | 0 | 0 | 0 | 0 | 0 | 0 | 0 | 0 | 0 | 0 | 0 | 0 | 0 | 0 | 0 | 0 | 0 | 0 | 0 | 0 | 0 | 0 | 0 | 0 | 0 | 0 | 0 | 0 | 0 | 0
Industrial Sector Energy Related Emissions before CCS[LPG propane or butane if,iron and steel 241,NOx] | NoSettings | 0 | 0 | 0 | 0 | 0 | 0 | 0 | 0 | 0 | 0 | 0 | 0 | 0 | 0 | 0 | 0 | 0 | 0 | 0 | 0 | 0 | 0 | 0 | 0 | 0 | 0 | 0 | 0 | 0 | 0 | 0
Industrial Sector Energy Related Emissions before CCS[LPG propane or butane if,iron and steel 241,PM10] | NoSettings | 0 | 0 | 0 | 0 | 0 | 0 | 0 | 0 | 0 | 0 | 0 | 0 | 0 | 0 | 0 | 0 | 0 | 0 | 0 | 0 | 0 | 0 | 0 | 0 | 0 | 0 | 0 | 0 | 0 | 0 | 0
Industrial Sector Energy Related Emissions before CCS[LPG propane or butane if,iron and steel 241,PM25] | NoSettings | 0 | 0 | 0 | 0 | 0 | 0 | 0 | 0 | 0 | 0 | 0 | 0 | 0 | 0 | 0 | 0 | 0 | 0 | 0 | 0 | 0 | 0 | 0 | 0 | 0 | 0 | 0 | 0 | 0 | 0 | 0
Industrial Sector Energy Related Emissions before CCS[LPG propane or butane if,iron and steel 241,SOx] | NoSettings | 0 | 0 | 0 | 0 | 0 | 0 | 0 | 0 | 0 | 0 | 0 | 0 | 0 | 0 | 0 | 0 | 0 | 0 | 0 | 0 | 0 | 0 | 0 | 0 | 0 | 0 | 0 | 0 | 0 | 0 | 0
Industrial Sector Energy Related Emissions before CCS[LPG propane or butane if,iron and steel 241,BC] | NoSettings | 0 | 0 | 0 | 0 | 0 | 0 | 0 | 0 | 0 | 0 | 0 | 0 | 0 | 0 | 0 | 0 | 0 | 0 | 0 | 0 | 0 | 0 | 0 | 0 | 0 | 0 | 0 | 0 | 0 | 0 | 0
Industrial Sector Energy Related Emissions before CCS[LPG propane or butane if,iron and steel 241,OC] | NoSettings | 0 | 0 | 0 | 0 | 0 | 0 | 0 | 0 | 0 | 0 | 0 | 0 | 0 | 0 | 0 | 0 | 0 | 0 | 0 | 0 | 0 | 0 | 0 | 0 | 0 | 0 | 0 | 0 | 0 | 0 | 0
Industrial Sector Energy Related Emissions before CCS[LPG propane or butane if,iron and steel 241,CH4] | NoSettings | 0 | 0 | 0 | 0 | 0 | 0 | 0 | 0 | 0 | 0 | 0 | 0 | 0 | 0 | 0 | 0 | 0 | 0 | 0 | 0 | 0 | 0 | 0 | 0 | 0 | 0 | 0 | 0 | 0 | 0 | 0
Industrial Sector Energy Related Emissions before CCS[LPG propane or butane if,iron and steel 241,N2O] | NoSettings | 0 | 0 | 0 | 0 | 0 | 0 | 0 | 0 | 0 | 0 | 0 | 0 | 0 | 0 | 0 | 0 | 0 | 0 | 0 | 0 | 0 | 0 | 0 | 0 | 0 | 0 | 0 | 0 | 0 | 0 | 0
Industrial Sector Energy Related Emissions before CCS[LPG propane or butane if,iron and steel 241,F gases] | NoSettings | 0 | 0 | 0 | 0 | 0 | 0 | 0 | 0 | 0 | 0 | 0 | 0 | 0 | 0 | 0 | 0 | 0 | 0 | 0 | 0 | 0 | 0 | 0 | 0 | 0 | 0 | 0 | 0 | 0 | 0 | 0
Industrial Sector Energy Related Emissions before CCS[LPG propane or butane if,other metals 242,CO2] | NoSettings | 0 | 0 | 0 | 0 | 0 | 0 | 0 | 0 | 0 | 0 | 0 | 0 | 0 | 0 | 0 | 0 | 0 | 0 | 0 | 0 | 0 | 0 | 0 | 0 | 0 | 0 | 0 | 0 | 0 | 0 | 0
Industrial Sector Energy Related Emissions before CCS[LPG propane or butane if,other metals 242,VOC] | NoSettings | 0 | 0 | 0 | 0 | 0 | 0 | 0 | 0 | 0 | 0 | 0 | 0 | 0 | 0 | 0 | 0 | 0 | 0 | 0 | 0 | 0 | 0 | 0 | 0 | 0 | 0 | 0 | 0 | 0 | 0 | 0
Industrial Sector Energy Related Emissions before CCS[LPG propane or butane if,other metals 242,CO] | NoSettings | 0 | 0 | 0 | 0 | 0 | 0 | 0 | 0 | 0 | 0 | 0 | 0 | 0 | 0 | 0 | 0 | 0 | 0 | 0 | 0 | 0 | 0 | 0 | 0 | 0 | 0 | 0 | 0 | 0 | 0 | 0
Industrial Sector Energy Related Emissions before CCS[LPG propane or butane if,other metals 242,NOx] | NoSettings | 0 | 0 | 0 | 0 | 0 | 0 | 0 | 0 | 0 | 0 | 0 | 0 | 0 | 0 | 0 | 0 | 0 | 0 | 0 | 0 | 0 | 0 | 0 | 0 | 0 | 0 | 0 | 0 | 0 | 0 | 0
Industrial Sector Energy Related Emissions before CCS[LPG propane or butane if,other metals 242,PM10] | NoSettings | 0 | 0 | 0 | 0 | 0 | 0 | 0 | 0 | 0 | 0 | 0 | 0 | 0 | 0 | 0 | 0 | 0 | 0 | 0 | 0 | 0 | 0 | 0 | 0 | 0 | 0 | 0 | 0 | 0 | 0 | 0
Industrial Sector Energy Related Emissions before CCS[LPG propane or butane if,other metals 242,PM25] | NoSettings | 0 | 0 | 0 | 0 | 0 | 0 | 0 | 0 | 0 | 0 | 0 | 0 | 0 | 0 | 0 | 0 | 0 | 0 | 0 | 0 | 0 | 0 | 0 | 0 | 0 | 0 | 0 | 0 | 0 | 0 | 0
Industrial Sector Energy Related Emissions before CCS[LPG propane or butane if,other metals 242,SOx] | NoSettings | 0 | 0 | 0 | 0 | 0 | 0 | 0 | 0 | 0 | 0 | 0 | 0 | 0 | 0 | 0 | 0 | 0 | 0 | 0 | 0 | 0 | 0 | 0 | 0 | 0 | 0 | 0 | 0 | 0 | 0 | 0
Industrial Sector Energy Related Emissions before CCS[LPG propane or butane if,other metals 242,BC] | NoSettings | 0 | 0 | 0 | 0 | 0 | 0 | 0 | 0 | 0 | 0 | 0 | 0 | 0 | 0 | 0 | 0 | 0 | 0 | 0 | 0 | 0 | 0 | 0 | 0 | 0 | 0 | 0 | 0 | 0 | 0 | 0
Industrial Sector Energy Related Emissions before CCS[LPG propane or butane if,other metals 242,OC] | NoSettings | 0 | 0 | 0 | 0 | 0 | 0 | 0 | 0 | 0 | 0 | 0 | 0 | 0 | 0 | 0 | 0 | 0 | 0 | 0 | 0 | 0 | 0 | 0 | 0 | 0 | 0 | 0 | 0 | 0 | 0 | 0
Industrial Sector Energy Related Emissions before CCS[LPG propane or butane if,other metals 242,CH4] | NoSettings | 0 | 0 | 0 | 0 | 0 | 0 | 0 | 0 | 0 | 0 | 0 | 0 | 0 | 0 | 0 | 0 | 0 | 0 | 0 | 0 | 0 | 0 | 0 | 0 | 0 | 0 | 0 | 0 | 0 | 0 | 0
Industrial Sector Energy Related Emissions before CCS[LPG propane or butane if,other metals 242,N2O] | NoSettings | 0 | 0 | 0 | 0 | 0 | 0 | 0 | 0 | 0 | 0 | 0 | 0 | 0 | 0 | 0 | 0 | 0 | 0 | 0 | 0 | 0 | 0 | 0 | 0 | 0 | 0 | 0 | 0 | 0 | 0 | 0
Industrial Sector Energy Related Emissions before CCS[LPG propane or butane if,other metals 242,F gases] | NoSettings | 0 | 0 | 0 | 0 | 0 | 0 | 0 | 0 | 0 | 0 | 0 | 0 | 0 | 0 | 0 | 0 | 0 | 0 | 0 | 0 | 0 | 0 | 0 | 0 | 0 | 0 | 0 | 0 | 0 | 0 | 0
Industrial Sector Energy Related Emissions before CCS[LPG propane or butane if,metal products except machinery and vehicles 25,CO2] | NoSettings | 0 | 0 | 0 | 0 | 0 | 0 | 0 | 0 | 0 | 0 | 0 | 0 | 0 | 0 | 0 | 0 | 0 | 0 | 0 | 0 | 0 | 0 | 0 | 0 | 0 | 0 | 0 | 0 | 0 | 0 | 0
Industrial Sector Energy Related Emissions before CCS[LPG propane or butane if,metal products except machinery and vehicles 25,VOC] | NoSettings | 0 | 0 | 0 | 0 | 0 | 0 | 0 | 0 | 0 | 0 | 0 | 0 | 0 | 0 | 0 | 0 | 0 | 0 | 0 | 0 | 0 | 0 | 0 | 0 | 0 | 0 | 0 | 0 | 0 | 0 | 0
Industrial Sector Energy Related Emissions before CCS[LPG propane or butane if,metal products except machinery and vehicles 25,CO] | NoSettings | 0 | 0 | 0 | 0 | 0 | 0 | 0 | 0 | 0 | 0 | 0 | 0 | 0 | 0 | 0 | 0 | 0 | 0 | 0 | 0 | 0 | 0 | 0 | 0 | 0 | 0 | 0 | 0 | 0 | 0 | 0
Industrial Sector Energy Related Emissions before CCS[LPG propane or butane if,metal products except machinery and vehicles 25,NOx] | NoSettings | 0 | 0 | 0 | 0 | 0 | 0 | 0 | 0 | 0 | 0 | 0 | 0 | 0 | 0 | 0 | 0 | 0 | 0 | 0 | 0 | 0 | 0 | 0 | 0 | 0 | 0 | 0 | 0 | 0 | 0 | 0
Industrial Sector Energy Related Emissions before CCS[LPG propane or butane if,metal products except machinery and vehicles 25,PM10] | NoSettings | 0 | 0 | 0 | 0 | 0 | 0 | 0 | 0 | 0 | 0 | 0 | 0 | 0 | 0 | 0 | 0 | 0 | 0 | 0 | 0 | 0 | 0 | 0 | 0 | 0 | 0 | 0 | 0 | 0 | 0 | 0
Industrial Sector Energy Related Emissions before CCS[LPG propane or butane if,metal products except machinery and vehicles 25,PM25] | NoSettings | 0 | 0 | 0 | 0 | 0 | 0 | 0 | 0 | 0 | 0 | 0 | 0 | 0 | 0 | 0 | 0 | 0 | 0 | 0 | 0 | 0 | 0 | 0 | 0 | 0 | 0 | 0 | 0 | 0 | 0 | 0
Industrial Sector Energy Related Emissions before CCS[LPG propane or butane if,metal products except machinery and vehicles 25,SOx] | NoSettings | 0 | 0 | 0 | 0 | 0 | 0 | 0 | 0 | 0 | 0 | 0 | 0 | 0 | 0 | 0 | 0 | 0 | 0 | 0 | 0 | 0 | 0 | 0 | 0 | 0 | 0 | 0 | 0 | 0 | 0 | 0
Industrial Sector Energy Related Emissions before CCS[LPG propane or butane if,metal products except machinery and vehicles 25,BC] | NoSettings | 0 | 0 | 0 | 0 | 0 | 0 | 0 | 0 | 0 | 0 | 0 | 0 | 0 | 0 | 0 | 0 | 0 | 0 | 0 | 0 | 0 | 0 | 0 | 0 | 0 | 0 | 0 | 0 | 0 | 0 | 0
Industrial Sector Energy Related Emissions before CCS[LPG propane or butane if,metal products except machinery and vehicles 25,OC] | NoSettings | 0 | 0 | 0 | 0 | 0 | 0 | 0 | 0 | 0 | 0 | 0 | 0 | 0 | 0 | 0 | 0 | 0 | 0 | 0 | 0 | 0 | 0 | 0 | 0 | 0 | 0 | 0 | 0 | 0 | 0 | 0
Industrial Sector Energy Related Emissions before CCS[LPG propane or butane if,metal products except machinery and vehicles 25,CH4] | NoSettings | 0 | 0 | 0 | 0 | 0 | 0 | 0 | 0 | 0 | 0 | 0 | 0 | 0 | 0 | 0 | 0 | 0 | 0 | 0 | 0 | 0 | 0 | 0 | 0 | 0 | 0 | 0 | 0 | 0 | 0 | 0
Industrial Sector Energy Related Emissions before CCS[LPG propane or butane if,metal products except machinery and vehicles 25,N2O] | NoSettings | 0 | 0 | 0 | 0 | 0 | 0 | 0 | 0 | 0 | 0 | 0 | 0 | 0 | 0 | 0 | 0 | 0 | 0 | 0 | 0 | 0 | 0 | 0 | 0 | 0 | 0 | 0 | 0 | 0 | 0 | 0
Industrial Sector Energy Related Emissions before CCS[LPG propane or butane if,metal products except machinery and vehicles 25,F gases] | NoSettings | 0 | 0 | 0 | 0 | 0 | 0 | 0 | 0 | 0 | 0 | 0 | 0 | 0 | 0 | 0 | 0 | 0 | 0 | 0 | 0 | 0 | 0 | 0 | 0 | 0 | 0 | 0 | 0 | 0 | 0 | 0
Industrial Sector Energy Related Emissions before CCS[LPG propane or butane if,computers and electronics 26,CO2] | NoSettings | 0 | 0 | 0 | 0 | 0 | 0 | 0 | 0 | 0 | 0 | 0 | 0 | 0 | 0 | 0 | 0 | 0 | 0 | 0 | 0 | 0 | 0 | 0 | 0 | 0 | 0 | 0 | 0 | 0 | 0 | 0
Industrial Sector Energy Related Emissions before CCS[LPG propane or butane if,computers and electronics 26,VOC] | NoSettings | 0 | 0 | 0 | 0 | 0 | 0 | 0 | 0 | 0 | 0 | 0 | 0 | 0 | 0 | 0 | 0 | 0 | 0 | 0 | 0 | 0 | 0 | 0 | 0 | 0 | 0 | 0 | 0 | 0 | 0 | 0
Industrial Sector Energy Related Emissions before CCS[LPG propane or butane if,computers and electronics 26,CO] | NoSettings | 0 | 0 | 0 | 0 | 0 | 0 | 0 | 0 | 0 | 0 | 0 | 0 | 0 | 0 | 0 | 0 | 0 | 0 | 0 | 0 | 0 | 0 | 0 | 0 | 0 | 0 | 0 | 0 | 0 | 0 | 0
Industrial Sector Energy Related Emissions before CCS[LPG propane or butane if,computers and electronics 26,NOx] | NoSettings | 0 | 0 | 0 | 0 | 0 | 0 | 0 | 0 | 0 | 0 | 0 | 0 | 0 | 0 | 0 | 0 | 0 | 0 | 0 | 0 | 0 | 0 | 0 | 0 | 0 | 0 | 0 | 0 | 0 | 0 | 0
Industrial Sector Energy Related Emissions before CCS[LPG propane or butane if,computers and electronics 26,PM10] | NoSettings | 0 | 0 | 0 | 0 | 0 | 0 | 0 | 0 | 0 | 0 | 0 | 0 | 0 | 0 | 0 | 0 | 0 | 0 | 0 | 0 | 0 | 0 | 0 | 0 | 0 | 0 | 0 | 0 | 0 | 0 | 0
Industrial Sector Energy Related Emissions before CCS[LPG propane or butane if,computers and electronics 26,PM25] | NoSettings | 0 | 0 | 0 | 0 | 0 | 0 | 0 | 0 | 0 | 0 | 0 | 0 | 0 | 0 | 0 | 0 | 0 | 0 | 0 | 0 | 0 | 0 | 0 | 0 | 0 | 0 | 0 | 0 | 0 | 0 | 0
Industrial Sector Energy Related Emissions before CCS[LPG propane or butane if,computers and electronics 26,SOx] | NoSettings | 0 | 0 | 0 | 0 | 0 | 0 | 0 | 0 | 0 | 0 | 0 | 0 | 0 | 0 | 0 | 0 | 0 | 0 | 0 | 0 | 0 | 0 | 0 | 0 | 0 | 0 | 0 | 0 | 0 | 0 | 0
Industrial Sector Energy Related Emissions before CCS[LPG propane or butane if,computers and electronics 26,BC] | NoSettings | 0 | 0 | 0 | 0 | 0 | 0 | 0 | 0 | 0 | 0 | 0 | 0 | 0 | 0 | 0 | 0 | 0 | 0 | 0 | 0 | 0 | 0 | 0 | 0 | 0 | 0 | 0 | 0 | 0 | 0 | 0
Industrial Sector Energy Related Emissions before CCS[LPG propane or butane if,computers and electronics 26,OC] | NoSettings | 0 | 0 | 0 | 0 | 0 | 0 | 0 | 0 | 0 | 0 | 0 | 0 | 0 | 0 | 0 | 0 | 0 | 0 | 0 | 0 | 0 | 0 | 0 | 0 | 0 | 0 | 0 | 0 | 0 | 0 | 0
Industrial Sector Energy Related Emissions before CCS[LPG propane or butane if,computers and electronics 26,CH4] | NoSettings | 0 | 0 | 0 | 0 | 0 | 0 | 0 | 0 | 0 | 0 | 0 | 0 | 0 | 0 | 0 | 0 | 0 | 0 | 0 | 0 | 0 | 0 | 0 | 0 | 0 | 0 | 0 | 0 | 0 | 0 | 0
Industrial Sector Energy Related Emissions before CCS[LPG propane or butane if,computers and electronics 26,N2O] | NoSettings | 0 | 0 | 0 | 0 | 0 | 0 | 0 | 0 | 0 | 0 | 0 | 0 | 0 | 0 | 0 | 0 | 0 | 0 | 0 | 0 | 0 | 0 | 0 | 0 | 0 | 0 | 0 | 0 | 0 | 0 | 0
Industrial Sector Energy Related Emissions before CCS[LPG propane or butane if,computers and electronics 26,F gases] | NoSettings | 0 | 0 | 0 | 0 | 0 | 0 | 0 | 0 | 0 | 0 | 0 | 0 | 0 | 0 | 0 | 0 | 0 | 0 | 0 | 0 | 0 | 0 | 0 | 0 | 0 | 0 | 0 | 0 | 0 | 0 | 0
Industrial Sector Energy Related Emissions before CCS[LPG propane or butane if,appliances and electrical equipment 27,CO2] | NoSettings | 0 | 0 | 0 | 0 | 0 | 0 | 0 | 0 | 0 | 0 | 0 | 0 | 0 | 0 | 0 | 0 | 0 | 0 | 0 | 0 | 0 | 0 | 0 | 0 | 0 | 0 | 0 | 0 | 0 | 0 | 0
Industrial Sector Energy Related Emissions before CCS[LPG propane or butane if,appliances and electrical equipment 27,VOC] | NoSettings | 0 | 0 | 0 | 0 | 0 | 0 | 0 | 0 | 0 | 0 | 0 | 0 | 0 | 0 | 0 | 0 | 0 | 0 | 0 | 0 | 0 | 0 | 0 | 0 | 0 | 0 | 0 | 0 | 0 | 0 | 0
Industrial Sector Energy Related Emissions before CCS[LPG propane or butane if,appliances and electrical equipment 27,CO] | NoSettings | 0 | 0 | 0 | 0 | 0 | 0 | 0 | 0 | 0 | 0 | 0 | 0 | 0 | 0 | 0 | 0 | 0 | 0 | 0 | 0 | 0 | 0 | 0 | 0 | 0 | 0 | 0 | 0 | 0 | 0 | 0
Industrial Sector Energy Related Emissions before CCS[LPG propane or butane if,appliances and electrical equipment 27,NOx] | NoSettings | 0 | 0 | 0 | 0 | 0 | 0 | 0 | 0 | 0 | 0 | 0 | 0 | 0 | 0 | 0 | 0 | 0 | 0 | 0 | 0 | 0 | 0 | 0 | 0 | 0 | 0 | 0 | 0 | 0 | 0 | 0
Industrial Sector Energy Related Emissions before CCS[LPG propane or butane if,appliances and electrical equipment 27,PM10] | NoSettings | 0 | 0 | 0 | 0 | 0 | 0 | 0 | 0 | 0 | 0 | 0 | 0 | 0 | 0 | 0 | 0 | 0 | 0 | 0 | 0 | 0 | 0 | 0 | 0 | 0 | 0 | 0 | 0 | 0 | 0 | 0
Industrial Sector Energy Related Emissions before CCS[LPG propane or butane if,appliances and electrical equipment 27,PM25] | NoSettings | 0 | 0 | 0 | 0 | 0 | 0 | 0 | 0 | 0 | 0 | 0 | 0 | 0 | 0 | 0 | 0 | 0 | 0 | 0 | 0 | 0 | 0 | 0 | 0 | 0 | 0 | 0 | 0 | 0 | 0 | 0
Industrial Sector Energy Related Emissions before CCS[LPG propane or butane if,appliances and electrical equipment 27,SOx] | NoSettings | 0 | 0 | 0 | 0 | 0 | 0 | 0 | 0 | 0 | 0 | 0 | 0 | 0 | 0 | 0 | 0 | 0 | 0 | 0 | 0 | 0 | 0 | 0 | 0 | 0 | 0 | 0 | 0 | 0 | 0 | 0
Industrial Sector Energy Related Emissions before CCS[LPG propane or butane if,appliances and electrical equipment 27,BC] | NoSettings | 0 | 0 | 0 | 0 | 0 | 0 | 0 | 0 | 0 | 0 | 0 | 0 | 0 | 0 | 0 | 0 | 0 | 0 | 0 | 0 | 0 | 0 | 0 | 0 | 0 | 0 | 0 | 0 | 0 | 0 | 0
Industrial Sector Energy Related Emissions before CCS[LPG propane or butane if,appliances and electrical equipment 27,OC] | NoSettings | 0 | 0 | 0 | 0 | 0 | 0 | 0 | 0 | 0 | 0 | 0 | 0 | 0 | 0 | 0 | 0 | 0 | 0 | 0 | 0 | 0 | 0 | 0 | 0 | 0 | 0 | 0 | 0 | 0 | 0 | 0
Industrial Sector Energy Related Emissions before CCS[LPG propane or butane if,appliances and electrical equipment 27,CH4] | NoSettings | 0 | 0 | 0 | 0 | 0 | 0 | 0 | 0 | 0 | 0 | 0 | 0 | 0 | 0 | 0 | 0 | 0 | 0 | 0 | 0 | 0 | 0 | 0 | 0 | 0 | 0 | 0 | 0 | 0 | 0 | 0
Industrial Sector Energy Related Emissions before CCS[LPG propane or butane if,appliances and electrical equipment 27,N2O] | NoSettings | 0 | 0 | 0 | 0 | 0 | 0 | 0 | 0 | 0 | 0 | 0 | 0 | 0 | 0 | 0 | 0 | 0 | 0 | 0 | 0 | 0 | 0 | 0 | 0 | 0 | 0 | 0 | 0 | 0 | 0 | 0
Industrial Sector Energy Related Emissions before CCS[LPG propane or butane if,appliances and electrical equipment 27,F gases] | NoSettings | 0 | 0 | 0 | 0 | 0 | 0 | 0 | 0 | 0 | 0 | 0 | 0 | 0 | 0 | 0 | 0 | 0 | 0 | 0 | 0 | 0 | 0 | 0 | 0 | 0 | 0 | 0 | 0 | 0 | 0 | 0
Industrial Sector Energy Related Emissions before CCS[LPG propane or butane if,other machinery 28,CO2] | NoSettings | 0 | 0 | 0 | 0 | 0 | 0 | 0 | 0 | 0 | 0 | 0 | 0 | 0 | 0 | 0 | 0 | 0 | 0 | 0 | 0 | 0 | 0 | 0 | 0 | 0 | 0 | 0 | 0 | 0 | 0 | 0
Industrial Sector Energy Related Emissions before CCS[LPG propane or butane if,other machinery 28,VOC] | NoSettings | 0 | 0 | 0 | 0 | 0 | 0 | 0 | 0 | 0 | 0 | 0 | 0 | 0 | 0 | 0 | 0 | 0 | 0 | 0 | 0 | 0 | 0 | 0 | 0 | 0 | 0 | 0 | 0 | 0 | 0 | 0
Industrial Sector Energy Related Emissions before CCS[LPG propane or butane if,other machinery 28,CO] | NoSettings | 0 | 0 | 0 | 0 | 0 | 0 | 0 | 0 | 0 | 0 | 0 | 0 | 0 | 0 | 0 | 0 | 0 | 0 | 0 | 0 | 0 | 0 | 0 | 0 | 0 | 0 | 0 | 0 | 0 | 0 | 0
Industrial Sector Energy Related Emissions before CCS[LPG propane or butane if,other machinery 28,NOx] | NoSettings | 0 | 0 | 0 | 0 | 0 | 0 | 0 | 0 | 0 | 0 | 0 | 0 | 0 | 0 | 0 | 0 | 0 | 0 | 0 | 0 | 0 | 0 | 0 | 0 | 0 | 0 | 0 | 0 | 0 | 0 | 0
Industrial Sector Energy Related Emissions before CCS[LPG propane or butane if,other machinery 28,PM10] | NoSettings | 0 | 0 | 0 | 0 | 0 | 0 | 0 | 0 | 0 | 0 | 0 | 0 | 0 | 0 | 0 | 0 | 0 | 0 | 0 | 0 | 0 | 0 | 0 | 0 | 0 | 0 | 0 | 0 | 0 | 0 | 0
Industrial Sector Energy Related Emissions before CCS[LPG propane or butane if,other machinery 28,PM25] | NoSettings | 0 | 0 | 0 | 0 | 0 | 0 | 0 | 0 | 0 | 0 | 0 | 0 | 0 | 0 | 0 | 0 | 0 | 0 | 0 | 0 | 0 | 0 | 0 | 0 | 0 | 0 | 0 | 0 | 0 | 0 | 0
Industrial Sector Energy Related Emissions before CCS[LPG propane or butane if,other machinery 28,SOx] | NoSettings | 0 | 0 | 0 | 0 | 0 | 0 | 0 | 0 | 0 | 0 | 0 | 0 | 0 | 0 | 0 | 0 | 0 | 0 | 0 | 0 | 0 | 0 | 0 | 0 | 0 | 0 | 0 | 0 | 0 | 0 | 0
Industrial Sector Energy Related Emissions before CCS[LPG propane or butane if,other machinery 28,BC] | NoSettings | 0 | 0 | 0 | 0 | 0 | 0 | 0 | 0 | 0 | 0 | 0 | 0 | 0 | 0 | 0 | 0 | 0 | 0 | 0 | 0 | 0 | 0 | 0 | 0 | 0 | 0 | 0 | 0 | 0 | 0 | 0
Industrial Sector Energy Related Emissions before CCS[LPG propane or butane if,other machinery 28,OC] | NoSettings | 0 | 0 | 0 | 0 | 0 | 0 | 0 | 0 | 0 | 0 | 0 | 0 | 0 | 0 | 0 | 0 | 0 | 0 | 0 | 0 | 0 | 0 | 0 | 0 | 0 | 0 | 0 | 0 | 0 | 0 | 0
Industrial Sector Energy Related Emissions before CCS[LPG propane or butane if,other machinery 28,CH4] | NoSettings | 0 | 0 | 0 | 0 | 0 | 0 | 0 | 0 | 0 | 0 | 0 | 0 | 0 | 0 | 0 | 0 | 0 | 0 | 0 | 0 | 0 | 0 | 0 | 0 | 0 | 0 | 0 | 0 | 0 | 0 | 0
Industrial Sector Energy Related Emissions before CCS[LPG propane or butane if,other machinery 28,N2O] | NoSettings | 0 | 0 | 0 | 0 | 0 | 0 | 0 | 0 | 0 | 0 | 0 | 0 | 0 | 0 | 0 | 0 | 0 | 0 | 0 | 0 | 0 | 0 | 0 | 0 | 0 | 0 | 0 | 0 | 0 | 0 | 0
Industrial Sector Energy Related Emissions before CCS[LPG propane or butane if,other machinery 28,F gases] | NoSettings | 0 | 0 | 0 | 0 | 0 | 0 | 0 | 0 | 0 | 0 | 0 | 0 | 0 | 0 | 0 | 0 | 0 | 0 | 0 | 0 | 0 | 0 | 0 | 0 | 0 | 0 | 0 | 0 | 0 | 0 | 0
Industrial Sector Energy Related Emissions before CCS[LPG propane or butane if,road vehicles 29,CO2] | NoSettings | 0 | 0 | 0 | 0 | 0 | 0 | 0 | 0 | 0 | 0 | 0 | 0 | 0 | 0 | 0 | 0 | 0 | 0 | 0 | 0 | 0 | 0 | 0 | 0 | 0 | 0 | 0 | 0 | 0 | 0 | 0
Industrial Sector Energy Related Emissions before CCS[LPG propane or butane if,road vehicles 29,VOC] | NoSettings | 0 | 0 | 0 | 0 | 0 | 0 | 0 | 0 | 0 | 0 | 0 | 0 | 0 | 0 | 0 | 0 | 0 | 0 | 0 | 0 | 0 | 0 | 0 | 0 | 0 | 0 | 0 | 0 | 0 | 0 | 0
Industrial Sector Energy Related Emissions before CCS[LPG propane or butane if,road vehicles 29,CO] | NoSettings | 0 | 0 | 0 | 0 | 0 | 0 | 0 | 0 | 0 | 0 | 0 | 0 | 0 | 0 | 0 | 0 | 0 | 0 | 0 | 0 | 0 | 0 | 0 | 0 | 0 | 0 | 0 | 0 | 0 | 0 | 0
Industrial Sector Energy Related Emissions before CCS[LPG propane or butane if,road vehicles 29,NOx] | NoSettings | 0 | 0 | 0 | 0 | 0 | 0 | 0 | 0 | 0 | 0 | 0 | 0 | 0 | 0 | 0 | 0 | 0 | 0 | 0 | 0 | 0 | 0 | 0 | 0 | 0 | 0 | 0 | 0 | 0 | 0 | 0
Industrial Sector Energy Related Emissions before CCS[LPG propane or butane if,road vehicles 29,PM10] | NoSettings | 0 | 0 | 0 | 0 | 0 | 0 | 0 | 0 | 0 | 0 | 0 | 0 | 0 | 0 | 0 | 0 | 0 | 0 | 0 | 0 | 0 | 0 | 0 | 0 | 0 | 0 | 0 | 0 | 0 | 0 | 0
Industrial Sector Energy Related Emissions before CCS[LPG propane or butane if,road vehicles 29,PM25] | NoSettings | 0 | 0 | 0 | 0 | 0 | 0 | 0 | 0 | 0 | 0 | 0 | 0 | 0 | 0 | 0 | 0 | 0 | 0 | 0 | 0 | 0 | 0 | 0 | 0 | 0 | 0 | 0 | 0 | 0 | 0 | 0
Industrial Sector Energy Related Emissions before CCS[LPG propane or butane if,road vehicles 29,SOx] | NoSettings | 0 | 0 | 0 | 0 | 0 | 0 | 0 | 0 | 0 | 0 | 0 | 0 | 0 | 0 | 0 | 0 | 0 | 0 | 0 | 0 | 0 | 0 | 0 | 0 | 0 | 0 | 0 | 0 | 0 | 0 | 0
Industrial Sector Energy Related Emissions before CCS[LPG propane or butane if,road vehicles 29,BC] | NoSettings | 0 | 0 | 0 | 0 | 0 | 0 | 0 | 0 | 0 | 0 | 0 | 0 | 0 | 0 | 0 | 0 | 0 | 0 | 0 | 0 | 0 | 0 | 0 | 0 | 0 | 0 | 0 | 0 | 0 | 0 | 0
Industrial Sector Energy Related Emissions before CCS[LPG propane or butane if,road vehicles 29,OC] | NoSettings | 0 | 0 | 0 | 0 | 0 | 0 | 0 | 0 | 0 | 0 | 0 | 0 | 0 | 0 | 0 | 0 | 0 | 0 | 0 | 0 | 0 | 0 | 0 | 0 | 0 | 0 | 0 | 0 | 0 | 0 | 0
Industrial Sector Energy Related Emissions before CCS[LPG propane or butane if,road vehicles 29,CH4] | NoSettings | 0 | 0 | 0 | 0 | 0 | 0 | 0 | 0 | 0 | 0 | 0 | 0 | 0 | 0 | 0 | 0 | 0 | 0 | 0 | 0 | 0 | 0 | 0 | 0 | 0 | 0 | 0 | 0 | 0 | 0 | 0
Industrial Sector Energy Related Emissions before CCS[LPG propane or butane if,road vehicles 29,N2O] | NoSettings | 0 | 0 | 0 | 0 | 0 | 0 | 0 | 0 | 0 | 0 | 0 | 0 | 0 | 0 | 0 | 0 | 0 | 0 | 0 | 0 | 0 | 0 | 0 | 0 | 0 | 0 | 0 | 0 | 0 | 0 | 0
Industrial Sector Energy Related Emissions before CCS[LPG propane or butane if,road vehicles 29,F gases] | NoSettings | 0 | 0 | 0 | 0 | 0 | 0 | 0 | 0 | 0 | 0 | 0 | 0 | 0 | 0 | 0 | 0 | 0 | 0 | 0 | 0 | 0 | 0 | 0 | 0 | 0 | 0 | 0 | 0 | 0 | 0 | 0
Industrial Sector Energy Related Emissions before CCS[LPG propane or butane if,nonroad vehicles 30,CO2] | NoSettings | 0 | 0 | 0 | 0 | 0 | 0 | 0 | 0 | 0 | 0 | 0 | 0 | 0 | 0 | 0 | 0 | 0 | 0 | 0 | 0 | 0 | 0 | 0 | 0 | 0 | 0 | 0 | 0 | 0 | 0 | 0
Industrial Sector Energy Related Emissions before CCS[LPG propane or butane if,nonroad vehicles 30,VOC] | NoSettings | 0 | 0 | 0 | 0 | 0 | 0 | 0 | 0 | 0 | 0 | 0 | 0 | 0 | 0 | 0 | 0 | 0 | 0 | 0 | 0 | 0 | 0 | 0 | 0 | 0 | 0 | 0 | 0 | 0 | 0 | 0
Industrial Sector Energy Related Emissions before CCS[LPG propane or butane if,nonroad vehicles 30,CO] | NoSettings | 0 | 0 | 0 | 0 | 0 | 0 | 0 | 0 | 0 | 0 | 0 | 0 | 0 | 0 | 0 | 0 | 0 | 0 | 0 | 0 | 0 | 0 | 0 | 0 | 0 | 0 | 0 | 0 | 0 | 0 | 0
Industrial Sector Energy Related Emissions before CCS[LPG propane or butane if,nonroad vehicles 30,NOx] | NoSettings | 0 | 0 | 0 | 0 | 0 | 0 | 0 | 0 | 0 | 0 | 0 | 0 | 0 | 0 | 0 | 0 | 0 | 0 | 0 | 0 | 0 | 0 | 0 | 0 | 0 | 0 | 0 | 0 | 0 | 0 | 0
Industrial Sector Energy Related Emissions before CCS[LPG propane or butane if,nonroad vehicles 30,PM10] | NoSettings | 0 | 0 | 0 | 0 | 0 | 0 | 0 | 0 | 0 | 0 | 0 | 0 | 0 | 0 | 0 | 0 | 0 | 0 | 0 | 0 | 0 | 0 | 0 | 0 | 0 | 0 | 0 | 0 | 0 | 0 | 0
Industrial Sector Energy Related Emissions before CCS[LPG propane or butane if,nonroad vehicles 30,PM25] | NoSettings | 0 | 0 | 0 | 0 | 0 | 0 | 0 | 0 | 0 | 0 | 0 | 0 | 0 | 0 | 0 | 0 | 0 | 0 | 0 | 0 | 0 | 0 | 0 | 0 | 0 | 0 | 0 | 0 | 0 | 0 | 0
Industrial Sector Energy Related Emissions before CCS[LPG propane or butane if,nonroad vehicles 30,SOx] | NoSettings | 0 | 0 | 0 | 0 | 0 | 0 | 0 | 0 | 0 | 0 | 0 | 0 | 0 | 0 | 0 | 0 | 0 | 0 | 0 | 0 | 0 | 0 | 0 | 0 | 0 | 0 | 0 | 0 | 0 | 0 | 0
Industrial Sector Energy Related Emissions before CCS[LPG propane or butane if,nonroad vehicles 30,BC] | NoSettings | 0 | 0 | 0 | 0 | 0 | 0 | 0 | 0 | 0 | 0 | 0 | 0 | 0 | 0 | 0 | 0 | 0 | 0 | 0 | 0 | 0 | 0 | 0 | 0 | 0 | 0 | 0 | 0 | 0 | 0 | 0
Industrial Sector Energy Related Emissions before CCS[LPG propane or butane if,nonroad vehicles 30,OC] | NoSettings | 0 | 0 | 0 | 0 | 0 | 0 | 0 | 0 | 0 | 0 | 0 | 0 | 0 | 0 | 0 | 0 | 0 | 0 | 0 | 0 | 0 | 0 | 0 | 0 | 0 | 0 | 0 | 0 | 0 | 0 | 0
Industrial Sector Energy Related Emissions before CCS[LPG propane or butane if,nonroad vehicles 30,CH4] | NoSettings | 0 | 0 | 0 | 0 | 0 | 0 | 0 | 0 | 0 | 0 | 0 | 0 | 0 | 0 | 0 | 0 | 0 | 0 | 0 | 0 | 0 | 0 | 0 | 0 | 0 | 0 | 0 | 0 | 0 | 0 | 0
Industrial Sector Energy Related Emissions before CCS[LPG propane or butane if,nonroad vehicles 30,N2O] | NoSettings | 0 | 0 | 0 | 0 | 0 | 0 | 0 | 0 | 0 | 0 | 0 | 0 | 0 | 0 | 0 | 0 | 0 | 0 | 0 | 0 | 0 | 0 | 0 | 0 | 0 | 0 | 0 | 0 | 0 | 0 | 0
Industrial Sector Energy Related Emissions before CCS[LPG propane or butane if,nonroad vehicles 30,F gases] | NoSettings | 0 | 0 | 0 | 0 | 0 | 0 | 0 | 0 | 0 | 0 | 0 | 0 | 0 | 0 | 0 | 0 | 0 | 0 | 0 | 0 | 0 | 0 | 0 | 0 | 0 | 0 | 0 | 0 | 0 | 0 | 0
Industrial Sector Energy Related Emissions before CCS[LPG propane or butane if,other manufacturing 31T33,CO2] | NoSettings | 1183070000000 | 1171640000000 | 1117660000000 | 1161040000000 | 1181930000000 | 1211650000000 | 1229730000000 | 1240930000000 | 1250340000000 | 1261420000000 | 1278230000000 | 1293270000000 | 1306160000000 | 1325440000000 | 1340250000000 | 1348190000000 | 1353140000000 | 1363870000000 | 1375760000000 | 1389160000000 | 1398440000000 | 1413590000000 | 1436060000000 | 1466180000000 | 1490820000000 | 1506910000000 | 1535140000000 | 1559280000000 | 1583420000000 | 1607560000000 | 1631700000000
Industrial Sector Energy Related Emissions before CCS[LPG propane or butane if,other manufacturing 31T33,VOC] | NoSettings | 76420100 | 75681700 | 72194800 | 74997300 | 76346700 | 78266200 | 79434100 | 80157900 | 80765300 | 81481500 | 82566900 | 83538300 | 84371200 | 85616600 | 86573400 | 87085900 | 87405900 | 88099100 | 88866900 | 89732700 | 90331800 | 91310400 | 92762200 | 94707900 | 96299500 | 97338400 | 99161900 | 100721000 | 102281000 | 103840000 | 105400000
Industrial Sector Energy Related Emissions before CCS[LPG propane or butane if,other manufacturing 31T33,CO] | NoSettings | 63157300 | 62547000 | 59665300 | 61981400 | 63096600 | 64682900 | 65648200 | 66246300 | 66748300 | 67340200 | 68237300 | 69040100 | 69728500 | 70757700 | 71548400 | 71972000 | 72236500 | 72809300 | 73443900 | 74159500 | 74654600 | 75463300 | 76663200 | 78271200 | 79586600 | 80445200 | 81952200 | 83240900 | 84529700 | 85818500 | 87107300
Industrial Sector Energy Related Emissions before CCS[LPG propane or butane if,other manufacturing 31T33,NOx] | NoSettings | 1241740000 | 1229740000 | 1173080000 | 1218620000 | 1240550000 | 1271740000 | 1290710000 | 1302470000 | 1312340000 | 1323980000 | 1341620000 | 1357400000 | 1370940000 | 1391170000 | 1406720000 | 1415050000 | 1420250000 | 1431510000 | 1443990000 | 1458050000 | 1467790000 | 1483690000 | 1507280000 | 1538900000 | 1564760000 | 1581640000 | 1611270000 | 1636610000 | 1661950000 | 1687280000 | 1712620000
Industrial Sector Energy Related Emissions before CCS[LPG propane or butane if,other manufacturing 31T33,PM10] | NoSettings | 66872400 | 66226300 | 63175000 | 65627300 | 66808100 | 68487800 | 69509900 | 70143200 | 70674700 | 71301400 | 72251200 | 73101300 | 73830100 | 74919900 | 75757200 | 76205700 | 76485700 | 77092200 | 77764100 | 78521800 | 79046000 | 79902300 | 81172800 | 82875400 | 84268100 | 85177300 | 86772900 | 88137500 | 89502100 | 90866600 | 92231200
Industrial Sector Energy Related Emissions before CCS[LPG propane or butane if,other manufacturing 31T33,PM25] | NoSettings | 66872400 | 66226300 | 63175000 | 65627300 | 66808100 | 68487800 | 69509900 | 70143200 | 70674700 | 71301400 | 72251200 | 73101300 | 73830100 | 74919900 | 75757200 | 76205700 | 76485700 | 77092200 | 77764100 | 78521800 | 79046000 | 79902300 | 81172800 | 82875400 | 84268100 | 85177300 | 86772900 | 88137500 | 89502100 | 90866600 | 92231200
Industrial Sector Energy Related Emissions before CCS[LPG propane or butane if,other manufacturing 31T33,SOx] | NoSettings | 0 | 0 | 0 | 0 | 0 | 0 | 0 | 0 | 0 | 0 | 0 | 0 | 0 | 0 | 0 | 0 | 0 | 0 | 0 | 0 | 0 | 0 | 0 | 0 | 0 | 0 | 0 | 0 | 0 | 0 | 0
Industrial Sector Energy Related Emissions before CCS[LPG propane or butane if,other manufacturing 31T33,BC] | NoSettings | 11029900 | 10923300 | 10420100 | 10824500 | 11019300 | 11296400 | 11464900 | 11569400 | 11657100 | 11760400 | 11917100 | 12057300 | 12177500 | 12357300 | 12495400 | 12569300 | 12615500 | 12715600 | 12826400 | 12951300 | 13037800 | 13179100 | 13388600 | 13669400 | 13899100 | 14049100 | 14312300 | 14537400 | 14762400 | 14987500 | 15212600
Industrial Sector Energy Related Emissions before CCS[LPG propane or butane if,other manufacturing 31T33,OC] | NoSettings | 28623900 | 28347300 | 27041200 | 28090900 | 28596300 | 29315300 | 29752800 | 30023900 | 30251400 | 30519600 | 30926200 | 31290000 | 31602000 | 32068500 | 32426900 | 32618800 | 32738700 | 32998300 | 33285900 | 33610200 | 33834600 | 34201100 | 34744900 | 35473700 | 36069900 | 36459000 | 37142000 | 37726100 | 38310200 | 38894300 | 39478400
Industrial Sector Energy Related Emissions before CCS[LPG propane or butane if,other manufacturing 31T33,CH4] | NoSettings | 57748200 | 57190200 | 54555300 | 56673000 | 57692700 | 59143200 | 60025800 | 60572700 | 61031700 | 61572900 | 62393100 | 63127200 | 63756600 | 64697700 | 65420700 | 65808000 | 66049800 | 66573600 | 67153800 | 67808100 | 68260800 | 69000300 | 70097400 | 71567700 | 72770400 | 73555500 | 74933400 | 76111800 | 77290200 | 78468600 | 79647000
Industrial Sector Energy Related Emissions before CCS[LPG propane or butane if,other manufacturing 31T33,N2O] | NoSettings | 11549600 | 11438000 | 10911100 | 11334600 | 11538500 | 11828600 | 12005200 | 12114500 | 12206300 | 12314600 | 12478600 | 12625400 | 12751300 | 12939500 | 13084100 | 13161600 | 13210000 | 13314700 | 13430800 | 13561600 | 13652200 | 13800100 | 14019500 | 14313500 | 14554100 | 14711100 | 14986700 | 15222400 | 15458000 | 15693700 | 15929400
Industrial Sector Energy Related Emissions before CCS[LPG propane or butane if,other manufacturing 31T33,F gases] | NoSettings | 0 | 0 | 0 | 0 | 0 | 0 | 0 | 0 | 0 | 0 | 0 | 0 | 0 | 0 | 0 | 0 | 0 | 0 | 0 | 0 | 0 | 0 | 0 | 0 | 0 | 0 | 0 | 0 | 0 | 0 | 0
Industrial Sector Energy Related Emissions before CCS[LPG propane or butane if,energy pipelines and gas processing 352T353,CO2] | NoSettings | 0 | 35383600 | 35796900 | 37476800 | 35770900 | 33934200 | 32051900 | 32355300 | 32455000 | 32852500 | 32635800 | 32355100 | 33328300 | 34270400 | 35233700 | 35977000 | 36672400 | 36518000 | 35942200 | 35630300 | 35249400 | 35090400 | 35276200 | 35723200 | 35764100 | 36017200 | 36277900 | 36923400 | 37439200 | 38056100 | 38798200
Industrial Sector Energy Related Emissions before CCS[LPG propane or butane if,energy pipelines and gas processing 352T353,VOC] | NoSettings | 0 | 2285.6 | 2312.3 | 2420.81 | 2310.62 | 2191.98 | 2070.39 | 2089.99 | 2096.43 | 2122.1 | 2108.1 | 2089.97 | 2152.84 | 2213.69 | 2275.92 | 2323.93 | 2368.85 | 2358.88 | 2321.68 | 2301.53 | 2276.93 | 2266.66 | 2278.66 | 2307.54 | 2310.18 | 2326.53 | 2343.36 | 2385.06 | 2418.38 | 2458.23 | 2506.17
Industrial Sector Energy Related Emissions before CCS[LPG propane or butane if,energy pipelines and gas processing 352T353,CO] | NoSettings | 0 | 1888.93 | 1910.99 | 2000.67 | 1909.6 | 1811.55 | 1711.07 | 1727.27 | 1732.59 | 1753.81 | 1742.24 | 1727.25 | 1779.21 | 1829.5 | 1880.93 | 1920.61 | 1957.73 | 1949.49 | 1918.75 | 1902.1 | 1881.77 | 1873.28 | 1883.2 | 1907.06 | 1909.24 | 1922.76 | 1936.67 | 1971.13 | 1998.67 | 2031.6 | 2071.22
Industrial Sector Energy Related Emissions before CCS[LPG propane or butane if,energy pipelines and gas processing 352T353,NOx] | NoSettings | 0 | 37138.3 | 37572.2 | 39335.4 | 37544.9 | 35617.1 | 33641.5 | 33959.9 | 34064.6 | 34481.7 | 34254.3 | 33959.7 | 34981.1 | 35970 | 36981.1 | 37761.2 | 38491.1 | 38329.1 | 37724.6 | 37397.3 | 36997.5 | 36830.7 | 37025.7 | 37494.8 | 37537.8 | 37803.4 | 38077 | 38754.5 | 39295.9 | 39943.4 | 40722.4
Industrial Sector Energy Related Emissions before CCS[LPG propane or butane if,energy pipelines and gas processing 352T353,PM10] | NoSettings | 0 | 2000.04 | 2023.41 | 2118.36 | 2021.93 | 1918.12 | 1811.72 | 1828.87 | 1834.51 | 1856.97 | 1844.72 | 1828.86 | 1883.87 | 1937.12 | 1991.57 | 2033.58 | 2072.89 | 2064.17 | 2031.61 | 2013.98 | 1992.46 | 1983.47 | 1993.97 | 2019.24 | 2021.55 | 2035.86 | 2050.59 | 2087.08 | 2116.24 | 2151.1 | 2193.05
Industrial Sector Energy Related Emissions before CCS[LPG propane or butane if,energy pipelines and gas processing 352T353,PM25] | NoSettings | 0 | 2000.04 | 2023.41 | 2118.36 | 2021.93 | 1918.12 | 1811.72 | 1828.87 | 1834.51 | 1856.97 | 1844.72 | 1828.86 | 1883.87 | 1937.12 | 1991.57 | 2033.58 | 2072.89 | 2064.17 | 2031.61 | 2013.98 | 1992.46 | 1983.47 | 1993.97 | 2019.24 | 2021.55 | 2035.86 | 2050.59 | 2087.08 | 2116.24 | 2151.1 | 2193.05
Industrial Sector Energy Related Emissions before CCS[LPG propane or butane if,energy pipelines and gas processing 352T353,SOx] | NoSettings | 0 | 0 | 0 | 0 | 0 | 0 | 0 | 0 | 0 | 0 | 0 | 0 | 0 | 0 | 0 | 0 | 0 | 0 | 0 | 0 | 0 | 0 | 0 | 0 | 0 | 0 | 0 | 0 | 0 | 0 | 0
Industrial Sector Energy Related Emissions before CCS[LPG propane or butane if,energy pipelines and gas processing 352T353,BC] | NoSettings | 0 | 329.886 | 333.74 | 349.402 | 333.497 | 316.373 | 298.825 | 301.653 | 302.583 | 306.288 | 304.268 | 301.651 | 310.724 | 319.508 | 328.489 | 335.418 | 341.902 | 340.463 | 335.094 | 332.186 | 328.635 | 327.153 | 328.885 | 333.052 | 333.434 | 335.794 | 338.223 | 344.242 | 349.051 | 354.802 | 361.721
Industrial Sector Energy Related Emissions before CCS[LPG propane or butane if,energy pipelines and gas processing 352T353,OC] | NoSettings | 0 | 856.091 | 866.092 | 906.737 | 865.462 | 821.025 | 775.484 | 782.824 | 785.236 | 794.852 | 789.61 | 782.818 | 806.365 | 829.159 | 852.466 | 870.448 | 887.275 | 883.54 | 869.606 | 862.06 | 852.845 | 848.999 | 853.494 | 864.309 | 865.298 | 871.422 | 877.728 | 893.347 | 905.827 | 920.752 | 938.708
Industrial Sector Energy Related Emissions before CCS[LPG propane or butane if,energy pipelines and gas processing 352T353,CH4] | NoSettings | 0 | 1727.15 | 1747.33 | 1829.33 | 1746.06 | 1656.4 | 1564.53 | 1579.33 | 1584.2 | 1603.6 | 1593.03 | 1579.32 | 1626.83 | 1672.82 | 1719.84 | 1756.12 | 1790.06 | 1782.53 | 1754.42 | 1739.19 | 1720.6 | 1712.84 | 1721.91 | 1743.73 | 1745.73 | 1758.08 | 1770.8 | 1802.31 | 1827.49 | 1857.6 | 1893.83
Industrial Sector Energy Related Emissions before CCS[LPG propane or butane if,energy pipelines and gas processing 352T353,N2O] | NoSettings | 0 | 345.43 | 349.466 | 365.866 | 349.211 | 331.281 | 312.905 | 315.867 | 316.84 | 320.721 | 318.605 | 315.865 | 325.366 | 334.563 | 343.968 | 351.223 | 358.013 | 356.506 | 350.883 | 347.839 | 344.121 | 342.568 | 344.382 | 348.746 | 349.145 | 351.616 | 354.161 | 360.463 | 365.498 | 371.52 | 378.766
Industrial Sector Energy Related Emissions before CCS[LPG propane or butane if,energy pipelines and gas processing 352T353,F gases] | NoSettings | 0 | 0 | 0 | 0 | 0 | 0 | 0 | 0 | 0 | 0 | 0 | 0 | 0 | 0 | 0 | 0 | 0 | 0 | 0 | 0 | 0 | 0 | 0 | 0 | 0 | 0 | 0 | 0 | 0 | 0 | 0
Industrial Sector Energy Related Emissions before CCS[LPG propane or butane if,water and waste 36T39,CO2] | NoSettings | 0 | 0 | 0 | 0 | 0 | 0 | 0 | 0 | 0 | 0 | 0 | 0 | 0 | 0 | 0 | 0 | 0 | 0 | 0 | 0 | 0 | 0 | 0 | 0 | 0 | 0 | 0 | 0 | 0 | 0 | 0
Industrial Sector Energy Related Emissions before CCS[LPG propane or butane if,water and waste 36T39,VOC] | NoSettings | 0 | 0 | 0 | 0 | 0 | 0 | 0 | 0 | 0 | 0 | 0 | 0 | 0 | 0 | 0 | 0 | 0 | 0 | 0 | 0 | 0 | 0 | 0 | 0 | 0 | 0 | 0 | 0 | 0 | 0 | 0
Industrial Sector Energy Related Emissions before CCS[LPG propane or butane if,water and waste 36T39,CO] | NoSettings | 0 | 0 | 0 | 0 | 0 | 0 | 0 | 0 | 0 | 0 | 0 | 0 | 0 | 0 | 0 | 0 | 0 | 0 | 0 | 0 | 0 | 0 | 0 | 0 | 0 | 0 | 0 | 0 | 0 | 0 | 0
Industrial Sector Energy Related Emissions before CCS[LPG propane or butane if,water and waste 36T39,NOx] | NoSettings | 0 | 0 | 0 | 0 | 0 | 0 | 0 | 0 | 0 | 0 | 0 | 0 | 0 | 0 | 0 | 0 | 0 | 0 | 0 | 0 | 0 | 0 | 0 | 0 | 0 | 0 | 0 | 0 | 0 | 0 | 0
Industrial Sector Energy Related Emissions before CCS[LPG propane or butane if,water and waste 36T39,PM10] | NoSettings | 0 | 0 | 0 | 0 | 0 | 0 | 0 | 0 | 0 | 0 | 0 | 0 | 0 | 0 | 0 | 0 | 0 | 0 | 0 | 0 | 0 | 0 | 0 | 0 | 0 | 0 | 0 | 0 | 0 | 0 | 0
Industrial Sector Energy Related Emissions before CCS[LPG propane or butane if,water and waste 36T39,PM25] | NoSettings | 0 | 0 | 0 | 0 | 0 | 0 | 0 | 0 | 0 | 0 | 0 | 0 | 0 | 0 | 0 | 0 | 0 | 0 | 0 | 0 | 0 | 0 | 0 | 0 | 0 | 0 | 0 | 0 | 0 | 0 | 0
Industrial Sector Energy Related Emissions before CCS[LPG propane or butane if,water and waste 36T39,SOx] | NoSettings | 0 | 0 | 0 | 0 | 0 | 0 | 0 | 0 | 0 | 0 | 0 | 0 | 0 | 0 | 0 | 0 | 0 | 0 | 0 | 0 | 0 | 0 | 0 | 0 | 0 | 0 | 0 | 0 | 0 | 0 | 0
Industrial Sector Energy Related Emissions before CCS[LPG propane or butane if,water and waste 36T39,BC] | NoSettings | 0 | 0 | 0 | 0 | 0 | 0 | 0 | 0 | 0 | 0 | 0 | 0 | 0 | 0 | 0 | 0 | 0 | 0 | 0 | 0 | 0 | 0 | 0 | 0 | 0 | 0 | 0 | 0 | 0 | 0 | 0
Industrial Sector Energy Related Emissions before CCS[LPG propane or butane if,water and waste 36T39,OC] | NoSettings | 0 | 0 | 0 | 0 | 0 | 0 | 0 | 0 | 0 | 0 | 0 | 0 | 0 | 0 | 0 | 0 | 0 | 0 | 0 | 0 | 0 | 0 | 0 | 0 | 0 | 0 | 0 | 0 | 0 | 0 | 0
Industrial Sector Energy Related Emissions before CCS[LPG propane or butane if,water and waste 36T39,CH4] | NoSettings | 0 | 0 | 0 | 0 | 0 | 0 | 0 | 0 | 0 | 0 | 0 | 0 | 0 | 0 | 0 | 0 | 0 | 0 | 0 | 0 | 0 | 0 | 0 | 0 | 0 | 0 | 0 | 0 | 0 | 0 | 0
Industrial Sector Energy Related Emissions before CCS[LPG propane or butane if,water and waste 36T39,N2O] | NoSettings | 0 | 0 | 0 | 0 | 0 | 0 | 0 | 0 | 0 | 0 | 0 | 0 | 0 | 0 | 0 | 0 | 0 | 0 | 0 | 0 | 0 | 0 | 0 | 0 | 0 | 0 | 0 | 0 | 0 | 0 | 0
Industrial Sector Energy Related Emissions before CCS[LPG propane or butane if,water and waste 36T39,F gases] | NoSettings | 0 | 0 | 0 | 0 | 0 | 0 | 0 | 0 | 0 | 0 | 0 | 0 | 0 | 0 | 0 | 0 | 0 | 0 | 0 | 0 | 0 | 0 | 0 | 0 | 0 | 0 | 0 | 0 | 0 | 0 | 0
Industrial Sector Energy Related Emissions before CCS[LPG propane or butane if,construction 41T43,CO2] | NoSettings | 0 | 0 | 0 | 0 | 0 | 0 | 0 | 0 | 0 | 0 | 0 | 0 | 0 | 0 | 0 | 0 | 0 | 0 | 0 | 0 | 0 | 0 | 0 | 0 | 0 | 0 | 0 | 0 | 0 | 0 | 0
Industrial Sector Energy Related Emissions before CCS[LPG propane or butane if,construction 41T43,VOC] | NoSettings | 0 | 0 | 0 | 0 | 0 | 0 | 0 | 0 | 0 | 0 | 0 | 0 | 0 | 0 | 0 | 0 | 0 | 0 | 0 | 0 | 0 | 0 | 0 | 0 | 0 | 0 | 0 | 0 | 0 | 0 | 0
Industrial Sector Energy Related Emissions before CCS[LPG propane or butane if,construction 41T43,CO] | NoSettings | 0 | 0 | 0 | 0 | 0 | 0 | 0 | 0 | 0 | 0 | 0 | 0 | 0 | 0 | 0 | 0 | 0 | 0 | 0 | 0 | 0 | 0 | 0 | 0 | 0 | 0 | 0 | 0 | 0 | 0 | 0
Industrial Sector Energy Related Emissions before CCS[LPG propane or butane if,construction 41T43,NOx] | NoSettings | 0 | 0 | 0 | 0 | 0 | 0 | 0 | 0 | 0 | 0 | 0 | 0 | 0 | 0 | 0 | 0 | 0 | 0 | 0 | 0 | 0 | 0 | 0 | 0 | 0 | 0 | 0 | 0 | 0 | 0 | 0
Industrial Sector Energy Related Emissions before CCS[LPG propane or butane if,construction 41T43,PM10] | NoSettings | 0 | 0 | 0 | 0 | 0 | 0 | 0 | 0 | 0 | 0 | 0 | 0 | 0 | 0 | 0 | 0 | 0 | 0 | 0 | 0 | 0 | 0 | 0 | 0 | 0 | 0 | 0 | 0 | 0 | 0 | 0
Industrial Sector Energy Related Emissions before CCS[LPG propane or butane if,construction 41T43,PM25] | NoSettings | 0 | 0 | 0 | 0 | 0 | 0 | 0 | 0 | 0 | 0 | 0 | 0 | 0 | 0 | 0 | 0 | 0 | 0 | 0 | 0 | 0 | 0 | 0 | 0 | 0 | 0 | 0 | 0 | 0 | 0 | 0
Industrial Sector Energy Related Emissions before CCS[LPG propane or butane if,construction 41T43,SOx] | NoSettings | 0 | 0 | 0 | 0 | 0 | 0 | 0 | 0 | 0 | 0 | 0 | 0 | 0 | 0 | 0 | 0 | 0 | 0 | 0 | 0 | 0 | 0 | 0 | 0 | 0 | 0 | 0 | 0 | 0 | 0 | 0
Industrial Sector Energy Related Emissions before CCS[LPG propane or butane if,construction 41T43,BC] | NoSettings | 0 | 0 | 0 | 0 | 0 | 0 | 0 | 0 | 0 | 0 | 0 | 0 | 0 | 0 | 0 | 0 | 0 | 0 | 0 | 0 | 0 | 0 | 0 | 0 | 0 | 0 | 0 | 0 | 0 | 0 | 0
Industrial Sector Energy Related Emissions before CCS[LPG propane or butane if,construction 41T43,OC] | NoSettings | 0 | 0 | 0 | 0 | 0 | 0 | 0 | 0 | 0 | 0 | 0 | 0 | 0 | 0 | 0 | 0 | 0 | 0 | 0 | 0 | 0 | 0 | 0 | 0 | 0 | 0 | 0 | 0 | 0 | 0 | 0
Industrial Sector Energy Related Emissions before CCS[LPG propane or butane if,construction 41T43,CH4] | NoSettings | 0 | 0 | 0 | 0 | 0 | 0 | 0 | 0 | 0 | 0 | 0 | 0 | 0 | 0 | 0 | 0 | 0 | 0 | 0 | 0 | 0 | 0 | 0 | 0 | 0 | 0 | 0 | 0 | 0 | 0 | 0
Industrial Sector Energy Related Emissions before CCS[LPG propane or butane if,construction 41T43,N2O] | NoSettings | 0 | 0 | 0 | 0 | 0 | 0 | 0 | 0 | 0 | 0 | 0 | 0 | 0 | 0 | 0 | 0 | 0 | 0 | 0 | 0 | 0 | 0 | 0 | 0 | 0 | 0 | 0 | 0 | 0 | 0 | 0
Industrial Sector Energy Related Emissions before CCS[LPG propane or butane if,construction 41T43,F gases] | NoSettings | 0 | 0 | 0 | 0 | 0 | 0 | 0 | 0 | 0 | 0 | 0 | 0 | 0 | 0 | 0 | 0 | 0 | 0 | 0 | 0 | 0 | 0 | 0 | 0 | 0 | 0 | 0 | 0 | 0 | 0 | 0
Industrial Sector Energy Related Emissions before CCS[hydrogen if,agriculture and forestry 01T03,CO2] | NoSettings | 0 | 0 | 0 | 0 | 0 | 0 | 0 | 0 | 0 | 0 | 0 | 0 | 0 | 0 | 0 | 0 | 0 | 0 | 0 | 0 | 0 | 0 | 0 | 0 | 0 | 0 | 0 | 0 | 0 | 0 | 0
Industrial Sector Energy Related Emissions before CCS[hydrogen if,agriculture and forestry 01T03,VOC] | NoSettings | 0 | 0 | 0 | 0 | 0 | 0 | 0 | 0 | 0 | 0 | 0 | 0 | 0 | 0 | 0 | 0 | 0 | 0 | 0 | 0 | 0 | 0 | 0 | 0 | 0 | 0 | 0 | 0 | 0 | 0 | 0
Industrial Sector Energy Related Emissions before CCS[hydrogen if,agriculture and forestry 01T03,CO] | NoSettings | 0 | 0 | 0 | 0 | 0 | 0 | 0 | 0 | 0 | 0 | 0 | 0 | 0 | 0 | 0 | 0 | 0 | 0 | 0 | 0 | 0 | 0 | 0 | 0 | 0 | 0 | 0 | 0 | 0 | 0 | 0
Industrial Sector Energy Related Emissions before CCS[hydrogen if,agriculture and forestry 01T03,NOx] | NoSettings | 0 | 0 | 0 | 0 | 0 | 0 | 0 | 0 | 0 | 0 | 0 | 0 | 0 | 0 | 0 | 0 | 0 | 0 | 0 | 0 | 0 | 0 | 0 | 0 | 0 | 0 | 0 | 0 | 0 | 0 | 0
Industrial Sector Energy Related Emissions before CCS[hydrogen if,agriculture and forestry 01T03,PM10] | NoSettings | 0 | 0 | 0 | 0 | 0 | 0 | 0 | 0 | 0 | 0 | 0 | 0 | 0 | 0 | 0 | 0 | 0 | 0 | 0 | 0 | 0 | 0 | 0 | 0 | 0 | 0 | 0 | 0 | 0 | 0 | 0
Industrial Sector Energy Related Emissions before CCS[hydrogen if,agriculture and forestry 01T03,PM25] | NoSettings | 0 | 0 | 0 | 0 | 0 | 0 | 0 | 0 | 0 | 0 | 0 | 0 | 0 | 0 | 0 | 0 | 0 | 0 | 0 | 0 | 0 | 0 | 0 | 0 | 0 | 0 | 0 | 0 | 0 | 0 | 0
Industrial Sector Energy Related Emissions before CCS[hydrogen if,agriculture and forestry 01T03,SOx] | NoSettings | 0 | 0 | 0 | 0 | 0 | 0 | 0 | 0 | 0 | 0 | 0 | 0 | 0 | 0 | 0 | 0 | 0 | 0 | 0 | 0 | 0 | 0 | 0 | 0 | 0 | 0 | 0 | 0 | 0 | 0 | 0
Industrial Sector Energy Related Emissions before CCS[hydrogen if,agriculture and forestry 01T03,BC] | NoSettings | 0 | 0 | 0 | 0 | 0 | 0 | 0 | 0 | 0 | 0 | 0 | 0 | 0 | 0 | 0 | 0 | 0 | 0 | 0 | 0 | 0 | 0 | 0 | 0 | 0 | 0 | 0 | 0 | 0 | 0 | 0
Industrial Sector Energy Related Emissions before CCS[hydrogen if,agriculture and forestry 01T03,OC] | NoSettings | 0 | 0 | 0 | 0 | 0 | 0 | 0 | 0 | 0 | 0 | 0 | 0 | 0 | 0 | 0 | 0 | 0 | 0 | 0 | 0 | 0 | 0 | 0 | 0 | 0 | 0 | 0 | 0 | 0 | 0 | 0
Industrial Sector Energy Related Emissions before CCS[hydrogen if,agriculture and forestry 01T03,CH4] | NoSettings | 0 | 0 | 0 | 0 | 0 | 0 | 0 | 0 | 0 | 0 | 0 | 0 | 0 | 0 | 0 | 0 | 0 | 0 | 0 | 0 | 0 | 0 | 0 | 0 | 0 | 0 | 0 | 0 | 0 | 0 | 0
Industrial Sector Energy Related Emissions before CCS[hydrogen if,agriculture and forestry 01T03,N2O] | NoSettings | 0 | 0 | 0 | 0 | 0 | 0 | 0 | 0 | 0 | 0 | 0 | 0 | 0 | 0 | 0 | 0 | 0 | 0 | 0 | 0 | 0 | 0 | 0 | 0 | 0 | 0 | 0 | 0 | 0 | 0 | 0
Industrial Sector Energy Related Emissions before CCS[hydrogen if,agriculture and forestry 01T03,F gases] | NoSettings | 0 | 0 | 0 | 0 | 0 | 0 | 0 | 0 | 0 | 0 | 0 | 0 | 0 | 0 | 0 | 0 | 0 | 0 | 0 | 0 | 0 | 0 | 0 | 0 | 0 | 0 | 0 | 0 | 0 | 0 | 0
Industrial Sector Energy Related Emissions before CCS[hydrogen if,coal mining 05,CO2] | NoSettings | 0 | 0 | 0 | 0 | 0 | 0 | 0 | 0 | 0 | 0 | 0 | 0 | 0 | 0 | 0 | 0 | 0 | 0 | 0 | 0 | 0 | 0 | 0 | 0 | 0 | 0 | 0 | 0 | 0 | 0 | 0
Industrial Sector Energy Related Emissions before CCS[hydrogen if,coal mining 05,VOC] | NoSettings | 0 | 0 | 0 | 0 | 0 | 0 | 0 | 0 | 0 | 0 | 0 | 0 | 0 | 0 | 0 | 0 | 0 | 0 | 0 | 0 | 0 | 0 | 0 | 0 | 0 | 0 | 0 | 0 | 0 | 0 | 0
Industrial Sector Energy Related Emissions before CCS[hydrogen if,coal mining 05,CO] | NoSettings | 0 | 0 | 0 | 0 | 0 | 0 | 0 | 0 | 0 | 0 | 0 | 0 | 0 | 0 | 0 | 0 | 0 | 0 | 0 | 0 | 0 | 0 | 0 | 0 | 0 | 0 | 0 | 0 | 0 | 0 | 0
Industrial Sector Energy Related Emissions before CCS[hydrogen if,coal mining 05,NOx] | NoSettings | 0 | 0 | 0 | 0 | 0 | 0 | 0 | 0 | 0 | 0 | 0 | 0 | 0 | 0 | 0 | 0 | 0 | 0 | 0 | 0 | 0 | 0 | 0 | 0 | 0 | 0 | 0 | 0 | 0 | 0 | 0
Industrial Sector Energy Related Emissions before CCS[hydrogen if,coal mining 05,PM10] | NoSettings | 0 | 0 | 0 | 0 | 0 | 0 | 0 | 0 | 0 | 0 | 0 | 0 | 0 | 0 | 0 | 0 | 0 | 0 | 0 | 0 | 0 | 0 | 0 | 0 | 0 | 0 | 0 | 0 | 0 | 0 | 0
Industrial Sector Energy Related Emissions before CCS[hydrogen if,coal mining 05,PM25] | NoSettings | 0 | 0 | 0 | 0 | 0 | 0 | 0 | 0 | 0 | 0 | 0 | 0 | 0 | 0 | 0 | 0 | 0 | 0 | 0 | 0 | 0 | 0 | 0 | 0 | 0 | 0 | 0 | 0 | 0 | 0 | 0
Industrial Sector Energy Related Emissions before CCS[hydrogen if,coal mining 05,SOx] | NoSettings | 0 | 0 | 0 | 0 | 0 | 0 | 0 | 0 | 0 | 0 | 0 | 0 | 0 | 0 | 0 | 0 | 0 | 0 | 0 | 0 | 0 | 0 | 0 | 0 | 0 | 0 | 0 | 0 | 0 | 0 | 0
Industrial Sector Energy Related Emissions before CCS[hydrogen if,coal mining 05,BC] | NoSettings | 0 | 0 | 0 | 0 | 0 | 0 | 0 | 0 | 0 | 0 | 0 | 0 | 0 | 0 | 0 | 0 | 0 | 0 | 0 | 0 | 0 | 0 | 0 | 0 | 0 | 0 | 0 | 0 | 0 | 0 | 0
Industrial Sector Energy Related Emissions before CCS[hydrogen if,coal mining 05,OC] | NoSettings | 0 | 0 | 0 | 0 | 0 | 0 | 0 | 0 | 0 | 0 | 0 | 0 | 0 | 0 | 0 | 0 | 0 | 0 | 0 | 0 | 0 | 0 | 0 | 0 | 0 | 0 | 0 | 0 | 0 | 0 | 0
Industrial Sector Energy Related Emissions before CCS[hydrogen if,coal mining 05,CH4] | NoSettings | 0 | 0 | 0 | 0 | 0 | 0 | 0 | 0 | 0 | 0 | 0 | 0 | 0 | 0 | 0 | 0 | 0 | 0 | 0 | 0 | 0 | 0 | 0 | 0 | 0 | 0 | 0 | 0 | 0 | 0 | 0
Industrial Sector Energy Related Emissions before CCS[hydrogen if,coal mining 05,N2O] | NoSettings | 0 | 0 | 0 | 0 | 0 | 0 | 0 | 0 | 0 | 0 | 0 | 0 | 0 | 0 | 0 | 0 | 0 | 0 | 0 | 0 | 0 | 0 | 0 | 0 | 0 | 0 | 0 | 0 | 0 | 0 | 0
Industrial Sector Energy Related Emissions before CCS[hydrogen if,coal mining 05,F gases] | NoSettings | 0 | 0 | 0 | 0 | 0 | 0 | 0 | 0 | 0 | 0 | 0 | 0 | 0 | 0 | 0 | 0 | 0 | 0 | 0 | 0 | 0 | 0 | 0 | 0 | 0 | 0 | 0 | 0 | 0 | 0 | 0
Industrial Sector Energy Related Emissions before CCS[hydrogen if,oil and gas extraction 06,CO2] | NoSettings | 0 | 0 | 0 | 0 | 0 | 0 | 0 | 0 | 0 | 0 | 0 | 0 | 0 | 0 | 0 | 0 | 0 | 0 | 0 | 0 | 0 | 0 | 0 | 0 | 0 | 0 | 0 | 0 | 0 | 0 | 0
Industrial Sector Energy Related Emissions before CCS[hydrogen if,oil and gas extraction 06,VOC] | NoSettings | 0 | 0 | 0 | 0 | 0 | 0 | 0 | 0 | 0 | 0 | 0 | 0 | 0 | 0 | 0 | 0 | 0 | 0 | 0 | 0 | 0 | 0 | 0 | 0 | 0 | 0 | 0 | 0 | 0 | 0 | 0
Industrial Sector Energy Related Emissions before CCS[hydrogen if,oil and gas extraction 06,CO] | NoSettings | 0 | 0 | 0 | 0 | 0 | 0 | 0 | 0 | 0 | 0 | 0 | 0 | 0 | 0 | 0 | 0 | 0 | 0 | 0 | 0 | 0 | 0 | 0 | 0 | 0 | 0 | 0 | 0 | 0 | 0 | 0
Industrial Sector Energy Related Emissions before CCS[hydrogen if,oil and gas extraction 06,NOx] | NoSettings | 0 | 0 | 0 | 0 | 0 | 0 | 0 | 0 | 0 | 0 | 0 | 0 | 0 | 0 | 0 | 0 | 0 | 0 | 0 | 0 | 0 | 0 | 0 | 0 | 0 | 0 | 0 | 0 | 0 | 0 | 0
Industrial Sector Energy Related Emissions before CCS[hydrogen if,oil and gas extraction 06,PM10] | NoSettings | 0 | 0 | 0 | 0 | 0 | 0 | 0 | 0 | 0 | 0 | 0 | 0 | 0 | 0 | 0 | 0 | 0 | 0 | 0 | 0 | 0 | 0 | 0 | 0 | 0 | 0 | 0 | 0 | 0 | 0 | 0
Industrial Sector Energy Related Emissions before CCS[hydrogen if,oil and gas extraction 06,PM25] | NoSettings | 0 | 0 | 0 | 0 | 0 | 0 | 0 | 0 | 0 | 0 | 0 | 0 | 0 | 0 | 0 | 0 | 0 | 0 | 0 | 0 | 0 | 0 | 0 | 0 | 0 | 0 | 0 | 0 | 0 | 0 | 0
Industrial Sector Energy Related Emissions before CCS[hydrogen if,oil and gas extraction 06,SOx] | NoSettings | 0 | 0 | 0 | 0 | 0 | 0 | 0 | 0 | 0 | 0 | 0 | 0 | 0 | 0 | 0 | 0 | 0 | 0 | 0 | 0 | 0 | 0 | 0 | 0 | 0 | 0 | 0 | 0 | 0 | 0 | 0
Industrial Sector Energy Related Emissions before CCS[hydrogen if,oil and gas extraction 06,BC] | NoSettings | 0 | 0 | 0 | 0 | 0 | 0 | 0 | 0 | 0 | 0 | 0 | 0 | 0 | 0 | 0 | 0 | 0 | 0 | 0 | 0 | 0 | 0 | 0 | 0 | 0 | 0 | 0 | 0 | 0 | 0 | 0
Industrial Sector Energy Related Emissions before CCS[hydrogen if,oil and gas extraction 06,OC] | NoSettings | 0 | 0 | 0 | 0 | 0 | 0 | 0 | 0 | 0 | 0 | 0 | 0 | 0 | 0 | 0 | 0 | 0 | 0 | 0 | 0 | 0 | 0 | 0 | 0 | 0 | 0 | 0 | 0 | 0 | 0 | 0
Industrial Sector Energy Related Emissions before CCS[hydrogen if,oil and gas extraction 06,CH4] | NoSettings | 0 | 0 | 0 | 0 | 0 | 0 | 0 | 0 | 0 | 0 | 0 | 0 | 0 | 0 | 0 | 0 | 0 | 0 | 0 | 0 | 0 | 0 | 0 | 0 | 0 | 0 | 0 | 0 | 0 | 0 | 0
Industrial Sector Energy Related Emissions before CCS[hydrogen if,oil and gas extraction 06,N2O] | NoSettings | 0 | 0 | 0 | 0 | 0 | 0 | 0 | 0 | 0 | 0 | 0 | 0 | 0 | 0 | 0 | 0 | 0 | 0 | 0 | 0 | 0 | 0 | 0 | 0 | 0 | 0 | 0 | 0 | 0 | 0 | 0
Industrial Sector Energy Related Emissions before CCS[hydrogen if,oil and gas extraction 06,F gases] | NoSettings | 0 | 0 | 0 | 0 | 0 | 0 | 0 | 0 | 0 | 0 | 0 | 0 | 0 | 0 | 0 | 0 | 0 | 0 | 0 | 0 | 0 | 0 | 0 | 0 | 0 | 0 | 0 | 0 | 0 | 0 | 0
Industrial Sector Energy Related Emissions before CCS[hydrogen if,other mining and quarrying 07T08,CO2] | NoSettings | 0 | 0 | 0 | 0 | 0 | 0 | 0 | 0 | 0 | 0 | 0 | 0 | 0 | 0 | 0 | 0 | 0 | 0 | 0 | 0 | 0 | 0 | 0 | 0 | 0 | 0 | 0 | 0 | 0 | 0 | 0
Industrial Sector Energy Related Emissions before CCS[hydrogen if,other mining and quarrying 07T08,VOC] | NoSettings | 0 | 0 | 0 | 0 | 0 | 0 | 0 | 0 | 0 | 0 | 0 | 0 | 0 | 0 | 0 | 0 | 0 | 0 | 0 | 0 | 0 | 0 | 0 | 0 | 0 | 0 | 0 | 0 | 0 | 0 | 0
Industrial Sector Energy Related Emissions before CCS[hydrogen if,other mining and quarrying 07T08,CO] | NoSettings | 0 | 0 | 0 | 0 | 0 | 0 | 0 | 0 | 0 | 0 | 0 | 0 | 0 | 0 | 0 | 0 | 0 | 0 | 0 | 0 | 0 | 0 | 0 | 0 | 0 | 0 | 0 | 0 | 0 | 0 | 0
Industrial Sector Energy Related Emissions before CCS[hydrogen if,other mining and quarrying 07T08,NOx] | NoSettings | 0 | 0 | 0 | 0 | 0 | 0 | 0 | 0 | 0 | 0 | 0 | 0 | 0 | 0 | 0 | 0 | 0 | 0 | 0 | 0 | 0 | 0 | 0 | 0 | 0 | 0 | 0 | 0 | 0 | 0 | 0
Industrial Sector Energy Related Emissions before CCS[hydrogen if,other mining and quarrying 07T08,PM10] | NoSettings | 0 | 0 | 0 | 0 | 0 | 0 | 0 | 0 | 0 | 0 | 0 | 0 | 0 | 0 | 0 | 0 | 0 | 0 | 0 | 0 | 0 | 0 | 0 | 0 | 0 | 0 | 0 | 0 | 0 | 0 | 0
Industrial Sector Energy Related Emissions before CCS[hydrogen if,other mining and quarrying 07T08,PM25] | NoSettings | 0 | 0 | 0 | 0 | 0 | 0 | 0 | 0 | 0 | 0 | 0 | 0 | 0 | 0 | 0 | 0 | 0 | 0 | 0 | 0 | 0 | 0 | 0 | 0 | 0 | 0 | 0 | 0 | 0 | 0 | 0
Industrial Sector Energy Related Emissions before CCS[hydrogen if,other mining and quarrying 07T08,SOx] | NoSettings | 0 | 0 | 0 | 0 | 0 | 0 | 0 | 0 | 0 | 0 | 0 | 0 | 0 | 0 | 0 | 0 | 0 | 0 | 0 | 0 | 0 | 0 | 0 | 0 | 0 | 0 | 0 | 0 | 0 | 0 | 0
Industrial Sector Energy Related Emissions before CCS[hydrogen if,other mining and quarrying 07T08,BC] | NoSettings | 0 | 0 | 0 | 0 | 0 | 0 | 0 | 0 | 0 | 0 | 0 | 0 | 0 | 0 | 0 | 0 | 0 | 0 | 0 | 0 | 0 | 0 | 0 | 0 | 0 | 0 | 0 | 0 | 0 | 0 | 0
Industrial Sector Energy Related Emissions before CCS[hydrogen if,other mining and quarrying 07T08,OC] | NoSettings | 0 | 0 | 0 | 0 | 0 | 0 | 0 | 0 | 0 | 0 | 0 | 0 | 0 | 0 | 0 | 0 | 0 | 0 | 0 | 0 | 0 | 0 | 0 | 0 | 0 | 0 | 0 | 0 | 0 | 0 | 0
Industrial Sector Energy Related Emissions before CCS[hydrogen if,other mining and quarrying 07T08,CH4] | NoSettings | 0 | 0 | 0 | 0 | 0 | 0 | 0 | 0 | 0 | 0 | 0 | 0 | 0 | 0 | 0 | 0 | 0 | 0 | 0 | 0 | 0 | 0 | 0 | 0 | 0 | 0 | 0 | 0 | 0 | 0 | 0
Industrial Sector Energy Related Emissions before CCS[hydrogen if,other mining and quarrying 07T08,N2O] | NoSettings | 0 | 0 | 0 | 0 | 0 | 0 | 0 | 0 | 0 | 0 | 0 | 0 | 0 | 0 | 0 | 0 | 0 | 0 | 0 | 0 | 0 | 0 | 0 | 0 | 0 | 0 | 0 | 0 | 0 | 0 | 0
Industrial Sector Energy Related Emissions before CCS[hydrogen if,other mining and quarrying 07T08,F gases] | NoSettings | 0 | 0 | 0 | 0 | 0 | 0 | 0 | 0 | 0 | 0 | 0 | 0 | 0 | 0 | 0 | 0 | 0 | 0 | 0 | 0 | 0 | 0 | 0 | 0 | 0 | 0 | 0 | 0 | 0 | 0 | 0
Industrial Sector Energy Related Emissions before CCS[hydrogen if,food beverage and tobacco 10T12,CO2] | NoSettings | 0 | 0 | 0 | 0 | 0 | 0 | 0 | 0 | 0 | 0 | 0 | 0 | 0 | 0 | 0 | 0 | 0 | 0 | 0 | 0 | 0 | 0 | 0 | 0 | 0 | 0 | 0 | 0 | 0 | 0 | 0
Industrial Sector Energy Related Emissions before CCS[hydrogen if,food beverage and tobacco 10T12,VOC] | NoSettings | 0 | 0 | 0 | 0 | 0 | 0 | 0 | 0 | 0 | 0 | 0 | 0 | 0 | 0 | 0 | 0 | 0 | 0 | 0 | 0 | 0 | 0 | 0 | 0 | 0 | 0 | 0 | 0 | 0 | 0 | 0
Industrial Sector Energy Related Emissions before CCS[hydrogen if,food beverage and tobacco 10T12,CO] | NoSettings | 0 | 0 | 0 | 0 | 0 | 0 | 0 | 0 | 0 | 0 | 0 | 0 | 0 | 0 | 0 | 0 | 0 | 0 | 0 | 0 | 0 | 0 | 0 | 0 | 0 | 0 | 0 | 0 | 0 | 0 | 0
Industrial Sector Energy Related Emissions before CCS[hydrogen if,food beverage and tobacco 10T12,NOx] | NoSettings | 0 | 0 | 0 | 0 | 0 | 0 | 0 | 0 | 0 | 0 | 0 | 0 | 0 | 0 | 0 | 0 | 0 | 0 | 0 | 0 | 0 | 0 | 0 | 0 | 0 | 0 | 0 | 0 | 0 | 0 | 0
Industrial Sector Energy Related Emissions before CCS[hydrogen if,food beverage and tobacco 10T12,PM10] | NoSettings | 0 | 0 | 0 | 0 | 0 | 0 | 0 | 0 | 0 | 0 | 0 | 0 | 0 | 0 | 0 | 0 | 0 | 0 | 0 | 0 | 0 | 0 | 0 | 0 | 0 | 0 | 0 | 0 | 0 | 0 | 0
Industrial Sector Energy Related Emissions before CCS[hydrogen if,food beverage and tobacco 10T12,PM25] | NoSettings | 0 | 0 | 0 | 0 | 0 | 0 | 0 | 0 | 0 | 0 | 0 | 0 | 0 | 0 | 0 | 0 | 0 | 0 | 0 | 0 | 0 | 0 | 0 | 0 | 0 | 0 | 0 | 0 | 0 | 0 | 0
Industrial Sector Energy Related Emissions before CCS[hydrogen if,food beverage and tobacco 10T12,SOx] | NoSettings | 0 | 0 | 0 | 0 | 0 | 0 | 0 | 0 | 0 | 0 | 0 | 0 | 0 | 0 | 0 | 0 | 0 | 0 | 0 | 0 | 0 | 0 | 0 | 0 | 0 | 0 | 0 | 0 | 0 | 0 | 0
Industrial Sector Energy Related Emissions before CCS[hydrogen if,food beverage and tobacco 10T12,BC] | NoSettings | 0 | 0 | 0 | 0 | 0 | 0 | 0 | 0 | 0 | 0 | 0 | 0 | 0 | 0 | 0 | 0 | 0 | 0 | 0 | 0 | 0 | 0 | 0 | 0 | 0 | 0 | 0 | 0 | 0 | 0 | 0
Industrial Sector Energy Related Emissions before CCS[hydrogen if,food beverage and tobacco 10T12,OC] | NoSettings | 0 | 0 | 0 | 0 | 0 | 0 | 0 | 0 | 0 | 0 | 0 | 0 | 0 | 0 | 0 | 0 | 0 | 0 | 0 | 0 | 0 | 0 | 0 | 0 | 0 | 0 | 0 | 0 | 0 | 0 | 0
Industrial Sector Energy Related Emissions before CCS[hydrogen if,food beverage and tobacco 10T12,CH4] | NoSettings | 0 | 0 | 0 | 0 | 0 | 0 | 0 | 0 | 0 | 0 | 0 | 0 | 0 | 0 | 0 | 0 | 0 | 0 | 0 | 0 | 0 | 0 | 0 | 0 | 0 | 0 | 0 | 0 | 0 | 0 | 0
Industrial Sector Energy Related Emissions before CCS[hydrogen if,food beverage and tobacco 10T12,N2O] | NoSettings | 0 | 0 | 0 | 0 | 0 | 0 | 0 | 0 | 0 | 0 | 0 | 0 | 0 | 0 | 0 | 0 | 0 | 0 | 0 | 0 | 0 | 0 | 0 | 0 | 0 | 0 | 0 | 0 | 0 | 0 | 0
Industrial Sector Energy Related Emissions before CCS[hydrogen if,food beverage and tobacco 10T12,F gases] | NoSettings | 0 | 0 | 0 | 0 | 0 | 0 | 0 | 0 | 0 | 0 | 0 | 0 | 0 | 0 | 0 | 0 | 0 | 0 | 0 | 0 | 0 | 0 | 0 | 0 | 0 | 0 | 0 | 0 | 0 | 0 | 0
Industrial Sector Energy Related Emissions before CCS[hydrogen if,textiles apparel and leather 13T15,CO2] | NoSettings | 0 | 0 | 0 | 0 | 0 | 0 | 0 | 0 | 0 | 0 | 0 | 0 | 0 | 0 | 0 | 0 | 0 | 0 | 0 | 0 | 0 | 0 | 0 | 0 | 0 | 0 | 0 | 0 | 0 | 0 | 0
Industrial Sector Energy Related Emissions before CCS[hydrogen if,textiles apparel and leather 13T15,VOC] | NoSettings | 0 | 0 | 0 | 0 | 0 | 0 | 0 | 0 | 0 | 0 | 0 | 0 | 0 | 0 | 0 | 0 | 0 | 0 | 0 | 0 | 0 | 0 | 0 | 0 | 0 | 0 | 0 | 0 | 0 | 0 | 0
Industrial Sector Energy Related Emissions before CCS[hydrogen if,textiles apparel and leather 13T15,CO] | NoSettings | 0 | 0 | 0 | 0 | 0 | 0 | 0 | 0 | 0 | 0 | 0 | 0 | 0 | 0 | 0 | 0 | 0 | 0 | 0 | 0 | 0 | 0 | 0 | 0 | 0 | 0 | 0 | 0 | 0 | 0 | 0
Industrial Sector Energy Related Emissions before CCS[hydrogen if,textiles apparel and leather 13T15,NOx] | NoSettings | 0 | 0 | 0 | 0 | 0 | 0 | 0 | 0 | 0 | 0 | 0 | 0 | 0 | 0 | 0 | 0 | 0 | 0 | 0 | 0 | 0 | 0 | 0 | 0 | 0 | 0 | 0 | 0 | 0 | 0 | 0
Industrial Sector Energy Related Emissions before CCS[hydrogen if,textiles apparel and leather 13T15,PM10] | NoSettings | 0 | 0 | 0 | 0 | 0 | 0 | 0 | 0 | 0 | 0 | 0 | 0 | 0 | 0 | 0 | 0 | 0 | 0 | 0 | 0 | 0 | 0 | 0 | 0 | 0 | 0 | 0 | 0 | 0 | 0 | 0
Industrial Sector Energy Related Emissions before CCS[hydrogen if,textiles apparel and leather 13T15,PM25] | NoSettings | 0 | 0 | 0 | 0 | 0 | 0 | 0 | 0 | 0 | 0 | 0 | 0 | 0 | 0 | 0 | 0 | 0 | 0 | 0 | 0 | 0 | 0 | 0 | 0 | 0 | 0 | 0 | 0 | 0 | 0 | 0
Industrial Sector Energy Related Emissions before CCS[hydrogen if,textiles apparel and leather 13T15,SOx] | NoSettings | 0 | 0 | 0 | 0 | 0 | 0 | 0 | 0 | 0 | 0 | 0 | 0 | 0 | 0 | 0 | 0 | 0 | 0 | 0 | 0 | 0 | 0 | 0 | 0 | 0 | 0 | 0 | 0 | 0 | 0 | 0
Industrial Sector Energy Related Emissions before CCS[hydrogen if,textiles apparel and leather 13T15,BC] | NoSettings | 0 | 0 | 0 | 0 | 0 | 0 | 0 | 0 | 0 | 0 | 0 | 0 | 0 | 0 | 0 | 0 | 0 | 0 | 0 | 0 | 0 | 0 | 0 | 0 | 0 | 0 | 0 | 0 | 0 | 0 | 0
Industrial Sector Energy Related Emissions before CCS[hydrogen if,textiles apparel and leather 13T15,OC] | NoSettings | 0 | 0 | 0 | 0 | 0 | 0 | 0 | 0 | 0 | 0 | 0 | 0 | 0 | 0 | 0 | 0 | 0 | 0 | 0 | 0 | 0 | 0 | 0 | 0 | 0 | 0 | 0 | 0 | 0 | 0 | 0
Industrial Sector Energy Related Emissions before CCS[hydrogen if,textiles apparel and leather 13T15,CH4] | NoSettings | 0 | 0 | 0 | 0 | 0 | 0 | 0 | 0 | 0 | 0 | 0 | 0 | 0 | 0 | 0 | 0 | 0 | 0 | 0 | 0 | 0 | 0 | 0 | 0 | 0 | 0 | 0 | 0 | 0 | 0 | 0
Industrial Sector Energy Related Emissions before CCS[hydrogen if,textiles apparel and leather 13T15,N2O] | NoSettings | 0 | 0 | 0 | 0 | 0 | 0 | 0 | 0 | 0 | 0 | 0 | 0 | 0 | 0 | 0 | 0 | 0 | 0 | 0 | 0 | 0 | 0 | 0 | 0 | 0 | 0 | 0 | 0 | 0 | 0 | 0
Industrial Sector Energy Related Emissions before CCS[hydrogen if,textiles apparel and leather 13T15,F gases] | NoSettings | 0 | 0 | 0 | 0 | 0 | 0 | 0 | 0 | 0 | 0 | 0 | 0 | 0 | 0 | 0 | 0 | 0 | 0 | 0 | 0 | 0 | 0 | 0 | 0 | 0 | 0 | 0 | 0 | 0 | 0 | 0
Industrial Sector Energy Related Emissions before CCS[hydrogen if,wood products 16,CO2] | NoSettings | 0 | 0 | 0 | 0 | 0 | 0 | 0 | 0 | 0 | 0 | 0 | 0 | 0 | 0 | 0 | 0 | 0 | 0 | 0 | 0 | 0 | 0 | 0 | 0 | 0 | 0 | 0 | 0 | 0 | 0 | 0
Industrial Sector Energy Related Emissions before CCS[hydrogen if,wood products 16,VOC] | NoSettings | 0 | 0 | 0 | 0 | 0 | 0 | 0 | 0 | 0 | 0 | 0 | 0 | 0 | 0 | 0 | 0 | 0 | 0 | 0 | 0 | 0 | 0 | 0 | 0 | 0 | 0 | 0 | 0 | 0 | 0 | 0
Industrial Sector Energy Related Emissions before CCS[hydrogen if,wood products 16,CO] | NoSettings | 0 | 0 | 0 | 0 | 0 | 0 | 0 | 0 | 0 | 0 | 0 | 0 | 0 | 0 | 0 | 0 | 0 | 0 | 0 | 0 | 0 | 0 | 0 | 0 | 0 | 0 | 0 | 0 | 0 | 0 | 0
Industrial Sector Energy Related Emissions before CCS[hydrogen if,wood products 16,NOx] | NoSettings | 0 | 0 | 0 | 0 | 0 | 0 | 0 | 0 | 0 | 0 | 0 | 0 | 0 | 0 | 0 | 0 | 0 | 0 | 0 | 0 | 0 | 0 | 0 | 0 | 0 | 0 | 0 | 0 | 0 | 0 | 0
Industrial Sector Energy Related Emissions before CCS[hydrogen if,wood products 16,PM10] | NoSettings | 0 | 0 | 0 | 0 | 0 | 0 | 0 | 0 | 0 | 0 | 0 | 0 | 0 | 0 | 0 | 0 | 0 | 0 | 0 | 0 | 0 | 0 | 0 | 0 | 0 | 0 | 0 | 0 | 0 | 0 | 0
Industrial Sector Energy Related Emissions before CCS[hydrogen if,wood products 16,PM25] | NoSettings | 0 | 0 | 0 | 0 | 0 | 0 | 0 | 0 | 0 | 0 | 0 | 0 | 0 | 0 | 0 | 0 | 0 | 0 | 0 | 0 | 0 | 0 | 0 | 0 | 0 | 0 | 0 | 0 | 0 | 0 | 0
Industrial Sector Energy Related Emissions before CCS[hydrogen if,wood products 16,SOx] | NoSettings | 0 | 0 | 0 | 0 | 0 | 0 | 0 | 0 | 0 | 0 | 0 | 0 | 0 | 0 | 0 | 0 | 0 | 0 | 0 | 0 | 0 | 0 | 0 | 0 | 0 | 0 | 0 | 0 | 0 | 0 | 0
Industrial Sector Energy Related Emissions before CCS[hydrogen if,wood products 16,BC] | NoSettings | 0 | 0 | 0 | 0 | 0 | 0 | 0 | 0 | 0 | 0 | 0 | 0 | 0 | 0 | 0 | 0 | 0 | 0 | 0 | 0 | 0 | 0 | 0 | 0 | 0 | 0 | 0 | 0 | 0 | 0 | 0
Industrial Sector Energy Related Emissions before CCS[hydrogen if,wood products 16,OC] | NoSettings | 0 | 0 | 0 | 0 | 0 | 0 | 0 | 0 | 0 | 0 | 0 | 0 | 0 | 0 | 0 | 0 | 0 | 0 | 0 | 0 | 0 | 0 | 0 | 0 | 0 | 0 | 0 | 0 | 0 | 0 | 0
Industrial Sector Energy Related Emissions before CCS[hydrogen if,wood products 16,CH4] | NoSettings | 0 | 0 | 0 | 0 | 0 | 0 | 0 | 0 | 0 | 0 | 0 | 0 | 0 | 0 | 0 | 0 | 0 | 0 | 0 | 0 | 0 | 0 | 0 | 0 | 0 | 0 | 0 | 0 | 0 | 0 | 0
Industrial Sector Energy Related Emissions before CCS[hydrogen if,wood products 16,N2O] | NoSettings | 0 | 0 | 0 | 0 | 0 | 0 | 0 | 0 | 0 | 0 | 0 | 0 | 0 | 0 | 0 | 0 | 0 | 0 | 0 | 0 | 0 | 0 | 0 | 0 | 0 | 0 | 0 | 0 | 0 | 0 | 0
Industrial Sector Energy Related Emissions before CCS[hydrogen if,wood products 16,F gases] | NoSettings | 0 | 0 | 0 | 0 | 0 | 0 | 0 | 0 | 0 | 0 | 0 | 0 | 0 | 0 | 0 | 0 | 0 | 0 | 0 | 0 | 0 | 0 | 0 | 0 | 0 | 0 | 0 | 0 | 0 | 0 | 0
Industrial Sector Energy Related Emissions before CCS[hydrogen if,pulp paper and printing 17T18,CO2] | NoSettings | 0 | 0 | 0 | 0 | 0 | 0 | 0 | 0 | 0 | 0 | 0 | 0 | 0 | 0 | 0 | 0 | 0 | 0 | 0 | 0 | 0 | 0 | 0 | 0 | 0 | 0 | 0 | 0 | 0 | 0 | 0
Industrial Sector Energy Related Emissions before CCS[hydrogen if,pulp paper and printing 17T18,VOC] | NoSettings | 0 | 0 | 0 | 0 | 0 | 0 | 0 | 0 | 0 | 0 | 0 | 0 | 0 | 0 | 0 | 0 | 0 | 0 | 0 | 0 | 0 | 0 | 0 | 0 | 0 | 0 | 0 | 0 | 0 | 0 | 0
Industrial Sector Energy Related Emissions before CCS[hydrogen if,pulp paper and printing 17T18,CO] | NoSettings | 0 | 0 | 0 | 0 | 0 | 0 | 0 | 0 | 0 | 0 | 0 | 0 | 0 | 0 | 0 | 0 | 0 | 0 | 0 | 0 | 0 | 0 | 0 | 0 | 0 | 0 | 0 | 0 | 0 | 0 | 0
Industrial Sector Energy Related Emissions before CCS[hydrogen if,pulp paper and printing 17T18,NOx] | NoSettings | 0 | 0 | 0 | 0 | 0 | 0 | 0 | 0 | 0 | 0 | 0 | 0 | 0 | 0 | 0 | 0 | 0 | 0 | 0 | 0 | 0 | 0 | 0 | 0 | 0 | 0 | 0 | 0 | 0 | 0 | 0
Industrial Sector Energy Related Emissions before CCS[hydrogen if,pulp paper and printing 17T18,PM10] | NoSettings | 0 | 0 | 0 | 0 | 0 | 0 | 0 | 0 | 0 | 0 | 0 | 0 | 0 | 0 | 0 | 0 | 0 | 0 | 0 | 0 | 0 | 0 | 0 | 0 | 0 | 0 | 0 | 0 | 0 | 0 | 0
Industrial Sector Energy Related Emissions before CCS[hydrogen if,pulp paper and printing 17T18,PM25] | NoSettings | 0 | 0 | 0 | 0 | 0 | 0 | 0 | 0 | 0 | 0 | 0 | 0 | 0 | 0 | 0 | 0 | 0 | 0 | 0 | 0 | 0 | 0 | 0 | 0 | 0 | 0 | 0 | 0 | 0 | 0 | 0
Industrial Sector Energy Related Emissions before CCS[hydrogen if,pulp paper and printing 17T18,SOx] | NoSettings | 0 | 0 | 0 | 0 | 0 | 0 | 0 | 0 | 0 | 0 | 0 | 0 | 0 | 0 | 0 | 0 | 0 | 0 | 0 | 0 | 0 | 0 | 0 | 0 | 0 | 0 | 0 | 0 | 0 | 0 | 0
Industrial Sector Energy Related Emissions before CCS[hydrogen if,pulp paper and printing 17T18,BC] | NoSettings | 0 | 0 | 0 | 0 | 0 | 0 | 0 | 0 | 0 | 0 | 0 | 0 | 0 | 0 | 0 | 0 | 0 | 0 | 0 | 0 | 0 | 0 | 0 | 0 | 0 | 0 | 0 | 0 | 0 | 0 | 0
Industrial Sector Energy Related Emissions before CCS[hydrogen if,pulp paper and printing 17T18,OC] | NoSettings | 0 | 0 | 0 | 0 | 0 | 0 | 0 | 0 | 0 | 0 | 0 | 0 | 0 | 0 | 0 | 0 | 0 | 0 | 0 | 0 | 0 | 0 | 0 | 0 | 0 | 0 | 0 | 0 | 0 | 0 | 0
Industrial Sector Energy Related Emissions before CCS[hydrogen if,pulp paper and printing 17T18,CH4] | NoSettings | 0 | 0 | 0 | 0 | 0 | 0 | 0 | 0 | 0 | 0 | 0 | 0 | 0 | 0 | 0 | 0 | 0 | 0 | 0 | 0 | 0 | 0 | 0 | 0 | 0 | 0 | 0 | 0 | 0 | 0 | 0
Industrial Sector Energy Related Emissions before CCS[hydrogen if,pulp paper and printing 17T18,N2O] | NoSettings | 0 | 0 | 0 | 0 | 0 | 0 | 0 | 0 | 0 | 0 | 0 | 0 | 0 | 0 | 0 | 0 | 0 | 0 | 0 | 0 | 0 | 0 | 0 | 0 | 0 | 0 | 0 | 0 | 0 | 0 | 0
Industrial Sector Energy Related Emissions before CCS[hydrogen if,pulp paper and printing 17T18,F gases] | NoSettings | 0 | 0 | 0 | 0 | 0 | 0 | 0 | 0 | 0 | 0 | 0 | 0 | 0 | 0 | 0 | 0 | 0 | 0 | 0 | 0 | 0 | 0 | 0 | 0 | 0 | 0 | 0 | 0 | 0 | 0 | 0
Industrial Sector Energy Related Emissions before CCS[hydrogen if,refined petroleum and coke 19,CO2] | NoSettings | 0 | 0 | 0 | 0 | 0 | 0 | 0 | 0 | 0 | 0 | 0 | 0 | 0 | 0 | 0 | 0 | 0 | 0 | 0 | 0 | 0 | 0 | 0 | 0 | 0 | 0 | 0 | 0 | 0 | 0 | 0
Industrial Sector Energy Related Emissions before CCS[hydrogen if,refined petroleum and coke 19,VOC] | NoSettings | 0 | 0 | 0 | 0 | 0 | 0 | 0 | 0 | 0 | 0 | 0 | 0 | 0 | 0 | 0 | 0 | 0 | 0 | 0 | 0 | 0 | 0 | 0 | 0 | 0 | 0 | 0 | 0 | 0 | 0 | 0
Industrial Sector Energy Related Emissions before CCS[hydrogen if,refined petroleum and coke 19,CO] | NoSettings | 0 | 0 | 0 | 0 | 0 | 0 | 0 | 0 | 0 | 0 | 0 | 0 | 0 | 0 | 0 | 0 | 0 | 0 | 0 | 0 | 0 | 0 | 0 | 0 | 0 | 0 | 0 | 0 | 0 | 0 | 0
Industrial Sector Energy Related Emissions before CCS[hydrogen if,refined petroleum and coke 19,NOx] | NoSettings | 0 | 0 | 0 | 0 | 0 | 0 | 0 | 0 | 0 | 0 | 0 | 0 | 0 | 0 | 0 | 0 | 0 | 0 | 0 | 0 | 0 | 0 | 0 | 0 | 0 | 0 | 0 | 0 | 0 | 0 | 0
Industrial Sector Energy Related Emissions before CCS[hydrogen if,refined petroleum and coke 19,PM10] | NoSettings | 0 | 0 | 0 | 0 | 0 | 0 | 0 | 0 | 0 | 0 | 0 | 0 | 0 | 0 | 0 | 0 | 0 | 0 | 0 | 0 | 0 | 0 | 0 | 0 | 0 | 0 | 0 | 0 | 0 | 0 | 0
Industrial Sector Energy Related Emissions before CCS[hydrogen if,refined petroleum and coke 19,PM25] | NoSettings | 0 | 0 | 0 | 0 | 0 | 0 | 0 | 0 | 0 | 0 | 0 | 0 | 0 | 0 | 0 | 0 | 0 | 0 | 0 | 0 | 0 | 0 | 0 | 0 | 0 | 0 | 0 | 0 | 0 | 0 | 0
Industrial Sector Energy Related Emissions before CCS[hydrogen if,refined petroleum and coke 19,SOx] | NoSettings | 0 | 0 | 0 | 0 | 0 | 0 | 0 | 0 | 0 | 0 | 0 | 0 | 0 | 0 | 0 | 0 | 0 | 0 | 0 | 0 | 0 | 0 | 0 | 0 | 0 | 0 | 0 | 0 | 0 | 0 | 0
Industrial Sector Energy Related Emissions before CCS[hydrogen if,refined petroleum and coke 19,BC] | NoSettings | 0 | 0 | 0 | 0 | 0 | 0 | 0 | 0 | 0 | 0 | 0 | 0 | 0 | 0 | 0 | 0 | 0 | 0 | 0 | 0 | 0 | 0 | 0 | 0 | 0 | 0 | 0 | 0 | 0 | 0 | 0
Industrial Sector Energy Related Emissions before CCS[hydrogen if,refined petroleum and coke 19,OC] | NoSettings | 0 | 0 | 0 | 0 | 0 | 0 | 0 | 0 | 0 | 0 | 0 | 0 | 0 | 0 | 0 | 0 | 0 | 0 | 0 | 0 | 0 | 0 | 0 | 0 | 0 | 0 | 0 | 0 | 0 | 0 | 0
Industrial Sector Energy Related Emissions before CCS[hydrogen if,refined petroleum and coke 19,CH4] | NoSettings | 0 | 0 | 0 | 0 | 0 | 0 | 0 | 0 | 0 | 0 | 0 | 0 | 0 | 0 | 0 | 0 | 0 | 0 | 0 | 0 | 0 | 0 | 0 | 0 | 0 | 0 | 0 | 0 | 0 | 0 | 0
Industrial Sector Energy Related Emissions before CCS[hydrogen if,refined petroleum and coke 19,N2O] | NoSettings | 0 | 0 | 0 | 0 | 0 | 0 | 0 | 0 | 0 | 0 | 0 | 0 | 0 | 0 | 0 | 0 | 0 | 0 | 0 | 0 | 0 | 0 | 0 | 0 | 0 | 0 | 0 | 0 | 0 | 0 | 0
Industrial Sector Energy Related Emissions before CCS[hydrogen if,refined petroleum and coke 19,F gases] | NoSettings | 0 | 0 | 0 | 0 | 0 | 0 | 0 | 0 | 0 | 0 | 0 | 0 | 0 | 0 | 0 | 0 | 0 | 0 | 0 | 0 | 0 | 0 | 0 | 0 | 0 | 0 | 0 | 0 | 0 | 0 | 0
Industrial Sector Energy Related Emissions before CCS[hydrogen if,chemicals 20,CO2] | NoSettings | 0 | 0 | 0 | 0 | 0 | 0 | 0 | 0 | 0 | 0 | 0 | 0 | 0 | 0 | 0 | 0 | 0 | 0 | 0 | 0 | 0 | 0 | 0 | 0 | 0 | 0 | 0 | 0 | 0 | 0 | 0
Industrial Sector Energy Related Emissions before CCS[hydrogen if,chemicals 20,VOC] | NoSettings | 0 | 0 | 0 | 0 | 0 | 0 | 0 | 0 | 0 | 0 | 0 | 0 | 0 | 0 | 0 | 0 | 0 | 0 | 0 | 0 | 0 | 0 | 0 | 0 | 0 | 0 | 0 | 0 | 0 | 0 | 0
Industrial Sector Energy Related Emissions before CCS[hydrogen if,chemicals 20,CO] | NoSettings | 0 | 0 | 0 | 0 | 0 | 0 | 0 | 0 | 0 | 0 | 0 | 0 | 0 | 0 | 0 | 0 | 0 | 0 | 0 | 0 | 0 | 0 | 0 | 0 | 0 | 0 | 0 | 0 | 0 | 0 | 0
Industrial Sector Energy Related Emissions before CCS[hydrogen if,chemicals 20,NOx] | NoSettings | 0 | 0 | 0 | 0 | 0 | 0 | 0 | 0 | 0 | 0 | 0 | 0 | 0 | 0 | 0 | 0 | 0 | 0 | 0 | 0 | 0 | 0 | 0 | 0 | 0 | 0 | 0 | 0 | 0 | 0 | 0
Industrial Sector Energy Related Emissions before CCS[hydrogen if,chemicals 20,PM10] | NoSettings | 0 | 0 | 0 | 0 | 0 | 0 | 0 | 0 | 0 | 0 | 0 | 0 | 0 | 0 | 0 | 0 | 0 | 0 | 0 | 0 | 0 | 0 | 0 | 0 | 0 | 0 | 0 | 0 | 0 | 0 | 0
Industrial Sector Energy Related Emissions before CCS[hydrogen if,chemicals 20,PM25] | NoSettings | 0 | 0 | 0 | 0 | 0 | 0 | 0 | 0 | 0 | 0 | 0 | 0 | 0 | 0 | 0 | 0 | 0 | 0 | 0 | 0 | 0 | 0 | 0 | 0 | 0 | 0 | 0 | 0 | 0 | 0 | 0
Industrial Sector Energy Related Emissions before CCS[hydrogen if,chemicals 20,SOx] | NoSettings | 0 | 0 | 0 | 0 | 0 | 0 | 0 | 0 | 0 | 0 | 0 | 0 | 0 | 0 | 0 | 0 | 0 | 0 | 0 | 0 | 0 | 0 | 0 | 0 | 0 | 0 | 0 | 0 | 0 | 0 | 0
Industrial Sector Energy Related Emissions before CCS[hydrogen if,chemicals 20,BC] | NoSettings | 0 | 0 | 0 | 0 | 0 | 0 | 0 | 0 | 0 | 0 | 0 | 0 | 0 | 0 | 0 | 0 | 0 | 0 | 0 | 0 | 0 | 0 | 0 | 0 | 0 | 0 | 0 | 0 | 0 | 0 | 0
Industrial Sector Energy Related Emissions before CCS[hydrogen if,chemicals 20,OC] | NoSettings | 0 | 0 | 0 | 0 | 0 | 0 | 0 | 0 | 0 | 0 | 0 | 0 | 0 | 0 | 0 | 0 | 0 | 0 | 0 | 0 | 0 | 0 | 0 | 0 | 0 | 0 | 0 | 0 | 0 | 0 | 0
Industrial Sector Energy Related Emissions before CCS[hydrogen if,chemicals 20,CH4] | NoSettings | 0 | 0 | 0 | 0 | 0 | 0 | 0 | 0 | 0 | 0 | 0 | 0 | 0 | 0 | 0 | 0 | 0 | 0 | 0 | 0 | 0 | 0 | 0 | 0 | 0 | 0 | 0 | 0 | 0 | 0 | 0
Industrial Sector Energy Related Emissions before CCS[hydrogen if,chemicals 20,N2O] | NoSettings | 0 | 0 | 0 | 0 | 0 | 0 | 0 | 0 | 0 | 0 | 0 | 0 | 0 | 0 | 0 | 0 | 0 | 0 | 0 | 0 | 0 | 0 | 0 | 0 | 0 | 0 | 0 | 0 | 0 | 0 | 0
Industrial Sector Energy Related Emissions before CCS[hydrogen if,chemicals 20,F gases] | NoSettings | 0 | 0 | 0 | 0 | 0 | 0 | 0 | 0 | 0 | 0 | 0 | 0 | 0 | 0 | 0 | 0 | 0 | 0 | 0 | 0 | 0 | 0 | 0 | 0 | 0 | 0 | 0 | 0 | 0 | 0 | 0
Industrial Sector Energy Related Emissions before CCS[hydrogen if,rubber and plastic products 22,CO2] | NoSettings | 0 | 0 | 0 | 0 | 0 | 0 | 0 | 0 | 0 | 0 | 0 | 0 | 0 | 0 | 0 | 0 | 0 | 0 | 0 | 0 | 0 | 0 | 0 | 0 | 0 | 0 | 0 | 0 | 0 | 0 | 0
Industrial Sector Energy Related Emissions before CCS[hydrogen if,rubber and plastic products 22,VOC] | NoSettings | 0 | 0 | 0 | 0 | 0 | 0 | 0 | 0 | 0 | 0 | 0 | 0 | 0 | 0 | 0 | 0 | 0 | 0 | 0 | 0 | 0 | 0 | 0 | 0 | 0 | 0 | 0 | 0 | 0 | 0 | 0
Industrial Sector Energy Related Emissions before CCS[hydrogen if,rubber and plastic products 22,CO] | NoSettings | 0 | 0 | 0 | 0 | 0 | 0 | 0 | 0 | 0 | 0 | 0 | 0 | 0 | 0 | 0 | 0 | 0 | 0 | 0 | 0 | 0 | 0 | 0 | 0 | 0 | 0 | 0 | 0 | 0 | 0 | 0
Industrial Sector Energy Related Emissions before CCS[hydrogen if,rubber and plastic products 22,NOx] | NoSettings | 0 | 0 | 0 | 0 | 0 | 0 | 0 | 0 | 0 | 0 | 0 | 0 | 0 | 0 | 0 | 0 | 0 | 0 | 0 | 0 | 0 | 0 | 0 | 0 | 0 | 0 | 0 | 0 | 0 | 0 | 0
Industrial Sector Energy Related Emissions before CCS[hydrogen if,rubber and plastic products 22,PM10] | NoSettings | 0 | 0 | 0 | 0 | 0 | 0 | 0 | 0 | 0 | 0 | 0 | 0 | 0 | 0 | 0 | 0 | 0 | 0 | 0 | 0 | 0 | 0 | 0 | 0 | 0 | 0 | 0 | 0 | 0 | 0 | 0
Industrial Sector Energy Related Emissions before CCS[hydrogen if,rubber and plastic products 22,PM25] | NoSettings | 0 | 0 | 0 | 0 | 0 | 0 | 0 | 0 | 0 | 0 | 0 | 0 | 0 | 0 | 0 | 0 | 0 | 0 | 0 | 0 | 0 | 0 | 0 | 0 | 0 | 0 | 0 | 0 | 0 | 0 | 0
Industrial Sector Energy Related Emissions before CCS[hydrogen if,rubber and plastic products 22,SOx] | NoSettings | 0 | 0 | 0 | 0 | 0 | 0 | 0 | 0 | 0 | 0 | 0 | 0 | 0 | 0 | 0 | 0 | 0 | 0 | 0 | 0 | 0 | 0 | 0 | 0 | 0 | 0 | 0 | 0 | 0 | 0 | 0
Industrial Sector Energy Related Emissions before CCS[hydrogen if,rubber and plastic products 22,BC] | NoSettings | 0 | 0 | 0 | 0 | 0 | 0 | 0 | 0 | 0 | 0 | 0 | 0 | 0 | 0 | 0 | 0 | 0 | 0 | 0 | 0 | 0 | 0 | 0 | 0 | 0 | 0 | 0 | 0 | 0 | 0 | 0
Industrial Sector Energy Related Emissions before CCS[hydrogen if,rubber and plastic products 22,OC] | NoSettings | 0 | 0 | 0 | 0 | 0 | 0 | 0 | 0 | 0 | 0 | 0 | 0 | 0 | 0 | 0 | 0 | 0 | 0 | 0 | 0 | 0 | 0 | 0 | 0 | 0 | 0 | 0 | 0 | 0 | 0 | 0
Industrial Sector Energy Related Emissions before CCS[hydrogen if,rubber and plastic products 22,CH4] | NoSettings | 0 | 0 | 0 | 0 | 0 | 0 | 0 | 0 | 0 | 0 | 0 | 0 | 0 | 0 | 0 | 0 | 0 | 0 | 0 | 0 | 0 | 0 | 0 | 0 | 0 | 0 | 0 | 0 | 0 | 0 | 0
Industrial Sector Energy Related Emissions before CCS[hydrogen if,rubber and plastic products 22,N2O] | NoSettings | 0 | 0 | 0 | 0 | 0 | 0 | 0 | 0 | 0 | 0 | 0 | 0 | 0 | 0 | 0 | 0 | 0 | 0 | 0 | 0 | 0 | 0 | 0 | 0 | 0 | 0 | 0 | 0 | 0 | 0 | 0
Industrial Sector Energy Related Emissions before CCS[hydrogen if,rubber and plastic products 22,F gases] | NoSettings | 0 | 0 | 0 | 0 | 0 | 0 | 0 | 0 | 0 | 0 | 0 | 0 | 0 | 0 | 0 | 0 | 0 | 0 | 0 | 0 | 0 | 0 | 0 | 0 | 0 | 0 | 0 | 0 | 0 | 0 | 0
Industrial Sector Energy Related Emissions before CCS[hydrogen if,glass and glass products 231,CO2] | NoSettings | 0 | 0 | 0 | 0 | 0 | 0 | 0 | 0 | 0 | 0 | 0 | 0 | 0 | 0 | 0 | 0 | 0 | 0 | 0 | 0 | 0 | 0 | 0 | 0 | 0 | 0 | 0 | 0 | 0 | 0 | 0
Industrial Sector Energy Related Emissions before CCS[hydrogen if,glass and glass products 231,VOC] | NoSettings | 0 | 0 | 0 | 0 | 0 | 0 | 0 | 0 | 0 | 0 | 0 | 0 | 0 | 0 | 0 | 0 | 0 | 0 | 0 | 0 | 0 | 0 | 0 | 0 | 0 | 0 | 0 | 0 | 0 | 0 | 0
Industrial Sector Energy Related Emissions before CCS[hydrogen if,glass and glass products 231,CO] | NoSettings | 0 | 0 | 0 | 0 | 0 | 0 | 0 | 0 | 0 | 0 | 0 | 0 | 0 | 0 | 0 | 0 | 0 | 0 | 0 | 0 | 0 | 0 | 0 | 0 | 0 | 0 | 0 | 0 | 0 | 0 | 0
Industrial Sector Energy Related Emissions before CCS[hydrogen if,glass and glass products 231,NOx] | NoSettings | 0 | 0 | 0 | 0 | 0 | 0 | 0 | 0 | 0 | 0 | 0 | 0 | 0 | 0 | 0 | 0 | 0 | 0 | 0 | 0 | 0 | 0 | 0 | 0 | 0 | 0 | 0 | 0 | 0 | 0 | 0
Industrial Sector Energy Related Emissions before CCS[hydrogen if,glass and glass products 231,PM10] | NoSettings | 0 | 0 | 0 | 0 | 0 | 0 | 0 | 0 | 0 | 0 | 0 | 0 | 0 | 0 | 0 | 0 | 0 | 0 | 0 | 0 | 0 | 0 | 0 | 0 | 0 | 0 | 0 | 0 | 0 | 0 | 0
Industrial Sector Energy Related Emissions before CCS[hydrogen if,glass and glass products 231,PM25] | NoSettings | 0 | 0 | 0 | 0 | 0 | 0 | 0 | 0 | 0 | 0 | 0 | 0 | 0 | 0 | 0 | 0 | 0 | 0 | 0 | 0 | 0 | 0 | 0 | 0 | 0 | 0 | 0 | 0 | 0 | 0 | 0
Industrial Sector Energy Related Emissions before CCS[hydrogen if,glass and glass products 231,SOx] | NoSettings | 0 | 0 | 0 | 0 | 0 | 0 | 0 | 0 | 0 | 0 | 0 | 0 | 0 | 0 | 0 | 0 | 0 | 0 | 0 | 0 | 0 | 0 | 0 | 0 | 0 | 0 | 0 | 0 | 0 | 0 | 0
Industrial Sector Energy Related Emissions before CCS[hydrogen if,glass and glass products 231,BC] | NoSettings | 0 | 0 | 0 | 0 | 0 | 0 | 0 | 0 | 0 | 0 | 0 | 0 | 0 | 0 | 0 | 0 | 0 | 0 | 0 | 0 | 0 | 0 | 0 | 0 | 0 | 0 | 0 | 0 | 0 | 0 | 0
Industrial Sector Energy Related Emissions before CCS[hydrogen if,glass and glass products 231,OC] | NoSettings | 0 | 0 | 0 | 0 | 0 | 0 | 0 | 0 | 0 | 0 | 0 | 0 | 0 | 0 | 0 | 0 | 0 | 0 | 0 | 0 | 0 | 0 | 0 | 0 | 0 | 0 | 0 | 0 | 0 | 0 | 0
Industrial Sector Energy Related Emissions before CCS[hydrogen if,glass and glass products 231,CH4] | NoSettings | 0 | 0 | 0 | 0 | 0 | 0 | 0 | 0 | 0 | 0 | 0 | 0 | 0 | 0 | 0 | 0 | 0 | 0 | 0 | 0 | 0 | 0 | 0 | 0 | 0 | 0 | 0 | 0 | 0 | 0 | 0
Industrial Sector Energy Related Emissions before CCS[hydrogen if,glass and glass products 231,N2O] | NoSettings | 0 | 0 | 0 | 0 | 0 | 0 | 0 | 0 | 0 | 0 | 0 | 0 | 0 | 0 | 0 | 0 | 0 | 0 | 0 | 0 | 0 | 0 | 0 | 0 | 0 | 0 | 0 | 0 | 0 | 0 | 0
Industrial Sector Energy Related Emissions before CCS[hydrogen if,glass and glass products 231,F gases] | NoSettings | 0 | 0 | 0 | 0 | 0 | 0 | 0 | 0 | 0 | 0 | 0 | 0 | 0 | 0 | 0 | 0 | 0 | 0 | 0 | 0 | 0 | 0 | 0 | 0 | 0 | 0 | 0 | 0 | 0 | 0 | 0
Industrial Sector Energy Related Emissions before CCS[hydrogen if,cement and other nonmetallic minerals 239,CO2] | NoSettings | 0 | 0 | 0 | 0 | 0 | 0 | 0 | 0 | 0 | 0 | 0 | 0 | 0 | 0 | 0 | 0 | 0 | 0 | 0 | 0 | 0 | 0 | 0 | 0 | 0 | 0 | 0 | 0 | 0 | 0 | 0
Industrial Sector Energy Related Emissions before CCS[hydrogen if,cement and other nonmetallic minerals 239,VOC] | NoSettings | 0 | 0 | 0 | 0 | 0 | 0 | 0 | 0 | 0 | 0 | 0 | 0 | 0 | 0 | 0 | 0 | 0 | 0 | 0 | 0 | 0 | 0 | 0 | 0 | 0 | 0 | 0 | 0 | 0 | 0 | 0
Industrial Sector Energy Related Emissions before CCS[hydrogen if,cement and other nonmetallic minerals 239,CO] | NoSettings | 0 | 0 | 0 | 0 | 0 | 0 | 0 | 0 | 0 | 0 | 0 | 0 | 0 | 0 | 0 | 0 | 0 | 0 | 0 | 0 | 0 | 0 | 0 | 0 | 0 | 0 | 0 | 0 | 0 | 0 | 0
Industrial Sector Energy Related Emissions before CCS[hydrogen if,cement and other nonmetallic minerals 239,NOx] | NoSettings | 0 | 0 | 0 | 0 | 0 | 0 | 0 | 0 | 0 | 0 | 0 | 0 | 0 | 0 | 0 | 0 | 0 | 0 | 0 | 0 | 0 | 0 | 0 | 0 | 0 | 0 | 0 | 0 | 0 | 0 | 0
Industrial Sector Energy Related Emissions before CCS[hydrogen if,cement and other nonmetallic minerals 239,PM10] | NoSettings | 0 | 0 | 0 | 0 | 0 | 0 | 0 | 0 | 0 | 0 | 0 | 0 | 0 | 0 | 0 | 0 | 0 | 0 | 0 | 0 | 0 | 0 | 0 | 0 | 0 | 0 | 0 | 0 | 0 | 0 | 0
Industrial Sector Energy Related Emissions before CCS[hydrogen if,cement and other nonmetallic minerals 239,PM25] | NoSettings | 0 | 0 | 0 | 0 | 0 | 0 | 0 | 0 | 0 | 0 | 0 | 0 | 0 | 0 | 0 | 0 | 0 | 0 | 0 | 0 | 0 | 0 | 0 | 0 | 0 | 0 | 0 | 0 | 0 | 0 | 0
Industrial Sector Energy Related Emissions before CCS[hydrogen if,cement and other nonmetallic minerals 239,SOx] | NoSettings | 0 | 0 | 0 | 0 | 0 | 0 | 0 | 0 | 0 | 0 | 0 | 0 | 0 | 0 | 0 | 0 | 0 | 0 | 0 | 0 | 0 | 0 | 0 | 0 | 0 | 0 | 0 | 0 | 0 | 0 | 0
Industrial Sector Energy Related Emissions before CCS[hydrogen if,cement and other nonmetallic minerals 239,BC] | NoSettings | 0 | 0 | 0 | 0 | 0 | 0 | 0 | 0 | 0 | 0 | 0 | 0 | 0 | 0 | 0 | 0 | 0 | 0 | 0 | 0 | 0 | 0 | 0 | 0 | 0 | 0 | 0 | 0 | 0 | 0 | 0
Industrial Sector Energy Related Emissions before CCS[hydrogen if,cement and other nonmetallic minerals 239,OC] | NoSettings | 0 | 0 | 0 | 0 | 0 | 0 | 0 | 0 | 0 | 0 | 0 | 0 | 0 | 0 | 0 | 0 | 0 | 0 | 0 | 0 | 0 | 0 | 0 | 0 | 0 | 0 | 0 | 0 | 0 | 0 | 0
Industrial Sector Energy Related Emissions before CCS[hydrogen if,cement and other nonmetallic minerals 239,CH4] | NoSettings | 0 | 0 | 0 | 0 | 0 | 0 | 0 | 0 | 0 | 0 | 0 | 0 | 0 | 0 | 0 | 0 | 0 | 0 | 0 | 0 | 0 | 0 | 0 | 0 | 0 | 0 | 0 | 0 | 0 | 0 | 0
Industrial Sector Energy Related Emissions before CCS[hydrogen if,cement and other nonmetallic minerals 239,N2O] | NoSettings | 0 | 0 | 0 | 0 | 0 | 0 | 0 | 0 | 0 | 0 | 0 | 0 | 0 | 0 | 0 | 0 | 0 | 0 | 0 | 0 | 0 | 0 | 0 | 0 | 0 | 0 | 0 | 0 | 0 | 0 | 0
Industrial Sector Energy Related Emissions before CCS[hydrogen if,cement and other nonmetallic minerals 239,F gases] | NoSettings | 0 | 0 | 0 | 0 | 0 | 0 | 0 | 0 | 0 | 0 | 0 | 0 | 0 | 0 | 0 | 0 | 0 | 0 | 0 | 0 | 0 | 0 | 0 | 0 | 0 | 0 | 0 | 0 | 0 | 0 | 0
Industrial Sector Energy Related Emissions before CCS[hydrogen if,iron and steel 241,CO2] | NoSettings | 0 | 0 | 0 | 0 | 0 | 0 | 0 | 0 | 0 | 0 | 0 | 0 | 0 | 0 | 0 | 0 | 0 | 0 | 0 | 0 | 0 | 0 | 0 | 0 | 0 | 0 | 0 | 0 | 0 | 0 | 0
Industrial Sector Energy Related Emissions before CCS[hydrogen if,iron and steel 241,VOC] | NoSettings | 0 | 0 | 0 | 0 | 0 | 0 | 0 | 0 | 0 | 0 | 0 | 0 | 0 | 0 | 0 | 0 | 0 | 0 | 0 | 0 | 0 | 0 | 0 | 0 | 0 | 0 | 0 | 0 | 0 | 0 | 0
Industrial Sector Energy Related Emissions before CCS[hydrogen if,iron and steel 241,CO] | NoSettings | 0 | 0 | 0 | 0 | 0 | 0 | 0 | 0 | 0 | 0 | 0 | 0 | 0 | 0 | 0 | 0 | 0 | 0 | 0 | 0 | 0 | 0 | 0 | 0 | 0 | 0 | 0 | 0 | 0 | 0 | 0
Industrial Sector Energy Related Emissions before CCS[hydrogen if,iron and steel 241,NOx] | NoSettings | 0 | 0 | 0 | 0 | 0 | 0 | 0 | 0 | 0 | 0 | 0 | 0 | 0 | 0 | 0 | 0 | 0 | 0 | 0 | 0 | 0 | 0 | 0 | 0 | 0 | 0 | 0 | 0 | 0 | 0 | 0
Industrial Sector Energy Related Emissions before CCS[hydrogen if,iron and steel 241,PM10] | NoSettings | 0 | 0 | 0 | 0 | 0 | 0 | 0 | 0 | 0 | 0 | 0 | 0 | 0 | 0 | 0 | 0 | 0 | 0 | 0 | 0 | 0 | 0 | 0 | 0 | 0 | 0 | 0 | 0 | 0 | 0 | 0
Industrial Sector Energy Related Emissions before CCS[hydrogen if,iron and steel 241,PM25] | NoSettings | 0 | 0 | 0 | 0 | 0 | 0 | 0 | 0 | 0 | 0 | 0 | 0 | 0 | 0 | 0 | 0 | 0 | 0 | 0 | 0 | 0 | 0 | 0 | 0 | 0 | 0 | 0 | 0 | 0 | 0 | 0
Industrial Sector Energy Related Emissions before CCS[hydrogen if,iron and steel 241,SOx] | NoSettings | 0 | 0 | 0 | 0 | 0 | 0 | 0 | 0 | 0 | 0 | 0 | 0 | 0 | 0 | 0 | 0 | 0 | 0 | 0 | 0 | 0 | 0 | 0 | 0 | 0 | 0 | 0 | 0 | 0 | 0 | 0
Industrial Sector Energy Related Emissions before CCS[hydrogen if,iron and steel 241,BC] | NoSettings | 0 | 0 | 0 | 0 | 0 | 0 | 0 | 0 | 0 | 0 | 0 | 0 | 0 | 0 | 0 | 0 | 0 | 0 | 0 | 0 | 0 | 0 | 0 | 0 | 0 | 0 | 0 | 0 | 0 | 0 | 0
Industrial Sector Energy Related Emissions before CCS[hydrogen if,iron and steel 241,OC] | NoSettings | 0 | 0 | 0 | 0 | 0 | 0 | 0 | 0 | 0 | 0 | 0 | 0 | 0 | 0 | 0 | 0 | 0 | 0 | 0 | 0 | 0 | 0 | 0 | 0 | 0 | 0 | 0 | 0 | 0 | 0 | 0
Industrial Sector Energy Related Emissions before CCS[hydrogen if,iron and steel 241,CH4] | NoSettings | 0 | 0 | 0 | 0 | 0 | 0 | 0 | 0 | 0 | 0 | 0 | 0 | 0 | 0 | 0 | 0 | 0 | 0 | 0 | 0 | 0 | 0 | 0 | 0 | 0 | 0 | 0 | 0 | 0 | 0 | 0
Industrial Sector Energy Related Emissions before CCS[hydrogen if,iron and steel 241,N2O] | NoSettings | 0 | 0 | 0 | 0 | 0 | 0 | 0 | 0 | 0 | 0 | 0 | 0 | 0 | 0 | 0 | 0 | 0 | 0 | 0 | 0 | 0 | 0 | 0 | 0 | 0 | 0 | 0 | 0 | 0 | 0 | 0
Industrial Sector Energy Related Emissions before CCS[hydrogen if,iron and steel 241,F gases] | NoSettings | 0 | 0 | 0 | 0 | 0 | 0 | 0 | 0 | 0 | 0 | 0 | 0 | 0 | 0 | 0 | 0 | 0 | 0 | 0 | 0 | 0 | 0 | 0 | 0 | 0 | 0 | 0 | 0 | 0 | 0 | 0
Industrial Sector Energy Related Emissions before CCS[hydrogen if,other metals 242,CO2] | NoSettings | 0 | 0 | 0 | 0 | 0 | 0 | 0 | 0 | 0 | 0 | 0 | 0 | 0 | 0 | 0 | 0 | 0 | 0 | 0 | 0 | 0 | 0 | 0 | 0 | 0 | 0 | 0 | 0 | 0 | 0 | 0
Industrial Sector Energy Related Emissions before CCS[hydrogen if,other metals 242,VOC] | NoSettings | 0 | 0 | 0 | 0 | 0 | 0 | 0 | 0 | 0 | 0 | 0 | 0 | 0 | 0 | 0 | 0 | 0 | 0 | 0 | 0 | 0 | 0 | 0 | 0 | 0 | 0 | 0 | 0 | 0 | 0 | 0
Industrial Sector Energy Related Emissions before CCS[hydrogen if,other metals 242,CO] | NoSettings | 0 | 0 | 0 | 0 | 0 | 0 | 0 | 0 | 0 | 0 | 0 | 0 | 0 | 0 | 0 | 0 | 0 | 0 | 0 | 0 | 0 | 0 | 0 | 0 | 0 | 0 | 0 | 0 | 0 | 0 | 0
Industrial Sector Energy Related Emissions before CCS[hydrogen if,other metals 242,NOx] | NoSettings | 0 | 0 | 0 | 0 | 0 | 0 | 0 | 0 | 0 | 0 | 0 | 0 | 0 | 0 | 0 | 0 | 0 | 0 | 0 | 0 | 0 | 0 | 0 | 0 | 0 | 0 | 0 | 0 | 0 | 0 | 0
Industrial Sector Energy Related Emissions before CCS[hydrogen if,other metals 242,PM10] | NoSettings | 0 | 0 | 0 | 0 | 0 | 0 | 0 | 0 | 0 | 0 | 0 | 0 | 0 | 0 | 0 | 0 | 0 | 0 | 0 | 0 | 0 | 0 | 0 | 0 | 0 | 0 | 0 | 0 | 0 | 0 | 0
Industrial Sector Energy Related Emissions before CCS[hydrogen if,other metals 242,PM25] | NoSettings | 0 | 0 | 0 | 0 | 0 | 0 | 0 | 0 | 0 | 0 | 0 | 0 | 0 | 0 | 0 | 0 | 0 | 0 | 0 | 0 | 0 | 0 | 0 | 0 | 0 | 0 | 0 | 0 | 0 | 0 | 0
Industrial Sector Energy Related Emissions before CCS[hydrogen if,other metals 242,SOx] | NoSettings | 0 | 0 | 0 | 0 | 0 | 0 | 0 | 0 | 0 | 0 | 0 | 0 | 0 | 0 | 0 | 0 | 0 | 0 | 0 | 0 | 0 | 0 | 0 | 0 | 0 | 0 | 0 | 0 | 0 | 0 | 0
Industrial Sector Energy Related Emissions before CCS[hydrogen if,other metals 242,BC] | NoSettings | 0 | 0 | 0 | 0 | 0 | 0 | 0 | 0 | 0 | 0 | 0 | 0 | 0 | 0 | 0 | 0 | 0 | 0 | 0 | 0 | 0 | 0 | 0 | 0 | 0 | 0 | 0 | 0 | 0 | 0 | 0
Industrial Sector Energy Related Emissions before CCS[hydrogen if,other metals 242,OC] | NoSettings | 0 | 0 | 0 | 0 | 0 | 0 | 0 | 0 | 0 | 0 | 0 | 0 | 0 | 0 | 0 | 0 | 0 | 0 | 0 | 0 | 0 | 0 | 0 | 0 | 0 | 0 | 0 | 0 | 0 | 0 | 0
Industrial Sector Energy Related Emissions before CCS[hydrogen if,other metals 242,CH4] | NoSettings | 0 | 0 | 0 | 0 | 0 | 0 | 0 | 0 | 0 | 0 | 0 | 0 | 0 | 0 | 0 | 0 | 0 | 0 | 0 | 0 | 0 | 0 | 0 | 0 | 0 | 0 | 0 | 0 | 0 | 0 | 0
Industrial Sector Energy Related Emissions before CCS[hydrogen if,other metals 242,N2O] | NoSettings | 0 | 0 | 0 | 0 | 0 | 0 | 0 | 0 | 0 | 0 | 0 | 0 | 0 | 0 | 0 | 0 | 0 | 0 | 0 | 0 | 0 | 0 | 0 | 0 | 0 | 0 | 0 | 0 | 0 | 0 | 0
Industrial Sector Energy Related Emissions before CCS[hydrogen if,other metals 242,F gases] | NoSettings | 0 | 0 | 0 | 0 | 0 | 0 | 0 | 0 | 0 | 0 | 0 | 0 | 0 | 0 | 0 | 0 | 0 | 0 | 0 | 0 | 0 | 0 | 0 | 0 | 0 | 0 | 0 | 0 | 0 | 0 | 0
Industrial Sector Energy Related Emissions before CCS[hydrogen if,metal products except machinery and vehicles 25,CO2] | NoSettings | 0 | 0 | 0 | 0 | 0 | 0 | 0 | 0 | 0 | 0 | 0 | 0 | 0 | 0 | 0 | 0 | 0 | 0 | 0 | 0 | 0 | 0 | 0 | 0 | 0 | 0 | 0 | 0 | 0 | 0 | 0
Industrial Sector Energy Related Emissions before CCS[hydrogen if,metal products except machinery and vehicles 25,VOC] | NoSettings | 0 | 0 | 0 | 0 | 0 | 0 | 0 | 0 | 0 | 0 | 0 | 0 | 0 | 0 | 0 | 0 | 0 | 0 | 0 | 0 | 0 | 0 | 0 | 0 | 0 | 0 | 0 | 0 | 0 | 0 | 0
Industrial Sector Energy Related Emissions before CCS[hydrogen if,metal products except machinery and vehicles 25,CO] | NoSettings | 0 | 0 | 0 | 0 | 0 | 0 | 0 | 0 | 0 | 0 | 0 | 0 | 0 | 0 | 0 | 0 | 0 | 0 | 0 | 0 | 0 | 0 | 0 | 0 | 0 | 0 | 0 | 0 | 0 | 0 | 0
Industrial Sector Energy Related Emissions before CCS[hydrogen if,metal products except machinery and vehicles 25,NOx] | NoSettings | 0 | 0 | 0 | 0 | 0 | 0 | 0 | 0 | 0 | 0 | 0 | 0 | 0 | 0 | 0 | 0 | 0 | 0 | 0 | 0 | 0 | 0 | 0 | 0 | 0 | 0 | 0 | 0 | 0 | 0 | 0
Industrial Sector Energy Related Emissions before CCS[hydrogen if,metal products except machinery and vehicles 25,PM10] | NoSettings | 0 | 0 | 0 | 0 | 0 | 0 | 0 | 0 | 0 | 0 | 0 | 0 | 0 | 0 | 0 | 0 | 0 | 0 | 0 | 0 | 0 | 0 | 0 | 0 | 0 | 0 | 0 | 0 | 0 | 0 | 0
Industrial Sector Energy Related Emissions before CCS[hydrogen if,metal products except machinery and vehicles 25,PM25] | NoSettings | 0 | 0 | 0 | 0 | 0 | 0 | 0 | 0 | 0 | 0 | 0 | 0 | 0 | 0 | 0 | 0 | 0 | 0 | 0 | 0 | 0 | 0 | 0 | 0 | 0 | 0 | 0 | 0 | 0 | 0 | 0
Industrial Sector Energy Related Emissions before CCS[hydrogen if,metal products except machinery and vehicles 25,SOx] | NoSettings | 0 | 0 | 0 | 0 | 0 | 0 | 0 | 0 | 0 | 0 | 0 | 0 | 0 | 0 | 0 | 0 | 0 | 0 | 0 | 0 | 0 | 0 | 0 | 0 | 0 | 0 | 0 | 0 | 0 | 0 | 0
Industrial Sector Energy Related Emissions before CCS[hydrogen if,metal products except machinery and vehicles 25,BC] | NoSettings | 0 | 0 | 0 | 0 | 0 | 0 | 0 | 0 | 0 | 0 | 0 | 0 | 0 | 0 | 0 | 0 | 0 | 0 | 0 | 0 | 0 | 0 | 0 | 0 | 0 | 0 | 0 | 0 | 0 | 0 | 0
Industrial Sector Energy Related Emissions before CCS[hydrogen if,metal products except machinery and vehicles 25,OC] | NoSettings | 0 | 0 | 0 | 0 | 0 | 0 | 0 | 0 | 0 | 0 | 0 | 0 | 0 | 0 | 0 | 0 | 0 | 0 | 0 | 0 | 0 | 0 | 0 | 0 | 0 | 0 | 0 | 0 | 0 | 0 | 0
Industrial Sector Energy Related Emissions before CCS[hydrogen if,metal products except machinery and vehicles 25,CH4] | NoSettings | 0 | 0 | 0 | 0 | 0 | 0 | 0 | 0 | 0 | 0 | 0 | 0 | 0 | 0 | 0 | 0 | 0 | 0 | 0 | 0 | 0 | 0 | 0 | 0 | 0 | 0 | 0 | 0 | 0 | 0 | 0
Industrial Sector Energy Related Emissions before CCS[hydrogen if,metal products except machinery and vehicles 25,N2O] | NoSettings | 0 | 0 | 0 | 0 | 0 | 0 | 0 | 0 | 0 | 0 | 0 | 0 | 0 | 0 | 0 | 0 | 0 | 0 | 0 | 0 | 0 | 0 | 0 | 0 | 0 | 0 | 0 | 0 | 0 | 0 | 0
Industrial Sector Energy Related Emissions before CCS[hydrogen if,metal products except machinery and vehicles 25,F gases] | NoSettings | 0 | 0 | 0 | 0 | 0 | 0 | 0 | 0 | 0 | 0 | 0 | 0 | 0 | 0 | 0 | 0 | 0 | 0 | 0 | 0 | 0 | 0 | 0 | 0 | 0 | 0 | 0 | 0 | 0 | 0 | 0
Industrial Sector Energy Related Emissions before CCS[hydrogen if,computers and electronics 26,CO2] | NoSettings | 0 | 0 | 0 | 0 | 0 | 0 | 0 | 0 | 0 | 0 | 0 | 0 | 0 | 0 | 0 | 0 | 0 | 0 | 0 | 0 | 0 | 0 | 0 | 0 | 0 | 0 | 0 | 0 | 0 | 0 | 0
Industrial Sector Energy Related Emissions before CCS[hydrogen if,computers and electronics 26,VOC] | NoSettings | 0 | 0 | 0 | 0 | 0 | 0 | 0 | 0 | 0 | 0 | 0 | 0 | 0 | 0 | 0 | 0 | 0 | 0 | 0 | 0 | 0 | 0 | 0 | 0 | 0 | 0 | 0 | 0 | 0 | 0 | 0
Industrial Sector Energy Related Emissions before CCS[hydrogen if,computers and electronics 26,CO] | NoSettings | 0 | 0 | 0 | 0 | 0 | 0 | 0 | 0 | 0 | 0 | 0 | 0 | 0 | 0 | 0 | 0 | 0 | 0 | 0 | 0 | 0 | 0 | 0 | 0 | 0 | 0 | 0 | 0 | 0 | 0 | 0
Industrial Sector Energy Related Emissions before CCS[hydrogen if,computers and electronics 26,NOx] | NoSettings | 0 | 0 | 0 | 0 | 0 | 0 | 0 | 0 | 0 | 0 | 0 | 0 | 0 | 0 | 0 | 0 | 0 | 0 | 0 | 0 | 0 | 0 | 0 | 0 | 0 | 0 | 0 | 0 | 0 | 0 | 0
Industrial Sector Energy Related Emissions before CCS[hydrogen if,computers and electronics 26,PM10] | NoSettings | 0 | 0 | 0 | 0 | 0 | 0 | 0 | 0 | 0 | 0 | 0 | 0 | 0 | 0 | 0 | 0 | 0 | 0 | 0 | 0 | 0 | 0 | 0 | 0 | 0 | 0 | 0 | 0 | 0 | 0 | 0
Industrial Sector Energy Related Emissions before CCS[hydrogen if,computers and electronics 26,PM25] | NoSettings | 0 | 0 | 0 | 0 | 0 | 0 | 0 | 0 | 0 | 0 | 0 | 0 | 0 | 0 | 0 | 0 | 0 | 0 | 0 | 0 | 0 | 0 | 0 | 0 | 0 | 0 | 0 | 0 | 0 | 0 | 0
Industrial Sector Energy Related Emissions before CCS[hydrogen if,computers and electronics 26,SOx] | NoSettings | 0 | 0 | 0 | 0 | 0 | 0 | 0 | 0 | 0 | 0 | 0 | 0 | 0 | 0 | 0 | 0 | 0 | 0 | 0 | 0 | 0 | 0 | 0 | 0 | 0 | 0 | 0 | 0 | 0 | 0 | 0
Industrial Sector Energy Related Emissions before CCS[hydrogen if,computers and electronics 26,BC] | NoSettings | 0 | 0 | 0 | 0 | 0 | 0 | 0 | 0 | 0 | 0 | 0 | 0 | 0 | 0 | 0 | 0 | 0 | 0 | 0 | 0 | 0 | 0 | 0 | 0 | 0 | 0 | 0 | 0 | 0 | 0 | 0
Industrial Sector Energy Related Emissions before CCS[hydrogen if,computers and electronics 26,OC] | NoSettings | 0 | 0 | 0 | 0 | 0 | 0 | 0 | 0 | 0 | 0 | 0 | 0 | 0 | 0 | 0 | 0 | 0 | 0 | 0 | 0 | 0 | 0 | 0 | 0 | 0 | 0 | 0 | 0 | 0 | 0 | 0
Industrial Sector Energy Related Emissions before CCS[hydrogen if,computers and electronics 26,CH4] | NoSettings | 0 | 0 | 0 | 0 | 0 | 0 | 0 | 0 | 0 | 0 | 0 | 0 | 0 | 0 | 0 | 0 | 0 | 0 | 0 | 0 | 0 | 0 | 0 | 0 | 0 | 0 | 0 | 0 | 0 | 0 | 0
Industrial Sector Energy Related Emissions before CCS[hydrogen if,computers and electronics 26,N2O] | NoSettings | 0 | 0 | 0 | 0 | 0 | 0 | 0 | 0 | 0 | 0 | 0 | 0 | 0 | 0 | 0 | 0 | 0 | 0 | 0 | 0 | 0 | 0 | 0 | 0 | 0 | 0 | 0 | 0 | 0 | 0 | 0
Industrial Sector Energy Related Emissions before CCS[hydrogen if,computers and electronics 26,F gases] | NoSettings | 0 | 0 | 0 | 0 | 0 | 0 | 0 | 0 | 0 | 0 | 0 | 0 | 0 | 0 | 0 | 0 | 0 | 0 | 0 | 0 | 0 | 0 | 0 | 0 | 0 | 0 | 0 | 0 | 0 | 0 | 0
Industrial Sector Energy Related Emissions before CCS[hydrogen if,appliances and electrical equipment 27,CO2] | NoSettings | 0 | 0 | 0 | 0 | 0 | 0 | 0 | 0 | 0 | 0 | 0 | 0 | 0 | 0 | 0 | 0 | 0 | 0 | 0 | 0 | 0 | 0 | 0 | 0 | 0 | 0 | 0 | 0 | 0 | 0 | 0
Industrial Sector Energy Related Emissions before CCS[hydrogen if,appliances and electrical equipment 27,VOC] | NoSettings | 0 | 0 | 0 | 0 | 0 | 0 | 0 | 0 | 0 | 0 | 0 | 0 | 0 | 0 | 0 | 0 | 0 | 0 | 0 | 0 | 0 | 0 | 0 | 0 | 0 | 0 | 0 | 0 | 0 | 0 | 0
Industrial Sector Energy Related Emissions before CCS[hydrogen if,appliances and electrical equipment 27,CO] | NoSettings | 0 | 0 | 0 | 0 | 0 | 0 | 0 | 0 | 0 | 0 | 0 | 0 | 0 | 0 | 0 | 0 | 0 | 0 | 0 | 0 | 0 | 0 | 0 | 0 | 0 | 0 | 0 | 0 | 0 | 0 | 0
Industrial Sector Energy Related Emissions before CCS[hydrogen if,appliances and electrical equipment 27,NOx] | NoSettings | 0 | 0 | 0 | 0 | 0 | 0 | 0 | 0 | 0 | 0 | 0 | 0 | 0 | 0 | 0 | 0 | 0 | 0 | 0 | 0 | 0 | 0 | 0 | 0 | 0 | 0 | 0 | 0 | 0 | 0 | 0
Industrial Sector Energy Related Emissions before CCS[hydrogen if,appliances and electrical equipment 27,PM10] | NoSettings | 0 | 0 | 0 | 0 | 0 | 0 | 0 | 0 | 0 | 0 | 0 | 0 | 0 | 0 | 0 | 0 | 0 | 0 | 0 | 0 | 0 | 0 | 0 | 0 | 0 | 0 | 0 | 0 | 0 | 0 | 0
Industrial Sector Energy Related Emissions before CCS[hydrogen if,appliances and electrical equipment 27,PM25] | NoSettings | 0 | 0 | 0 | 0 | 0 | 0 | 0 | 0 | 0 | 0 | 0 | 0 | 0 | 0 | 0 | 0 | 0 | 0 | 0 | 0 | 0 | 0 | 0 | 0 | 0 | 0 | 0 | 0 | 0 | 0 | 0
Industrial Sector Energy Related Emissions before CCS[hydrogen if,appliances and electrical equipment 27,SOx] | NoSettings | 0 | 0 | 0 | 0 | 0 | 0 | 0 | 0 | 0 | 0 | 0 | 0 | 0 | 0 | 0 | 0 | 0 | 0 | 0 | 0 | 0 | 0 | 0 | 0 | 0 | 0 | 0 | 0 | 0 | 0 | 0
Industrial Sector Energy Related Emissions before CCS[hydrogen if,appliances and electrical equipment 27,BC] | NoSettings | 0 | 0 | 0 | 0 | 0 | 0 | 0 | 0 | 0 | 0 | 0 | 0 | 0 | 0 | 0 | 0 | 0 | 0 | 0 | 0 | 0 | 0 | 0 | 0 | 0 | 0 | 0 | 0 | 0 | 0 | 0
Industrial Sector Energy Related Emissions before CCS[hydrogen if,appliances and electrical equipment 27,OC] | NoSettings | 0 | 0 | 0 | 0 | 0 | 0 | 0 | 0 | 0 | 0 | 0 | 0 | 0 | 0 | 0 | 0 | 0 | 0 | 0 | 0 | 0 | 0 | 0 | 0 | 0 | 0 | 0 | 0 | 0 | 0 | 0
Industrial Sector Energy Related Emissions before CCS[hydrogen if,appliances and electrical equipment 27,CH4] | NoSettings | 0 | 0 | 0 | 0 | 0 | 0 | 0 | 0 | 0 | 0 | 0 | 0 | 0 | 0 | 0 | 0 | 0 | 0 | 0 | 0 | 0 | 0 | 0 | 0 | 0 | 0 | 0 | 0 | 0 | 0 | 0
Industrial Sector Energy Related Emissions before CCS[hydrogen if,appliances and electrical equipment 27,N2O] | NoSettings | 0 | 0 | 0 | 0 | 0 | 0 | 0 | 0 | 0 | 0 | 0 | 0 | 0 | 0 | 0 | 0 | 0 | 0 | 0 | 0 | 0 | 0 | 0 | 0 | 0 | 0 | 0 | 0 | 0 | 0 | 0
Industrial Sector Energy Related Emissions before CCS[hydrogen if,appliances and electrical equipment 27,F gases] | NoSettings | 0 | 0 | 0 | 0 | 0 | 0 | 0 | 0 | 0 | 0 | 0 | 0 | 0 | 0 | 0 | 0 | 0 | 0 | 0 | 0 | 0 | 0 | 0 | 0 | 0 | 0 | 0 | 0 | 0 | 0 | 0
Industrial Sector Energy Related Emissions before CCS[hydrogen if,other machinery 28,CO2] | NoSettings | 0 | 0 | 0 | 0 | 0 | 0 | 0 | 0 | 0 | 0 | 0 | 0 | 0 | 0 | 0 | 0 | 0 | 0 | 0 | 0 | 0 | 0 | 0 | 0 | 0 | 0 | 0 | 0 | 0 | 0 | 0
Industrial Sector Energy Related Emissions before CCS[hydrogen if,other machinery 28,VOC] | NoSettings | 0 | 0 | 0 | 0 | 0 | 0 | 0 | 0 | 0 | 0 | 0 | 0 | 0 | 0 | 0 | 0 | 0 | 0 | 0 | 0 | 0 | 0 | 0 | 0 | 0 | 0 | 0 | 0 | 0 | 0 | 0
Industrial Sector Energy Related Emissions before CCS[hydrogen if,other machinery 28,CO] | NoSettings | 0 | 0 | 0 | 0 | 0 | 0 | 0 | 0 | 0 | 0 | 0 | 0 | 0 | 0 | 0 | 0 | 0 | 0 | 0 | 0 | 0 | 0 | 0 | 0 | 0 | 0 | 0 | 0 | 0 | 0 | 0
Industrial Sector Energy Related Emissions before CCS[hydrogen if,other machinery 28,NOx] | NoSettings | 0 | 0 | 0 | 0 | 0 | 0 | 0 | 0 | 0 | 0 | 0 | 0 | 0 | 0 | 0 | 0 | 0 | 0 | 0 | 0 | 0 | 0 | 0 | 0 | 0 | 0 | 0 | 0 | 0 | 0 | 0
Industrial Sector Energy Related Emissions before CCS[hydrogen if,other machinery 28,PM10] | NoSettings | 0 | 0 | 0 | 0 | 0 | 0 | 0 | 0 | 0 | 0 | 0 | 0 | 0 | 0 | 0 | 0 | 0 | 0 | 0 | 0 | 0 | 0 | 0 | 0 | 0 | 0 | 0 | 0 | 0 | 0 | 0
Industrial Sector Energy Related Emissions before CCS[hydrogen if,other machinery 28,PM25] | NoSettings | 0 | 0 | 0 | 0 | 0 | 0 | 0 | 0 | 0 | 0 | 0 | 0 | 0 | 0 | 0 | 0 | 0 | 0 | 0 | 0 | 0 | 0 | 0 | 0 | 0 | 0 | 0 | 0 | 0 | 0 | 0
Industrial Sector Energy Related Emissions before CCS[hydrogen if,other machinery 28,SOx] | NoSettings | 0 | 0 | 0 | 0 | 0 | 0 | 0 | 0 | 0 | 0 | 0 | 0 | 0 | 0 | 0 | 0 | 0 | 0 | 0 | 0 | 0 | 0 | 0 | 0 | 0 | 0 | 0 | 0 | 0 | 0 | 0
Industrial Sector Energy Related Emissions before CCS[hydrogen if,other machinery 28,BC] | NoSettings | 0 | 0 | 0 | 0 | 0 | 0 | 0 | 0 | 0 | 0 | 0 | 0 | 0 | 0 | 0 | 0 | 0 | 0 | 0 | 0 | 0 | 0 | 0 | 0 | 0 | 0 | 0 | 0 | 0 | 0 | 0
Industrial Sector Energy Related Emissions before CCS[hydrogen if,other machinery 28,OC] | NoSettings | 0 | 0 | 0 | 0 | 0 | 0 | 0 | 0 | 0 | 0 | 0 | 0 | 0 | 0 | 0 | 0 | 0 | 0 | 0 | 0 | 0 | 0 | 0 | 0 | 0 | 0 | 0 | 0 | 0 | 0 | 0
Industrial Sector Energy Related Emissions before CCS[hydrogen if,other machinery 28,CH4] | NoSettings | 0 | 0 | 0 | 0 | 0 | 0 | 0 | 0 | 0 | 0 | 0 | 0 | 0 | 0 | 0 | 0 | 0 | 0 | 0 | 0 | 0 | 0 | 0 | 0 | 0 | 0 | 0 | 0 | 0 | 0 | 0
Industrial Sector Energy Related Emissions before CCS[hydrogen if,other machinery 28,N2O] | NoSettings | 0 | 0 | 0 | 0 | 0 | 0 | 0 | 0 | 0 | 0 | 0 | 0 | 0 | 0 | 0 | 0 | 0 | 0 | 0 | 0 | 0 | 0 | 0 | 0 | 0 | 0 | 0 | 0 | 0 | 0 | 0
Industrial Sector Energy Related Emissions before CCS[hydrogen if,other machinery 28,F gases] | NoSettings | 0 | 0 | 0 | 0 | 0 | 0 | 0 | 0 | 0 | 0 | 0 | 0 | 0 | 0 | 0 | 0 | 0 | 0 | 0 | 0 | 0 | 0 | 0 | 0 | 0 | 0 | 0 | 0 | 0 | 0 | 0
Industrial Sector Energy Related Emissions before CCS[hydrogen if,road vehicles 29,CO2] | NoSettings | 0 | 0 | 0 | 0 | 0 | 0 | 0 | 0 | 0 | 0 | 0 | 0 | 0 | 0 | 0 | 0 | 0 | 0 | 0 | 0 | 0 | 0 | 0 | 0 | 0 | 0 | 0 | 0 | 0 | 0 | 0
Industrial Sector Energy Related Emissions before CCS[hydrogen if,road vehicles 29,VOC] | NoSettings | 0 | 0 | 0 | 0 | 0 | 0 | 0 | 0 | 0 | 0 | 0 | 0 | 0 | 0 | 0 | 0 | 0 | 0 | 0 | 0 | 0 | 0 | 0 | 0 | 0 | 0 | 0 | 0 | 0 | 0 | 0
Industrial Sector Energy Related Emissions before CCS[hydrogen if,road vehicles 29,CO] | NoSettings | 0 | 0 | 0 | 0 | 0 | 0 | 0 | 0 | 0 | 0 | 0 | 0 | 0 | 0 | 0 | 0 | 0 | 0 | 0 | 0 | 0 | 0 | 0 | 0 | 0 | 0 | 0 | 0 | 0 | 0 | 0
Industrial Sector Energy Related Emissions before CCS[hydrogen if,road vehicles 29,NOx] | NoSettings | 0 | 0 | 0 | 0 | 0 | 0 | 0 | 0 | 0 | 0 | 0 | 0 | 0 | 0 | 0 | 0 | 0 | 0 | 0 | 0 | 0 | 0 | 0 | 0 | 0 | 0 | 0 | 0 | 0 | 0 | 0
Industrial Sector Energy Related Emissions before CCS[hydrogen if,road vehicles 29,PM10] | NoSettings | 0 | 0 | 0 | 0 | 0 | 0 | 0 | 0 | 0 | 0 | 0 | 0 | 0 | 0 | 0 | 0 | 0 | 0 | 0 | 0 | 0 | 0 | 0 | 0 | 0 | 0 | 0 | 0 | 0 | 0 | 0
Industrial Sector Energy Related Emissions before CCS[hydrogen if,road vehicles 29,PM25] | NoSettings | 0 | 0 | 0 | 0 | 0 | 0 | 0 | 0 | 0 | 0 | 0 | 0 | 0 | 0 | 0 | 0 | 0 | 0 | 0 | 0 | 0 | 0 | 0 | 0 | 0 | 0 | 0 | 0 | 0 | 0 | 0
Industrial Sector Energy Related Emissions before CCS[hydrogen if,road vehicles 29,SOx] | NoSettings | 0 | 0 | 0 | 0 | 0 | 0 | 0 | 0 | 0 | 0 | 0 | 0 | 0 | 0 | 0 | 0 | 0 | 0 | 0 | 0 | 0 | 0 | 0 | 0 | 0 | 0 | 0 | 0 | 0 | 0 | 0
Industrial Sector Energy Related Emissions before CCS[hydrogen if,road vehicles 29,BC] | NoSettings | 0 | 0 | 0 | 0 | 0 | 0 | 0 | 0 | 0 | 0 | 0 | 0 | 0 | 0 | 0 | 0 | 0 | 0 | 0 | 0 | 0 | 0 | 0 | 0 | 0 | 0 | 0 | 0 | 0 | 0 | 0
Industrial Sector Energy Related Emissions before CCS[hydrogen if,road vehicles 29,OC] | NoSettings | 0 | 0 | 0 | 0 | 0 | 0 | 0 | 0 | 0 | 0 | 0 | 0 | 0 | 0 | 0 | 0 | 0 | 0 | 0 | 0 | 0 | 0 | 0 | 0 | 0 | 0 | 0 | 0 | 0 | 0 | 0
Industrial Sector Energy Related Emissions before CCS[hydrogen if,road vehicles 29,CH4] | NoSettings | 0 | 0 | 0 | 0 | 0 | 0 | 0 | 0 | 0 | 0 | 0 | 0 | 0 | 0 | 0 | 0 | 0 | 0 | 0 | 0 | 0 | 0 | 0 | 0 | 0 | 0 | 0 | 0 | 0 | 0 | 0
Industrial Sector Energy Related Emissions before CCS[hydrogen if,road vehicles 29,N2O] | NoSettings | 0 | 0 | 0 | 0 | 0 | 0 | 0 | 0 | 0 | 0 | 0 | 0 | 0 | 0 | 0 | 0 | 0 | 0 | 0 | 0 | 0 | 0 | 0 | 0 | 0 | 0 | 0 | 0 | 0 | 0 | 0
Industrial Sector Energy Related Emissions before CCS[hydrogen if,road vehicles 29,F gases] | NoSettings | 0 | 0 | 0 | 0 | 0 | 0 | 0 | 0 | 0 | 0 | 0 | 0 | 0 | 0 | 0 | 0 | 0 | 0 | 0 | 0 | 0 | 0 | 0 | 0 | 0 | 0 | 0 | 0 | 0 | 0 | 0
Industrial Sector Energy Related Emissions before CCS[hydrogen if,nonroad vehicles 30,CO2] | NoSettings | 0 | 0 | 0 | 0 | 0 | 0 | 0 | 0 | 0 | 0 | 0 | 0 | 0 | 0 | 0 | 0 | 0 | 0 | 0 | 0 | 0 | 0 | 0 | 0 | 0 | 0 | 0 | 0 | 0 | 0 | 0
Industrial Sector Energy Related Emissions before CCS[hydrogen if,nonroad vehicles 30,VOC] | NoSettings | 0 | 0 | 0 | 0 | 0 | 0 | 0 | 0 | 0 | 0 | 0 | 0 | 0 | 0 | 0 | 0 | 0 | 0 | 0 | 0 | 0 | 0 | 0 | 0 | 0 | 0 | 0 | 0 | 0 | 0 | 0
Industrial Sector Energy Related Emissions before CCS[hydrogen if,nonroad vehicles 30,CO] | NoSettings | 0 | 0 | 0 | 0 | 0 | 0 | 0 | 0 | 0 | 0 | 0 | 0 | 0 | 0 | 0 | 0 | 0 | 0 | 0 | 0 | 0 | 0 | 0 | 0 | 0 | 0 | 0 | 0 | 0 | 0 | 0
Industrial Sector Energy Related Emissions before CCS[hydrogen if,nonroad vehicles 30,NOx] | NoSettings | 0 | 0 | 0 | 0 | 0 | 0 | 0 | 0 | 0 | 0 | 0 | 0 | 0 | 0 | 0 | 0 | 0 | 0 | 0 | 0 | 0 | 0 | 0 | 0 | 0 | 0 | 0 | 0 | 0 | 0 | 0
Industrial Sector Energy Related Emissions before CCS[hydrogen if,nonroad vehicles 30,PM10] | NoSettings | 0 | 0 | 0 | 0 | 0 | 0 | 0 | 0 | 0 | 0 | 0 | 0 | 0 | 0 | 0 | 0 | 0 | 0 | 0 | 0 | 0 | 0 | 0 | 0 | 0 | 0 | 0 | 0 | 0 | 0 | 0
Industrial Sector Energy Related Emissions before CCS[hydrogen if,nonroad vehicles 30,PM25] | NoSettings | 0 | 0 | 0 | 0 | 0 | 0 | 0 | 0 | 0 | 0 | 0 | 0 | 0 | 0 | 0 | 0 | 0 | 0 | 0 | 0 | 0 | 0 | 0 | 0 | 0 | 0 | 0 | 0 | 0 | 0 | 0
Industrial Sector Energy Related Emissions before CCS[hydrogen if,nonroad vehicles 30,SOx] | NoSettings | 0 | 0 | 0 | 0 | 0 | 0 | 0 | 0 | 0 | 0 | 0 | 0 | 0 | 0 | 0 | 0 | 0 | 0 | 0 | 0 | 0 | 0 | 0 | 0 | 0 | 0 | 0 | 0 | 0 | 0 | 0
Industrial Sector Energy Related Emissions before CCS[hydrogen if,nonroad vehicles 30,BC] | NoSettings | 0 | 0 | 0 | 0 | 0 | 0 | 0 | 0 | 0 | 0 | 0 | 0 | 0 | 0 | 0 | 0 | 0 | 0 | 0 | 0 | 0 | 0 | 0 | 0 | 0 | 0 | 0 | 0 | 0 | 0 | 0
Industrial Sector Energy Related Emissions before CCS[hydrogen if,nonroad vehicles 30,OC] | NoSettings | 0 | 0 | 0 | 0 | 0 | 0 | 0 | 0 | 0 | 0 | 0 | 0 | 0 | 0 | 0 | 0 | 0 | 0 | 0 | 0 | 0 | 0 | 0 | 0 | 0 | 0 | 0 | 0 | 0 | 0 | 0
Industrial Sector Energy Related Emissions before CCS[hydrogen if,nonroad vehicles 30,CH4] | NoSettings | 0 | 0 | 0 | 0 | 0 | 0 | 0 | 0 | 0 | 0 | 0 | 0 | 0 | 0 | 0 | 0 | 0 | 0 | 0 | 0 | 0 | 0 | 0 | 0 | 0 | 0 | 0 | 0 | 0 | 0 | 0
Industrial Sector Energy Related Emissions before CCS[hydrogen if,nonroad vehicles 30,N2O] | NoSettings | 0 | 0 | 0 | 0 | 0 | 0 | 0 | 0 | 0 | 0 | 0 | 0 | 0 | 0 | 0 | 0 | 0 | 0 | 0 | 0 | 0 | 0 | 0 | 0 | 0 | 0 | 0 | 0 | 0 | 0 | 0
Industrial Sector Energy Related Emissions before CCS[hydrogen if,nonroad vehicles 30,F gases] | NoSettings | 0 | 0 | 0 | 0 | 0 | 0 | 0 | 0 | 0 | 0 | 0 | 0 | 0 | 0 | 0 | 0 | 0 | 0 | 0 | 0 | 0 | 0 | 0 | 0 | 0 | 0 | 0 | 0 | 0 | 0 | 0
Industrial Sector Energy Related Emissions before CCS[hydrogen if,other manufacturing 31T33,CO2] | NoSettings | 0 | 0 | 0 | 0 | 0 | 0 | 0 | 0 | 0 | 0 | 0 | 0 | 0 | 0 | 0 | 0 | 0 | 0 | 0 | 0 | 0 | 0 | 0 | 0 | 0 | 0 | 0 | 0 | 0 | 0 | 0
Industrial Sector Energy Related Emissions before CCS[hydrogen if,other manufacturing 31T33,VOC] | NoSettings | 0 | 0 | 0 | 0 | 0 | 0 | 0 | 0 | 0 | 0 | 0 | 0 | 0 | 0 | 0 | 0 | 0 | 0 | 0 | 0 | 0 | 0 | 0 | 0 | 0 | 0 | 0 | 0 | 0 | 0 | 0
Industrial Sector Energy Related Emissions before CCS[hydrogen if,other manufacturing 31T33,CO] | NoSettings | 0 | 0 | 0 | 0 | 0 | 0 | 0 | 0 | 0 | 0 | 0 | 0 | 0 | 0 | 0 | 0 | 0 | 0 | 0 | 0 | 0 | 0 | 0 | 0 | 0 | 0 | 0 | 0 | 0 | 0 | 0
Industrial Sector Energy Related Emissions before CCS[hydrogen if,other manufacturing 31T33,NOx] | NoSettings | 0 | 0 | 0 | 0 | 0 | 0 | 0 | 0 | 0 | 0 | 0 | 0 | 0 | 0 | 0 | 0 | 0 | 0 | 0 | 0 | 0 | 0 | 0 | 0 | 0 | 0 | 0 | 0 | 0 | 0 | 0
Industrial Sector Energy Related Emissions before CCS[hydrogen if,other manufacturing 31T33,PM10] | NoSettings | 0 | 0 | 0 | 0 | 0 | 0 | 0 | 0 | 0 | 0 | 0 | 0 | 0 | 0 | 0 | 0 | 0 | 0 | 0 | 0 | 0 | 0 | 0 | 0 | 0 | 0 | 0 | 0 | 0 | 0 | 0
Industrial Sector Energy Related Emissions before CCS[hydrogen if,other manufacturing 31T33,PM25] | NoSettings | 0 | 0 | 0 | 0 | 0 | 0 | 0 | 0 | 0 | 0 | 0 | 0 | 0 | 0 | 0 | 0 | 0 | 0 | 0 | 0 | 0 | 0 | 0 | 0 | 0 | 0 | 0 | 0 | 0 | 0 | 0
Industrial Sector Energy Related Emissions before CCS[hydrogen if,other manufacturing 31T33,SOx] | NoSettings | 0 | 0 | 0 | 0 | 0 | 0 | 0 | 0 | 0 | 0 | 0 | 0 | 0 | 0 | 0 | 0 | 0 | 0 | 0 | 0 | 0 | 0 | 0 | 0 | 0 | 0 | 0 | 0 | 0 | 0 | 0
Industrial Sector Energy Related Emissions before CCS[hydrogen if,other manufacturing 31T33,BC] | NoSettings | 0 | 0 | 0 | 0 | 0 | 0 | 0 | 0 | 0 | 0 | 0 | 0 | 0 | 0 | 0 | 0 | 0 | 0 | 0 | 0 | 0 | 0 | 0 | 0 | 0 | 0 | 0 | 0 | 0 | 0 | 0
Industrial Sector Energy Related Emissions before CCS[hydrogen if,other manufacturing 31T33,OC] | NoSettings | 0 | 0 | 0 | 0 | 0 | 0 | 0 | 0 | 0 | 0 | 0 | 0 | 0 | 0 | 0 | 0 | 0 | 0 | 0 | 0 | 0 | 0 | 0 | 0 | 0 | 0 | 0 | 0 | 0 | 0 | 0
Industrial Sector Energy Related Emissions before CCS[hydrogen if,other manufacturing 31T33,CH4] | NoSettings | 0 | 0 | 0 | 0 | 0 | 0 | 0 | 0 | 0 | 0 | 0 | 0 | 0 | 0 | 0 | 0 | 0 | 0 | 0 | 0 | 0 | 0 | 0 | 0 | 0 | 0 | 0 | 0 | 0 | 0 | 0
Industrial Sector Energy Related Emissions before CCS[hydrogen if,other manufacturing 31T33,N2O] | NoSettings | 0 | 0 | 0 | 0 | 0 | 0 | 0 | 0 | 0 | 0 | 0 | 0 | 0 | 0 | 0 | 0 | 0 | 0 | 0 | 0 | 0 | 0 | 0 | 0 | 0 | 0 | 0 | 0 | 0 | 0 | 0
Industrial Sector Energy Related Emissions before CCS[hydrogen if,other manufacturing 31T33,F gases] | NoSettings | 0 | 0 | 0 | 0 | 0 | 0 | 0 | 0 | 0 | 0 | 0 | 0 | 0 | 0 | 0 | 0 | 0 | 0 | 0 | 0 | 0 | 0 | 0 | 0 | 0 | 0 | 0 | 0 | 0 | 0 | 0
Industrial Sector Energy Related Emissions before CCS[hydrogen if,energy pipelines and gas processing 352T353,CO2] | NoSettings | 0 | 0 | 0 | 0 | 0 | 0 | 0 | 0 | 0 | 0 | 0 | 0 | 0 | 0 | 0 | 0 | 0 | 0 | 0 | 0 | 0 | 0 | 0 | 0 | 0 | 0 | 0 | 0 | 0 | 0 | 0
Industrial Sector Energy Related Emissions before CCS[hydrogen if,energy pipelines and gas processing 352T353,VOC] | NoSettings | 0 | 0 | 0 | 0 | 0 | 0 | 0 | 0 | 0 | 0 | 0 | 0 | 0 | 0 | 0 | 0 | 0 | 0 | 0 | 0 | 0 | 0 | 0 | 0 | 0 | 0 | 0 | 0 | 0 | 0 | 0
Industrial Sector Energy Related Emissions before CCS[hydrogen if,energy pipelines and gas processing 352T353,CO] | NoSettings | 0 | 0 | 0 | 0 | 0 | 0 | 0 | 0 | 0 | 0 | 0 | 0 | 0 | 0 | 0 | 0 | 0 | 0 | 0 | 0 | 0 | 0 | 0 | 0 | 0 | 0 | 0 | 0 | 0 | 0 | 0
Industrial Sector Energy Related Emissions before CCS[hydrogen if,energy pipelines and gas processing 352T353,NOx] | NoSettings | 0 | 0 | 0 | 0 | 0 | 0 | 0 | 0 | 0 | 0 | 0 | 0 | 0 | 0 | 0 | 0 | 0 | 0 | 0 | 0 | 0 | 0 | 0 | 0 | 0 | 0 | 0 | 0 | 0 | 0 | 0
Industrial Sector Energy Related Emissions before CCS[hydrogen if,energy pipelines and gas processing 352T353,PM10] | NoSettings | 0 | 0 | 0 | 0 | 0 | 0 | 0 | 0 | 0 | 0 | 0 | 0 | 0 | 0 | 0 | 0 | 0 | 0 | 0 | 0 | 0 | 0 | 0 | 0 | 0 | 0 | 0 | 0 | 0 | 0 | 0
Industrial Sector Energy Related Emissions before CCS[hydrogen if,energy pipelines and gas processing 352T353,PM25] | NoSettings | 0 | 0 | 0 | 0 | 0 | 0 | 0 | 0 | 0 | 0 | 0 | 0 | 0 | 0 | 0 | 0 | 0 | 0 | 0 | 0 | 0 | 0 | 0 | 0 | 0 | 0 | 0 | 0 | 0 | 0 | 0
Industrial Sector Energy Related Emissions before CCS[hydrogen if,energy pipelines and gas processing 352T353,SOx] | NoSettings | 0 | 0 | 0 | 0 | 0 | 0 | 0 | 0 | 0 | 0 | 0 | 0 | 0 | 0 | 0 | 0 | 0 | 0 | 0 | 0 | 0 | 0 | 0 | 0 | 0 | 0 | 0 | 0 | 0 | 0 | 0
Industrial Sector Energy Related Emissions before CCS[hydrogen if,energy pipelines and gas processing 352T353,BC] | NoSettings | 0 | 0 | 0 | 0 | 0 | 0 | 0 | 0 | 0 | 0 | 0 | 0 | 0 | 0 | 0 | 0 | 0 | 0 | 0 | 0 | 0 | 0 | 0 | 0 | 0 | 0 | 0 | 0 | 0 | 0 | 0
Industrial Sector Energy Related Emissions before CCS[hydrogen if,energy pipelines and gas processing 352T353,OC] | NoSettings | 0 | 0 | 0 | 0 | 0 | 0 | 0 | 0 | 0 | 0 | 0 | 0 | 0 | 0 | 0 | 0 | 0 | 0 | 0 | 0 | 0 | 0 | 0 | 0 | 0 | 0 | 0 | 0 | 0 | 0 | 0
Industrial Sector Energy Related Emissions before CCS[hydrogen if,energy pipelines and gas processing 352T353,CH4] | NoSettings | 0 | 0 | 0 | 0 | 0 | 0 | 0 | 0 | 0 | 0 | 0 | 0 | 0 | 0 | 0 | 0 | 0 | 0 | 0 | 0 | 0 | 0 | 0 | 0 | 0 | 0 | 0 | 0 | 0 | 0 | 0
Industrial Sector Energy Related Emissions before CCS[hydrogen if,energy pipelines and gas processing 352T353,N2O] | NoSettings | 0 | 0 | 0 | 0 | 0 | 0 | 0 | 0 | 0 | 0 | 0 | 0 | 0 | 0 | 0 | 0 | 0 | 0 | 0 | 0 | 0 | 0 | 0 | 0 | 0 | 0 | 0 | 0 | 0 | 0 | 0
Industrial Sector Energy Related Emissions before CCS[hydrogen if,energy pipelines and gas processing 352T353,F gases] | NoSettings | 0 | 0 | 0 | 0 | 0 | 0 | 0 | 0 | 0 | 0 | 0 | 0 | 0 | 0 | 0 | 0 | 0 | 0 | 0 | 0 | 0 | 0 | 0 | 0 | 0 | 0 | 0 | 0 | 0 | 0 | 0
Industrial Sector Energy Related Emissions before CCS[hydrogen if,water and waste 36T39,CO2] | NoSettings | 0 | 0 | 0 | 0 | 0 | 0 | 0 | 0 | 0 | 0 | 0 | 0 | 0 | 0 | 0 | 0 | 0 | 0 | 0 | 0 | 0 | 0 | 0 | 0 | 0 | 0 | 0 | 0 | 0 | 0 | 0
Industrial Sector Energy Related Emissions before CCS[hydrogen if,water and waste 36T39,VOC] | NoSettings | 0 | 0 | 0 | 0 | 0 | 0 | 0 | 0 | 0 | 0 | 0 | 0 | 0 | 0 | 0 | 0 | 0 | 0 | 0 | 0 | 0 | 0 | 0 | 0 | 0 | 0 | 0 | 0 | 0 | 0 | 0
Industrial Sector Energy Related Emissions before CCS[hydrogen if,water and waste 36T39,CO] | NoSettings | 0 | 0 | 0 | 0 | 0 | 0 | 0 | 0 | 0 | 0 | 0 | 0 | 0 | 0 | 0 | 0 | 0 | 0 | 0 | 0 | 0 | 0 | 0 | 0 | 0 | 0 | 0 | 0 | 0 | 0 | 0
Industrial Sector Energy Related Emissions before CCS[hydrogen if,water and waste 36T39,NOx] | NoSettings | 0 | 0 | 0 | 0 | 0 | 0 | 0 | 0 | 0 | 0 | 0 | 0 | 0 | 0 | 0 | 0 | 0 | 0 | 0 | 0 | 0 | 0 | 0 | 0 | 0 | 0 | 0 | 0 | 0 | 0 | 0
Industrial Sector Energy Related Emissions before CCS[hydrogen if,water and waste 36T39,PM10] | NoSettings | 0 | 0 | 0 | 0 | 0 | 0 | 0 | 0 | 0 | 0 | 0 | 0 | 0 | 0 | 0 | 0 | 0 | 0 | 0 | 0 | 0 | 0 | 0 | 0 | 0 | 0 | 0 | 0 | 0 | 0 | 0
Industrial Sector Energy Related Emissions before CCS[hydrogen if,water and waste 36T39,PM25] | NoSettings | 0 | 0 | 0 | 0 | 0 | 0 | 0 | 0 | 0 | 0 | 0 | 0 | 0 | 0 | 0 | 0 | 0 | 0 | 0 | 0 | 0 | 0 | 0 | 0 | 0 | 0 | 0 | 0 | 0 | 0 | 0
Industrial Sector Energy Related Emissions before CCS[hydrogen if,water and waste 36T39,SOx] | NoSettings | 0 | 0 | 0 | 0 | 0 | 0 | 0 | 0 | 0 | 0 | 0 | 0 | 0 | 0 | 0 | 0 | 0 | 0 | 0 | 0 | 0 | 0 | 0 | 0 | 0 | 0 | 0 | 0 | 0 | 0 | 0
Industrial Sector Energy Related Emissions before CCS[hydrogen if,water and waste 36T39,BC] | NoSettings | 0 | 0 | 0 | 0 | 0 | 0 | 0 | 0 | 0 | 0 | 0 | 0 | 0 | 0 | 0 | 0 | 0 | 0 | 0 | 0 | 0 | 0 | 0 | 0 | 0 | 0 | 0 | 0 | 0 | 0 | 0
Industrial Sector Energy Related Emissions before CCS[hydrogen if,water and waste 36T39,OC] | NoSettings | 0 | 0 | 0 | 0 | 0 | 0 | 0 | 0 | 0 | 0 | 0 | 0 | 0 | 0 | 0 | 0 | 0 | 0 | 0 | 0 | 0 | 0 | 0 | 0 | 0 | 0 | 0 | 0 | 0 | 0 | 0
Industrial Sector Energy Related Emissions before CCS[hydrogen if,water and waste 36T39,CH4] | NoSettings | 0 | 0 | 0 | 0 | 0 | 0 | 0 | 0 | 0 | 0 | 0 | 0 | 0 | 0 | 0 | 0 | 0 | 0 | 0 | 0 | 0 | 0 | 0 | 0 | 0 | 0 | 0 | 0 | 0 | 0 | 0
Industrial Sector Energy Related Emissions before CCS[hydrogen if,water and waste 36T39,N2O] | NoSettings | 0 | 0 | 0 | 0 | 0 | 0 | 0 | 0 | 0 | 0 | 0 | 0 | 0 | 0 | 0 | 0 | 0 | 0 | 0 | 0 | 0 | 0 | 0 | 0 | 0 | 0 | 0 | 0 | 0 | 0 | 0
Industrial Sector Energy Related Emissions before CCS[hydrogen if,water and waste 36T39,F gases] | NoSettings | 0 | 0 | 0 | 0 | 0 | 0 | 0 | 0 | 0 | 0 | 0 | 0 | 0 | 0 | 0 | 0 | 0 | 0 | 0 | 0 | 0 | 0 | 0 | 0 | 0 | 0 | 0 | 0 | 0 | 0 | 0
Industrial Sector Energy Related Emissions before CCS[hydrogen if,construction 41T43,CO2] | NoSettings | 0 | 0 | 0 | 0 | 0 | 0 | 0 | 0 | 0 | 0 | 0 | 0 | 0 | 0 | 0 | 0 | 0 | 0 | 0 | 0 | 0 | 0 | 0 | 0 | 0 | 0 | 0 | 0 | 0 | 0 | 0
Industrial Sector Energy Related Emissions before CCS[hydrogen if,construction 41T43,VOC] | NoSettings | 0 | 0 | 0 | 0 | 0 | 0 | 0 | 0 | 0 | 0 | 0 | 0 | 0 | 0 | 0 | 0 | 0 | 0 | 0 | 0 | 0 | 0 | 0 | 0 | 0 | 0 | 0 | 0 | 0 | 0 | 0
Industrial Sector Energy Related Emissions before CCS[hydrogen if,construction 41T43,CO] | NoSettings | 0 | 0 | 0 | 0 | 0 | 0 | 0 | 0 | 0 | 0 | 0 | 0 | 0 | 0 | 0 | 0 | 0 | 0 | 0 | 0 | 0 | 0 | 0 | 0 | 0 | 0 | 0 | 0 | 0 | 0 | 0
Industrial Sector Energy Related Emissions before CCS[hydrogen if,construction 41T43,NOx] | NoSettings | 0 | 0 | 0 | 0 | 0 | 0 | 0 | 0 | 0 | 0 | 0 | 0 | 0 | 0 | 0 | 0 | 0 | 0 | 0 | 0 | 0 | 0 | 0 | 0 | 0 | 0 | 0 | 0 | 0 | 0 | 0
Industrial Sector Energy Related Emissions before CCS[hydrogen if,construction 41T43,PM10] | NoSettings | 0 | 0 | 0 | 0 | 0 | 0 | 0 | 0 | 0 | 0 | 0 | 0 | 0 | 0 | 0 | 0 | 0 | 0 | 0 | 0 | 0 | 0 | 0 | 0 | 0 | 0 | 0 | 0 | 0 | 0 | 0
Industrial Sector Energy Related Emissions before CCS[hydrogen if,construction 41T43,PM25] | NoSettings | 0 | 0 | 0 | 0 | 0 | 0 | 0 | 0 | 0 | 0 | 0 | 0 | 0 | 0 | 0 | 0 | 0 | 0 | 0 | 0 | 0 | 0 | 0 | 0 | 0 | 0 | 0 | 0 | 0 | 0 | 0
Industrial Sector Energy Related Emissions before CCS[hydrogen if,construction 41T43,SOx] | NoSettings | 0 | 0 | 0 | 0 | 0 | 0 | 0 | 0 | 0 | 0 | 0 | 0 | 0 | 0 | 0 | 0 | 0 | 0 | 0 | 0 | 0 | 0 | 0 | 0 | 0 | 0 | 0 | 0 | 0 | 0 | 0
Industrial Sector Energy Related Emissions before CCS[hydrogen if,construction 41T43,BC] | NoSettings | 0 | 0 | 0 | 0 | 0 | 0 | 0 | 0 | 0 | 0 | 0 | 0 | 0 | 0 | 0 | 0 | 0 | 0 | 0 | 0 | 0 | 0 | 0 | 0 | 0 | 0 | 0 | 0 | 0 | 0 | 0
Industrial Sector Energy Related Emissions before CCS[hydrogen if,construction 41T43,OC] | NoSettings | 0 | 0 | 0 | 0 | 0 | 0 | 0 | 0 | 0 | 0 | 0 | 0 | 0 | 0 | 0 | 0 | 0 | 0 | 0 | 0 | 0 | 0 | 0 | 0 | 0 | 0 | 0 | 0 | 0 | 0 | 0
Industrial Sector Energy Related Emissions before CCS[hydrogen if,construction 41T43,CH4] | NoSettings | 0 | 0 | 0 | 0 | 0 | 0 | 0 | 0 | 0 | 0 | 0 | 0 | 0 | 0 | 0 | 0 | 0 | 0 | 0 | 0 | 0 | 0 | 0 | 0 | 0 | 0 | 0 | 0 | 0 | 0 | 0
Industrial Sector Energy Related Emissions before CCS[hydrogen if,construction 41T43,N2O] | NoSettings | 0 | 0 | 0 | 0 | 0 | 0 | 0 | 0 | 0 | 0 | 0 | 0 | 0 | 0 | 0 | 0 | 0 | 0 | 0 | 0 | 0 | 0 | 0 | 0 | 0 | 0 | 0 | 0 | 0 | 0 | 0
Industrial Sector Energy Related Emissions before CCS[hydrogen if,construction 41T43,F gases] | NoSettings | 0 | 0 | 0 | 0 | 0 | 0 | 0 | 0 | 0 | 0 | 0 | 0 | 0 | 0 | 0 | 0 | 0 | 0 | 0 | 0 | 0 | 0 | 0 | 0 | 0 | 0 | 0 | 0 | 0 | 0 | 0
Electricity Sector Pollutant Emissions[CO2,hard coal es] | NoSettings | 9920040000000 | 7932010000000 | 5954030000000 | 3966010000000 | 1988020000000 | 0 | 0 | 0 | 0 | 0 | 0 | 0 | 0 | 0 | 0 | 0 | 0 | 0 | 0 | 0 | 0 | 0 | 0 | 0 | 0 | 0 | 0 | 0 | 0 | 0 | 0
Electricity Sector Pollutant Emissions[CO2,natural gas nonpeaker es] | NoSettings | 41161700000000 | 39109100000000 | 39364600000000 | 39303300000000 | 39308300000000 | 39163700000000 | 38385900000000 | 37259200000000 | 36036600000000 | 34176900000000 | 31778700000000 | 27892000000000 | 28140400000000 | 27444100000000 | 26010100000000 | 23576600000000 | 18899000000000 | 15209800000000 | 13737300000000 | 11863300000000 | 10171000000000 | 8343870000000 | 5306340000000 | 2292160000000 | 321480000000 | 0 | 0 | 0 | 0 | 0 | 0
Electricity Sector Pollutant Emissions[CO2,nuclear es] | NoSettings | 0 | 0 | 0 | 0 | 0 | 0 | 0 | 0 | 0 | 0 | 0 | 0 | 0 | 0 | 0 | 0 | 0 | 0 | 0 | 0 | 0 | 0 | 0 | 0 | 0 | 0 | 0 | 0 | 0 | 0 | 0
Electricity Sector Pollutant Emissions[CO2,hydro es] | NoSettings | 0 | 0 | 0 | 0 | 0 | 0 | 0 | 0 | 0 | 0 | 0 | 0 | 0 | 0 | 0 | 0 | 0 | 0 | 0 | 0 | 0 | 0 | 0 | 0 | 0 | 0 | 0 | 0 | 0 | 0 | 0
Electricity Sector Pollutant Emissions[CO2,onshore wind es] | NoSettings | 0 | 0 | 0 | 0 | 0 | 0 | 0 | 0 | 0 | 0 | 0 | 0 | 0 | 0 | 0 | 0 | 0 | 0 | 0 | 0 | 0 | 0 | 0 | 0 | 0 | 0 | 0 | 0 | 0 | 0 | 0
Electricity Sector Pollutant Emissions[CO2,solar PV es] | NoSettings | 0 | 0 | 0 | 0 | 0 | 0 | 0 | 0 | 0 | 0 | 0 | 0 | 0 | 0 | 0 | 0 | 0 | 0 | 0 | 0 | 0 | 0 | 0 | 0 | 0 | 0 | 0 | 0 | 0 | 0 | 0
Electricity Sector Pollutant Emissions[CO2,solar thermal es] | NoSettings | 0 | 0 | 0 | 0 | 0 | 0 | 0 | 0 | 0 | 0 | 0 | 0 | 0 | 0 | 0 | 0 | 0 | 0 | 0 | 0 | 0 | 0 | 0 | 0 | 0 | 0 | 0 | 0 | 0 | 0 | 0
Electricity Sector Pollutant Emissions[CO2,biomass es] | NoSettings | 0 | 0 | 0 | 0 | 0 | 0 | 0 | 0 | 0 | 0 | 0 | 0 | 0 | 0 | 0 | 0 | 0 | 0 | 0 | 0 | 0 | 0 | 0 | 0 | 0 | 0 | 0 | 0 | 0 | 0 | 0
Electricity Sector Pollutant Emissions[CO2,geothermal es] | NoSettings | 0 | 0 | 0 | 0 | 0 | 0 | 0 | 0 | 0 | 0 | 0 | 0 | 0 | 0 | 0 | 0 | 0 | 0 | 0 | 0 | 0 | 0 | 0 | 0 | 0 | 0 | 0 | 0 | 0 | 0 | 0
Electricity Sector Pollutant Emissions[CO2,petroleum es] | NoSettings | 148542000000 | 142766000000 | 136989000000 | 131212000000 | 125436000000 | 119558000000 | 113781000000 | 108004000000 | 102228000000 | 95625700000 | 89849100000 | 84072500000 | 78130800000 | 72189100000 | 66247400000 | 60305700000 | 54364000000 | 48339800000 | 42398100000 | 36456400000 | 30514700000 | 24573000000 | 18631300000 | 12607100000 | 6681860000 | 723664000 | 723664000 | 723664000 | 723664000 | 723664000 | 723664000
Electricity Sector Pollutant Emissions[CO2,natural gas peaker es] | NoSettings | 6704500000000 | 6704500000000 | 6704500000000 | 6704500000000 | 6704500000000 | 6506350000000 | 6466720000000 | 6466720000000 | 6466720000000 | 6466720000000 | 6466720000000 | 6466720000000 | 6466720000000 | 6466720000000 | 6466720000000 | 6466720000000 | 6466720000000 | 6466720000000 | 6466720000000 | 6466720000000 | 6466720000000 | 6466720000000 | 6466720000000 | 6466720000000 | 6466720000000 | 6466720000000 | 6466720000000 | 6466720000000 | 6466720000000 | 6466720000000 | 6466720000000
Electricity Sector Pollutant Emissions[CO2,lignite es] | NoSettings | 0 | 0 | 0 | 0 | 0 | 0 | 0 | 0 | 0 | 0 | 0 | 0 | 0 | 0 | 0 | 0 | 0 | 0 | 0 | 0 | 0 | 0 | 0 | 0 | 0 | 0 | 0 | 0 | 0 | 0 | 0
Electricity Sector Pollutant Emissions[CO2,offshore wind es] | NoSettings | 0 | 0 | 0 | 0 | 0 | 0 | 0 | 0 | 0 | 0 | 0 | 0 | 0 | 0 | 0 | 0 | 0 | 0 | 0 | 0 | 0 | 0 | 0 | 0 | 0 | 0 | 0 | 0 | 0 | 0 | 0
Electricity Sector Pollutant Emissions[CO2,crude oil es] | NoSettings | 0 | 0 | 0 | 0 | 0 | 0 | 0 | 0 | 0 | 0 | 0 | 0 | 0 | 0 | 0 | 0 | 0 | 0 | 0 | 0 | 0 | 0 | 0 | 0 | 0 | 0 | 0 | 0 | 0 | 0 | 0
Electricity Sector Pollutant Emissions[CO2,heavy or residual fuel oil es] | NoSettings | 0 | 0 | 0 | 0 | 0 | 0 | 0 | 0 | 0 | 0 | 0 | 0 | 0 | 0 | 0 | 0 | 0 | 0 | 0 | 0 | 0 | 0 | 0 | 0 | 0 | 0 | 0 | 0 | 0 | 0 | 0
Electricity Sector Pollutant Emissions[CO2,municipal solid waste es] | NoSettings | 0 | 0 | 0 | 0 | 0 | 0 | 0 | 0 | 0 | 0 | 0 | 0 | 0 | 0 | 0 | 0 | 0 | 0 | 0 | 0 | 0 | 0 | 0 | 0 | 0 | 0 | 0 | 0 | 0 | 0 | 0
Electricity Sector Pollutant Emissions[VOC,hard coal es] | NoSettings | 87963500 | 70335200 | 52795900 | 35167600 | 17628300 | 0 | 0 | 0 | 0 | 0 | 0 | 0 | 0 | 0 | 0 | 0 | 0 | 0 | 0 | 0 | 0 | 0 | 0 | 0 | 0 | 0 | 0 | 0 | 0 | 0 | 0
Electricity Sector Pollutant Emissions[VOC,natural gas nonpeaker es] | NoSettings | 374691000 | 356006000 | 358332000 | 357774000 | 357820000 | 356503000 | 349423000 | 339166000 | 328038000 | 311109000 | 289278000 | 253898000 | 256160000 | 249821000 | 236767000 | 214615000 | 172036000 | 138453000 | 125049000 | 107990000 | 92585400 | 75953400 | 48303100 | 20865300 | 2926400 | 0 | 0 | 0 | 0 | 0 | 0
Electricity Sector Pollutant Emissions[VOC,nuclear es] | NoSettings | 0 | 0 | 0 | 0 | 0 | 0 | 0 | 0 | 0 | 0 | 0 | 0 | 0 | 0 | 0 | 0 | 0 | 0 | 0 | 0 | 0 | 0 | 0 | 0 | 0 | 0 | 0 | 0 | 0 | 0 | 0
Electricity Sector Pollutant Emissions[VOC,hydro es] | NoSettings | 0 | 0 | 0 | 0 | 0 | 0 | 0 | 0 | 0 | 0 | 0 | 0 | 0 | 0 | 0 | 0 | 0 | 0 | 0 | 0 | 0 | 0 | 0 | 0 | 0 | 0 | 0 | 0 | 0 | 0 | 0
Electricity Sector Pollutant Emissions[VOC,onshore wind es] | NoSettings | 0 | 0 | 0 | 0 | 0 | 0 | 0 | 0 | 0 | 0 | 0 | 0 | 0 | 0 | 0 | 0 | 0 | 0 | 0 | 0 | 0 | 0 | 0 | 0 | 0 | 0 | 0 | 0 | 0 | 0 | 0
Electricity Sector Pollutant Emissions[VOC,solar PV es] | NoSettings | 0 | 0 | 0 | 0 | 0 | 0 | 0 | 0 | 0 | 0 | 0 | 0 | 0 | 0 | 0 | 0 | 0 | 0 | 0 | 0 | 0 | 0 | 0 | 0 | 0 | 0 | 0 | 0 | 0 | 0 | 0
Electricity Sector Pollutant Emissions[VOC,solar thermal es] | NoSettings | 0 | 0 | 0 | 0 | 0 | 0 | 0 | 0 | 0 | 0 | 0 | 0 | 0 | 0 | 0 | 0 | 0 | 0 | 0 | 0 | 0 | 0 | 0 | 0 | 0 | 0 | 0 | 0 | 0 | 0 | 0
Electricity Sector Pollutant Emissions[VOC,biomass es] | NoSettings | 556319000 | 572570000 | 588822000 | 599448000 | 618824000 | 648202000 | 657577000 | 668828000 | 670078000 | 683830000 | 698206000 | 720708000 | 728208000 | 738209000 | 750085000 | 765711000 | 791338000 | 815090000 | 831967000 | 848218000 | 864469000 | 880721000 | 902597000 | 923849000 | 921836000 | 887675000 | 849165000 | 867311000 | 864037000 | 874270000 | 877511000
Electricity Sector Pollutant Emissions[VOC,geothermal es] | NoSettings | 0 | 0 | 0 | 0 | 0 | 0 | 0 | 0 | 0 | 0 | 0 | 0 | 0 | 0 | 0 | 0 | 0 | 0 | 0 | 0 | 0 | 0 | 0 | 0 | 0 | 0 | 0 | 0 | 0 | 0 | 0
Electricity Sector Pollutant Emissions[VOC,petroleum es] | NoSettings | 3184460 | 3060620 | 2936780 | 2812940 | 2689100 | 2563090 | 2439240 | 2315400 | 2191560 | 2050030 | 1926190 | 1802350 | 1674970 | 1547600 | 1420220 | 1292840 | 1165460 | 1036310 | 908933 | 781554 | 654176 | 526797 | 399419 | 270271 | 143246 | 15514 | 15514 | 15514 | 15514 | 15514 | 15514
Electricity Sector Pollutant Emissions[VOC,natural gas peaker es] | NoSettings | 1669930000 | 1669930000 | 1669930000 | 1669930000 | 1669930000 | 1620580000 | 1610710000 | 1610710000 | 1610710000 | 1610710000 | 1610710000 | 1610710000 | 1610710000 | 1610710000 | 1610710000 | 1610710000 | 1610710000 | 1610710000 | 1610710000 | 1610710000 | 1610710000 | 1610710000 | 1610710000 | 1610710000 | 1610710000 | 1610710000 | 1610710000 | 1610710000 | 1610710000 | 1610710000 | 1610710000
Electricity Sector Pollutant Emissions[VOC,lignite es] | NoSettings | 0 | 0 | 0 | 0 | 0 | 0 | 0 | 0 | 0 | 0 | 0 | 0 | 0 | 0 | 0 | 0 | 0 | 0 | 0 | 0 | 0 | 0 | 0 | 0 | 0 | 0 | 0 | 0 | 0 | 0 | 0
Electricity Sector Pollutant Emissions[VOC,offshore wind es] | NoSettings | 0 | 0 | 0 | 0 | 0 | 0 | 0 | 0 | 0 | 0 | 0 | 0 | 0 | 0 | 0 | 0 | 0 | 0 | 0 | 0 | 0 | 0 | 0 | 0 | 0 | 0 | 0 | 0 | 0 | 0 | 0
Electricity Sector Pollutant Emissions[VOC,crude oil es] | NoSettings | 0 | 0 | 0 | 0 | 0 | 0 | 0 | 0 | 0 | 0 | 0 | 0 | 0 | 0 | 0 | 0 | 0 | 0 | 0 | 0 | 0 | 0 | 0 | 0 | 0 | 0 | 0 | 0 | 0 | 0 | 0
Electricity Sector Pollutant Emissions[VOC,heavy or residual fuel oil es] | NoSettings | 0 | 0 | 0 | 0 | 0 | 0 | 0 | 0 | 0 | 0 | 0 | 0 | 0 | 0 | 0 | 0 | 0 | 0 | 0 | 0 | 0 | 0 | 0 | 0 | 0 | 0 | 0 | 0 | 0 | 0 | 0
Electricity Sector Pollutant Emissions[VOC,municipal solid waste es] | NoSettings | 0 | 0 | 0 | 0 | 0 | 0 | 0 | 0 | 0 | 0 | 0 | 0 | 0 | 0 | 0 | 0 | 0 | 0 | 0 | 0 | 0 | 0 | 0 | 0 | 0 | 0 | 0 | 0 | 0 | 0 | 0
Electricity Sector Pollutant Emissions[CO,hard coal es] | NoSettings | 573892000 | 458881000 | 344451000 | 229440000 | 115011000 | 0 | 0 | 0 | 0 | 0 | 0 | 0 | 0 | 0 | 0 | 0 | 0 | 0 | 0 | 0 | 0 | 0 | 0 | 0 | 0 | 0 | 0 | 0 | 0 | 0 | 0
Electricity Sector Pollutant Emissions[CO,natural gas nonpeaker es] | NoSettings | 9418480000 | 8948800000 | 9007280000 | 8993230000 | 8994390000 | 8961290000 | 8783330000 | 8525510000 | 8245770000 | 7820230000 | 7271490000 | 6382150000 | 6438990000 | 6279670000 | 5951530000 | 5394710000 | 4324410000 | 3480240000 | 3143320000 | 2714510000 | 2327290000 | 1909210000 | 1214180000 | 524484000 | 73559900 | 0 | 0 | 0 | 0 | 0 | 0
Electricity Sector Pollutant Emissions[CO,nuclear es] | NoSettings | 0 | 0 | 0 | 0 | 0 | 0 | 0 | 0 | 0 | 0 | 0 | 0 | 0 | 0 | 0 | 0 | 0 | 0 | 0 | 0 | 0 | 0 | 0 | 0 | 0 | 0 | 0 | 0 | 0 | 0 | 0
Electricity Sector Pollutant Emissions[CO,hydro es] | NoSettings | 0 | 0 | 0 | 0 | 0 | 0 | 0 | 0 | 0 | 0 | 0 | 0 | 0 | 0 | 0 | 0 | 0 | 0 | 0 | 0 | 0 | 0 | 0 | 0 | 0 | 0 | 0 | 0 | 0 | 0 | 0
Electricity Sector Pollutant Emissions[CO,onshore wind es] | NoSettings | 0 | 0 | 0 | 0 | 0 | 0 | 0 | 0 | 0 | 0 | 0 | 0 | 0 | 0 | 0 | 0 | 0 | 0 | 0 | 0 | 0 | 0 | 0 | 0 | 0 | 0 | 0 | 0 | 0 | 0 | 0
Electricity Sector Pollutant Emissions[CO,solar PV es] | NoSettings | 0 | 0 | 0 | 0 | 0 | 0 | 0 | 0 | 0 | 0 | 0 | 0 | 0 | 0 | 0 | 0 | 0 | 0 | 0 | 0 | 0 | 0 | 0 | 0 | 0 | 0 | 0 | 0 | 0 | 0 | 0
Electricity Sector Pollutant Emissions[CO,solar thermal es] | NoSettings | 0 | 0 | 0 | 0 | 0 | 0 | 0 | 0 | 0 | 0 | 0 | 0 | 0 | 0 | 0 | 0 | 0 | 0 | 0 | 0 | 0 | 0 | 0 | 0 | 0 | 0 | 0 | 0 | 0 | 0 | 0
Electricity Sector Pollutant Emissions[CO,biomass es] | NoSettings | 19605100000 | 20177800000 | 20750500000 | 21125000000 | 21807800000 | 22843100000 | 23173500000 | 23570000000 | 23614100000 | 24098700000 | 24605300000 | 25398300000 | 25662600000 | 26015000000 | 26433600000 | 26984200000 | 27887400000 | 28724400000 | 29319100000 | 29891800000 | 30464600000 | 31037300000 | 31808200000 | 32557100000 | 32486200000 | 31282300000 | 29925200000 | 30564700000 | 30449300000 | 30810000000 | 30924200000
Electricity Sector Pollutant Emissions[CO,geothermal es] | NoSettings | 0 | 0 | 0 | 0 | 0 | 0 | 0 | 0 | 0 | 0 | 0 | 0 | 0 | 0 | 0 | 0 | 0 | 0 | 0 | 0 | 0 | 0 | 0 | 0 | 0 | 0 | 0 | 0 | 0 | 0 | 0
Electricity Sector Pollutant Emissions[CO,petroleum es] | NoSettings | 23946800 | 23015500 | 22084200 | 21153000 | 20221700 | 19274100 | 18342800 | 17411600 | 16480300 | 15416000 | 14484700 | 13553500 | 12595600 | 11637700 | 10679900 | 9721980 | 8764110 | 7792930 | 6835060 | 5877190 | 4919320 | 3961450 | 3003580 | 2032410 | 1077190 | 116663 | 116663 | 116663 | 116663 | 116663 | 116663
Electricity Sector Pollutant Emissions[CO,natural gas peaker es] | NoSettings | 5668240000 | 5668240000 | 5668240000 | 5668240000 | 5668240000 | 5500720000 | 5467220000 | 5467220000 | 5467220000 | 5467220000 | 5467220000 | 5467220000 | 5467220000 | 5467220000 | 5467220000 | 5467220000 | 5467220000 | 5467220000 | 5467220000 | 5467220000 | 5467220000 | 5467220000 | 5467220000 | 5467220000 | 5467220000 | 5467220000 | 5467220000 | 5467220000 | 5467220000 | 5467220000 | 5467220000
Electricity Sector Pollutant Emissions[CO,lignite es] | NoSettings | 0 | 0 | 0 | 0 | 0 | 0 | 0 | 0 | 0 | 0 | 0 | 0 | 0 | 0 | 0 | 0 | 0 | 0 | 0 | 0 | 0 | 0 | 0 | 0 | 0 | 0 | 0 | 0 | 0 | 0 | 0
Electricity Sector Pollutant Emissions[CO,offshore wind es] | NoSettings | 0 | 0 | 0 | 0 | 0 | 0 | 0 | 0 | 0 | 0 | 0 | 0 | 0 | 0 | 0 | 0 | 0 | 0 | 0 | 0 | 0 | 0 | 0 | 0 | 0 | 0 | 0 | 0 | 0 | 0 | 0
Electricity Sector Pollutant Emissions[CO,crude oil es] | NoSettings | 0 | 0 | 0 | 0 | 0 | 0 | 0 | 0 | 0 | 0 | 0 | 0 | 0 | 0 | 0 | 0 | 0 | 0 | 0 | 0 | 0 | 0 | 0 | 0 | 0 | 0 | 0 | 0 | 0 | 0 | 0
Electricity Sector Pollutant Emissions[CO,heavy or residual fuel oil es] | NoSettings | 0 | 0 | 0 | 0 | 0 | 0 | 0 | 0 | 0 | 0 | 0 | 0 | 0 | 0 | 0 | 0 | 0 | 0 | 0 | 0 | 0 | 0 | 0 | 0 | 0 | 0 | 0 | 0 | 0 | 0 | 0
Electricity Sector Pollutant Emissions[CO,municipal solid waste es] | NoSettings | 0 | 0 | 0 | 0 | 0 | 0 | 0 | 0 | 0 | 0 | 0 | 0 | 0 | 0 | 0 | 0 | 0 | 0 | 0 | 0 | 0 | 0 | 0 | 0 | 0 | 0 | 0 | 0 | 0 | 0 | 0
Electricity Sector Pollutant Emissions[NOx,hard coal es] | NoSettings | 3724270000 | 2977910000 | 2235320000 | 1488950000 | 746362000 | 0 | 0 | 0 | 0 | 0 | 0 | 0 | 0 | 0 | 0 | 0 | 0 | 0 | 0 | 0 | 0 | 0 | 0 | 0 | 0 | 0 | 0 | 0 | 0 | 0 | 0
Electricity Sector Pollutant Emissions[NOx,natural gas nonpeaker es] | NoSettings | 11247700000 | 10686800000 | 10756700000 | 10739900000 | 10741300000 | 10701700000 | 10489200000 | 10181300000 | 9847250000 | 9339060000 | 8683740000 | 7621680000 | 7689560000 | 7499290000 | 7107430000 | 6442460000 | 5164290000 | 4156170000 | 3753810000 | 3241720000 | 2779290000 | 2280020000 | 1449990000 | 626348000 | 87846500 | 0 | 0 | 0 | 0 | 0 | 0
Electricity Sector Pollutant Emissions[NOx,nuclear es] | NoSettings | 0 | 0 | 0 | 0 | 0 | 0 | 0 | 0 | 0 | 0 | 0 | 0 | 0 | 0 | 0 | 0 | 0 | 0 | 0 | 0 | 0 | 0 | 0 | 0 | 0 | 0 | 0 | 0 | 0 | 0 | 0
Electricity Sector Pollutant Emissions[NOx,hydro es] | NoSettings | 0 | 0 | 0 | 0 | 0 | 0 | 0 | 0 | 0 | 0 | 0 | 0 | 0 | 0 | 0 | 0 | 0 | 0 | 0 | 0 | 0 | 0 | 0 | 0 | 0 | 0 | 0 | 0 | 0 | 0 | 0
Electricity Sector Pollutant Emissions[NOx,onshore wind es] | NoSettings | 0 | 0 | 0 | 0 | 0 | 0 | 0 | 0 | 0 | 0 | 0 | 0 | 0 | 0 | 0 | 0 | 0 | 0 | 0 | 0 | 0 | 0 | 0 | 0 | 0 | 0 | 0 | 0 | 0 | 0 | 0
Electricity Sector Pollutant Emissions[NOx,solar PV es] | NoSettings | 0 | 0 | 0 | 0 | 0 | 0 | 0 | 0 | 0 | 0 | 0 | 0 | 0 | 0 | 0 | 0 | 0 | 0 | 0 | 0 | 0 | 0 | 0 | 0 | 0 | 0 | 0 | 0 | 0 | 0 | 0
Electricity Sector Pollutant Emissions[NOx,solar thermal es] | NoSettings | 0 | 0 | 0 | 0 | 0 | 0 | 0 | 0 | 0 | 0 | 0 | 0 | 0 | 0 | 0 | 0 | 0 | 0 | 0 | 0 | 0 | 0 | 0 | 0 | 0 | 0 | 0 | 0 | 0 | 0 | 0
Electricity Sector Pollutant Emissions[NOx,biomass es] | NoSettings | 3821180000 | 3932800000 | 4044430000 | 4117410000 | 4250500000 | 4452290000 | 4516690000 | 4593960000 | 4602550000 | 4697000000 | 4795750000 | 4950310000 | 5001830000 | 5070520000 | 5152090000 | 5259420000 | 5435450000 | 5598590000 | 5714510000 | 5826130000 | 5937760000 | 6049380000 | 6199650000 | 6345620000 | 6331790000 | 6097150000 | 5832640000 | 5957280000 | 5934790000 | 6005080000 | 6027340000
Electricity Sector Pollutant Emissions[NOx,geothermal es] | NoSettings | 0 | 0 | 0 | 0 | 0 | 0 | 0 | 0 | 0 | 0 | 0 | 0 | 0 | 0 | 0 | 0 | 0 | 0 | 0 | 0 | 0 | 0 | 0 | 0 | 0 | 0 | 0 | 0 | 0 | 0 | 0
Electricity Sector Pollutant Emissions[NOx,petroleum es] | NoSettings | 748183000 | 719087000 | 689991000 | 660895000 | 631799000 | 602191000 | 573095000 | 543999000 | 514903000 | 481651000 | 452555000 | 423459000 | 393531000 | 363604000 | 333677000 | 303749000 | 273822000 | 243479000 | 213552000 | 183625000 | 153697000 | 123770000 | 93842600 | 63499600 | 33655400 | 3644970 | 3644970 | 3644970 | 3644970 | 3644970 | 3644970
Electricity Sector Pollutant Emissions[NOx,natural gas peaker es] | NoSettings | 4742170000 | 4742170000 | 4742170000 | 4742170000 | 4742170000 | 4602020000 | 4573990000 | 4573990000 | 4573990000 | 4573990000 | 4573990000 | 4573990000 | 4573990000 | 4573990000 | 4573990000 | 4573990000 | 4573990000 | 4573990000 | 4573990000 | 4573990000 | 4573990000 | 4573990000 | 4573990000 | 4573990000 | 4573990000 | 4573990000 | 4573990000 | 4573990000 | 4573990000 | 4573990000 | 4573990000
Electricity Sector Pollutant Emissions[NOx,lignite es] | NoSettings | 0 | 0 | 0 | 0 | 0 | 0 | 0 | 0 | 0 | 0 | 0 | 0 | 0 | 0 | 0 | 0 | 0 | 0 | 0 | 0 | 0 | 0 | 0 | 0 | 0 | 0 | 0 | 0 | 0 | 0 | 0
Electricity Sector Pollutant Emissions[NOx,offshore wind es] | NoSettings | 0 | 0 | 0 | 0 | 0 | 0 | 0 | 0 | 0 | 0 | 0 | 0 | 0 | 0 | 0 | 0 | 0 | 0 | 0 | 0 | 0 | 0 | 0 | 0 | 0 | 0 | 0 | 0 | 0 | 0 | 0
Electricity Sector Pollutant Emissions[NOx,crude oil es] | NoSettings | 0 | 0 | 0 | 0 | 0 | 0 | 0 | 0 | 0 | 0 | 0 | 0 | 0 | 0 | 0 | 0 | 0 | 0 | 0 | 0 | 0 | 0 | 0 | 0 | 0 | 0 | 0 | 0 | 0 | 0 | 0
Electricity Sector Pollutant Emissions[NOx,heavy or residual fuel oil es] | NoSettings | 0 | 0 | 0 | 0 | 0 | 0 | 0 | 0 | 0 | 0 | 0 | 0 | 0 | 0 | 0 | 0 | 0 | 0 | 0 | 0 | 0 | 0 | 0 | 0 | 0 | 0 | 0 | 0 | 0 | 0 | 0
Electricity Sector Pollutant Emissions[NOx,municipal solid waste es] | NoSettings | 0 | 0 | 0 | 0 | 0 | 0 | 0 | 0 | 0 | 0 | 0 | 0 | 0 | 0 | 0 | 0 | 0 | 0 | 0 | 0 | 0 | 0 | 0 | 0 | 0 | 0 | 0 | 0 | 0 | 0 | 0
Electricity Sector Pollutant Emissions[PM10,hard coal es] | NoSettings | 630595000 | 504221000 | 378485000 | 252110000 | 126374000 | 0 | 0 | 0 | 0 | 0 | 0 | 0 | 0 | 0 | 0 | 0 | 0 | 0 | 0 | 0 | 0 | 0 | 0 | 0 | 0 | 0 | 0 | 0 | 0 | 0 | 0
Electricity Sector Pollutant Emissions[PM10,natural gas nonpeaker es] | NoSettings | 282376000 | 268294000 | 270048000 | 269627000 | 269661000 | 268669000 | 263333000 | 255604000 | 247217000 | 234459000 | 218007000 | 191344000 | 193048000 | 188271000 | 178433000 | 161739000 | 129650000 | 104341000 | 94240000 | 81383900 | 69774500 | 57240200 | 36402300 | 15724600 | 2205400 | 0 | 0 | 0 | 0 | 0 | 0
Electricity Sector Pollutant Emissions[PM10,nuclear es] | NoSettings | 0 | 0 | 0 | 0 | 0 | 0 | 0 | 0 | 0 | 0 | 0 | 0 | 0 | 0 | 0 | 0 | 0 | 0 | 0 | 0 | 0 | 0 | 0 | 0 | 0 | 0 | 0 | 0 | 0 | 0 | 0
Electricity Sector Pollutant Emissions[PM10,hydro es] | NoSettings | 0 | 0 | 0 | 0 | 0 | 0 | 0 | 0 | 0 | 0 | 0 | 0 | 0 | 0 | 0 | 0 | 0 | 0 | 0 | 0 | 0 | 0 | 0 | 0 | 0 | 0 | 0 | 0 | 0 | 0 | 0
Electricity Sector Pollutant Emissions[PM10,onshore wind es] | NoSettings | 0 | 0 | 0 | 0 | 0 | 0 | 0 | 0 | 0 | 0 | 0 | 0 | 0 | 0 | 0 | 0 | 0 | 0 | 0 | 0 | 0 | 0 | 0 | 0 | 0 | 0 | 0 | 0 | 0 | 0 | 0
Electricity Sector Pollutant Emissions[PM10,solar PV es] | NoSettings | 0 | 0 | 0 | 0 | 0 | 0 | 0 | 0 | 0 | 0 | 0 | 0 | 0 | 0 | 0 | 0 | 0 | 0 | 0 | 0 | 0 | 0 | 0 | 0 | 0 | 0 | 0 | 0 | 0 | 0 | 0
Electricity Sector Pollutant Emissions[PM10,solar thermal es] | NoSettings | 0 | 0 | 0 | 0 | 0 | 0 | 0 | 0 | 0 | 0 | 0 | 0 | 0 | 0 | 0 | 0 | 0 | 0 | 0 | 0 | 0 | 0 | 0 | 0 | 0 | 0 | 0 | 0 | 0 | 0 | 0
Electricity Sector Pollutant Emissions[PM10,biomass es] | NoSettings | 8672950000 | 8926310000 | 9179660000 | 9345320000 | 9647400000 | 10105400000 | 10251600000 | 10427000000 | 10446400000 | 10660800000 | 10884900000 | 11235700000 | 11352700000 | 11508600000 | 11693700000 | 11937300000 | 12336900000 | 12707200000 | 12970300000 | 13223600000 | 13477000000 | 13730300000 | 14071400000 | 14402700000 | 14371300000 | 13838700000 | 13238400000 | 13521300000 | 13470200000 | 13629800000 | 13680300000
Electricity Sector Pollutant Emissions[PM10,geothermal es] | NoSettings | 0 | 0 | 0 | 0 | 0 | 0 | 0 | 0 | 0 | 0 | 0 | 0 | 0 | 0 | 0 | 0 | 0 | 0 | 0 | 0 | 0 | 0 | 0 | 0 | 0 | 0 | 0 | 0 | 0 | 0 | 0
Electricity Sector Pollutant Emissions[PM10,petroleum es] | NoSettings | 30250400 | 29074000 | 27897600 | 26721200 | 25544800 | 24347700 | 23171300 | 21994900 | 20818500 | 19474000 | 18297600 | 17121200 | 15911200 | 14701200 | 13491200 | 12281200 | 11071100 | 9844320 | 8634300 | 7424280 | 6214270 | 5004250 | 3794230 | 2567410 | 1360750 | 147373 | 147373 | 147373 | 147373 | 147373 | 147373
Electricity Sector Pollutant Emissions[PM10,natural gas peaker es] | NoSettings | 1920500000 | 1920500000 | 1920500000 | 1920500000 | 1920500000 | 1863740000 | 1852390000 | 1852390000 | 1852390000 | 1852390000 | 1852390000 | 1852390000 | 1852390000 | 1852390000 | 1852390000 | 1852390000 | 1852390000 | 1852390000 | 1852390000 | 1852390000 | 1852390000 | 1852390000 | 1852390000 | 1852390000 | 1852390000 | 1852390000 | 1852390000 | 1852390000 | 1852390000 | 1852390000 | 1852390000
Electricity Sector Pollutant Emissions[PM10,lignite es] | NoSettings | 0 | 0 | 0 | 0 | 0 | 0 | 0 | 0 | 0 | 0 | 0 | 0 | 0 | 0 | 0 | 0 | 0 | 0 | 0 | 0 | 0 | 0 | 0 | 0 | 0 | 0 | 0 | 0 | 0 | 0 | 0
Electricity Sector Pollutant Emissions[PM10,offshore wind es] | NoSettings | 0 | 0 | 0 | 0 | 0 | 0 | 0 | 0 | 0 | 0 | 0 | 0 | 0 | 0 | 0 | 0 | 0 | 0 | 0 | 0 | 0 | 0 | 0 | 0 | 0 | 0 | 0 | 0 | 0 | 0 | 0
Electricity Sector Pollutant Emissions[PM10,crude oil es] | NoSettings | 0 | 0 | 0 | 0 | 0 | 0 | 0 | 0 | 0 | 0 | 0 | 0 | 0 | 0 | 0 | 0 | 0 | 0 | 0 | 0 | 0 | 0 | 0 | 0 | 0 | 0 | 0 | 0 | 0 | 0 | 0
Electricity Sector Pollutant Emissions[PM10,heavy or residual fuel oil es] | NoSettings | 0 | 0 | 0 | 0 | 0 | 0 | 0 | 0 | 0 | 0 | 0 | 0 | 0 | 0 | 0 | 0 | 0 | 0 | 0 | 0 | 0 | 0 | 0 | 0 | 0 | 0 | 0 | 0 | 0 | 0 | 0
Electricity Sector Pollutant Emissions[PM10,municipal solid waste es] | NoSettings | 0 | 0 | 0 | 0 | 0 | 0 | 0 | 0 | 0 | 0 | 0 | 0 | 0 | 0 | 0 | 0 | 0 | 0 | 0 | 0 | 0 | 0 | 0 | 0 | 0 | 0 | 0 | 0 | 0 | 0 | 0
Electricity Sector Pollutant Emissions[PM25,hard coal es] | NoSettings | 442310000 | 353669000 | 265475000 | 176834000 | 88641000 | 0 | 0 | 0 | 0 | 0 | 0 | 0 | 0 | 0 | 0 | 0 | 0 | 0 | 0 | 0 | 0 | 0 | 0 | 0 | 0 | 0 | 0 | 0 | 0 | 0 | 0
Electricity Sector Pollutant Emissions[PM25,natural gas nonpeaker es] | NoSettings | 282376000 | 268294000 | 270048000 | 269627000 | 269661000 | 268669000 | 263333000 | 255604000 | 247217000 | 234459000 | 218007000 | 191344000 | 193048000 | 188271000 | 178433000 | 161739000 | 129650000 | 104341000 | 94240000 | 81383900 | 69774500 | 57240200 | 36402300 | 15724600 | 2205400 | 0 | 0 | 0 | 0 | 0 | 0
Electricity Sector Pollutant Emissions[PM25,nuclear es] | NoSettings | 0 | 0 | 0 | 0 | 0 | 0 | 0 | 0 | 0 | 0 | 0 | 0 | 0 | 0 | 0 | 0 | 0 | 0 | 0 | 0 | 0 | 0 | 0 | 0 | 0 | 0 | 0 | 0 | 0 | 0 | 0
Electricity Sector Pollutant Emissions[PM25,hydro es] | NoSettings | 0 | 0 | 0 | 0 | 0 | 0 | 0 | 0 | 0 | 0 | 0 | 0 | 0 | 0 | 0 | 0 | 0 | 0 | 0 | 0 | 0 | 0 | 0 | 0 | 0 | 0 | 0 | 0 | 0 | 0 | 0
Electricity Sector Pollutant Emissions[PM25,onshore wind es] | NoSettings | 0 | 0 | 0 | 0 | 0 | 0 | 0 | 0 | 0 | 0 | 0 | 0 | 0 | 0 | 0 | 0 | 0 | 0 | 0 | 0 | 0 | 0 | 0 | 0 | 0 | 0 | 0 | 0 | 0 | 0 | 0
Electricity Sector Pollutant Emissions[PM25,solar PV es] | NoSettings | 0 | 0 | 0 | 0 | 0 | 0 | 0 | 0 | 0 | 0 | 0 | 0 | 0 | 0 | 0 | 0 | 0 | 0 | 0 | 0 | 0 | 0 | 0 | 0 | 0 | 0 | 0 | 0 | 0 | 0 | 0
Electricity Sector Pollutant Emissions[PM25,solar thermal es] | NoSettings | 0 | 0 | 0 | 0 | 0 | 0 | 0 | 0 | 0 | 0 | 0 | 0 | 0 | 0 | 0 | 0 | 0 | 0 | 0 | 0 | 0 | 0 | 0 | 0 | 0 | 0 | 0 | 0 | 0 | 0 | 0
Electricity Sector Pollutant Emissions[PM25,biomass es] | NoSettings | 2528020000 | 2601870000 | 2675720000 | 2724010000 | 2812060000 | 2945550000 | 2988160000 | 3039290000 | 3044970000 | 3107450000 | 3172780000 | 3275030000 | 3309120000 | 3354560000 | 3408530000 | 3479540000 | 3595990000 | 3703930000 | 3780620000 | 3854470000 | 3928320000 | 4002160000 | 4101580000 | 4198150000 | 4189000000 | 4033770000 | 3858770000 | 3941230000 | 3926350000 | 3972850000 | 3987580000
Electricity Sector Pollutant Emissions[PM25,geothermal es] | NoSettings | 0 | 0 | 0 | 0 | 0 | 0 | 0 | 0 | 0 | 0 | 0 | 0 | 0 | 0 | 0 | 0 | 0 | 0 | 0 | 0 | 0 | 0 | 0 | 0 | 0 | 0 | 0 | 0 | 0 | 0 | 0
Electricity Sector Pollutant Emissions[PM25,petroleum es] | NoSettings | 21587100 | 20747600 | 19908100 | 19068600 | 18229100 | 17374900 | 16535400 | 15695900 | 14856400 | 13896900 | 13057400 | 12217900 | 11354400 | 10491000 | 9627480 | 8764000 | 7900510 | 7025030 | 6161550 | 5298070 | 4434580 | 3571100 | 2707610 | 1832140 | 971050 | 105167 | 105167 | 105167 | 105167 | 105167 | 105167
Electricity Sector Pollutant Emissions[PM25,natural gas peaker es] | NoSettings | 1920500000 | 1920500000 | 1920500000 | 1920500000 | 1920500000 | 1863740000 | 1852390000 | 1852390000 | 1852390000 | 1852390000 | 1852390000 | 1852390000 | 1852390000 | 1852390000 | 1852390000 | 1852390000 | 1852390000 | 1852390000 | 1852390000 | 1852390000 | 1852390000 | 1852390000 | 1852390000 | 1852390000 | 1852390000 | 1852390000 | 1852390000 | 1852390000 | 1852390000 | 1852390000 | 1852390000
Electricity Sector Pollutant Emissions[PM25,lignite es] | NoSettings | 0 | 0 | 0 | 0 | 0 | 0 | 0 | 0 | 0 | 0 | 0 | 0 | 0 | 0 | 0 | 0 | 0 | 0 | 0 | 0 | 0 | 0 | 0 | 0 | 0 | 0 | 0 | 0 | 0 | 0 | 0
Electricity Sector Pollutant Emissions[PM25,offshore wind es] | NoSettings | 0 | 0 | 0 | 0 | 0 | 0 | 0 | 0 | 0 | 0 | 0 | 0 | 0 | 0 | 0 | 0 | 0 | 0 | 0 | 0 | 0 | 0 | 0 | 0 | 0 | 0 | 0 | 0 | 0 | 0 | 0
Electricity Sector Pollutant Emissions[PM25,crude oil es] | NoSettings | 0 | 0 | 0 | 0 | 0 | 0 | 0 | 0 | 0 | 0 | 0 | 0 | 0 | 0 | 0 | 0 | 0 | 0 | 0 | 0 | 0 | 0 | 0 | 0 | 0 | 0 | 0 | 0 | 0 | 0 | 0
Electricity Sector Pollutant Emissions[PM25,heavy or residual fuel oil es] | NoSettings | 0 | 0 | 0 | 0 | 0 | 0 | 0 | 0 | 0 | 0 | 0 | 0 | 0 | 0 | 0 | 0 | 0 | 0 | 0 | 0 | 0 | 0 | 0 | 0 | 0 | 0 | 0 | 0 | 0 | 0 | 0
Electricity Sector Pollutant Emissions[PM25,municipal solid waste es] | NoSettings | 0 | 0 | 0 | 0 | 0 | 0 | 0 | 0 | 0 | 0 | 0 | 0 | 0 | 0 | 0 | 0 | 0 | 0 | 0 | 0 | 0 | 0 | 0 | 0 | 0 | 0 | 0 | 0 | 0 | 0 | 0
Electricity Sector Pollutant Emissions[SOx,hard coal es] | NoSettings | 24157200000 | 19316000000 | 14499200000 | 9658010000 | 4841230000 | 0 | 0 | 0 | 0 | 0 | 0 | 0 | 0 | 0 | 0 | 0 | 0 | 0 | 0 | 0 | 0 | 0 | 0 | 0 | 0 | 0 | 0 | 0 | 0 | 0 | 0
Electricity Sector Pollutant Emissions[SOx,natural gas nonpeaker es] | NoSettings | 588800000 | 559438000 | 563094000 | 562216000 | 562288000 | 560219000 | 549094000 | 532976000 | 515488000 | 488885000 | 454580000 | 398983000 | 402536000 | 392576000 | 372063000 | 337253000 | 270343000 | 217569000 | 196506000 | 169699000 | 145491000 | 119355000 | 75904900 | 32788300 | 4598630 | 0 | 0 | 0 | 0 | 0 | 0
Electricity Sector Pollutant Emissions[SOx,nuclear es] | NoSettings | 0 | 0 | 0 | 0 | 0 | 0 | 0 | 0 | 0 | 0 | 0 | 0 | 0 | 0 | 0 | 0 | 0 | 0 | 0 | 0 | 0 | 0 | 0 | 0 | 0 | 0 | 0 | 0 | 0 | 0 | 0
Electricity Sector Pollutant Emissions[SOx,hydro es] | NoSettings | 0 | 0 | 0 | 0 | 0 | 0 | 0 | 0 | 0 | 0 | 0 | 0 | 0 | 0 | 0 | 0 | 0 | 0 | 0 | 0 | 0 | 0 | 0 | 0 | 0 | 0 | 0 | 0 | 0 | 0 | 0
Electricity Sector Pollutant Emissions[SOx,onshore wind es] | NoSettings | 0 | 0 | 0 | 0 | 0 | 0 | 0 | 0 | 0 | 0 | 0 | 0 | 0 | 0 | 0 | 0 | 0 | 0 | 0 | 0 | 0 | 0 | 0 | 0 | 0 | 0 | 0 | 0 | 0 | 0 | 0
Electricity Sector Pollutant Emissions[SOx,solar PV es] | NoSettings | 0 | 0 | 0 | 0 | 0 | 0 | 0 | 0 | 0 | 0 | 0 | 0 | 0 | 0 | 0 | 0 | 0 | 0 | 0 | 0 | 0 | 0 | 0 | 0 | 0 | 0 | 0 | 0 | 0 | 0 | 0
Electricity Sector Pollutant Emissions[SOx,solar thermal es] | NoSettings | 0 | 0 | 0 | 0 | 0 | 0 | 0 | 0 | 0 | 0 | 0 | 0 | 0 | 0 | 0 | 0 | 0 | 0 | 0 | 0 | 0 | 0 | 0 | 0 | 0 | 0 | 0 | 0 | 0 | 0 | 0
Electricity Sector Pollutant Emissions[SOx,biomass es] | NoSettings | 0 | 0 | 0 | 0 | 0 | 0 | 0 | 0 | 0 | 0 | 0 | 0 | 0 | 0 | 0 | 0 | 0 | 0 | 0 | 0 | 0 | 0 | 0 | 0 | 0 | 0 | 0 | 0 | 0 | 0 | 0
Electricity Sector Pollutant Emissions[SOx,geothermal es] | NoSettings | 0 | 0 | 0 | 0 | 0 | 0 | 0 | 0 | 0 | 0 | 0 | 0 | 0 | 0 | 0 | 0 | 0 | 0 | 0 | 0 | 0 | 0 | 0 | 0 | 0 | 0 | 0 | 0 | 0 | 0 | 0
Electricity Sector Pollutant Emissions[SOx,petroleum es] | NoSettings | 542465000 | 521369000 | 500273000 | 479177000 | 458081000 | 436614000 | 415519000 | 394423000 | 373327000 | 349217000 | 328121000 | 307026000 | 285327000 | 263628000 | 241930000 | 220231000 | 198533000 | 176533000 | 154834000 | 133136000 | 111437000 | 89738500 | 68039900 | 46039900 | 24401600 | 2642760 | 2642760 | 2642760 | 2642760 | 2642760 | 2642760
Electricity Sector Pollutant Emissions[SOx,natural gas peaker es] | NoSettings | 1723510000 | 1723510000 | 1723510000 | 1723510000 | 1723510000 | 1672570000 | 1662380000 | 1662380000 | 1662380000 | 1662380000 | 1662380000 | 1662380000 | 1662380000 | 1662380000 | 1662380000 | 1662380000 | 1662380000 | 1662380000 | 1662380000 | 1662380000 | 1662380000 | 1662380000 | 1662380000 | 1662380000 | 1662380000 | 1662380000 | 1662380000 | 1662380000 | 1662380000 | 1662380000 | 1662380000
Electricity Sector Pollutant Emissions[SOx,lignite es] | NoSettings | 0 | 0 | 0 | 0 | 0 | 0 | 0 | 0 | 0 | 0 | 0 | 0 | 0 | 0 | 0 | 0 | 0 | 0 | 0 | 0 | 0 | 0 | 0 | 0 | 0 | 0 | 0 | 0 | 0 | 0 | 0
Electricity Sector Pollutant Emissions[SOx,offshore wind es] | NoSettings | 0 | 0 | 0 | 0 | 0 | 0 | 0 | 0 | 0 | 0 | 0 | 0 | 0 | 0 | 0 | 0 | 0 | 0 | 0 | 0 | 0 | 0 | 0 | 0 | 0 | 0 | 0 | 0 | 0 | 0 | 0
Electricity Sector Pollutant Emissions[SOx,crude oil es] | NoSettings | 0 | 0 | 0 | 0 | 0 | 0 | 0 | 0 | 0 | 0 | 0 | 0 | 0 | 0 | 0 | 0 | 0 | 0 | 0 | 0 | 0 | 0 | 0 | 0 | 0 | 0 | 0 | 0 | 0 | 0 | 0
Electricity Sector Pollutant Emissions[SOx,heavy or residual fuel oil es] | NoSettings | 0 | 0 | 0 | 0 | 0 | 0 | 0 | 0 | 0 | 0 | 0 | 0 | 0 | 0 | 0 | 0 | 0 | 0 | 0 | 0 | 0 | 0 | 0 | 0 | 0 | 0 | 0 | 0 | 0 | 0 | 0
Electricity Sector Pollutant Emissions[SOx,municipal solid waste es] | NoSettings | 0 | 0 | 0 | 0 | 0 | 0 | 0 | 0 | 0 | 0 | 0 | 0 | 0 | 0 | 0 | 0 | 0 | 0 | 0 | 0 | 0 | 0 | 0 | 0 | 0 | 0 | 0 | 0 | 0 | 0 | 0
Electricity Sector Pollutant Emissions[BC,hard coal es] | NoSettings | 19005100 | 15196400 | 11406900 | 7598190 | 3808710 | 0 | 0 | 0 | 0 | 0 | 0 | 0 | 0 | 0 | 0 | 0 | 0 | 0 | 0 | 0 | 0 | 0 | 0 | 0 | 0 | 0 | 0 | 0 | 0 | 0 | 0
Electricity Sector Pollutant Emissions[BC,natural gas nonpeaker es] | NoSettings | 203249000 | 193113000 | 194375000 | 194072000 | 194097000 | 193383000 | 189542000 | 183978000 | 177942000 | 168759000 | 156917000 | 137725000 | 138952000 | 135514000 | 128433000 | 116417000 | 93319800 | 75102800 | 67832100 | 58578500 | 50222300 | 41200400 | 26201700 | 11318200 | 1587410 | 0 | 0 | 0 | 0 | 0 | 0
Electricity Sector Pollutant Emissions[BC,nuclear es] | NoSettings | 0 | 0 | 0 | 0 | 0 | 0 | 0 | 0 | 0 | 0 | 0 | 0 | 0 | 0 | 0 | 0 | 0 | 0 | 0 | 0 | 0 | 0 | 0 | 0 | 0 | 0 | 0 | 0 | 0 | 0 | 0
Electricity Sector Pollutant Emissions[BC,hydro es] | NoSettings | 0 | 0 | 0 | 0 | 0 | 0 | 0 | 0 | 0 | 0 | 0 | 0 | 0 | 0 | 0 | 0 | 0 | 0 | 0 | 0 | 0 | 0 | 0 | 0 | 0 | 0 | 0 | 0 | 0 | 0 | 0
Electricity Sector Pollutant Emissions[BC,onshore wind es] | NoSettings | 0 | 0 | 0 | 0 | 0 | 0 | 0 | 0 | 0 | 0 | 0 | 0 | 0 | 0 | 0 | 0 | 0 | 0 | 0 | 0 | 0 | 0 | 0 | 0 | 0 | 0 | 0 | 0 | 0 | 0 | 0
Electricity Sector Pollutant Emissions[BC,solar PV es] | NoSettings | 0 | 0 | 0 | 0 | 0 | 0 | 0 | 0 | 0 | 0 | 0 | 0 | 0 | 0 | 0 | 0 | 0 | 0 | 0 | 0 | 0 | 0 | 0 | 0 | 0 | 0 | 0 | 0 | 0 | 0 | 0
Electricity Sector Pollutant Emissions[BC,solar thermal es] | NoSettings | 0 | 0 | 0 | 0 | 0 | 0 | 0 | 0 | 0 | 0 | 0 | 0 | 0 | 0 | 0 | 0 | 0 | 0 | 0 | 0 | 0 | 0 | 0 | 0 | 0 | 0 | 0 | 0 | 0 | 0 | 0
Electricity Sector Pollutant Emissions[BC,biomass es] | NoSettings | 348856000 | 359046000 | 369237000 | 375900000 | 388051000 | 406473000 | 412352000 | 419408000 | 420191000 | 428815000 | 437829000 | 451940000 | 456643000 | 462915000 | 470362000 | 480161000 | 496231000 | 511125000 | 521708000 | 531899000 | 542090000 | 552281000 | 565999000 | 579326000 | 578063000 | 556642000 | 532493000 | 543872000 | 541819000 | 548236000 | 550268000
Electricity Sector Pollutant Emissions[BC,geothermal es] | NoSettings | 0 | 0 | 0 | 0 | 0 | 0 | 0 | 0 | 0 | 0 | 0 | 0 | 0 | 0 | 0 | 0 | 0 | 0 | 0 | 0 | 0 | 0 | 0 | 0 | 0 | 0 | 0 | 0 | 0 | 0 | 0
Electricity Sector Pollutant Emissions[BC,petroleum es] | NoSettings | 1370700 | 1317400 | 1264090 | 1210790 | 1157480 | 1103240 | 1049940 | 996631 | 943326 | 882405 | 829100 | 775795 | 720967 | 666139 | 611311 | 556482 | 501654 | 446065 | 391236 | 336408 | 281580 | 226752 | 171924 | 116334 | 61658.2 | 6677.75 | 6677.75 | 6677.75 | 6677.75 | 6677.75 | 6677.75
Electricity Sector Pollutant Emissions[BC,natural gas peaker es] | NoSettings | 1575290000 | 1575290000 | 1575290000 | 1575290000 | 1575290000 | 1528730000 | 1519420000 | 1519420000 | 1519420000 | 1519420000 | 1519420000 | 1519420000 | 1519420000 | 1519420000 | 1519420000 | 1519420000 | 1519420000 | 1519420000 | 1519420000 | 1519420000 | 1519420000 | 1519420000 | 1519420000 | 1519420000 | 1519420000 | 1519420000 | 1519420000 | 1519420000 | 1519420000 | 1519420000 | 1519420000
Electricity Sector Pollutant Emissions[BC,lignite es] | NoSettings | 0 | 0 | 0 | 0 | 0 | 0 | 0 | 0 | 0 | 0 | 0 | 0 | 0 | 0 | 0 | 0 | 0 | 0 | 0 | 0 | 0 | 0 | 0 | 0 | 0 | 0 | 0 | 0 | 0 | 0 | 0
Electricity Sector Pollutant Emissions[BC,offshore wind es] | NoSettings | 0 | 0 | 0 | 0 | 0 | 0 | 0 | 0 | 0 | 0 | 0 | 0 | 0 | 0 | 0 | 0 | 0 | 0 | 0 | 0 | 0 | 0 | 0 | 0 | 0 | 0 | 0 | 0 | 0 | 0 | 0
Electricity Sector Pollutant Emissions[BC,crude oil es] | NoSettings | 0 | 0 | 0 | 0 | 0 | 0 | 0 | 0 | 0 | 0 | 0 | 0 | 0 | 0 | 0 | 0 | 0 | 0 | 0 | 0 | 0 | 0 | 0 | 0 | 0 | 0 | 0 | 0 | 0 | 0 | 0
Electricity Sector Pollutant Emissions[BC,heavy or residual fuel oil es] | NoSettings | 0 | 0 | 0 | 0 | 0 | 0 | 0 | 0 | 0 | 0 | 0 | 0 | 0 | 0 | 0 | 0 | 0 | 0 | 0 | 0 | 0 | 0 | 0 | 0 | 0 | 0 | 0 | 0 | 0 | 0 | 0
Electricity Sector Pollutant Emissions[BC,municipal solid waste es] | NoSettings | 0 | 0 | 0 | 0 | 0 | 0 | 0 | 0 | 0 | 0 | 0 | 0 | 0 | 0 | 0 | 0 | 0 | 0 | 0 | 0 | 0 | 0 | 0 | 0 | 0 | 0 | 0 | 0 | 0 | 0 | 0
Electricity Sector Pollutant Emissions[OC,hard coal es] | NoSettings | 35829300 | 28648900 | 21504800 | 14324500 | 7180360 | 0 | 0 | 0 | 0 | 0 | 0 | 0 | 0 | 0 | 0 | 0 | 0 | 0 | 0 | 0 | 0 | 0 | 0 | 0 | 0 | 0 | 0 | 0 | 0 | 0 | 0
Electricity Sector Pollutant Emissions[OC,natural gas nonpeaker es] | NoSettings | 256000000 | 243234000 | 244823000 | 244442000 | 244473000 | 243573000 | 238736000 | 231729000 | 224125000 | 212559000 | 197644000 | 173471000 | 175016000 | 170685000 | 161766000 | 146632000 | 117540000 | 94595200 | 85437400 | 73782100 | 63257100 | 51893600 | 33002100 | 14255800 | 1999400 | 0 | 0 | 0 | 0 | 0 | 0
Electricity Sector Pollutant Emissions[OC,nuclear es] | NoSettings | 0 | 0 | 0 | 0 | 0 | 0 | 0 | 0 | 0 | 0 | 0 | 0 | 0 | 0 | 0 | 0 | 0 | 0 | 0 | 0 | 0 | 0 | 0 | 0 | 0 | 0 | 0 | 0 | 0 | 0 | 0
Electricity Sector Pollutant Emissions[OC,hydro es] | NoSettings | 0 | 0 | 0 | 0 | 0 | 0 | 0 | 0 | 0 | 0 | 0 | 0 | 0 | 0 | 0 | 0 | 0 | 0 | 0 | 0 | 0 | 0 | 0 | 0 | 0 | 0 | 0 | 0 | 0 | 0 | 0
Electricity Sector Pollutant Emissions[OC,onshore wind es] | NoSettings | 0 | 0 | 0 | 0 | 0 | 0 | 0 | 0 | 0 | 0 | 0 | 0 | 0 | 0 | 0 | 0 | 0 | 0 | 0 | 0 | 0 | 0 | 0 | 0 | 0 | 0 | 0 | 0 | 0 | 0 | 0
Electricity Sector Pollutant Emissions[OC,solar PV es] | NoSettings | 0 | 0 | 0 | 0 | 0 | 0 | 0 | 0 | 0 | 0 | 0 | 0 | 0 | 0 | 0 | 0 | 0 | 0 | 0 | 0 | 0 | 0 | 0 | 0 | 0 | 0 | 0 | 0 | 0 | 0 | 0
Electricity Sector Pollutant Emissions[OC,solar thermal es] | NoSettings | 0 | 0 | 0 | 0 | 0 | 0 | 0 | 0 | 0 | 0 | 0 | 0 | 0 | 0 | 0 | 0 | 0 | 0 | 0 | 0 | 0 | 0 | 0 | 0 | 0 | 0 | 0 | 0 | 0 | 0 | 0
Electricity Sector Pollutant Emissions[OC,biomass es] | NoSettings | 824132000 | 848207000 | 872282000 | 888023000 | 916727000 | 960247000 | 974136000 | 990803000 | 992655000 | 1013030000 | 1034320000 | 1067660000 | 1078770000 | 1093580000 | 1111180000 | 1134330000 | 1172290000 | 1207480000 | 1232480000 | 1256550000 | 1280630000 | 1304700000 | 1337110000 | 1368590000 | 1365610000 | 1315000000 | 1257950000 | 1284840000 | 1279990000 | 1295150000 | 1299950000
Electricity Sector Pollutant Emissions[OC,geothermal es] | NoSettings | 0 | 0 | 0 | 0 | 0 | 0 | 0 | 0 | 0 | 0 | 0 | 0 | 0 | 0 | 0 | 0 | 0 | 0 | 0 | 0 | 0 | 0 | 0 | 0 | 0 | 0 | 0 | 0 | 0 | 0 | 0
Electricity Sector Pollutant Emissions[OC,petroleum es] | NoSettings | 981052 | 942900 | 904748 | 866596 | 828444 | 789621 | 751469 | 713317 | 675165 | 631563 | 593411 | 555259 | 516017 | 476775 | 437533 | 398290 | 359048 | 319261 | 280019 | 240777 | 201535 | 162293 | 123051 | 83263.6 | 44130.6 | 4779.46 | 4779.46 | 4779.46 | 4779.46 | 4779.46 | 4779.46
Electricity Sector Pollutant Emissions[OC,natural gas peaker es] | NoSettings | 1806780000 | 1806780000 | 1806780000 | 1806780000 | 1806780000 | 1753380000 | 1742700000 | 1742700000 | 1742700000 | 1742700000 | 1742700000 | 1742700000 | 1742700000 | 1742700000 | 1742700000 | 1742700000 | 1742700000 | 1742700000 | 1742700000 | 1742700000 | 1742700000 | 1742700000 | 1742700000 | 1742700000 | 1742700000 | 1742700000 | 1742700000 | 1742700000 | 1742700000 | 1742700000 | 1742700000
Electricity Sector Pollutant Emissions[OC,lignite es] | NoSettings | 0 | 0 | 0 | 0 | 0 | 0 | 0 | 0 | 0 | 0 | 0 | 0 | 0 | 0 | 0 | 0 | 0 | 0 | 0 | 0 | 0 | 0 | 0 | 0 | 0 | 0 | 0 | 0 | 0 | 0 | 0
Electricity Sector Pollutant Emissions[OC,offshore wind es] | NoSettings | 0 | 0 | 0 | 0 | 0 | 0 | 0 | 0 | 0 | 0 | 0 | 0 | 0 | 0 | 0 | 0 | 0 | 0 | 0 | 0 | 0 | 0 | 0 | 0 | 0 | 0 | 0 | 0 | 0 | 0 | 0
Electricity Sector Pollutant Emissions[OC,crude oil es] | NoSettings | 0 | 0 | 0 | 0 | 0 | 0 | 0 | 0 | 0 | 0 | 0 | 0 | 0 | 0 | 0 | 0 | 0 | 0 | 0 | 0 | 0 | 0 | 0 | 0 | 0 | 0 | 0 | 0 | 0 | 0 | 0
Electricity Sector Pollutant Emissions[OC,heavy or residual fuel oil es] | NoSettings | 0 | 0 | 0 | 0 | 0 | 0 | 0 | 0 | 0 | 0 | 0 | 0 | 0 | 0 | 0 | 0 | 0 | 0 | 0 | 0 | 0 | 0 | 0 | 0 | 0 | 0 | 0 | 0 | 0 | 0 | 0
Electricity Sector Pollutant Emissions[OC,municipal solid waste es] | NoSettings | 0 | 0 | 0 | 0 | 0 | 0 | 0 | 0 | 0 | 0 | 0 | 0 | 0 | 0 | 0 | 0 | 0 | 0 | 0 | 0 | 0 | 0 | 0 | 0 | 0 | 0 | 0 | 0 | 0 | 0 | 0
Electricity Sector Pollutant Emissions[CH4,hard coal es] | NoSettings | 1142380000 | 913444000 | 685661000 | 456722000 | 228939000 | 0 | 0 | 0 | 0 | 0 | 0 | 0 | 0 | 0 | 0 | 0 | 0 | 0 | 0 | 0 | 0 | 0 | 0 | 0 | 0 | 0 | 0 | 0 | 0 | 0 | 0
Electricity Sector Pollutant Emissions[CH4,natural gas nonpeaker es] | NoSettings | 775758000 | 737073000 | 741889000 | 740733000 | 740828000 | 738101000 | 723443000 | 702208000 | 679167000 | 644117000 | 598920000 | 525669000 | 530351000 | 517228000 | 490201000 | 444338000 | 356183000 | 286652000 | 258901000 | 223582000 | 191688000 | 157253000 | 100006000 | 43199400 | 6058800 | 0 | 0 | 0 | 0 | 0 | 0
Electricity Sector Pollutant Emissions[CH4,nuclear es] | NoSettings | 0 | 0 | 0 | 0 | 0 | 0 | 0 | 0 | 0 | 0 | 0 | 0 | 0 | 0 | 0 | 0 | 0 | 0 | 0 | 0 | 0 | 0 | 0 | 0 | 0 | 0 | 0 | 0 | 0 | 0 | 0
Electricity Sector Pollutant Emissions[CH4,hydro es] | NoSettings | 0 | 0 | 0 | 0 | 0 | 0 | 0 | 0 | 0 | 0 | 0 | 0 | 0 | 0 | 0 | 0 | 0 | 0 | 0 | 0 | 0 | 0 | 0 | 0 | 0 | 0 | 0 | 0 | 0 | 0 | 0
Electricity Sector Pollutant Emissions[CH4,onshore wind es] | NoSettings | 0 | 0 | 0 | 0 | 0 | 0 | 0 | 0 | 0 | 0 | 0 | 0 | 0 | 0 | 0 | 0 | 0 | 0 | 0 | 0 | 0 | 0 | 0 | 0 | 0 | 0 | 0 | 0 | 0 | 0 | 0
Electricity Sector Pollutant Emissions[CH4,solar PV es] | NoSettings | 0 | 0 | 0 | 0 | 0 | 0 | 0 | 0 | 0 | 0 | 0 | 0 | 0 | 0 | 0 | 0 | 0 | 0 | 0 | 0 | 0 | 0 | 0 | 0 | 0 | 0 | 0 | 0 | 0 | 0 | 0
Electricity Sector Pollutant Emissions[CH4,solar thermal es] | NoSettings | 0 | 0 | 0 | 0 | 0 | 0 | 0 | 0 | 0 | 0 | 0 | 0 | 0 | 0 | 0 | 0 | 0 | 0 | 0 | 0 | 0 | 0 | 0 | 0 | 0 | 0 | 0 | 0 | 0 | 0 | 0
Electricity Sector Pollutant Emissions[CH4,biomass es] | NoSettings | 0 | 0 | 0 | 0 | 0 | 0 | 0 | 0 | 0 | 0 | 0 | 0 | 0 | 0 | 0 | 0 | 0 | 0 | 0 | 0 | 0 | 0 | 0 | 0 | 0 | 0 | 0 | 0 | 0 | 0 | 0
Electricity Sector Pollutant Emissions[CH4,geothermal es] | NoSettings | 0 | 0 | 0 | 0 | 0 | 0 | 0 | 0 | 0 | 0 | 0 | 0 | 0 | 0 | 0 | 0 | 0 | 0 | 0 | 0 | 0 | 0 | 0 | 0 | 0 | 0 | 0 | 0 | 0 | 0 | 0
Electricity Sector Pollutant Emissions[CH4,petroleum es] | NoSettings | 5933780 | 5703030 | 5472270 | 5241510 | 5010750 | 4775940 | 4545180 | 4314420 | 4083660 | 3819940 | 3589180 | 3358420 | 3121070 | 2883720 | 2646370 | 2409010 | 2171660 | 1931020 | 1693660 | 1456310 | 1218960 | 981610 | 744259 | 503611 | 266919 | 28908 | 28908 | 28908 | 28908 | 28908 | 28908
Electricity Sector Pollutant Emissions[CH4,natural gas peaker es] | NoSettings | 126357000 | 126357000 | 126357000 | 126357000 | 126357000 | 122623000 | 121876000 | 121876000 | 121876000 | 121876000 | 121876000 | 121876000 | 121876000 | 121876000 | 121876000 | 121876000 | 121876000 | 121876000 | 121876000 | 121876000 | 121876000 | 121876000 | 121876000 | 121876000 | 121876000 | 121876000 | 121876000 | 121876000 | 121876000 | 121876000 | 121876000
Electricity Sector Pollutant Emissions[CH4,lignite es] | NoSettings | 0 | 0 | 0 | 0 | 0 | 0 | 0 | 0 | 0 | 0 | 0 | 0 | 0 | 0 | 0 | 0 | 0 | 0 | 0 | 0 | 0 | 0 | 0 | 0 | 0 | 0 | 0 | 0 | 0 | 0 | 0
Electricity Sector Pollutant Emissions[CH4,offshore wind es] | NoSettings | 0 | 0 | 0 | 0 | 0 | 0 | 0 | 0 | 0 | 0 | 0 | 0 | 0 | 0 | 0 | 0 | 0 | 0 | 0 | 0 | 0 | 0 | 0 | 0 | 0 | 0 | 0 | 0 | 0 | 0 | 0
Electricity Sector Pollutant Emissions[CH4,crude oil es] | NoSettings | 0 | 0 | 0 | 0 | 0 | 0 | 0 | 0 | 0 | 0 | 0 | 0 | 0 | 0 | 0 | 0 | 0 | 0 | 0 | 0 | 0 | 0 | 0 | 0 | 0 | 0 | 0 | 0 | 0 | 0 | 0
Electricity Sector Pollutant Emissions[CH4,heavy or residual fuel oil es] | NoSettings | 0 | 0 | 0 | 0 | 0 | 0 | 0 | 0 | 0 | 0 | 0 | 0 | 0 | 0 | 0 | 0 | 0 | 0 | 0 | 0 | 0 | 0 | 0 | 0 | 0 | 0 | 0 | 0 | 0 | 0 | 0
Electricity Sector Pollutant Emissions[CH4,municipal solid waste es] | NoSettings | 0 | 0 | 0 | 0 | 0 | 0 | 0 | 0 | 0 | 0 | 0 | 0 | 0 | 0 | 0 | 0 | 0 | 0 | 0 | 0 | 0 | 0 | 0 | 0 | 0 | 0 | 0 | 0 | 0 | 0 | 0
Electricity Sector Pollutant Emissions[N2O,hard coal es] | NoSettings | 166165000 | 132865000 | 99732500 | 66432300 | 33300200 | 0 | 0 | 0 | 0 | 0 | 0 | 0 | 0 | 0 | 0 | 0 | 0 | 0 | 0 | 0 | 0 | 0 | 0 | 0 | 0 | 0 | 0 | 0 | 0 | 0 | 0
Electricity Sector Pollutant Emissions[N2O,natural gas nonpeaker es] | NoSettings | 77575800 | 73707300 | 74188900 | 74073300 | 74082800 | 73810100 | 72344300 | 70220800 | 67916700 | 64411700 | 59892000 | 52566900 | 53035100 | 51722800 | 49020100 | 44433800 | 35618300 | 28665200 | 25890100 | 22358200 | 19168800 | 15725300 | 10000600 | 4319940 | 605880 | 0 | 0 | 0 | 0 | 0 | 0
Electricity Sector Pollutant Emissions[N2O,nuclear es] | NoSettings | 0 | 0 | 0 | 0 | 0 | 0 | 0 | 0 | 0 | 0 | 0 | 0 | 0 | 0 | 0 | 0 | 0 | 0 | 0 | 0 | 0 | 0 | 0 | 0 | 0 | 0 | 0 | 0 | 0 | 0 | 0
Electricity Sector Pollutant Emissions[N2O,hydro es] | NoSettings | 0 | 0 | 0 | 0 | 0 | 0 | 0 | 0 | 0 | 0 | 0 | 0 | 0 | 0 | 0 | 0 | 0 | 0 | 0 | 0 | 0 | 0 | 0 | 0 | 0 | 0 | 0 | 0 | 0 | 0 | 0
Electricity Sector Pollutant Emissions[N2O,onshore wind es] | NoSettings | 0 | 0 | 0 | 0 | 0 | 0 | 0 | 0 | 0 | 0 | 0 | 0 | 0 | 0 | 0 | 0 | 0 | 0 | 0 | 0 | 0 | 0 | 0 | 0 | 0 | 0 | 0 | 0 | 0 | 0 | 0
Electricity Sector Pollutant Emissions[N2O,solar PV es] | NoSettings | 0 | 0 | 0 | 0 | 0 | 0 | 0 | 0 | 0 | 0 | 0 | 0 | 0 | 0 | 0 | 0 | 0 | 0 | 0 | 0 | 0 | 0 | 0 | 0 | 0 | 0 | 0 | 0 | 0 | 0 | 0
Electricity Sector Pollutant Emissions[N2O,solar thermal es] | NoSettings | 0 | 0 | 0 | 0 | 0 | 0 | 0 | 0 | 0 | 0 | 0 | 0 | 0 | 0 | 0 | 0 | 0 | 0 | 0 | 0 | 0 | 0 | 0 | 0 | 0 | 0 | 0 | 0 | 0 | 0 | 0
Electricity Sector Pollutant Emissions[N2O,biomass es] | NoSettings | 0 | 0 | 0 | 0 | 0 | 0 | 0 | 0 | 0 | 0 | 0 | 0 | 0 | 0 | 0 | 0 | 0 | 0 | 0 | 0 | 0 | 0 | 0 | 0 | 0 | 0 | 0 | 0 | 0 | 0 | 0
Electricity Sector Pollutant Emissions[N2O,geothermal es] | NoSettings | 0 | 0 | 0 | 0 | 0 | 0 | 0 | 0 | 0 | 0 | 0 | 0 | 0 | 0 | 0 | 0 | 0 | 0 | 0 | 0 | 0 | 0 | 0 | 0 | 0 | 0 | 0 | 0 | 0 | 0 | 0
Electricity Sector Pollutant Emissions[N2O,petroleum es] | NoSettings | 1186760 | 1140610 | 1094450 | 1048300 | 1002150 | 955187 | 909035 | 862884 | 816732 | 763987 | 717836 | 671684 | 624214 | 576743 | 529273 | 481803 | 434333 | 386203 | 338733 | 291263 | 243792 | 196322 | 148852 | 100722 | 53383.7 | 5781.6 | 5781.6 | 5781.6 | 5781.6 | 5781.6 | 5781.6
Electricity Sector Pollutant Emissions[N2O,natural gas peaker es] | NoSettings | 12635700 | 12635700 | 12635700 | 12635700 | 12635700 | 12262300 | 12187600 | 12187600 | 12187600 | 12187600 | 12187600 | 12187600 | 12187600 | 12187600 | 12187600 | 12187600 | 12187600 | 12187600 | 12187600 | 12187600 | 12187600 | 12187600 | 12187600 | 12187600 | 12187600 | 12187600 | 12187600 | 12187600 | 12187600 | 12187600 | 12187600
Electricity Sector Pollutant Emissions[N2O,lignite es] | NoSettings | 0 | 0 | 0 | 0 | 0 | 0 | 0 | 0 | 0 | 0 | 0 | 0 | 0 | 0 | 0 | 0 | 0 | 0 | 0 | 0 | 0 | 0 | 0 | 0 | 0 | 0 | 0 | 0 | 0 | 0 | 0
Electricity Sector Pollutant Emissions[N2O,offshore wind es] | NoSettings | 0 | 0 | 0 | 0 | 0 | 0 | 0 | 0 | 0 | 0 | 0 | 0 | 0 | 0 | 0 | 0 | 0 | 0 | 0 | 0 | 0 | 0 | 0 | 0 | 0 | 0 | 0 | 0 | 0 | 0 | 0
Electricity Sector Pollutant Emissions[N2O,crude oil es] | NoSettings | 0 | 0 | 0 | 0 | 0 | 0 | 0 | 0 | 0 | 0 | 0 | 0 | 0 | 0 | 0 | 0 | 0 | 0 | 0 | 0 | 0 | 0 | 0 | 0 | 0 | 0 | 0 | 0 | 0 | 0 | 0
Electricity Sector Pollutant Emissions[N2O,heavy or residual fuel oil es] | NoSettings | 0 | 0 | 0 | 0 | 0 | 0 | 0 | 0 | 0 | 0 | 0 | 0 | 0 | 0 | 0 | 0 | 0 | 0 | 0 | 0 | 0 | 0 | 0 | 0 | 0 | 0 | 0 | 0 | 0 | 0 | 0
Electricity Sector Pollutant Emissions[N2O,municipal solid waste es] | NoSettings | 0 | 0 | 0 | 0 | 0 | 0 | 0 | 0 | 0 | 0 | 0 | 0 | 0 | 0 | 0 | 0 | 0 | 0 | 0 | 0 | 0 | 0 | 0 | 0 | 0 | 0 | 0 | 0 | 0 | 0 | 0
Electricity Sector Pollutant Emissions[F gases,hard coal es] | NoSettings | 0 | 0 | 0 | 0 | 0 | 0 | 0 | 0 | 0 | 0 | 0 | 0 | 0 | 0 | 0 | 0 | 0 | 0 | 0 | 0 | 0 | 0 | 0 | 0 | 0 | 0 | 0 | 0 | 0 | 0 | 0
Electricity Sector Pollutant Emissions[F gases,natural gas nonpeaker es] | NoSettings | 0 | 0 | 0 | 0 | 0 | 0 | 0 | 0 | 0 | 0 | 0 | 0 | 0 | 0 | 0 | 0 | 0 | 0 | 0 | 0 | 0 | 0 | 0 | 0 | 0 | 0 | 0 | 0 | 0 | 0 | 0
Electricity Sector Pollutant Emissions[F gases,nuclear es] | NoSettings | 0 | 0 | 0 | 0 | 0 | 0 | 0 | 0 | 0 | 0 | 0 | 0 | 0 | 0 | 0 | 0 | 0 | 0 | 0 | 0 | 0 | 0 | 0 | 0 | 0 | 0 | 0 | 0 | 0 | 0 | 0
Electricity Sector Pollutant Emissions[F gases,hydro es] | NoSettings | 0 | 0 | 0 | 0 | 0 | 0 | 0 | 0 | 0 | 0 | 0 | 0 | 0 | 0 | 0 | 0 | 0 | 0 | 0 | 0 | 0 | 0 | 0 | 0 | 0 | 0 | 0 | 0 | 0 | 0 | 0
Electricity Sector Pollutant Emissions[F gases,onshore wind es] | NoSettings | 0 | 0 | 0 | 0 | 0 | 0 | 0 | 0 | 0 | 0 | 0 | 0 | 0 | 0 | 0 | 0 | 0 | 0 | 0 | 0 | 0 | 0 | 0 | 0 | 0 | 0 | 0 | 0 | 0 | 0 | 0
Electricity Sector Pollutant Emissions[F gases,solar PV es] | NoSettings | 0 | 0 | 0 | 0 | 0 | 0 | 0 | 0 | 0 | 0 | 0 | 0 | 0 | 0 | 0 | 0 | 0 | 0 | 0 | 0 | 0 | 0 | 0 | 0 | 0 | 0 | 0 | 0 | 0 | 0 | 0
Electricity Sector Pollutant Emissions[F gases,solar thermal es] | NoSettings | 0 | 0 | 0 | 0 | 0 | 0 | 0 | 0 | 0 | 0 | 0 | 0 | 0 | 0 | 0 | 0 | 0 | 0 | 0 | 0 | 0 | 0 | 0 | 0 | 0 | 0 | 0 | 0 | 0 | 0 | 0
Electricity Sector Pollutant Emissions[F gases,biomass es] | NoSettings | 0 | 0 | 0 | 0 | 0 | 0 | 0 | 0 | 0 | 0 | 0 | 0 | 0 | 0 | 0 | 0 | 0 | 0 | 0 | 0 | 0 | 0 | 0 | 0 | 0 | 0 | 0 | 0 | 0 | 0 | 0
Electricity Sector Pollutant Emissions[F gases,geothermal es] | NoSettings | 0 | 0 | 0 | 0 | 0 | 0 | 0 | 0 | 0 | 0 | 0 | 0 | 0 | 0 | 0 | 0 | 0 | 0 | 0 | 0 | 0 | 0 | 0 | 0 | 0 | 0 | 0 | 0 | 0 | 0 | 0
Electricity Sector Pollutant Emissions[F gases,petroleum es] | NoSettings | 0 | 0 | 0 | 0 | 0 | 0 | 0 | 0 | 0 | 0 | 0 | 0 | 0 | 0 | 0 | 0 | 0 | 0 | 0 | 0 | 0 | 0 | 0 | 0 | 0 | 0 | 0 | 0 | 0 | 0 | 0
Electricity Sector Pollutant Emissions[F gases,natural gas peaker es] | NoSettings | 0 | 0 | 0 | 0 | 0 | 0 | 0 | 0 | 0 | 0 | 0 | 0 | 0 | 0 | 0 | 0 | 0 | 0 | 0 | 0 | 0 | 0 | 0 | 0 | 0 | 0 | 0 | 0 | 0 | 0 | 0
Electricity Sector Pollutant Emissions[F gases,lignite es] | NoSettings | 0 | 0 | 0 | 0 | 0 | 0 | 0 | 0 | 0 | 0 | 0 | 0 | 0 | 0 | 0 | 0 | 0 | 0 | 0 | 0 | 0 | 0 | 0 | 0 | 0 | 0 | 0 | 0 | 0 | 0 | 0
Electricity Sector Pollutant Emissions[F gases,offshore wind es] | NoSettings | 0 | 0 | 0 | 0 | 0 | 0 | 0 | 0 | 0 | 0 | 0 | 0 | 0 | 0 | 0 | 0 | 0 | 0 | 0 | 0 | 0 | 0 | 0 | 0 | 0 | 0 | 0 | 0 | 0 | 0 | 0
Electricity Sector Pollutant Emissions[F gases,crude oil es] | NoSettings | 0 | 0 | 0 | 0 | 0 | 0 | 0 | 0 | 0 | 0 | 0 | 0 | 0 | 0 | 0 | 0 | 0 | 0 | 0 | 0 | 0 | 0 | 0 | 0 | 0 | 0 | 0 | 0 | 0 | 0 | 0
Electricity Sector Pollutant Emissions[F gases,heavy or residual fuel oil es] | NoSettings | 0 | 0 | 0 | 0 | 0 | 0 | 0 | 0 | 0 | 0 | 0 | 0 | 0 | 0 | 0 | 0 | 0 | 0 | 0 | 0 | 0 | 0 | 0 | 0 | 0 | 0 | 0 | 0 | 0 | 0 | 0
Electricity Sector Pollutant Emissions[F gases,municipal solid waste es] | NoSettings | 0 | 0 | 0 | 0 | 0 | 0 | 0 | 0 | 0 | 0 | 0 | 0 | 0 | 0 | 0 | 0 | 0 | 0 | 0 | 0 | 0 | 0 | 0 | 0 | 0 | 0 | 0 | 0 | 0 | 0 | 0
BCEU BAU Components Energy Use[urban residential,electricity bf,heating] | NoSettings | 32600000000000 | 32200000000000 | 32500000000000 | 33500000000000 | 34600000000000 | 35800000000000 | 37100000000000 | 38600000000000 | 40000000000000 | 41400000000000 | 42900000000000 | 44300000000000 | 45700000000000 | 47100000000000 | 48300000000000 | 49600000000000 | 50800000000000 | 52200000000000 | 53600000000000 | 54800000000000 | 56200000000000 | 57400000000000 | 58500000000000 | 59400000000000 | 60400000000000 | 61200000000000 | 61900000000000 | 62500000000000 | 62200000000000 | 61800000000000 | 61300000000000
BCEU BAU Components Energy Use[urban residential,electricity bf,cooling and ventilation] | NoSettings | 21730000000000 | 20360000000000 | 19550000000000 | 19180000000000 | 18890000000000 | 18620000000000 | 18480000000000 | 18450000000000 | 18430000000000 | 18450000000000 | 18490000000000 | 18590000000000 | 18710000000000 | 18820000000000 | 18890000000000 | 18970000000000 | 19130000000000 | 19230000000000 | 19360000000000 | 19500000000000 | 19640000000000 | 19960000000000 | 20280000000000 | 20580000000000 | 20920000000000 | 21270000000000 | 21590000000000 | 21970000000000 | 22040000000000 | 22110000000000 | 22180000000000
BCEU BAU Components Energy Use[urban residential,electricity bf,envelope] | NoSettings | 0 | 0 | 0 | 0 | 0 | 0 | 0 | 0 | 0 | 0 | 0 | 0 | 0 | 0 | 0 | 0 | 0 | 0 | 0 | 0 | 0 | 0 | 0 | 0 | 0 | 0 | 0 | 0 | 0 | 0 | 0
BCEU BAU Components Energy Use[urban residential,electricity bf,lighting] | NoSettings | 22600000000000 | 21600000000000 | 21300000000000 | 21500000000000 | 21600000000000 | 21900000000000 | 22400000000000 | 22900000000000 | 23300000000000 | 23700000000000 | 24100000000000 | 24400000000000 | 24800000000000 | 25200000000000 | 25600000000000 | 26000000000000 | 26300000000000 | 26500000000000 | 26800000000000 | 27000000000000 | 27200000000000 | 27500000000000 | 27800000000000 | 28200000000000 | 28500000000000 | 28900000000000 | 29300000000000 | 29800000000000 | 29900000000000 | 30000000000000 | 30000000000000
BCEU BAU Components Energy Use[urban residential,electricity bf,appliances] | NoSettings | 91100000000000 | 87800000000000 | 86500000000000 | 87000000000000 | 87700000000000 | 88600000000000 | 89800000000000 | 91300000000000 | 92800000000000 | 94400000000000 | 96200000000000 | 98100000000000 | 100000000000000 | 102000000000000 | 104000000000000 | 106000000000000 | 108000000000000 | 110000000000000 | 112000000000000 | 113000000000000 | 115000000000000 | 117000000000000 | 119000000000000 | 121000000000000 | 123000000000000 | 124000000000000 | 126000000000000 | 127000000000000 | 128000000000000 | 128000000000000 | 128000000000000
BCEU BAU Components Energy Use[urban residential,electricity bf,other component] | NoSettings | 126500000000000 | 119400000000000 | 115000000000000 | 111800000000000 | 109600000000000 | 107400000000000 | 104900000000000 | 102700000000000 | 100600000000000 | 98410000000000 | 96010000000000 | 93270000000000 | 90420000000000 | 87610000000000 | 84870000000000 | 82150000000000 | 79700000000000 | 77060000000000 | 74410000000000 | 71700000000000 | 68860000000000 | 65720000000000 | 62510000000000 | 59260000000000 | 56010000000000 | 52760000000000 | 49450000000000 | 46040000000000 | 45220000000000 | 44750000000000 | 44280000000000
BCEU BAU Components Energy Use[urban residential,hard coal bf,heating] | NoSettings | 0 | 0 | 0 | 0 | 0 | 0 | 0 | 0 | 0 | 0 | 0 | 0 | 0 | 0 | 0 | 0 | 0 | 0 | 0 | 0 | 0 | 0 | 0 | 0 | 0 | 0 | 0 | 0 | 0 | 0 | 0
BCEU BAU Components Energy Use[urban residential,hard coal bf,cooling and ventilation] | NoSettings | 0 | 0 | 0 | 0 | 0 | 0 | 0 | 0 | 0 | 0 | 0 | 0 | 0 | 0 | 0 | 0 | 0 | 0 | 0 | 0 | 0 | 0 | 0 | 0 | 0 | 0 | 0 | 0 | 0 | 0 | 0
BCEU BAU Components Energy Use[urban residential,hard coal bf,envelope] | NoSettings | 0 | 0 | 0 | 0 | 0 | 0 | 0 | 0 | 0 | 0 | 0 | 0 | 0 | 0 | 0 | 0 | 0 | 0 | 0 | 0 | 0 | 0 | 0 | 0 | 0 | 0 | 0 | 0 | 0 | 0 | 0
BCEU BAU Components Energy Use[urban residential,hard coal bf,lighting] | NoSettings | 0 | 0 | 0 | 0 | 0 | 0 | 0 | 0 | 0 | 0 | 0 | 0 | 0 | 0 | 0 | 0 | 0 | 0 | 0 | 0 | 0 | 0 | 0 | 0 | 0 | 0 | 0 | 0 | 0 | 0 | 0
BCEU BAU Components Energy Use[urban residential,hard coal bf,appliances] | NoSettings | 0 | 0 | 0 | 0 | 0 | 0 | 0 | 0 | 0 | 0 | 0 | 0 | 0 | 0 | 0 | 0 | 0 | 0 | 0 | 0 | 0 | 0 | 0 | 0 | 0 | 0 | 0 | 0 | 0 | 0 | 0
BCEU BAU Components Energy Use[urban residential,hard coal bf,other component] | NoSettings | 0 | 0 | 0 | 0 | 0 | 0 | 0 | 0 | 0 | 0 | 0 | 0 | 0 | 0 | 0 | 0 | 0 | 0 | 0 | 0 | 0 | 0 | 0 | 0 | 0 | 0 | 0 | 0 | 0 | 0 | 0
BCEU BAU Components Energy Use[urban residential,natural gas bf,heating] | NoSettings | 216000000000000 | 223000000000000 | 224000000000000 | 224000000000000 | 224000000000000 | 224000000000000 | 222000000000000 | 221000000000000 | 220000000000000 | 217000000000000 | 215000000000000 | 213000000000000 | 210000000000000 | 208000000000000 | 205000000000000 | 203000000000000 | 201000000000000 | 199000000000000 | 197000000000000 | 197000000000000 | 195000000000000 | 192000000000000 | 191000000000000 | 189000000000000 | 188000000000000 | 187000000000000 | 186000000000000 | 185000000000000 | 184000000000000 | 184000000000000 | 184000000000000
BCEU BAU Components Energy Use[urban residential,natural gas bf,cooling and ventilation] | NoSettings | 200800000000 | 202200000000 | 197800000000 | 193700000000 | 189800000000 | 185700000000 | 182000000000 | 178200000000 | 174500000000 | 171000000000 | 167400000000 | 164400000000 | 161400000000 | 158500000000 | 155400000000 | 152600000000 | 150300000000 | 147500000000 | 145000000000 | 142800000000 | 140800000000 | 140800000000 | 141600000000 | 142500000000 | 144100000000 | 146100000000 | 148300000000 | 150600000000 | 152800000000 | 155100000000 | 157600000000
BCEU BAU Components Energy Use[urban residential,natural gas bf,envelope] | NoSettings | 0 | 0 | 0 | 0 | 0 | 0 | 0 | 0 | 0 | 0 | 0 | 0 | 0 | 0 | 0 | 0 | 0 | 0 | 0 | 0 | 0 | 0 | 0 | 0 | 0 | 0 | 0 | 0 | 0 | 0 | 0
BCEU BAU Components Energy Use[urban residential,natural gas bf,lighting] | NoSettings | 0 | 0 | 0 | 0 | 0 | 0 | 0 | 0 | 0 | 0 | 0 | 0 | 0 | 0 | 0 | 0 | 0 | 0 | 0 | 0 | 0 | 0 | 0 | 0 | 0 | 0 | 0 | 0 | 0 | 0 | 0
BCEU BAU Components Energy Use[urban residential,natural gas bf,appliances] | NoSettings | 238000000000000 | 246000000000000 | 246000000000000 | 247000000000000 | 246000000000000 | 246000000000000 | 247000000000000 | 246000000000000 | 245000000000000 | 245000000000000 | 243000000000000 | 242000000000000 | 240000000000000 | 239000000000000 | 237000000000000 | 234000000000000 | 233000000000000 | 232000000000000 | 230000000000000 | 229000000000000 | 227000000000000 | 228000000000000 | 228000000000000 | 229000000000000 | 230000000000000 | 230000000000000 | 231000000000000 | 232000000000000 | 233000000000000 | 234000000000000 | 235000000000000
BCEU BAU Components Energy Use[urban residential,natural gas bf,other component] | NoSettings | 0 | 0 | 0 | 0 | 0 | 0 | 0 | 0 | 0 | 0 | 0 | 0 | 0 | 0 | 0 | 0 | 0 | 0 | 0 | 0 | 0 | 0 | 0 | 0 | 0 | 0 | 0 | 0 | 0 | 0 | 0
BCEU BAU Components Energy Use[urban residential,petroleum diesel bf,heating] | NoSettings | 294000000000 | 294000000000 | 295000000000 | 295000000000 | 295000000000 | 294000000000 | 294000000000 | 293000000000 | 292000000000 | 290000000000 | 289000000000 | 287000000000 | 285000000000 | 283000000000 | 279000000000 | 276000000000 | 272000000000 | 268000000000 | 262000000000 | 259000000000 | 255000000000 | 251000000000 | 246000000000 | 241000000000 | 236000000000 | 229000000000 | 220000000000 | 211000000000 | 200000000000 | 189000000000 | 176000000000
BCEU BAU Components Energy Use[urban residential,petroleum diesel bf,cooling and ventilation] | NoSettings | 0 | 0 | 0 | 0 | 0 | 0 | 0 | 0 | 0 | 0 | 0 | 0 | 0 | 0 | 0 | 0 | 0 | 0 | 0 | 0 | 0 | 0 | 0 | 0 | 0 | 0 | 0 | 0 | 0 | 0 | 0
BCEU BAU Components Energy Use[urban residential,petroleum diesel bf,envelope] | NoSettings | 0 | 0 | 0 | 0 | 0 | 0 | 0 | 0 | 0 | 0 | 0 | 0 | 0 | 0 | 0 | 0 | 0 | 0 | 0 | 0 | 0 | 0 | 0 | 0 | 0 | 0 | 0 | 0 | 0 | 0 | 0
BCEU BAU Components Energy Use[urban residential,petroleum diesel bf,lighting] | NoSettings | 0 | 0 | 0 | 0 | 0 | 0 | 0 | 0 | 0 | 0 | 0 | 0 | 0 | 0 | 0 | 0 | 0 | 0 | 0 | 0 | 0 | 0 | 0 | 0 | 0 | 0 | 0 | 0 | 0 | 0 | 0
BCEU BAU Components Energy Use[urban residential,petroleum diesel bf,appliances] | NoSettings | 4080000000 | 3740000000 | 3440000000 | 3170000000 | 2940000000 | 2740000000 | 2600000000 | 2510000000 | 2470000000 | 2490000000 | 2540000000 | 2670000000 | 2840000000 | 3040000000 | 3350000000 | 3730000000 | 4240000000 | 4880000000 | 5730000000 | 6810000000 | 8230000000 | 10100000000 | 12800000000 | 16200000000 | 20600000000 | 26400000000 | 33700000000 | 42700000000 | 53300000000 | 65000000000 | 77300000000
BCEU BAU Components Energy Use[urban residential,petroleum diesel bf,other component] | NoSettings | 0 | 0 | 0 | 0 | 0 | 0 | 0 | 0 | 0 | 0 | 0 | 0 | 0 | 0 | 0 | 0 | 0 | 0 | 0 | 0 | 0 | 0 | 0 | 0 | 0 | 0 | 0 | 0 | 0 | 0 | 0
BCEU BAU Components Energy Use[urban residential,heat bf,heating] | NoSettings | 0 | 0 | 0 | 0 | 0 | 0 | 0 | 0 | 0 | 0 | 0 | 0 | 0 | 0 | 0 | 0 | 0 | 0 | 0 | 0 | 0 | 0 | 0 | 0 | 0 | 0 | 0 | 0 | 0 | 0 | 0
BCEU BAU Components Energy Use[urban residential,heat bf,cooling and ventilation] | NoSettings | 0 | 0 | 0 | 0 | 0 | 0 | 0 | 0 | 0 | 0 | 0 | 0 | 0 | 0 | 0 | 0 | 0 | 0 | 0 | 0 | 0 | 0 | 0 | 0 | 0 | 0 | 0 | 0 | 0 | 0 | 0
BCEU BAU Components Energy Use[urban residential,heat bf,envelope] | NoSettings | 0 | 0 | 0 | 0 | 0 | 0 | 0 | 0 | 0 | 0 | 0 | 0 | 0 | 0 | 0 | 0 | 0 | 0 | 0 | 0 | 0 | 0 | 0 | 0 | 0 | 0 | 0 | 0 | 0 | 0 | 0
BCEU BAU Components Energy Use[urban residential,heat bf,lighting] | NoSettings | 0 | 0 | 0 | 0 | 0 | 0 | 0 | 0 | 0 | 0 | 0 | 0 | 0 | 0 | 0 | 0 | 0 | 0 | 0 | 0 | 0 | 0 | 0 | 0 | 0 | 0 | 0 | 0 | 0 | 0 | 0
BCEU BAU Components Energy Use[urban residential,heat bf,appliances] | NoSettings | 0 | 0 | 0 | 0 | 0 | 0 | 0 | 0 | 0 | 0 | 0 | 0 | 0 | 0 | 0 | 0 | 0 | 0 | 0 | 0 | 0 | 0 | 0 | 0 | 0 | 0 | 0 | 0 | 0 | 0 | 0
BCEU BAU Components Energy Use[urban residential,heat bf,other component] | NoSettings | 0 | 0 | 0 | 0 | 0 | 0 | 0 | 0 | 0 | 0 | 0 | 0 | 0 | 0 | 0 | 0 | 0 | 0 | 0 | 0 | 0 | 0 | 0 | 0 | 0 | 0 | 0 | 0 | 0 | 0 | 0
BCEU BAU Components Energy Use[urban residential,biomass bf,heating] | NoSettings | 17800000000000 | 17800000000000 | 17800000000000 | 17800000000000 | 17800000000000 | 17800000000000 | 17800000000000 | 17800000000000 | 17800000000000 | 17800000000000 | 17800000000000 | 17800000000000 | 17800000000000 | 17800000000000 | 17800000000000 | 17800000000000 | 17800000000000 | 17800000000000 | 17800000000000 | 17800000000000 | 17800000000000 | 17800000000000 | 17800000000000 | 17800000000000 | 17800000000000 | 17800000000000 | 17800000000000 | 17800000000000 | 17800000000000 | 17800000000000 | 17800000000000
BCEU BAU Components Energy Use[urban residential,biomass bf,cooling and ventilation] | NoSettings | 0 | 0 | 0 | 0 | 0 | 0 | 0 | 0 | 0 | 0 | 0 | 0 | 0 | 0 | 0 | 0 | 0 | 0 | 0 | 0 | 0 | 0 | 0 | 0 | 0 | 0 | 0 | 0 | 0 | 0 | 0
BCEU BAU Components Energy Use[urban residential,biomass bf,envelope] | NoSettings | 0 | 0 | 0 | 0 | 0 | 0 | 0 | 0 | 0 | 0 | 0 | 0 | 0 | 0 | 0 | 0 | 0 | 0 | 0 | 0 | 0 | 0 | 0 | 0 | 0 | 0 | 0 | 0 | 0 | 0 | 0
BCEU BAU Components Energy Use[urban residential,biomass bf,lighting] | NoSettings | 0 | 0 | 0 | 0 | 0 | 0 | 0 | 0 | 0 | 0 | 0 | 0 | 0 | 0 | 0 | 0 | 0 | 0 | 0 | 0 | 0 | 0 | 0 | 0 | 0 | 0 | 0 | 0 | 0 | 0 | 0
BCEU BAU Components Energy Use[urban residential,biomass bf,appliances] | NoSettings | 0 | 0 | 0 | 0 | 0 | 0 | 0 | 0 | 0 | 0 | 0 | 0 | 0 | 0 | 0 | 0 | 0 | 0 | 0 | 0 | 0 | 0 | 0 | 0 | 0 | 0 | 0 | 0 | 0 | 0 | 0
BCEU BAU Components Energy Use[urban residential,biomass bf,other component] | NoSettings | 0 | 0 | 0 | 0 | 0 | 0 | 0 | 0 | 0 | 0 | 0 | 0 | 0 | 0 | 0 | 0 | 0 | 0 | 0 | 0 | 0 | 0 | 0 | 0 | 0 | 0 | 0 | 0 | 0 | 0 | 0
BCEU BAU Components Energy Use[urban residential,kerosene bf,heating] | NoSettings | 0 | 0 | 0 | 0 | 0 | 0 | 0 | 0 | 0 | 0 | 0 | 0 | 0 | 0 | 0 | 0 | 0 | 0 | 0 | 0 | 0 | 0 | 0 | 0 | 0 | 0 | 0 | 0 | 0 | 0 | 0
BCEU BAU Components Energy Use[urban residential,kerosene bf,cooling and ventilation] | NoSettings | 0 | 0 | 0 | 0 | 0 | 0 | 0 | 0 | 0 | 0 | 0 | 0 | 0 | 0 | 0 | 0 | 0 | 0 | 0 | 0 | 0 | 0 | 0 | 0 | 0 | 0 | 0 | 0 | 0 | 0 | 0
BCEU BAU Components Energy Use[urban residential,kerosene bf,envelope] | NoSettings | 0 | 0 | 0 | 0 | 0 | 0 | 0 | 0 | 0 | 0 | 0 | 0 | 0 | 0 | 0 | 0 | 0 | 0 | 0 | 0 | 0 | 0 | 0 | 0 | 0 | 0 | 0 | 0 | 0 | 0 | 0
BCEU BAU Components Energy Use[urban residential,kerosene bf,lighting] | NoSettings | 0 | 0 | 0 | 0 | 0 | 0 | 0 | 0 | 0 | 0 | 0 | 0 | 0 | 0 | 0 | 0 | 0 | 0 | 0 | 0 | 0 | 0 | 0 | 0 | 0 | 0 | 0 | 0 | 0 | 0 | 0
BCEU BAU Components Energy Use[urban residential,kerosene bf,appliances] | NoSettings | 0 | 0 | 0 | 0 | 0 | 0 | 0 | 0 | 0 | 0 | 0 | 0 | 0 | 0 | 0 | 0 | 0 | 0 | 0 | 0 | 0 | 0 | 0 | 0 | 0 | 0 | 0 | 0 | 0 | 0 | 0
BCEU BAU Components Energy Use[urban residential,kerosene bf,other component] | NoSettings | 0 | 0 | 0 | 0 | 0 | 0 | 0 | 0 | 0 | 0 | 0 | 0 | 0 | 0 | 0 | 0 | 0 | 0 | 0 | 0 | 0 | 0 | 0 | 0 | 0 | 0 | 0 | 0 | 0 | 0 | 0
BCEU BAU Components Energy Use[urban residential,heavy or residual fuel oil bf,heating] | NoSettings | 0 | 0 | 0 | 0 | 0 | 0 | 0 | 0 | 0 | 0 | 0 | 0 | 0 | 0 | 0 | 0 | 0 | 0 | 0 | 0 | 0 | 0 | 0 | 0 | 0 | 0 | 0 | 0 | 0 | 0 | 0
BCEU BAU Components Energy Use[urban residential,heavy or residual fuel oil bf,cooling and ventilation] | NoSettings | 0 | 0 | 0 | 0 | 0 | 0 | 0 | 0 | 0 | 0 | 0 | 0 | 0 | 0 | 0 | 0 | 0 | 0 | 0 | 0 | 0 | 0 | 0 | 0 | 0 | 0 | 0 | 0 | 0 | 0 | 0
BCEU BAU Components Energy Use[urban residential,heavy or residual fuel oil bf,envelope] | NoSettings | 0 | 0 | 0 | 0 | 0 | 0 | 0 | 0 | 0 | 0 | 0 | 0 | 0 | 0 | 0 | 0 | 0 | 0 | 0 | 0 | 0 | 0 | 0 | 0 | 0 | 0 | 0 | 0 | 0 | 0 | 0
BCEU BAU Components Energy Use[urban residential,heavy or residual fuel oil bf,lighting] | NoSettings | 0 | 0 | 0 | 0 | 0 | 0 | 0 | 0 | 0 | 0 | 0 | 0 | 0 | 0 | 0 | 0 | 0 | 0 | 0 | 0 | 0 | 0 | 0 | 0 | 0 | 0 | 0 | 0 | 0 | 0 | 0
BCEU BAU Components Energy Use[urban residential,heavy or residual fuel oil bf,appliances] | NoSettings | 0 | 0 | 0 | 0 | 0 | 0 | 0 | 0 | 0 | 0 | 0 | 0 | 0 | 0 | 0 | 0 | 0 | 0 | 0 | 0 | 0 | 0 | 0 | 0 | 0 | 0 | 0 | 0 | 0 | 0 | 0
BCEU BAU Components Energy Use[urban residential,heavy or residual fuel oil bf,other component] | NoSettings | 0 | 0 | 0 | 0 | 0 | 0 | 0 | 0 | 0 | 0 | 0 | 0 | 0 | 0 | 0 | 0 | 0 | 0 | 0 | 0 | 0 | 0 | 0 | 0 | 0 | 0 | 0 | 0 | 0 | 0 | 0
BCEU BAU Components Energy Use[urban residential,LPG propane or butane bf,heating] | NoSettings | 12000000000000 | 11600000000000 | 11000000000000 | 11100000000000 | 11100000000000 | 11000000000000 | 10800000000000 | 10800000000000 | 10600000000000 | 10200000000000 | 9960000000000 | 9600000000000 | 9250000000000 | 8990000000000 | 8740000000000 | 8490000000000 | 8240000000000 | 8010000000000 | 7750000000000 | 7480000000000 | 7290000000000 | 7100000000000 | 6930000000000 | 6760000000000 | 6620000000000 | 6530000000000 | 6340000000000 | 6230000000000 | 6120000000000 | 6020000000000 | 5920000000000
BCEU BAU Components Energy Use[urban residential,LPG propane or butane bf,cooling and ventilation] | NoSettings | 0 | 0 | 0 | 0 | 0 | 0 | 0 | 0 | 0 | 0 | 0 | 0 | 0 | 0 | 0 | 0 | 0 | 0 | 0 | 0 | 0 | 0 | 0 | 0 | 0 | 0 | 0 | 0 | 0 | 0 | 0
BCEU BAU Components Energy Use[urban residential,LPG propane or butane bf,envelope] | NoSettings | 0 | 0 | 0 | 0 | 0 | 0 | 0 | 0 | 0 | 0 | 0 | 0 | 0 | 0 | 0 | 0 | 0 | 0 | 0 | 0 | 0 | 0 | 0 | 0 | 0 | 0 | 0 | 0 | 0 | 0 | 0
BCEU BAU Components Energy Use[urban residential,LPG propane or butane bf,lighting] | NoSettings | 0 | 0 | 0 | 0 | 0 | 0 | 0 | 0 | 0 | 0 | 0 | 0 | 0 | 0 | 0 | 0 | 0 | 0 | 0 | 0 | 0 | 0 | 0 | 0 | 0 | 0 | 0 | 0 | 0 | 0 | 0
BCEU BAU Components Energy Use[urban residential,LPG propane or butane bf,appliances] | NoSettings | 4440000000000 | 4110000000000 | 3740000000000 | 3640000000000 | 3510000000000 | 3410000000000 | 3280000000000 | 3200000000000 | 3080000000000 | 2960000000000 | 2840000000000 | 2700000000000 | 2560000000000 | 2450000000000 | 2360000000000 | 2270000000000 | 2190000000000 | 2120000000000 | 2050000000000 | 1970000000000 | 1920000000000 | 1880000000000 | 1850000000000 | 1820000000000 | 1790000000000 | 1790000000000 | 1740000000000 | 1730000000000 | 1700000000000 | 1670000000000 | 1650000000000
BCEU BAU Components Energy Use[urban residential,LPG propane or butane bf,other component] | NoSettings | 0 | 0 | 0 | 0 | 0 | 0 | 0 | 0 | 0 | 0 | 0 | 0 | 0 | 0 | 0 | 0 | 0 | 0 | 0 | 0 | 0 | 0 | 0 | 0 | 0 | 0 | 0 | 0 | 0 | 0 | 0
BCEU BAU Components Energy Use[urban residential,hydrogen bf,heating] | NoSettings | 0 | 0 | 0 | 0 | 0 | 0 | 0 | 0 | 0 | 0 | 0 | 0 | 0 | 0 | 0 | 0 | 0 | 0 | 0 | 0 | 0 | 0 | 0 | 0 | 0 | 0 | 0 | 0 | 0 | 0 | 0
BCEU BAU Components Energy Use[urban residential,hydrogen bf,cooling and ventilation] | NoSettings | 0 | 0 | 0 | 0 | 0 | 0 | 0 | 0 | 0 | 0 | 0 | 0 | 0 | 0 | 0 | 0 | 0 | 0 | 0 | 0 | 0 | 0 | 0 | 0 | 0 | 0 | 0 | 0 | 0 | 0 | 0
BCEU BAU Components Energy Use[urban residential,hydrogen bf,envelope] | NoSettings | 0 | 0 | 0 | 0 | 0 | 0 | 0 | 0 | 0 | 0 | 0 | 0 | 0 | 0 | 0 | 0 | 0 | 0 | 0 | 0 | 0 | 0 | 0 | 0 | 0 | 0 | 0 | 0 | 0 | 0 | 0
BCEU BAU Components Energy Use[urban residential,hydrogen bf,lighting] | NoSettings | 0 | 0 | 0 | 0 | 0 | 0 | 0 | 0 | 0 | 0 | 0 | 0 | 0 | 0 | 0 | 0 | 0 | 0 | 0 | 0 | 0 | 0 | 0 | 0 | 0 | 0 | 0 | 0 | 0 | 0 | 0
BCEU BAU Components Energy Use[urban residential,hydrogen bf,appliances] | NoSettings | 0 | 0 | 0 | 0 | 0 | 0 | 0 | 0 | 0 | 0 | 0 | 0 | 0 | 0 | 0 | 0 | 0 | 0 | 0 | 0 | 0 | 0 | 0 | 0 | 0 | 0 | 0 | 0 | 0 | 0 | 0
BCEU BAU Components Energy Use[urban residential,hydrogen bf,other component] | NoSettings | 0 | 0 | 0 | 0 | 0 | 0 | 0 | 0 | 0 | 0 | 0 | 0 | 0 | 0 | 0 | 0 | 0 | 0 | 0 | 0 | 0 | 0 | 0 | 0 | 0 | 0 | 0 | 0 | 0 | 0 | 0
BCEU BAU Components Energy Use[rural residential,electricity bf,heating] | NoSettings | 1720000000000 | 1690000000000 | 1710000000000 | 1760000000000 | 1820000000000 | 1880000000000 | 1950000000000 | 2020000000000 | 2100000000000 | 2170000000000 | 2250000000000 | 2330000000000 | 2410000000000 | 2480000000000 | 2550000000000 | 2630000000000 | 2720000000000 | 2800000000000 | 2890000000000 | 2950000000000 | 3030000000000 | 3100000000000 | 3160000000000 | 3220000000000 | 3270000000000 | 3300000000000 | 3340000000000 | 3380000000000 | 3360000000000 | 3330000000000 | 3310000000000
BCEU BAU Components Energy Use[rural residential,electricity bf,cooling and ventilation] | NoSettings | 1140000000000 | 1070000000000 | 1030000000000 | 1010000000000 | 994000000000 | 980000000000 | 973000000000 | 972000000000 | 970000000000 | 971000000000 | 974000000000 | 978000000000 | 985000000000 | 991000000000 | 994000000000 | 997000000000 | 1010000000000 | 1010000000000 | 1020000000000 | 1030000000000 | 1040000000000 | 1050000000000 | 1070000000000 | 1080000000000 | 1100000000000 | 1120000000000 | 1140000000000 | 1160000000000 | 1160000000000 | 1160000000000 | 1170000000000
BCEU BAU Components Energy Use[rural residential,electricity bf,envelope] | NoSettings | 0 | 0 | 0 | 0 | 0 | 0 | 0 | 0 | 0 | 0 | 0 | 0 | 0 | 0 | 0 | 0 | 0 | 0 | 0 | 0 | 0 | 0 | 0 | 0 | 0 | 0 | 0 | 0 | 0 | 0 | 0
BCEU BAU Components Energy Use[rural residential,electricity bf,lighting] | NoSettings | 1190000000000 | 1140000000000 | 1120000000000 | 1130000000000 | 1140000000000 | 1150000000000 | 1180000000000 | 1200000000000 | 1230000000000 | 1250000000000 | 1270000000000 | 1290000000000 | 1310000000000 | 1330000000000 | 1350000000000 | 1370000000000 | 1390000000000 | 1400000000000 | 1410000000000 | 1430000000000 | 1440000000000 | 1450000000000 | 1470000000000 | 1490000000000 | 1510000000000 | 1530000000000 | 1550000000000 | 1570000000000 | 1580000000000 | 1580000000000 | 1580000000000
BCEU BAU Components Energy Use[rural residential,electricity bf,appliances] | NoSettings | 4790000000000 | 4620000000000 | 4550000000000 | 4580000000000 | 4620000000000 | 4660000000000 | 4720000000000 | 4810000000000 | 4880000000000 | 4980000000000 | 5070000000000 | 5170000000000 | 5270000000000 | 5370000000000 | 5470000000000 | 5570000000000 | 5680000000000 | 5780000000000 | 5880000000000 | 5980000000000 | 6070000000000 | 6170000000000 | 6270000000000 | 6360000000000 | 6440000000000 | 6540000000000 | 6620000000000 | 6720000000000 | 6730000000000 | 6720000000000 | 6730000000000
BCEU BAU Components Energy Use[rural residential,electricity bf,other component] | NoSettings | 6660000000000 | 6280000000000 | 6050000000000 | 5890000000000 | 5770000000000 | 5650000000000 | 5520000000000 | 5410000000000 | 5290000000000 | 5180000000000 | 5050000000000 | 4910000000000 | 4760000000000 | 4610000000000 | 4470000000000 | 4330000000000 | 4200000000000 | 4060000000000 | 3920000000000 | 3780000000000 | 3630000000000 | 3460000000000 | 3290000000000 | 3120000000000 | 2950000000000 | 2770000000000 | 2600000000000 | 2430000000000 | 2380000000000 | 2360000000000 | 2330000000000
BCEU BAU Components Energy Use[rural residential,hard coal bf,heating] | NoSettings | 0 | 0 | 0 | 0 | 0 | 0 | 0 | 0 | 0 | 0 | 0 | 0 | 0 | 0 | 0 | 0 | 0 | 0 | 0 | 0 | 0 | 0 | 0 | 0 | 0 | 0 | 0 | 0 | 0 | 0 | 0
BCEU BAU Components Energy Use[rural residential,hard coal bf,cooling and ventilation] | NoSettings | 0 | 0 | 0 | 0 | 0 | 0 | 0 | 0 | 0 | 0 | 0 | 0 | 0 | 0 | 0 | 0 | 0 | 0 | 0 | 0 | 0 | 0 | 0 | 0 | 0 | 0 | 0 | 0 | 0 | 0 | 0
BCEU BAU Components Energy Use[rural residential,hard coal bf,envelope] | NoSettings | 0 | 0 | 0 | 0 | 0 | 0 | 0 | 0 | 0 | 0 | 0 | 0 | 0 | 0 | 0 | 0 | 0 | 0 | 0 | 0 | 0 | 0 | 0 | 0 | 0 | 0 | 0 | 0 | 0 | 0 | 0
BCEU BAU Components Energy Use[rural residential,hard coal bf,lighting] | NoSettings | 0 | 0 | 0 | 0 | 0 | 0 | 0 | 0 | 0 | 0 | 0 | 0 | 0 | 0 | 0 | 0 | 0 | 0 | 0 | 0 | 0 | 0 | 0 | 0 | 0 | 0 | 0 | 0 | 0 | 0 | 0
BCEU BAU Components Energy Use[rural residential,hard coal bf,appliances] | NoSettings | 0 | 0 | 0 | 0 | 0 | 0 | 0 | 0 | 0 | 0 | 0 | 0 | 0 | 0 | 0 | 0 | 0 | 0 | 0 | 0 | 0 | 0 | 0 | 0 | 0 | 0 | 0 | 0 | 0 | 0 | 0
BCEU BAU Components Energy Use[rural residential,hard coal bf,other component] | NoSettings | 0 | 0 | 0 | 0 | 0 | 0 | 0 | 0 | 0 | 0 | 0 | 0 | 0 | 0 | 0 | 0 | 0 | 0 | 0 | 0 | 0 | 0 | 0 | 0 | 0 | 0 | 0 | 0 | 0 | 0 | 0
BCEU BAU Components Energy Use[rural residential,natural gas bf,heating] | NoSettings | 11300000000000 | 11800000000000 | 11800000000000 | 11800000000000 | 11800000000000 | 11800000000000 | 11700000000000 | 11700000000000 | 11600000000000 | 11500000000000 | 11400000000000 | 11300000000000 | 11200000000000 | 11000000000000 | 10900000000000 | 10800000000000 | 10700000000000 | 10500000000000 | 10400000000000 | 10400000000000 | 10300000000000 | 10100000000000 | 10000000000000 | 9950000000000 | 9890000000000 | 9850000000000 | 9730000000000 | 9700000000000 | 9690000000000 | 9690000000000 | 9690000000000
BCEU BAU Components Energy Use[rural residential,natural gas bf,cooling and ventilation] | NoSettings | 10600000000 | 10600000000 | 10400000000 | 10200000000 | 9970000000 | 9780000000 | 9580000000 | 9380000000 | 9190000000 | 9010000000 | 8820000000 | 8660000000 | 8510000000 | 8350000000 | 8180000000 | 8030000000 | 7910000000 | 7760000000 | 7630000000 | 7520000000 | 7410000000 | 7410000000 | 7450000000 | 7500000000 | 7590000000 | 7690000000 | 7800000000 | 7930000000 | 8040000000 | 8170000000 | 8300000000
BCEU BAU Components Energy Use[rural residential,natural gas bf,envelope] | NoSettings | 0 | 0 | 0 | 0 | 0 | 0 | 0 | 0 | 0 | 0 | 0 | 0 | 0 | 0 | 0 | 0 | 0 | 0 | 0 | 0 | 0 | 0 | 0 | 0 | 0 | 0 | 0 | 0 | 0 | 0 | 0
BCEU BAU Components Energy Use[rural residential,natural gas bf,lighting] | NoSettings | 0 | 0 | 0 | 0 | 0 | 0 | 0 | 0 | 0 | 0 | 0 | 0 | 0 | 0 | 0 | 0 | 0 | 0 | 0 | 0 | 0 | 0 | 0 | 0 | 0 | 0 | 0 | 0 | 0 | 0 | 0
BCEU BAU Components Energy Use[rural residential,natural gas bf,appliances] | NoSettings | 12500000000000 | 12900000000000 | 13000000000000 | 13000000000000 | 12900000000000 | 13000000000000 | 12900000000000 | 12900000000000 | 12900000000000 | 12900000000000 | 12700000000000 | 12700000000000 | 12600000000000 | 12600000000000 | 12400000000000 | 12400000000000 | 12200000000000 | 12200000000000 | 12100000000000 | 12000000000000 | 12000000000000 | 12000000000000 | 12000000000000 | 12100000000000 | 12100000000000 | 12200000000000 | 12200000000000 | 12200000000000 | 12200000000000 | 12300000000000 | 12300000000000
BCEU BAU Components Energy Use[rural residential,natural gas bf,other component] | NoSettings | 0 | 0 | 0 | 0 | 0 | 0 | 0 | 0 | 0 | 0 | 0 | 0 | 0 | 0 | 0 | 0 | 0 | 0 | 0 | 0 | 0 | 0 | 0 | 0 | 0 | 0 | 0 | 0 | 0 | 0 | 0
BCEU BAU Components Energy Use[rural residential,petroleum diesel bf,heating] | NoSettings | 15500000000 | 15500000000 | 15500000000 | 15500000000 | 15500000000 | 15500000000 | 15400000000 | 15500000000 | 15500000000 | 15400000000 | 15300000000 | 15200000000 | 15100000000 | 15000000000 | 14900000000 | 14700000000 | 14400000000 | 14200000000 | 13800000000 | 13700000000 | 13500000000 | 13300000000 | 13000000000 | 12700000000 | 12400000000 | 12100000000 | 11600000000 | 11100000000 | 10500000000 | 9950000000 | 9270000000
BCEU BAU Components Energy Use[rural residential,petroleum diesel bf,cooling and ventilation] | NoSettings | 0 | 0 | 0 | 0 | 0 | 0 | 0 | 0 | 0 | 0 | 0 | 0 | 0 | 0 | 0 | 0 | 0 | 0 | 0 | 0 | 0 | 0 | 0 | 0 | 0 | 0 | 0 | 0 | 0 | 0 | 0
BCEU BAU Components Energy Use[rural residential,petroleum diesel bf,envelope] | NoSettings | 0 | 0 | 0 | 0 | 0 | 0 | 0 | 0 | 0 | 0 | 0 | 0 | 0 | 0 | 0 | 0 | 0 | 0 | 0 | 0 | 0 | 0 | 0 | 0 | 0 | 0 | 0 | 0 | 0 | 0 | 0
BCEU BAU Components Energy Use[rural residential,petroleum diesel bf,lighting] | NoSettings | 0 | 0 | 0 | 0 | 0 | 0 | 0 | 0 | 0 | 0 | 0 | 0 | 0 | 0 | 0 | 0 | 0 | 0 | 0 | 0 | 0 | 0 | 0 | 0 | 0 | 0 | 0 | 0 | 0 | 0 | 0
BCEU BAU Components Energy Use[rural residential,petroleum diesel bf,appliances] | NoSettings | 215000000 | 197000000 | 181000000 | 167000000 | 155000000 | 145000000 | 137000000 | 132000000 | 129000000 | 130000000 | 134000000 | 140000000 | 149000000 | 160000000 | 176000000 | 197000000 | 223000000 | 257000000 | 301000000 | 358000000 | 433000000 | 536000000 | 670000000 | 848000000 | 1080000000 | 1390000000 | 1780000000 | 2240000000 | 2810000000 | 3430000000 | 4060000000
BCEU BAU Components Energy Use[rural residential,petroleum diesel bf,other component] | NoSettings | 0 | 0 | 0 | 0 | 0 | 0 | 0 | 0 | 0 | 0 | 0 | 0 | 0 | 0 | 0 | 0 | 0 | 0 | 0 | 0 | 0 | 0 | 0 | 0 | 0 | 0 | 0 | 0 | 0 | 0 | 0
BCEU BAU Components Energy Use[rural residential,heat bf,heating] | NoSettings | 0 | 0 | 0 | 0 | 0 | 0 | 0 | 0 | 0 | 0 | 0 | 0 | 0 | 0 | 0 | 0 | 0 | 0 | 0 | 0 | 0 | 0 | 0 | 0 | 0 | 0 | 0 | 0 | 0 | 0 | 0
BCEU BAU Components Energy Use[rural residential,heat bf,cooling and ventilation] | NoSettings | 0 | 0 | 0 | 0 | 0 | 0 | 0 | 0 | 0 | 0 | 0 | 0 | 0 | 0 | 0 | 0 | 0 | 0 | 0 | 0 | 0 | 0 | 0 | 0 | 0 | 0 | 0 | 0 | 0 | 0 | 0
BCEU BAU Components Energy Use[rural residential,heat bf,envelope] | NoSettings | 0 | 0 | 0 | 0 | 0 | 0 | 0 | 0 | 0 | 0 | 0 | 0 | 0 | 0 | 0 | 0 | 0 | 0 | 0 | 0 | 0 | 0 | 0 | 0 | 0 | 0 | 0 | 0 | 0 | 0 | 0
BCEU BAU Components Energy Use[rural residential,heat bf,lighting] | NoSettings | 0 | 0 | 0 | 0 | 0 | 0 | 0 | 0 | 0 | 0 | 0 | 0 | 0 | 0 | 0 | 0 | 0 | 0 | 0 | 0 | 0 | 0 | 0 | 0 | 0 | 0 | 0 | 0 | 0 | 0 | 0
BCEU BAU Components Energy Use[rural residential,heat bf,appliances] | NoSettings | 0 | 0 | 0 | 0 | 0 | 0 | 0 | 0 | 0 | 0 | 0 | 0 | 0 | 0 | 0 | 0 | 0 | 0 | 0 | 0 | 0 | 0 | 0 | 0 | 0 | 0 | 0 | 0 | 0 | 0 | 0
BCEU BAU Components Energy Use[rural residential,heat bf,other component] | NoSettings | 0 | 0 | 0 | 0 | 0 | 0 | 0 | 0 | 0 | 0 | 0 | 0 | 0 | 0 | 0 | 0 | 0 | 0 | 0 | 0 | 0 | 0 | 0 | 0 | 0 | 0 | 0 | 0 | 0 | 0 | 0
BCEU BAU Components Energy Use[rural residential,biomass bf,heating] | NoSettings | 4090000000000 | 4090000000000 | 4090000000000 | 4090000000000 | 4090000000000 | 4090000000000 | 4090000000000 | 4090000000000 | 4090000000000 | 4090000000000 | 4090000000000 | 4090000000000 | 4090000000000 | 4090000000000 | 4090000000000 | 4090000000000 | 4090000000000 | 4090000000000 | 4090000000000 | 4090000000000 | 4090000000000 | 4090000000000 | 4090000000000 | 4090000000000 | 4090000000000 | 4090000000000 | 4090000000000 | 4090000000000 | 4090000000000 | 4090000000000 | 4090000000000
BCEU BAU Components Energy Use[rural residential,biomass bf,cooling and ventilation] | NoSettings | 0 | 0 | 0 | 0 | 0 | 0 | 0 | 0 | 0 | 0 | 0 | 0 | 0 | 0 | 0 | 0 | 0 | 0 | 0 | 0 | 0 | 0 | 0 | 0 | 0 | 0 | 0 | 0 | 0 | 0 | 0
BCEU BAU Components Energy Use[rural residential,biomass bf,envelope] | NoSettings | 0 | 0 | 0 | 0 | 0 | 0 | 0 | 0 | 0 | 0 | 0 | 0 | 0 | 0 | 0 | 0 | 0 | 0 | 0 | 0 | 0 | 0 | 0 | 0 | 0 | 0 | 0 | 0 | 0 | 0 | 0
BCEU BAU Components Energy Use[rural residential,biomass bf,lighting] | NoSettings | 0 | 0 | 0 | 0 | 0 | 0 | 0 | 0 | 0 | 0 | 0 | 0 | 0 | 0 | 0 | 0 | 0 | 0 | 0 | 0 | 0 | 0 | 0 | 0 | 0 | 0 | 0 | 0 | 0 | 0 | 0
BCEU BAU Components Energy Use[rural residential,biomass bf,appliances] | NoSettings | 0 | 0 | 0 | 0 | 0 | 0 | 0 | 0 | 0 | 0 | 0 | 0 | 0 | 0 | 0 | 0 | 0 | 0 | 0 | 0 | 0 | 0 | 0 | 0 | 0 | 0 | 0 | 0 | 0 | 0 | 0
BCEU BAU Components Energy Use[rural residential,biomass bf,other component] | NoSettings | 0 | 0 | 0 | 0 | 0 | 0 | 0 | 0 | 0 | 0 | 0 | 0 | 0 | 0 | 0 | 0 | 0 | 0 | 0 | 0 | 0 | 0 | 0 | 0 | 0 | 0 | 0 | 0 | 0 | 0 | 0
BCEU BAU Components Energy Use[rural residential,kerosene bf,heating] | NoSettings | 0 | 0 | 0 | 0 | 0 | 0 | 0 | 0 | 0 | 0 | 0 | 0 | 0 | 0 | 0 | 0 | 0 | 0 | 0 | 0 | 0 | 0 | 0 | 0 | 0 | 0 | 0 | 0 | 0 | 0 | 0
BCEU BAU Components Energy Use[rural residential,kerosene bf,cooling and ventilation] | NoSettings | 0 | 0 | 0 | 0 | 0 | 0 | 0 | 0 | 0 | 0 | 0 | 0 | 0 | 0 | 0 | 0 | 0 | 0 | 0 | 0 | 0 | 0 | 0 | 0 | 0 | 0 | 0 | 0 | 0 | 0 | 0
BCEU BAU Components Energy Use[rural residential,kerosene bf,envelope] | NoSettings | 0 | 0 | 0 | 0 | 0 | 0 | 0 | 0 | 0 | 0 | 0 | 0 | 0 | 0 | 0 | 0 | 0 | 0 | 0 | 0 | 0 | 0 | 0 | 0 | 0 | 0 | 0 | 0 | 0 | 0 | 0
BCEU BAU Components Energy Use[rural residential,kerosene bf,lighting] | NoSettings | 0 | 0 | 0 | 0 | 0 | 0 | 0 | 0 | 0 | 0 | 0 | 0 | 0 | 0 | 0 | 0 | 0 | 0 | 0 | 0 | 0 | 0 | 0 | 0 | 0 | 0 | 0 | 0 | 0 | 0 | 0
BCEU BAU Components Energy Use[rural residential,kerosene bf,appliances] | NoSettings | 0 | 0 | 0 | 0 | 0 | 0 | 0 | 0 | 0 | 0 | 0 | 0 | 0 | 0 | 0 | 0 | 0 | 0 | 0 | 0 | 0 | 0 | 0 | 0 | 0 | 0 | 0 | 0 | 0 | 0 | 0
BCEU BAU Components Energy Use[rural residential,kerosene bf,other component] | NoSettings | 0 | 0 | 0 | 0 | 0 | 0 | 0 | 0 | 0 | 0 | 0 | 0 | 0 | 0 | 0 | 0 | 0 | 0 | 0 | 0 | 0 | 0 | 0 | 0 | 0 | 0 | 0 | 0 | 0 | 0 | 0
BCEU BAU Components Energy Use[rural residential,heavy or residual fuel oil bf,heating] | NoSettings | 0 | 0 | 0 | 0 | 0 | 0 | 0 | 0 | 0 | 0 | 0 | 0 | 0 | 0 | 0 | 0 | 0 | 0 | 0 | 0 | 0 | 0 | 0 | 0 | 0 | 0 | 0 | 0 | 0 | 0 | 0
BCEU BAU Components Energy Use[rural residential,heavy or residual fuel oil bf,cooling and ventilation] | NoSettings | 0 | 0 | 0 | 0 | 0 | 0 | 0 | 0 | 0 | 0 | 0 | 0 | 0 | 0 | 0 | 0 | 0 | 0 | 0 | 0 | 0 | 0 | 0 | 0 | 0 | 0 | 0 | 0 | 0 | 0 | 0
BCEU BAU Components Energy Use[rural residential,heavy or residual fuel oil bf,envelope] | NoSettings | 0 | 0 | 0 | 0 | 0 | 0 | 0 | 0 | 0 | 0 | 0 | 0 | 0 | 0 | 0 | 0 | 0 | 0 | 0 | 0 | 0 | 0 | 0 | 0 | 0 | 0 | 0 | 0 | 0 | 0 | 0
BCEU BAU Components Energy Use[rural residential,heavy or residual fuel oil bf,lighting] | NoSettings | 0 | 0 | 0 | 0 | 0 | 0 | 0 | 0 | 0 | 0 | 0 | 0 | 0 | 0 | 0 | 0 | 0 | 0 | 0 | 0 | 0 | 0 | 0 | 0 | 0 | 0 | 0 | 0 | 0 | 0 | 0
BCEU BAU Components Energy Use[rural residential,heavy or residual fuel oil bf,appliances] | NoSettings | 0 | 0 | 0 | 0 | 0 | 0 | 0 | 0 | 0 | 0 | 0 | 0 | 0 | 0 | 0 | 0 | 0 | 0 | 0 | 0 | 0 | 0 | 0 | 0 | 0 | 0 | 0 | 0 | 0 | 0 | 0
BCEU BAU Components Energy Use[rural residential,heavy or residual fuel oil bf,other component] | NoSettings | 0 | 0 | 0 | 0 | 0 | 0 | 0 | 0 | 0 | 0 | 0 | 0 | 0 | 0 | 0 | 0 | 0 | 0 | 0 | 0 | 0 | 0 | 0 | 0 | 0 | 0 | 0 | 0 | 0 | 0 | 0
BCEU BAU Components Energy Use[rural residential,LPG propane or butane bf,heating] | NoSettings | 2760000000000 | 2670000000000 | 2540000000000 | 2560000000000 | 2550000000000 | 2530000000000 | 2490000000000 | 2480000000000 | 2430000000000 | 2370000000000 | 2300000000000 | 2220000000000 | 2140000000000 | 2080000000000 | 2030000000000 | 1970000000000 | 1910000000000 | 1850000000000 | 1790000000000 | 1720000000000 | 1670000000000 | 1630000000000 | 1590000000000 | 1550000000000 | 1520000000000 | 1500000000000 | 1460000000000 | 1430000000000 | 1410000000000 | 1390000000000 | 1360000000000
BCEU BAU Components Energy Use[rural residential,LPG propane or butane bf,cooling and ventilation] | NoSettings | 0 | 0 | 0 | 0 | 0 | 0 | 0 | 0 | 0 | 0 | 0 | 0 | 0 | 0 | 0 | 0 | 0 | 0 | 0 | 0 | 0 | 0 | 0 | 0 | 0 | 0 | 0 | 0 | 0 | 0 | 0
BCEU BAU Components Energy Use[rural residential,LPG propane or butane bf,envelope] | NoSettings | 0 | 0 | 0 | 0 | 0 | 0 | 0 | 0 | 0 | 0 | 0 | 0 | 0 | 0 | 0 | 0 | 0 | 0 | 0 | 0 | 0 | 0 | 0 | 0 | 0 | 0 | 0 | 0 | 0 | 0 | 0
BCEU BAU Components Energy Use[rural residential,LPG propane or butane bf,lighting] | NoSettings | 0 | 0 | 0 | 0 | 0 | 0 | 0 | 0 | 0 | 0 | 0 | 0 | 0 | 0 | 0 | 0 | 0 | 0 | 0 | 0 | 0 | 0 | 0 | 0 | 0 | 0 | 0 | 0 | 0 | 0 | 0
BCEU BAU Components Energy Use[rural residential,LPG propane or butane bf,appliances] | NoSettings | 234000000000 | 216000000000 | 197000000000 | 191000000000 | 185000000000 | 179000000000 | 173000000000 | 169000000000 | 162000000000 | 155000000000 | 149000000000 | 141000000000 | 135000000000 | 129000000000 | 124000000000 | 119000000000 | 115000000000 | 111000000000 | 107000000000 | 104000000000 | 101000000000 | 99200000000 | 97100000000 | 96100000000 | 94400000000 | 94400000000 | 91800000000 | 91000000000 | 89300000000 | 88400000000 | 86700000000
BCEU BAU Components Energy Use[rural residential,LPG propane or butane bf,other component] | NoSettings | 0 | 0 | 0 | 0 | 0 | 0 | 0 | 0 | 0 | 0 | 0 | 0 | 0 | 0 | 0 | 0 | 0 | 0 | 0 | 0 | 0 | 0 | 0 | 0 | 0 | 0 | 0 | 0 | 0 | 0 | 0
BCEU BAU Components Energy Use[rural residential,hydrogen bf,heating] | NoSettings | 0 | 0 | 0 | 0 | 0 | 0 | 0 | 0 | 0 | 0 | 0 | 0 | 0 | 0 | 0 | 0 | 0 | 0 | 0 | 0 | 0 | 0 | 0 | 0 | 0 | 0 | 0 | 0 | 0 | 0 | 0
BCEU BAU Components Energy Use[rural residential,hydrogen bf,cooling and ventilation] | NoSettings | 0 | 0 | 0 | 0 | 0 | 0 | 0 | 0 | 0 | 0 | 0 | 0 | 0 | 0 | 0 | 0 | 0 | 0 | 0 | 0 | 0 | 0 | 0 | 0 | 0 | 0 | 0 | 0 | 0 | 0 | 0
BCEU BAU Components Energy Use[rural residential,hydrogen bf,envelope] | NoSettings | 0 | 0 | 0 | 0 | 0 | 0 | 0 | 0 | 0 | 0 | 0 | 0 | 0 | 0 | 0 | 0 | 0 | 0 | 0 | 0 | 0 | 0 | 0 | 0 | 0 | 0 | 0 | 0 | 0 | 0 | 0
BCEU BAU Components Energy Use[rural residential,hydrogen bf,lighting] | NoSettings | 0 | 0 | 0 | 0 | 0 | 0 | 0 | 0 | 0 | 0 | 0 | 0 | 0 | 0 | 0 | 0 | 0 | 0 | 0 | 0 | 0 | 0 | 0 | 0 | 0 | 0 | 0 | 0 | 0 | 0 | 0
BCEU BAU Components Energy Use[rural residential,hydrogen bf,appliances] | NoSettings | 0 | 0 | 0 | 0 | 0 | 0 | 0 | 0 | 0 | 0 | 0 | 0 | 0 | 0 | 0 | 0 | 0 | 0 | 0 | 0 | 0 | 0 | 0 | 0 | 0 | 0 | 0 | 0 | 0 | 0 | 0
BCEU BAU Components Energy Use[rural residential,hydrogen bf,other component] | NoSettings | 0 | 0 | 0 | 0 | 0 | 0 | 0 | 0 | 0 | 0 | 0 | 0 | 0 | 0 | 0 | 0 | 0 | 0 | 0 | 0 | 0 | 0 | 0 | 0 | 0 | 0 | 0 | 0 | 0 | 0 | 0
BCEU BAU Components Energy Use[commercial,electricity bf,heating] | NoSettings | 7360000000000 | 7000000000000 | 7110000000000 | 7100000000000 | 7060000000000 | 7040000000000 | 7050000000000 | 7070000000000 | 7100000000000 | 7140000000000 | 7170000000000 | 7200000000000 | 7210000000000 | 7220000000000 | 7200000000000 | 7150000000000 | 7170000000000 | 7140000000000 | 7110000000000 | 7070000000000 | 7030000000000 | 6980000000000 | 6910000000000 | 6820000000000 | 6700000000000 | 6580000000000 | 6450000000000 | 6300000000000 | 6140000000000 | 5970000000000 | 5790000000000
BCEU BAU Components Energy Use[commercial,electricity bf,cooling and ventilation] | NoSettings | 55000000000000 | 53100000000000 | 54700000000000 | 55200000000000 | 55200000000000 | 55200000000000 | 55200000000000 | 55000000000000 | 54600000000000 | 54200000000000 | 53500000000000 | 52900000000000 | 52100000000000 | 51200000000000 | 50300000000000 | 49200000000000 | 48600000000000 | 47700000000000 | 47000000000000 | 46200000000000 | 45500000000000 | 44800000000000 | 44200000000000 | 43600000000000 | 43100000000000 | 42700000000000 | 42300000000000 | 42000000000000 | 41700000000000 | 41400000000000 | 41100000000000
BCEU BAU Components Energy Use[commercial,electricity bf,envelope] | NoSettings | 0 | 0 | 0 | 0 | 0 | 0 | 0 | 0 | 0 | 0 | 0 | 0 | 0 | 0 | 0 | 0 | 0 | 0 | 0 | 0 | 0 | 0 | 0 | 0 | 0 | 0 | 0 | 0 | 0 | 0 | 0
BCEU BAU Components Energy Use[commercial,electricity bf,lighting] | NoSettings | 29600000000000 | 28200000000000 | 28000000000000 | 26900000000000 | 25500000000000 | 24100000000000 | 22900000000000 | 21700000000000 | 20600000000000 | 19600000000000 | 18700000000000 | 17900000000000 | 17200000000000 | 16500000000000 | 15900000000000 | 15300000000000 | 14800000000000 | 14300000000000 | 13900000000000 | 13500000000000 | 13100000000000 | 12700000000000 | 12500000000000 | 12200000000000 | 11900000000000 | 11700000000000 | 11500000000000 | 11300000000000 | 11100000000000 | 11000000000000 | 10800000000000
BCEU BAU Components Energy Use[commercial,electricity bf,appliances] | NoSettings | 55800000000000 | 55300000000000 | 58200000000000 | 60000000000000 | 61300000000000 | 62200000000000 | 62800000000000 | 63200000000000 | 63300000000000 | 63200000000000 | 63100000000000 | 63000000000000 | 62900000000000 | 62800000000000 | 62700000000000 | 62400000000000 | 62800000000000 | 62800000000000 | 62800000000000 | 62800000000000 | 62700000000000 | 62600000000000 | 62400000000000 | 62100000000000 | 61900000000000 | 61600000000000 | 61300000000000 | 61100000000000 | 60800000000000 | 60500000000000 | 60300000000000
BCEU BAU Components Energy Use[commercial,electricity bf,other component] | NoSettings | 152000000000000 | 149000000000000 | 155000000000000 | 160000000000000 | 164000000000000 | 169000000000000 | 174000000000000 | 179000000000000 | 186000000000000 | 191000000000000 | 196000000000000 | 202000000000000 | 207000000000000 | 213000000000000 | 217000000000000 | 221000000000000 | 226000000000000 | 231000000000000 | 237000000000000 | 241000000000000 | 246000000000000 | 250000000000000 | 255000000000000 | 259000000000000 | 263000000000000 | 267000000000000 | 271000000000000 | 275000000000000 | 279000000000000 | 283000000000000 | 287000000000000
BCEU BAU Components Energy Use[commercial,hard coal bf,heating] | NoSettings | 0 | 0 | 0 | 0 | 0 | 0 | 0 | 0 | 0 | 0 | 0 | 0 | 0 | 0 | 0 | 0 | 0 | 0 | 0 | 0 | 0 | 0 | 0 | 0 | 0 | 0 | 0 | 0 | 0 | 0 | 0
BCEU BAU Components Energy Use[commercial,hard coal bf,cooling and ventilation] | NoSettings | 0 | 0 | 0 | 0 | 0 | 0 | 0 | 0 | 0 | 0 | 0 | 0 | 0 | 0 | 0 | 0 | 0 | 0 | 0 | 0 | 0 | 0 | 0 | 0 | 0 | 0 | 0 | 0 | 0 | 0 | 0
BCEU BAU Components Energy Use[commercial,hard coal bf,envelope] | NoSettings | 0 | 0 | 0 | 0 | 0 | 0 | 0 | 0 | 0 | 0 | 0 | 0 | 0 | 0 | 0 | 0 | 0 | 0 | 0 | 0 | 0 | 0 | 0 | 0 | 0 | 0 | 0 | 0 | 0 | 0 | 0
BCEU BAU Components Energy Use[commercial,hard coal bf,lighting] | NoSettings | 0 | 0 | 0 | 0 | 0 | 0 | 0 | 0 | 0 | 0 | 0 | 0 | 0 | 0 | 0 | 0 | 0 | 0 | 0 | 0 | 0 | 0 | 0 | 0 | 0 | 0 | 0 | 0 | 0 | 0 | 0
BCEU BAU Components Energy Use[commercial,hard coal bf,appliances] | NoSettings | 0 | 0 | 0 | 0 | 0 | 0 | 0 | 0 | 0 | 0 | 0 | 0 | 0 | 0 | 0 | 0 | 0 | 0 | 0 | 0 | 0 | 0 | 0 | 0 | 0 | 0 | 0 | 0 | 0 | 0 | 0
BCEU BAU Components Energy Use[commercial,hard coal bf,other component] | NoSettings | 0 | 0 | 0 | 0 | 0 | 0 | 0 | 0 | 0 | 0 | 0 | 0 | 0 | 0 | 0 | 0 | 0 | 0 | 0 | 0 | 0 | 0 | 0 | 0 | 0 | 0 | 0 | 0 | 0 | 0 | 0
BCEU BAU Components Energy Use[commercial,natural gas bf,heating] | NoSettings | 46500000000000 | 46500000000000 | 47400000000000 | 47300000000000 | 46700000000000 | 45900000000000 | 45000000000000 | 44100000000000 | 43100000000000 | 42200000000000 | 41100000000000 | 40300000000000 | 39300000000000 | 38500000000000 | 37500000000000 | 36700000000000 | 36000000000000 | 35300000000000 | 34600000000000 | 33800000000000 | 33200000000000 | 32400000000000 | 31700000000000 | 31100000000000 | 30600000000000 | 30000000000000 | 29500000000000 | 29000000000000 | 28600000000000 | 28200000000000 | 27900000000000
BCEU BAU Components Energy Use[commercial,natural gas bf,cooling and ventilation] | NoSettings | 736000000000 | 752000000000 | 781000000000 | 794000000000 | 798000000000 | 794000000000 | 785000000000 | 773000000000 | 757000000000 | 739000000000 | 716000000000 | 693000000000 | 667000000000 | 639000000000 | 609000000000 | 579000000000 | 549000000000 | 518000000000 | 486000000000 | 455000000000 | 424000000000 | 396000000000 | 368000000000 | 344000000000 | 323000000000 | 303000000000 | 287000000000 | 273000000000 | 260000000000 | 249000000000 | 240000000000
BCEU BAU Components Energy Use[commercial,natural gas bf,envelope] | NoSettings | 0 | 0 | 0 | 0 | 0 | 0 | 0 | 0 | 0 | 0 | 0 | 0 | 0 | 0 | 0 | 0 | 0 | 0 | 0 | 0 | 0 | 0 | 0 | 0 | 0 | 0 | 0 | 0 | 0 | 0 | 0
BCEU BAU Components Energy Use[commercial,natural gas bf,lighting] | NoSettings | 0 | 0 | 0 | 0 | 0 | 0 | 0 | 0 | 0 | 0 | 0 | 0 | 0 | 0 | 0 | 0 | 0 | 0 | 0 | 0 | 0 | 0 | 0 | 0 | 0 | 0 | 0 | 0 | 0 | 0 | 0
BCEU BAU Components Energy Use[commercial,natural gas bf,appliances] | NoSettings | 81000000000000 | 84100000000000 | 88800000000000 | 91800000000000 | 93900000000000 | 95500000000000 | 96700000000000 | 97600000000000 | 98700000000000 | 99500000000000 | 100000000000000 | 102000000000000 | 102000000000000 | 102000000000000 | 103000000000000 | 104000000000000 | 104000000000000 | 105000000000000 | 106000000000000 | 107000000000000 | 107000000000000 | 108000000000000 | 110000000000000 | 111000000000000 | 113000000000000 | 115000000000000 | 116000000000000 | 117000000000000 | 119000000000000 | 121000000000000 | 122000000000000
BCEU BAU Components Energy Use[commercial,natural gas bf,other component] | NoSettings | 53200000000000 | 52500000000000 | 54200000000000 | 55000000000000 | 55300000000000 | 55100000000000 | 54800000000000 | 54100000000000 | 53400000000000 | 52800000000000 | 52100000000000 | 51500000000000 | 50800000000000 | 50300000000000 | 49500000000000 | 48700000000000 | 48000000000000 | 47300000000000 | 46600000000000 | 46100000000000 | 45600000000000 | 45300000000000 | 44900000000000 | 44500000000000 | 44200000000000 | 43900000000000 | 43700000000000 | 43400000000000 | 43200000000000 | 42900000000000 | 42700000000000
BCEU BAU Components Energy Use[commercial,petroleum diesel bf,heating] | NoSettings | 0 | 0 | 0 | 0 | 0 | 0 | 0 | 0 | 0 | 0 | 0 | 0 | 0 | 0 | 0 | 0 | 0 | 0 | 0 | 0 | 0 | 0 | 0 | 0 | 0 | 0 | 0 | 0 | 0 | 0 | 0
BCEU BAU Components Energy Use[commercial,petroleum diesel bf,cooling and ventilation] | NoSettings | 0 | 0 | 0 | 0 | 0 | 0 | 0 | 0 | 0 | 0 | 0 | 0 | 0 | 0 | 0 | 0 | 0 | 0 | 0 | 0 | 0 | 0 | 0 | 0 | 0 | 0 | 0 | 0 | 0 | 0 | 0
BCEU BAU Components Energy Use[commercial,petroleum diesel bf,envelope] | NoSettings | 0 | 0 | 0 | 0 | 0 | 0 | 0 | 0 | 0 | 0 | 0 | 0 | 0 | 0 | 0 | 0 | 0 | 0 | 0 | 0 | 0 | 0 | 0 | 0 | 0 | 0 | 0 | 0 | 0 | 0 | 0
BCEU BAU Components Energy Use[commercial,petroleum diesel bf,lighting] | NoSettings | 0 | 0 | 0 | 0 | 0 | 0 | 0 | 0 | 0 | 0 | 0 | 0 | 0 | 0 | 0 | 0 | 0 | 0 | 0 | 0 | 0 | 0 | 0 | 0 | 0 | 0 | 0 | 0 | 0 | 0 | 0
BCEU BAU Components Energy Use[commercial,petroleum diesel bf,appliances] | NoSettings | 2300000000 | 2100000000 | 1890000000 | 1700000000 | 1520000000 | 1370000000 | 1230000000 | 1100000000 | 999000000 | 912000000 | 848000000 | 801000000 | 768000000 | 741000000 | 718000000 | 696000000 | 679000000 | 661000000 | 644000000 | 630000000 | 616000000 | 604000000 | 590000000 | 578000000 | 568000000 | 558000000 | 547000000 | 538000000 | 529000000 | 519000000 | 509000000
BCEU BAU Components Energy Use[commercial,petroleum diesel bf,other component] | NoSettings | 20700000000000 | 20700000000000 | 20700000000000 | 20700000000000 | 20600000000000 | 20500000000000 | 20400000000000 | 20300000000000 | 20100000000000 | 19900000000000 | 19700000000000 | 19500000000000 | 19300000000000 | 19100000000000 | 18900000000000 | 18700000000000 | 18500000000000 | 18300000000000 | 18100000000000 | 18000000000000 | 17900000000000 | 17800000000000 | 17700000000000 | 17600000000000 | 17600000000000 | 17600000000000 | 17600000000000 | 17600000000000 | 17600000000000 | 17600000000000 | 17600000000000
BCEU BAU Components Energy Use[commercial,heat bf,heating] | NoSettings | 0 | 0 | 0 | 0 | 0 | 0 | 0 | 0 | 0 | 0 | 0 | 0 | 0 | 0 | 0 | 0 | 0 | 0 | 0 | 0 | 0 | 0 | 0 | 0 | 0 | 0 | 0 | 0 | 0 | 0 | 0
BCEU BAU Components Energy Use[commercial,heat bf,cooling and ventilation] | NoSettings | 0 | 0 | 0 | 0 | 0 | 0 | 0 | 0 | 0 | 0 | 0 | 0 | 0 | 0 | 0 | 0 | 0 | 0 | 0 | 0 | 0 | 0 | 0 | 0 | 0 | 0 | 0 | 0 | 0 | 0 | 0
BCEU BAU Components Energy Use[commercial,heat bf,envelope] | NoSettings | 0 | 0 | 0 | 0 | 0 | 0 | 0 | 0 | 0 | 0 | 0 | 0 | 0 | 0 | 0 | 0 | 0 | 0 | 0 | 0 | 0 | 0 | 0 | 0 | 0 | 0 | 0 | 0 | 0 | 0 | 0
BCEU BAU Components Energy Use[commercial,heat bf,lighting] | NoSettings | 0 | 0 | 0 | 0 | 0 | 0 | 0 | 0 | 0 | 0 | 0 | 0 | 0 | 0 | 0 | 0 | 0 | 0 | 0 | 0 | 0 | 0 | 0 | 0 | 0 | 0 | 0 | 0 | 0 | 0 | 0
BCEU BAU Components Energy Use[commercial,heat bf,appliances] | NoSettings | 0 | 0 | 0 | 0 | 0 | 0 | 0 | 0 | 0 | 0 | 0 | 0 | 0 | 0 | 0 | 0 | 0 | 0 | 0 | 0 | 0 | 0 | 0 | 0 | 0 | 0 | 0 | 0 | 0 | 0 | 0
BCEU BAU Components Energy Use[commercial,heat bf,other component] | NoSettings | 0 | 0 | 0 | 0 | 0 | 0 | 0 | 0 | 0 | 0 | 0 | 0 | 0 | 0 | 0 | 0 | 0 | 0 | 0 | 0 | 0 | 0 | 0 | 0 | 0 | 0 | 0 | 0 | 0 | 0 | 0
BCEU BAU Components Energy Use[commercial,biomass bf,heating] | NoSettings | 3830000000000 | 3830000000000 | 3830000000000 | 3830000000000 | 3830000000000 | 3830000000000 | 3830000000000 | 3830000000000 | 3830000000000 | 3830000000000 | 3830000000000 | 3830000000000 | 3830000000000 | 3830000000000 | 3830000000000 | 3830000000000 | 3830000000000 | 3830000000000 | 3830000000000 | 3830000000000 | 3830000000000 | 3830000000000 | 3830000000000 | 3830000000000 | 3830000000000 | 3830000000000 | 3830000000000 | 3830000000000 | 3830000000000 | 3830000000000 | 3830000000000
BCEU BAU Components Energy Use[commercial,biomass bf,cooling and ventilation] | NoSettings | 0 | 0 | 0 | 0 | 0 | 0 | 0 | 0 | 0 | 0 | 0 | 0 | 0 | 0 | 0 | 0 | 0 | 0 | 0 | 0 | 0 | 0 | 0 | 0 | 0 | 0 | 0 | 0 | 0 | 0 | 0
BCEU BAU Components Energy Use[commercial,biomass bf,envelope] | NoSettings | 0 | 0 | 0 | 0 | 0 | 0 | 0 | 0 | 0 | 0 | 0 | 0 | 0 | 0 | 0 | 0 | 0 | 0 | 0 | 0 | 0 | 0 | 0 | 0 | 0 | 0 | 0 | 0 | 0 | 0 | 0
BCEU BAU Components Energy Use[commercial,biomass bf,lighting] | NoSettings | 0 | 0 | 0 | 0 | 0 | 0 | 0 | 0 | 0 | 0 | 0 | 0 | 0 | 0 | 0 | 0 | 0 | 0 | 0 | 0 | 0 | 0 | 0 | 0 | 0 | 0 | 0 | 0 | 0 | 0 | 0
BCEU BAU Components Energy Use[commercial,biomass bf,appliances] | NoSettings | 0 | 0 | 0 | 0 | 0 | 0 | 0 | 0 | 0 | 0 | 0 | 0 | 0 | 0 | 0 | 0 | 0 | 0 | 0 | 0 | 0 | 0 | 0 | 0 | 0 | 0 | 0 | 0 | 0 | 0 | 0
BCEU BAU Components Energy Use[commercial,biomass bf,other component] | NoSettings | 0 | 0 | 0 | 0 | 0 | 0 | 0 | 0 | 0 | 0 | 0 | 0 | 0 | 0 | 0 | 0 | 0 | 0 | 0 | 0 | 0 | 0 | 0 | 0 | 0 | 0 | 0 | 0 | 0 | 0 | 0
BCEU BAU Components Energy Use[commercial,kerosene bf,heating] | NoSettings | 0 | 0 | 0 | 0 | 0 | 0 | 0 | 0 | 0 | 0 | 0 | 0 | 0 | 0 | 0 | 0 | 0 | 0 | 0 | 0 | 0 | 0 | 0 | 0 | 0 | 0 | 0 | 0 | 0 | 0 | 0
BCEU BAU Components Energy Use[commercial,kerosene bf,cooling and ventilation] | NoSettings | 0 | 0 | 0 | 0 | 0 | 0 | 0 | 0 | 0 | 0 | 0 | 0 | 0 | 0 | 0 | 0 | 0 | 0 | 0 | 0 | 0 | 0 | 0 | 0 | 0 | 0 | 0 | 0 | 0 | 0 | 0
BCEU BAU Components Energy Use[commercial,kerosene bf,envelope] | NoSettings | 0 | 0 | 0 | 0 | 0 | 0 | 0 | 0 | 0 | 0 | 0 | 0 | 0 | 0 | 0 | 0 | 0 | 0 | 0 | 0 | 0 | 0 | 0 | 0 | 0 | 0 | 0 | 0 | 0 | 0 | 0
BCEU BAU Components Energy Use[commercial,kerosene bf,lighting] | NoSettings | 0 | 0 | 0 | 0 | 0 | 0 | 0 | 0 | 0 | 0 | 0 | 0 | 0 | 0 | 0 | 0 | 0 | 0 | 0 | 0 | 0 | 0 | 0 | 0 | 0 | 0 | 0 | 0 | 0 | 0 | 0
BCEU BAU Components Energy Use[commercial,kerosene bf,appliances] | NoSettings | 0 | 0 | 0 | 0 | 0 | 0 | 0 | 0 | 0 | 0 | 0 | 0 | 0 | 0 | 0 | 0 | 0 | 0 | 0 | 0 | 0 | 0 | 0 | 0 | 0 | 0 | 0 | 0 | 0 | 0 | 0
BCEU BAU Components Energy Use[commercial,kerosene bf,other component] | NoSettings | 0 | 0 | 0 | 0 | 0 | 0 | 0 | 0 | 0 | 0 | 0 | 0 | 0 | 0 | 0 | 0 | 0 | 0 | 0 | 0 | 0 | 0 | 0 | 0 | 0 | 0 | 0 | 0 | 0 | 0 | 0
BCEU BAU Components Energy Use[commercial,heavy or residual fuel oil bf,heating] | NoSettings | 0 | 0 | 0 | 0 | 0 | 0 | 0 | 0 | 0 | 0 | 0 | 0 | 0 | 0 | 0 | 0 | 0 | 0 | 0 | 0 | 0 | 0 | 0 | 0 | 0 | 0 | 0 | 0 | 0 | 0 | 0
BCEU BAU Components Energy Use[commercial,heavy or residual fuel oil bf,cooling and ventilation] | NoSettings | 0 | 0 | 0 | 0 | 0 | 0 | 0 | 0 | 0 | 0 | 0 | 0 | 0 | 0 | 0 | 0 | 0 | 0 | 0 | 0 | 0 | 0 | 0 | 0 | 0 | 0 | 0 | 0 | 0 | 0 | 0
BCEU BAU Components Energy Use[commercial,heavy or residual fuel oil bf,envelope] | NoSettings | 0 | 0 | 0 | 0 | 0 | 0 | 0 | 0 | 0 | 0 | 0 | 0 | 0 | 0 | 0 | 0 | 0 | 0 | 0 | 0 | 0 | 0 | 0 | 0 | 0 | 0 | 0 | 0 | 0 | 0 | 0
BCEU BAU Components Energy Use[commercial,heavy or residual fuel oil bf,lighting] | NoSettings | 0 | 0 | 0 | 0 | 0 | 0 | 0 | 0 | 0 | 0 | 0 | 0 | 0 | 0 | 0 | 0 | 0 | 0 | 0 | 0 | 0 | 0 | 0 | 0 | 0 | 0 | 0 | 0 | 0 | 0 | 0
BCEU BAU Components Energy Use[commercial,heavy or residual fuel oil bf,appliances] | NoSettings | 0 | 0 | 0 | 0 | 0 | 0 | 0 | 0 | 0 | 0 | 0 | 0 | 0 | 0 | 0 | 0 | 0 | 0 | 0 | 0 | 0 | 0 | 0 | 0 | 0 | 0 | 0 | 0 | 0 | 0 | 0
BCEU BAU Components Energy Use[commercial,heavy or residual fuel oil bf,other component] | NoSettings | 0 | 0 | 0 | 0 | 0 | 0 | 0 | 0 | 0 | 0 | 0 | 0 | 0 | 0 | 0 | 0 | 0 | 0 | 0 | 0 | 0 | 0 | 0 | 0 | 0 | 0 | 0 | 0 | 0 | 0 | 0
BCEU BAU Components Energy Use[commercial,LPG propane or butane bf,heating] | NoSettings | 13300000000000 | 13300000000000 | 13300000000000 | 13300000000000 | 13300000000000 | 13200000000000 | 13100000000000 | 13100000000000 | 13000000000000 | 12900000000000 | 12800000000000 | 12700000000000 | 12600000000000 | 12500000000000 | 12400000000000 | 12300000000000 | 12200000000000 | 12100000000000 | 12000000000000 | 11900000000000 | 11800000000000 | 11700000000000 | 11600000000000 | 11500000000000 | 11400000000000 | 11400000000000 | 11300000000000 | 11300000000000 | 11300000000000 | 11300000000000 | 11300000000000
BCEU BAU Components Energy Use[commercial,LPG propane or butane bf,cooling and ventilation] | NoSettings | 0 | 0 | 0 | 0 | 0 | 0 | 0 | 0 | 0 | 0 | 0 | 0 | 0 | 0 | 0 | 0 | 0 | 0 | 0 | 0 | 0 | 0 | 0 | 0 | 0 | 0 | 0 | 0 | 0 | 0 | 0
BCEU BAU Components Energy Use[commercial,LPG propane or butane bf,envelope] | NoSettings | 0 | 0 | 0 | 0 | 0 | 0 | 0 | 0 | 0 | 0 | 0 | 0 | 0 | 0 | 0 | 0 | 0 | 0 | 0 | 0 | 0 | 0 | 0 | 0 | 0 | 0 | 0 | 0 | 0 | 0 | 0
BCEU BAU Components Energy Use[commercial,LPG propane or butane bf,lighting] | NoSettings | 0 | 0 | 0 | 0 | 0 | 0 | 0 | 0 | 0 | 0 | 0 | 0 | 0 | 0 | 0 | 0 | 0 | 0 | 0 | 0 | 0 | 0 | 0 | 0 | 0 | 0 | 0 | 0 | 0 | 0 | 0
BCEU BAU Components Energy Use[commercial,LPG propane or butane bf,appliances] | NoSettings | 0 | 0 | 0 | 0 | 0 | 0 | 0 | 0 | 0 | 0 | 0 | 0 | 0 | 0 | 0 | 0 | 0 | 0 | 0 | 0 | 0 | 0 | 0 | 0 | 0 | 0 | 0 | 0 | 0 | 0 | 0
BCEU BAU Components Energy Use[commercial,LPG propane or butane bf,other component] | NoSettings | 0 | 0 | 0 | 0 | 0 | 0 | 0 | 0 | 0 | 0 | 0 | 0 | 0 | 0 | 0 | 0 | 0 | 0 | 0 | 0 | 0 | 0 | 0 | 0 | 0 | 0 | 0 | 0 | 0 | 0 | 0
BCEU BAU Components Energy Use[commercial,hydrogen bf,heating] | NoSettings | 0 | 0 | 0 | 0 | 0 | 0 | 0 | 0 | 0 | 0 | 0 | 0 | 0 | 0 | 0 | 0 | 0 | 0 | 0 | 0 | 0 | 0 | 0 | 0 | 0 | 0 | 0 | 0 | 0 | 0 | 0
BCEU BAU Components Energy Use[commercial,hydrogen bf,cooling and ventilation] | NoSettings | 0 | 0 | 0 | 0 | 0 | 0 | 0 | 0 | 0 | 0 | 0 | 0 | 0 | 0 | 0 | 0 | 0 | 0 | 0 | 0 | 0 | 0 | 0 | 0 | 0 | 0 | 0 | 0 | 0 | 0 | 0
BCEU BAU Components Energy Use[commercial,hydrogen bf,envelope] | NoSettings | 0 | 0 | 0 | 0 | 0 | 0 | 0 | 0 | 0 | 0 | 0 | 0 | 0 | 0 | 0 | 0 | 0 | 0 | 0 | 0 | 0 | 0 | 0 | 0 | 0 | 0 | 0 | 0 | 0 | 0 | 0
BCEU BAU Components Energy Use[commercial,hydrogen bf,lighting] | NoSettings | 0 | 0 | 0 | 0 | 0 | 0 | 0 | 0 | 0 | 0 | 0 | 0 | 0 | 0 | 0 | 0 | 0 | 0 | 0 | 0 | 0 | 0 | 0 | 0 | 0 | 0 | 0 | 0 | 0 | 0 | 0
BCEU BAU Components Energy Use[commercial,hydrogen bf,appliances] | NoSettings | 0 | 0 | 0 | 0 | 0 | 0 | 0 | 0 | 0 | 0 | 0 | 0 | 0 | 0 | 0 | 0 | 0 | 0 | 0 | 0 | 0 | 0 | 0 | 0 | 0 | 0 | 0 | 0 | 0 | 0 | 0
BCEU BAU Components Energy Use[commercial,hydrogen bf,other component] | NoSettings | 0 | 0 | 0 | 0 | 0 | 0 | 0 | 0 | 0 | 0 | 0 | 0 | 0 | 0 | 0 | 0 | 0 | 0 | 0 | 0 | 0 | 0 | 0 | 0 | 0 | 0 | 0 | 0 | 0 | 0 | 0
Output Process Emissions in CO2e by Industry[agriculture and forestry 01T03] | NoSettings | 28.9621 | 28.9604 | 28.9593 | 26.679 | 24.397 | 22.1164 | 21.2168 | 20.3186 | 19.4173 | 18.5196 | 17.6193 | 17.4075 | 17.1902 | 16.9783 | 16.7665 | 16.5521 | 16.3408 | 16.1265 | 15.9127 | 15.6989 | 15.4846 | 15.2733 | 15.059 | 14.8477 | 14.6309 | 14.4196 | 14.4446 | 14.4667 | 14.4917 | 14.5167 | 14.5417
Output Process Emissions in CO2e by Industry[coal mining 05] | NoSettings | 0 | 0 | 0 | 0 | 0 | 0 | 0 | 0 | 0 | 0 | 0 | 0 | 0 | 0 | 0 | 0 | 0 | 0 | 0 | 0 | 0 | 0 | 0 | 0 | 0 | 0 | 0 | 0 | 0 | 0 | 0
Output Process Emissions in CO2e by Industry[oil and gas extraction 06] | NoSettings | 1.7564 | 1.7345 | 1.7473 | 1.6988 | 1.6377 | 1.5804 | 1.5491 | 1.5132 | 1.479 | 1.4438 | 1.4088 | 1.4047 | 1.3999 | 1.3969 | 1.3928 | 1.386 | 1.3789 | 1.3735 | 1.3689 | 1.3646 | 1.36 | 1.3571 | 1.3559 | 1.3576 | 1.3573 | 1.3541 | 1.3601 | 1.3668 | 1.3717 | 1.3759 | 1.3752
Output Process Emissions in CO2e by Industry[other mining and quarrying 07T08] | NoSettings | 0 | 0 | 0 | 0 | 0 | 0 | 0 | 0 | 0 | 0 | 0 | 0 | 0 | 0 | 0 | 0 | 0 | 0 | 0 | 0 | 0 | 0 | 0 | 0 | 0 | 0 | 0 | 0 | 0 | 0 | 0
Output Process Emissions in CO2e by Industry[food beverage and tobacco 10T12] | NoSettings | 0 | 0 | 0 | 0 | 0 | 0 | 0 | 0 | 0 | 0 | 0 | 0 | 0 | 0 | 0 | 0 | 0 | 0 | 0 | 0 | 0 | 0 | 0 | 0 | 0 | 0 | 0 | 0 | 0 | 0 | 0
Output Process Emissions in CO2e by Industry[textiles apparel and leather 13T15] | NoSettings | 0 | 0 | 0 | 0 | 0 | 0 | 0 | 0 | 0 | 0 | 0 | 0 | 0 | 0 | 0 | 0 | 0 | 0 | 0 | 0 | 0 | 0 | 0 | 0 | 0 | 0 | 0 | 0 | 0 | 0 | 0
Output Process Emissions in CO2e by Industry[wood products 16] | NoSettings | 0 | 0 | 0 | 0 | 0 | 0 | 0 | 0 | 0 | 0 | 0 | 0 | 0 | 0 | 0 | 0 | 0 | 0 | 0 | 0 | 0 | 0 | 0 | 0 | 0 | 0 | 0 | 0 | 0 | 0 | 0
Output Process Emissions in CO2e by Industry[pulp paper and printing 17T18] | NoSettings | 0 | 0 | 0 | 0 | 0 | 0 | 0 | 0 | 0 | 0 | 0 | 0 | 0 | 0 | 0 | 0 | 0 | 0 | 0 | 0 | 0 | 0 | 0 | 0 | 0 | 0 | 0 | 0 | 0 | 0 | 0
Output Process Emissions in CO2e by Industry[refined petroleum and coke 19] | NoSettings | 4.4286 | 4.4722 | 4.4427 | 4.2152 | 4.0142 | 3.8055 | 3.7053 | 3.6169 | 3.5164 | 3.4192 | 3.3203 | 3.299 | 3.2791 | 3.2556 | 3.2355 | 3.2199 | 3.2141 | 3.2041 | 3.1926 | 3.1807 | 3.169 | 3.1587 | 3.1463 | 3.1262 | 3.1121 | 3.0993 | 3.0995 | 3.099 | 3.0984 | 3.0976 | 3.0975
Output Process Emissions in CO2e by Industry[chemicals 20] | NoSettings | 21.8708 | 21.8707 | 21.8731 | 20.1682 | 18.4588 | 16.7566 | 15.6953 | 14.6334 | 13.5726 | 12.5043 | 11.4457 | 11.4428 | 11.4413 | 11.4491 | 11.447 | 11.4449 | 11.4432 | 11.4411 | 11.4478 | 11.4448 | 11.4416 | 11.3248 | 11.1984 | 11.0821 | 10.9558 | 10.8394 | 10.9496 | 11.0496 | 11.1598 | 11.27 | 11.38
Output Process Emissions in CO2e by Industry[rubber and plastic products 22] | NoSettings | 0 | 0 | 0 | 0 | 0 | 0 | 0 | 0 | 0 | 0 | 0 | 0 | 0 | 0 | 0 | 0 | 0 | 0 | 0 | 0 | 0 | 0 | 0 | 0 | 0 | 0 | 0 | 0 | 0 | 0 | 0
Output Process Emissions in CO2e by Industry[glass and glass products 231] | NoSettings | 0 | 0 | 0 | 0 | 0 | 0 | 0 | 0 | 0 | 0 | 0 | 0 | 0 | 0 | 0 | 0 | 0 | 0 | 0 | 0 | 0 | 0 | 0 | 0 | 0 | 0 | 0 | 0 | 0 | 0 | 0
Output Process Emissions in CO2e by Industry[cement and other nonmetallic minerals 239] | NoSettings | 5.631 | 5.6808 | 5.6413 | 5.3501 | 5.0906 | 4.823 | 4.6936 | 4.5681 | 4.4054 | 4.2488 | 4.0931 | 4.0325 | 3.9739 | 3.9107 | 3.85 | 3.7977 | 3.7952 | 3.7872 | 3.7766 | 3.765 | 3.7553 | 3.7473 | 3.7347 | 3.7158 | 3.7013 | 3.6938 | 3.6969 | 3.7 | 3.7031 | 3.7061 | 3.7091
Output Process Emissions in CO2e by Industry[iron and steel 241] | NoSettings | 0 | 0 | 0 | 0 | 0 | 0 | 0 | 0 | 0 | 0 | 0 | 0 | 0 | 0 | 0 | 0 | 0 | 0 | 0 | 0 | 0 | 0 | 0 | 0 | 0 | 0 | 0 | 0 | 0 | 0 | 0
Output Process Emissions in CO2e by Industry[other metals 242] | NoSettings | 0 | 0 | 0 | 0 | 0 | 0 | 0 | 0 | 0 | 0 | 0 | 0 | 0 | 0 | 0 | 0 | 0 | 0 | 0 | 0 | 0 | 0 | 0 | 0 | 0 | 0 | 0 | 0 | 0 | 0 | 0
Output Process Emissions in CO2e by Industry[metal products except machinery and vehicles 25] | NoSettings | 0 | 0 | 0 | 0 | 0 | 0 | 0 | 0 | 0 | 0 | 0 | 0 | 0 | 0 | 0 | 0 | 0 | 0 | 0 | 0 | 0 | 0 | 0 | 0 | 0 | 0 | 0 | 0 | 0 | 0 | 0
Output Process Emissions in CO2e by Industry[computers and electronics 26] | NoSettings | 0 | 0 | 0 | 0 | 0 | 0 | 0 | 0 | 0 | 0 | 0 | 0 | 0 | 0 | 0 | 0 | 0 | 0 | 0 | 0 | 0 | 0 | 0 | 0 | 0 | 0 | 0 | 0 | 0 | 0 | 0
Output Process Emissions in CO2e by Industry[appliances and electrical equipment 27] | NoSettings | 0 | 0 | 0 | 0 | 0 | 0 | 0 | 0 | 0 | 0 | 0 | 0 | 0 | 0 | 0 | 0 | 0 | 0 | 0 | 0 | 0 | 0 | 0 | 0 | 0 | 0 | 0 | 0 | 0 | 0 | 0
Output Process Emissions in CO2e by Industry[other machinery 28] | NoSettings | 0 | 0 | 0 | 0 | 0 | 0 | 0 | 0 | 0 | 0 | 0 | 0 | 0 | 0 | 0 | 0 | 0 | 0 | 0 | 0 | 0 | 0 | 0 | 0 | 0 | 0 | 0 | 0 | 0 | 0 | 0
Output Process Emissions in CO2e by Industry[road vehicles 29] | NoSettings | 0 | 0 | 0 | 0 | 0 | 0 | 0 | 0 | 0 | 0 | 0 | 0 | 0 | 0 | 0 | 0 | 0 | 0 | 0 | 0 | 0 | 0 | 0 | 0 | 0 | 0 | 0 | 0 | 0 | 0 | 0
Output Process Emissions in CO2e by Industry[nonroad vehicles 30] | NoSettings | 0 | 0 | 0 | 0 | 0 | 0 | 0 | 0 | 0 | 0 | 0 | 0 | 0 | 0 | 0 | 0 | 0 | 0 | 0 | 0 | 0 | 0 | 0 | 0 | 0 | 0 | 0 | 0 | 0 | 0 | 0
Output Process Emissions in CO2e by Industry[other manufacturing 31T33] | NoSettings | 0 | 0 | 0 | 0 | 0 | 0 | 0 | 0 | 0 | 0 | 0 | 0 | 0 | 0 | 0 | 0 | 0 | 0 | 0 | 0 | 0 | 0 | 0 | 0 | 0 | 0 | 0 | 0 | 0 | 0 | 0
Output Process Emissions in CO2e by Industry[energy pipelines and gas processing 352T353] | NoSettings | 4.815 | 4.7345 | 4.7809 | 4.6674 | 4.5097 | 4.3646 | 4.2834 | 4.1849 | 4.0916 | 3.9957 | 3.8996 | 3.8894 | 3.8765 | 3.8708 | 3.8606 | 3.8403 | 3.8175 | 3.8021 | 3.7895 | 3.779 | 3.7661 | 3.7584 | 3.7579 | 3.7672 | 3.7691 | 3.7615 | 3.779 | 3.8015 | 3.8168 | 3.8318 | 3.8293
Output Process Emissions in CO2e by Industry[water and waste 36T39] | NoSettings | 9.8804 | 9.88 | 9.8805 | 9.8134 | 9.7462 | 9.6795 | 9.5816 | 9.4841 | 9.3869 | 9.2887 | 9.1906 | 9.0937 | 8.9961 | 8.9014 | 8.8045 | 8.7063 | 8.6286 | 8.5511 | 8.4756 | 8.3975 | 8.32 | 8.243 | 8.1655 | 8.0879 | 8.01 | 7.9324 | 7.9635 | 7.995 | 8.0255 | 8.0567 | 8.0906
Output Process Emissions in CO2e by Industry[construction 41T43] | NoSettings | 0 | 0 | 0 | 0 | 0 | 0 | 0 | 0 | 0 | 0 | 0 | 0 | 0 | 0 | 0 | 0 | 0 | 0 | 0 | 0 | 0 | 0 | 0 | 0 | 0 | 0 | 0 | 0 | 0 | 0 | 0
Output Total CO2e Emissions by Sector[transportation sector] | NoSettings | 144.159 | 159.219 | 158.181 | 156.665 | 153.956 | 151.027 | 147.809 | 144.456 | 141.084 | 137.415 | 133.264 | 129.614 | 125.823 | 122.525 | 119.073 | 115.834 | 112.506 | 108.882 | 104.943 | 100.875 | 96.8588 | 92.9103 | 89.321 | 85.9766 | 82.8437 | 80.0751 | 77.7538 | 75.7742 | 74.125 | 72.9074 | 71.8659
Output Total CO2e Emissions by Sector[electricity sector] | NoSettings | 58.0628 | 53.9986 | 52.2551 | 50.1842 | 48.1899 | 45.8371 | 45.0131 | 43.8794 | 42.6498 | 40.7815 | 38.3751 | 34.4786 | 34.7213 | 34.0183 | 32.5768 | 30.1349 | 25.4465 | 21.7474 | 20.2674 | 18.3855 | 16.6855 | 14.8505 | 11.8039 | 8.7806 | 6.8019 | 6.4741 | 6.4741 | 6.4741 | 6.4741 | 6.4741 | 6.4741
Output Total CO2e Emissions by Sector[residential buildings sector] | NoSettings | 26.6121 | 27.405 | 27.3941 | 27.4479 | 27.3802 | 27.3712 | 27.2841 | 27.1718 | 27.0367 | 26.8354 | 26.5799 | 26.3786 | 26.0665 | 25.8694 | 25.563 | 25.2668 | 25.0668 | 24.8739 | 24.626 | 24.5412 | 24.305 | 24.1712 | 24.0977 | 24.0323 | 24.0167 | 23.96 | 23.9362 | 23.9254 | 23.915 | 23.9643 | 24.0081
Output Total CO2e Emissions by Sector[commercial buildings sector] | NoSettings | 11.9941 | 12.1224 | 12.5117 | 12.7089 | 12.7973 | 12.8153 | 12.8013 | 12.756 | 12.7023 | 12.6431 | 12.5518 | 12.5614 | 12.4488 | 12.3572 | 12.2921 | 12.2376 | 12.1407 | 12.0967 | 12.0528 | 12.0216 | 11.9479 | 11.9276 | 11.9603 | 11.9454 | 12.0019 | 12.0592 | 12.0681 | 12.078 | 12.1517 | 12.2201 | 12.2462
Output Total CO2e Emissions by Sector[industry sector] | NoSettings | 146.296 | 150.048 | 150.25 | 146.56 | 142.308 | 138.209 | 135.858 | 133.388 | 130.622 | 127.751 | 124.881 | 124.255 | 123.441 | 123.029 | 122.519 | 121.923 | 121.633 | 121.329 | 121.184 | 121.02 | 120.629 | 120.132 | 119.856 | 119.717 | 119.555 | 117.648 | 118.426 | 118.523 | 118.623 | 118.719 | 118.813
Output Total CO2e Emissions by Sector[district heat and hydrogen sector] | NoSettings | 0.01294 | 0.013798 | 0.012778 | 0.011659 | 0.010445 | 0.0091656 | 0.0078555 | 0.0065545 | 0.0052431 | 0.0039305 | 0.0026161 | 0.0013064 | 0 | 0 | 0 | 0 | 0 | 0 | 0 | 0 | 0 | 0 | 0 | 0 | 0 | 0 | 0 | 0 | 0 | 0 | 0.0021924
Output Total CO2e Emissions by Sector[LULUCF sector] | NoSettings | 109.997 | 65.4876 | 50.9965 | 42.8563 | 37.1197 | 32.6207 | 29.0442 | 25.9821 | 23.3294 | 20.9836 | 18.8432 | 18.8432 | 18.8432 | 18.8432 | 18.8432 | 18.8432 | 18.8432 | 18.8432 | 18.8432 | 18.8432 | 18.8432 | 18.8432 | 18.8432 | 18.8432 | 18.8432 | 18.8432 | 18.8432 | 18.8432 | 18.8432 | 18.8432 | 18.8432
Output Total CO2e Emissions by Sector[geoengineering sector] | NoSettings | 0 | 0 | 0 | 0 | 0 | 0 | 0 | 0 | 0 | 0 | 0 | 0 | 0 | 0 | 0 | 0 | 0 | 0 | 0 | 0 | 0 | 0 | 0 | 0 | 0 | 0 | 0 | 0 | 0 | 0 | 0
Pollutant Emissions from Imported Electricity[CO2,hard coal es] | NoSettings | 9920040000000 | 7932010000000 | 5954030000000 | 3966010000000 | 1988020000000 | 0 | 0 | 0 | 0 | 0 | 0 | 0 | 0 | 0 | 0 | 0 | 0 | 0 | 0 | 0 | 0 | 0 | 0 | 0 | 0 | 0 | 0 | 0 | 0 | 0 | 0
Pollutant Emissions from Imported Electricity[CO2,natural gas nonpeaker es] | NoSettings | 8003650000000 | 7736860000000 | 7403370000000 | 7069890000000 | 6736400000000 | 6422930000000 | 6102780000000 | 5782640000000 | 5462490000000 | 5142340000000 | 4822200000000 | 4495380000000 | 4175240000000 | 3855090000000 | 3534940000000 | 3214800000000 | 2894650000000 | 2567840000000 | 2247690000000 | 1927550000000 | 1607400000000 | 1287250000000 | 967107000000 | 642293000000 | 321480000000 | 0 | 0 | 0 | 0 | 0 | 0
Pollutant Emissions from Imported Electricity[CO2,nuclear es] | NoSettings | 0 | 0 | 0 | 0 | 0 | 0 | 0 | 0 | 0 | 0 | 0 | 0 | 0 | 0 | 0 | 0 | 0 | 0 | 0 | 0 | 0 | 0 | 0 | 0 | 0 | 0 | 0 | 0 | 0 | 0 | 0
Pollutant Emissions from Imported Electricity[CO2,hydro es] | NoSettings | 0 | 0 | 0 | 0 | 0 | 0 | 0 | 0 | 0 | 0 | 0 | 0 | 0 | 0 | 0 | 0 | 0 | 0 | 0 | 0 | 0 | 0 | 0 | 0 | 0 | 0 | 0 | 0 | 0 | 0 | 0
Pollutant Emissions from Imported Electricity[CO2,onshore wind es] | NoSettings | 0 | 0 | 0 | 0 | 0 | 0 | 0 | 0 | 0 | 0 | 0 | 0 | 0 | 0 | 0 | 0 | 0 | 0 | 0 | 0 | 0 | 0 | 0 | 0 | 0 | 0 | 0 | 0 | 0 | 0 | 0
Pollutant Emissions from Imported Electricity[CO2,solar PV es] | NoSettings | 0 | 0 | 0 | 0 | 0 | 0 | 0 | 0 | 0 | 0 | 0 | 0 | 0 | 0 | 0 | 0 | 0 | 0 | 0 | 0 | 0 | 0 | 0 | 0 | 0 | 0 | 0 | 0 | 0 | 0 | 0
Pollutant Emissions from Imported Electricity[CO2,solar thermal es] | NoSettings | 0 | 0 | 0 | 0 | 0 | 0 | 0 | 0 | 0 | 0 | 0 | 0 | 0 | 0 | 0 | 0 | 0 | 0 | 0 | 0 | 0 | 0 | 0 | 0 | 0 | 0 | 0 | 0 | 0 | 0 | 0
Pollutant Emissions from Imported Electricity[CO2,biomass es] | NoSettings | 0 | 0 | 0 | 0 | 0 | 0 | 0 | 0 | 0 | 0 | 0 | 0 | 0 | 0 | 0 | 0 | 0 | 0 | 0 | 0 | 0 | 0 | 0 | 0 | 0 | 0 | 0 | 0 | 0 | 0 | 0
Pollutant Emissions from Imported Electricity[CO2,geothermal es] | NoSettings | 0 | 0 | 0 | 0 | 0 | 0 | 0 | 0 | 0 | 0 | 0 | 0 | 0 | 0 | 0 | 0 | 0 | 0 | 0 | 0 | 0 | 0 | 0 | 0 | 0 | 0 | 0 | 0 | 0 | 0 | 0
Pollutant Emissions from Imported Electricity[CO2,petroleum es] | NoSettings | 148542000000 | 142766000000 | 136989000000 | 131212000000 | 125436000000 | 118834000000 | 113057000000 | 107281000000 | 101504000000 | 94902100000 | 89125400000 | 83348800000 | 77407100000 | 71465400000 | 65523700000 | 59582000000 | 53640300000 | 47616100000 | 41674400000 | 35732700000 | 29791000000 | 23849300000 | 17907600000 | 11883400000 | 5958200000 | 0 | 0 | 0 | 0 | 0 | 0
Pollutant Emissions from Imported Electricity[CO2,natural gas peaker es] | NoSettings | 0 | 0 | 0 | 0 | 0 | 0 | 0 | 0 | 0 | 0 | 0 | 0 | 0 | 0 | 0 | 0 | 0 | 0 | 0 | 0 | 0 | 0 | 0 | 0 | 0 | 0 | 0 | 0 | 0 | 0 | 0
Pollutant Emissions from Imported Electricity[CO2,lignite es] | NoSettings | 0 | 0 | 0 | 0 | 0 | 0 | 0 | 0 | 0 | 0 | 0 | 0 | 0 | 0 | 0 | 0 | 0 | 0 | 0 | 0 | 0 | 0 | 0 | 0 | 0 | 0 | 0 | 0 | 0 | 0 | 0
Pollutant Emissions from Imported Electricity[CO2,offshore wind es] | NoSettings | 0 | 0 | 0 | 0 | 0 | 0 | 0 | 0 | 0 | 0 | 0 | 0 | 0 | 0 | 0 | 0 | 0 | 0 | 0 | 0 | 0 | 0 | 0 | 0 | 0 | 0 | 0 | 0 | 0 | 0 | 0
Pollutant Emissions from Imported Electricity[CO2,crude oil es] | NoSettings | 0 | 0 | 0 | 0 | 0 | 0 | 0 | 0 | 0 | 0 | 0 | 0 | 0 | 0 | 0 | 0 | 0 | 0 | 0 | 0 | 0 | 0 | 0 | 0 | 0 | 0 | 0 | 0 | 0 | 0 | 0
Pollutant Emissions from Imported Electricity[CO2,heavy or residual fuel oil es] | NoSettings | 0 | 0 | 0 | 0 | 0 | 0 | 0 | 0 | 0 | 0 | 0 | 0 | 0 | 0 | 0 | 0 | 0 | 0 | 0 | 0 | 0 | 0 | 0 | 0 | 0 | 0 | 0 | 0 | 0 | 0 | 0
Pollutant Emissions from Imported Electricity[CO2,municipal solid waste es] | NoSettings | 0 | 0 | 0 | 0 | 0 | 0 | 0 | 0 | 0 | 0 | 0 | 0 | 0 | 0 | 0 | 0 | 0 | 0 | 0 | 0 | 0 | 0 | 0 | 0 | 0 | 0 | 0 | 0 | 0 | 0 | 0
Pollutant Emissions from Imported Electricity[VOC,hard coal es] | NoSettings | 87963500 | 70335200 | 52795900 | 35167600 | 17628300 | 0 | 0 | 0 | 0 | 0 | 0 | 0 | 0 | 0 | 0 | 0 | 0 | 0 | 0 | 0 | 0 | 0 | 0 | 0 | 0 | 0 | 0 | 0 | 0 | 0 | 0
Pollutant Emissions from Imported Electricity[VOC,natural gas nonpeaker es] | NoSettings | 72856400 | 70427900 | 67392200 | 64356500 | 61320800 | 58467300 | 55553000 | 52638800 | 49724500 | 46810300 | 43896000 | 40921000 | 38006800 | 35092500 | 32178300 | 29264000 | 26349700 | 23374800 | 20460500 | 17546300 | 14632000 | 11717700 | 8803480 | 5846730 | 2926400 | 0 | 0 | 0 | 0 | 0 | 0
Pollutant Emissions from Imported Electricity[VOC,nuclear es] | NoSettings | 0 | 0 | 0 | 0 | 0 | 0 | 0 | 0 | 0 | 0 | 0 | 0 | 0 | 0 | 0 | 0 | 0 | 0 | 0 | 0 | 0 | 0 | 0 | 0 | 0 | 0 | 0 | 0 | 0 | 0 | 0
Pollutant Emissions from Imported Electricity[VOC,hydro es] | NoSettings | 0 | 0 | 0 | 0 | 0 | 0 | 0 | 0 | 0 | 0 | 0 | 0 | 0 | 0 | 0 | 0 | 0 | 0 | 0 | 0 | 0 | 0 | 0 | 0 | 0 | 0 | 0 | 0 | 0 | 0 | 0
Pollutant Emissions from Imported Electricity[VOC,onshore wind es] | NoSettings | 0 | 0 | 0 | 0 | 0 | 0 | 0 | 0 | 0 | 0 | 0 | 0 | 0 | 0 | 0 | 0 | 0 | 0 | 0 | 0 | 0 | 0 | 0 | 0 | 0 | 0 | 0 | 0 | 0 | 0 | 0
Pollutant Emissions from Imported Electricity[VOC,solar PV es] | NoSettings | 0 | 0 | 0 | 0 | 0 | 0 | 0 | 0 | 0 | 0 | 0 | 0 | 0 | 0 | 0 | 0 | 0 | 0 | 0 | 0 | 0 | 0 | 0 | 0 | 0 | 0 | 0 | 0 | 0 | 0 | 0
Pollutant Emissions from Imported Electricity[VOC,solar thermal es] | NoSettings | 0 | 0 | 0 | 0 | 0 | 0 | 0 | 0 | 0 | 0 | 0 | 0 | 0 | 0 | 0 | 0 | 0 | 0 | 0 | 0 | 0 | 0 | 0 | 0 | 0 | 0 | 0 | 0 | 0 | 0 | 0
Pollutant Emissions from Imported Electricity[VOC,biomass es] | NoSettings | 109408000 | 109408000 | 109408000 | 109408000 | 109408000 | 109408000 | 109408000 | 109408000 | 109408000 | 109408000 | 109408000 | 109408000 | 109408000 | 109408000 | 109408000 | 109408000 | 109408000 | 109408000 | 109408000 | 109408000 | 109408000 | 109408000 | 109408000 | 109408000 | 109408000 | 109408000 | 109408000 | 109408000 | 109408000 | 109408000 | 109408000
Pollutant Emissions from Imported Electricity[VOC,geothermal es] | NoSettings | 0 | 0 | 0 | 0 | 0 | 0 | 0 | 0 | 0 | 0 | 0 | 0 | 0 | 0 | 0 | 0 | 0 | 0 | 0 | 0 | 0 | 0 | 0 | 0 | 0 | 0 | 0 | 0 | 0 | 0 | 0
Pollutant Emissions from Imported Electricity[VOC,petroleum es] | NoSettings | 3184460 | 3060620 | 2936780 | 2812940 | 2689100 | 2547570 | 2423730 | 2299890 | 2176050 | 2034520 | 1910680 | 1786840 | 1659460 | 1532080 | 1404700 | 1277320 | 1149950 | 1020800 | 893419 | 766041 | 638662 | 511283 | 383905 | 254757 | 127732 | 0 | 0 | 0 | 0 | 0 | 0
Pollutant Emissions from Imported Electricity[VOC,natural gas peaker es] | NoSettings | 0 | 0 | 0 | 0 | 0 | 0 | 0 | 0 | 0 | 0 | 0 | 0 | 0 | 0 | 0 | 0 | 0 | 0 | 0 | 0 | 0 | 0 | 0 | 0 | 0 | 0 | 0 | 0 | 0 | 0 | 0
Pollutant Emissions from Imported Electricity[VOC,lignite es] | NoSettings | 0 | 0 | 0 | 0 | 0 | 0 | 0 | 0 | 0 | 0 | 0 | 0 | 0 | 0 | 0 | 0 | 0 | 0 | 0 | 0 | 0 | 0 | 0 | 0 | 0 | 0 | 0 | 0 | 0 | 0 | 0
Pollutant Emissions from Imported Electricity[VOC,offshore wind es] | NoSettings | 0 | 0 | 0 | 0 | 0 | 0 | 0 | 0 | 0 | 0 | 0 | 0 | 0 | 0 | 0 | 0 | 0 | 0 | 0 | 0 | 0 | 0 | 0 | 0 | 0 | 0 | 0 | 0 | 0 | 0 | 0
Pollutant Emissions from Imported Electricity[VOC,crude oil es] | NoSettings | 0 | 0 | 0 | 0 | 0 | 0 | 0 | 0 | 0 | 0 | 0 | 0 | 0 | 0 | 0 | 0 | 0 | 0 | 0 | 0 | 0 | 0 | 0 | 0 | 0 | 0 | 0 | 0 | 0 | 0 | 0
Pollutant Emissions from Imported Electricity[VOC,heavy or residual fuel oil es] | NoSettings | 0 | 0 | 0 | 0 | 0 | 0 | 0 | 0 | 0 | 0 | 0 | 0 | 0 | 0 | 0 | 0 | 0 | 0 | 0 | 0 | 0 | 0 | 0 | 0 | 0 | 0 | 0 | 0 | 0 | 0 | 0
Pollutant Emissions from Imported Electricity[VOC,municipal solid waste es] | NoSettings | 0 | 0 | 0 | 0 | 0 | 0 | 0 | 0 | 0 | 0 | 0 | 0 | 0 | 0 | 0 | 0 | 0 | 0 | 0 | 0 | 0 | 0 | 0 | 0 | 0 | 0 | 0 | 0 | 0 | 0 | 0
Pollutant Emissions from Imported Electricity[CO,hard coal es] | NoSettings | 573892000 | 458881000 | 344451000 | 229440000 | 115011000 | 0 | 0 | 0 | 0 | 0 | 0 | 0 | 0 | 0 | 0 | 0 | 0 | 0 | 0 | 0 | 0 | 0 | 0 | 0 | 0 | 0 | 0 | 0 | 0 | 0 | 0
Pollutant Emissions from Imported Electricity[CO,natural gas nonpeaker es] | NoSettings | 1831370000 | 1770320000 | 1694010000 | 1617710000 | 1541400000 | 1469670000 | 1396420000 | 1323160000 | 1249910000 | 1176650000 | 1103400000 | 1028620000 | 955363000 | 882108000 | 808853000 | 735599000 | 662344000 | 587563000 | 514309000 | 441054000 | 367799000 | 294545000 | 221290000 | 146967000 | 73559900 | 0 | 0 | 0 | 0 | 0 | 0
Pollutant Emissions from Imported Electricity[CO,nuclear es] | NoSettings | 0 | 0 | 0 | 0 | 0 | 0 | 0 | 0 | 0 | 0 | 0 | 0 | 0 | 0 | 0 | 0 | 0 | 0 | 0 | 0 | 0 | 0 | 0 | 0 | 0 | 0 | 0 | 0 | 0 | 0 | 0
Pollutant Emissions from Imported Electricity[CO,hydro es] | NoSettings | 0 | 0 | 0 | 0 | 0 | 0 | 0 | 0 | 0 | 0 | 0 | 0 | 0 | 0 | 0 | 0 | 0 | 0 | 0 | 0 | 0 | 0 | 0 | 0 | 0 | 0 | 0 | 0 | 0 | 0 | 0
Pollutant Emissions from Imported Electricity[CO,onshore wind es] | NoSettings | 0 | 0 | 0 | 0 | 0 | 0 | 0 | 0 | 0 | 0 | 0 | 0 | 0 | 0 | 0 | 0 | 0 | 0 | 0 | 0 | 0 | 0 | 0 | 0 | 0 | 0 | 0 | 0 | 0 | 0 | 0
Pollutant Emissions from Imported Electricity[CO,solar PV es] | NoSettings | 0 | 0 | 0 | 0 | 0 | 0 | 0 | 0 | 0 | 0 | 0 | 0 | 0 | 0 | 0 | 0 | 0 | 0 | 0 | 0 | 0 | 0 | 0 | 0 | 0 | 0 | 0 | 0 | 0 | 0 | 0
Pollutant Emissions from Imported Electricity[CO,solar thermal es] | NoSettings | 0 | 0 | 0 | 0 | 0 | 0 | 0 | 0 | 0 | 0 | 0 | 0 | 0 | 0 | 0 | 0 | 0 | 0 | 0 | 0 | 0 | 0 | 0 | 0 | 0 | 0 | 0 | 0 | 0 | 0 | 0
Pollutant Emissions from Imported Electricity[CO,biomass es] | NoSettings | 3855610000 | 3855610000 | 3855610000 | 3855610000 | 3855610000 | 3855610000 | 3855610000 | 3855610000 | 3855610000 | 3855610000 | 3855610000 | 3855610000 | 3855610000 | 3855610000 | 3855610000 | 3855610000 | 3855610000 | 3855610000 | 3855610000 | 3855610000 | 3855610000 | 3855610000 | 3855610000 | 3855610000 | 3855610000 | 3855610000 | 3855610000 | 3855610000 | 3855610000 | 3855610000 | 3855610000
Pollutant Emissions from Imported Electricity[CO,geothermal es] | NoSettings | 0 | 0 | 0 | 0 | 0 | 0 | 0 | 0 | 0 | 0 | 0 | 0 | 0 | 0 | 0 | 0 | 0 | 0 | 0 | 0 | 0 | 0 | 0 | 0 | 0 | 0 | 0 | 0 | 0 | 0 | 0
Pollutant Emissions from Imported Electricity[CO,petroleum es] | NoSettings | 23946800 | 23015500 | 22084200 | 21153000 | 20221700 | 19157400 | 18226200 | 17294900 | 16363600 | 15299300 | 14368100 | 13436800 | 12478900 | 11521100 | 10563200 | 9605320 | 8647450 | 7676270 | 6718400 | 5760530 | 4802660 | 3844790 | 2886920 | 1915740 | 960532 | 0 | 0 | 0 | 0 | 0 | 0
Pollutant Emissions from Imported Electricity[CO,natural gas peaker es] | NoSettings | 0 | 0 | 0 | 0 | 0 | 0 | 0 | 0 | 0 | 0 | 0 | 0 | 0 | 0 | 0 | 0 | 0 | 0 | 0 | 0 | 0 | 0 | 0 | 0 | 0 | 0 | 0 | 0 | 0 | 0 | 0
Pollutant Emissions from Imported Electricity[CO,lignite es] | NoSettings | 0 | 0 | 0 | 0 | 0 | 0 | 0 | 0 | 0 | 0 | 0 | 0 | 0 | 0 | 0 | 0 | 0 | 0 | 0 | 0 | 0 | 0 | 0 | 0 | 0 | 0 | 0 | 0 | 0 | 0 | 0
Pollutant Emissions from Imported Electricity[CO,offshore wind es] | NoSettings | 0 | 0 | 0 | 0 | 0 | 0 | 0 | 0 | 0 | 0 | 0 | 0 | 0 | 0 | 0 | 0 | 0 | 0 | 0 | 0 | 0 | 0 | 0 | 0 | 0 | 0 | 0 | 0 | 0 | 0 | 0
Pollutant Emissions from Imported Electricity[CO,crude oil es] | NoSettings | 0 | 0 | 0 | 0 | 0 | 0 | 0 | 0 | 0 | 0 | 0 | 0 | 0 | 0 | 0 | 0 | 0 | 0 | 0 | 0 | 0 | 0 | 0 | 0 | 0 | 0 | 0 | 0 | 0 | 0 | 0
Pollutant Emissions from Imported Electricity[CO,heavy or residual fuel oil es] | NoSettings | 0 | 0 | 0 | 0 | 0 | 0 | 0 | 0 | 0 | 0 | 0 | 0 | 0 | 0 | 0 | 0 | 0 | 0 | 0 | 0 | 0 | 0 | 0 | 0 | 0 | 0 | 0 | 0 | 0 | 0 | 0
Pollutant Emissions from Imported Electricity[CO,municipal solid waste es] | NoSettings | 0 | 0 | 0 | 0 | 0 | 0 | 0 | 0 | 0 | 0 | 0 | 0 | 0 | 0 | 0 | 0 | 0 | 0 | 0 | 0 | 0 | 0 | 0 | 0 | 0 | 0 | 0 | 0 | 0 | 0 | 0
Pollutant Emissions from Imported Electricity[NOx,hard coal es] | NoSettings | 3724270000 | 2977910000 | 2235320000 | 1488950000 | 746362000 | 0 | 0 | 0 | 0 | 0 | 0 | 0 | 0 | 0 | 0 | 0 | 0 | 0 | 0 | 0 | 0 | 0 | 0 | 0 | 0 | 0 | 0 | 0 | 0 | 0 | 0
Pollutant Emissions from Imported Electricity[NOx,natural gas nonpeaker es] | NoSettings | 2187050000 | 2114150000 | 2023020000 | 1931890000 | 1840770000 | 1755110000 | 1667630000 | 1580140000 | 1492660000 | 1405180000 | 1317700000 | 1228390000 | 1140910000 | 1053430000 | 965947000 | 878465000 | 790983000 | 701679000 | 614197000 | 526715000 | 439233000 | 351751000 | 264269000 | 175511000 | 87846500 | 0 | 0 | 0 | 0 | 0 | 0
Pollutant Emissions from Imported Electricity[NOx,nuclear es] | NoSettings | 0 | 0 | 0 | 0 | 0 | 0 | 0 | 0 | 0 | 0 | 0 | 0 | 0 | 0 | 0 | 0 | 0 | 0 | 0 | 0 | 0 | 0 | 0 | 0 | 0 | 0 | 0 | 0 | 0 | 0 | 0
Pollutant Emissions from Imported Electricity[NOx,hydro es] | NoSettings | 0 | 0 | 0 | 0 | 0 | 0 | 0 | 0 | 0 | 0 | 0 | 0 | 0 | 0 | 0 | 0 | 0 | 0 | 0 | 0 | 0 | 0 | 0 | 0 | 0 | 0 | 0 | 0 | 0 | 0 | 0
Pollutant Emissions from Imported Electricity[NOx,onshore wind es] | NoSettings | 0 | 0 | 0 | 0 | 0 | 0 | 0 | 0 | 0 | 0 | 0 | 0 | 0 | 0 | 0 | 0 | 0 | 0 | 0 | 0 | 0 | 0 | 0 | 0 | 0 | 0 | 0 | 0 | 0 | 0 | 0
Pollutant Emissions from Imported Electricity[NOx,solar PV es] | NoSettings | 0 | 0 | 0 | 0 | 0 | 0 | 0 | 0 | 0 | 0 | 0 | 0 | 0 | 0 | 0 | 0 | 0 | 0 | 0 | 0 | 0 | 0 | 0 | 0 | 0 | 0 | 0 | 0 | 0 | 0 | 0
Pollutant Emissions from Imported Electricity[NOx,solar thermal es] | NoSettings | 0 | 0 | 0 | 0 | 0 | 0 | 0 | 0 | 0 | 0 | 0 | 0 | 0 | 0 | 0 | 0 | 0 | 0 | 0 | 0 | 0 | 0 | 0 | 0 | 0 | 0 | 0 | 0 | 0 | 0 | 0
Pollutant Emissions from Imported Electricity[NOx,biomass es] | NoSettings | 751486000 | 751486000 | 751486000 | 751486000 | 751486000 | 751486000 | 751486000 | 751486000 | 751486000 | 751486000 | 751486000 | 751486000 | 751486000 | 751486000 | 751486000 | 751486000 | 751486000 | 751486000 | 751486000 | 751486000 | 751486000 | 751486000 | 751486000 | 751486000 | 751486000 | 751486000 | 751486000 | 751486000 | 751486000 | 751486000 | 751486000
Pollutant Emissions from Imported Electricity[NOx,geothermal es] | NoSettings | 0 | 0 | 0 | 0 | 0 | 0 | 0 | 0 | 0 | 0 | 0 | 0 | 0 | 0 | 0 | 0 | 0 | 0 | 0 | 0 | 0 | 0 | 0 | 0 | 0 | 0 | 0 | 0 | 0 | 0 | 0
Pollutant Emissions from Imported Electricity[NOx,petroleum es] | NoSettings | 748183000 | 719087000 | 689991000 | 660895000 | 631799000 | 598546000 | 569450000 | 540354000 | 511258000 | 478006000 | 448910000 | 419814000 | 389886000 | 359959000 | 330032000 | 300104000 | 270177000 | 239834000 | 209907000 | 179980000 | 150052000 | 120125000 | 90197600 | 59854600 | 30010400 | 0 | 0 | 0 | 0 | 0 | 0
Pollutant Emissions from Imported Electricity[NOx,natural gas peaker es] | NoSettings | 0 | 0 | 0 | 0 | 0 | 0 | 0 | 0 | 0 | 0 | 0 | 0 | 0 | 0 | 0 | 0 | 0 | 0 | 0 | 0 | 0 | 0 | 0 | 0 | 0 | 0 | 0 | 0 | 0 | 0 | 0
Pollutant Emissions from Imported Electricity[NOx,lignite es] | NoSettings | 0 | 0 | 0 | 0 | 0 | 0 | 0 | 0 | 0 | 0 | 0 | 0 | 0 | 0 | 0 | 0 | 0 | 0 | 0 | 0 | 0 | 0 | 0 | 0 | 0 | 0 | 0 | 0 | 0 | 0 | 0
Pollutant Emissions from Imported Electricity[NOx,offshore wind es] | NoSettings | 0 | 0 | 0 | 0 | 0 | 0 | 0 | 0 | 0 | 0 | 0 | 0 | 0 | 0 | 0 | 0 | 0 | 0 | 0 | 0 | 0 | 0 | 0 | 0 | 0 | 0 | 0 | 0 | 0 | 0 | 0
Pollutant Emissions from Imported Electricity[NOx,crude oil es] | NoSettings | 0 | 0 | 0 | 0 | 0 | 0 | 0 | 0 | 0 | 0 | 0 | 0 | 0 | 0 | 0 | 0 | 0 | 0 | 0 | 0 | 0 | 0 | 0 | 0 | 0 | 0 | 0 | 0 | 0 | 0 | 0
Pollutant Emissions from Imported Electricity[NOx,heavy or residual fuel oil es] | NoSettings | 0 | 0 | 0 | 0 | 0 | 0 | 0 | 0 | 0 | 0 | 0 | 0 | 0 | 0 | 0 | 0 | 0 | 0 | 0 | 0 | 0 | 0 | 0 | 0 | 0 | 0 | 0 | 0 | 0 | 0 | 0
Pollutant Emissions from Imported Electricity[NOx,municipal solid waste es] | NoSettings | 0 | 0 | 0 | 0 | 0 | 0 | 0 | 0 | 0 | 0 | 0 | 0 | 0 | 0 | 0 | 0 | 0 | 0 | 0 | 0 | 0 | 0 | 0 | 0 | 0 | 0 | 0 | 0 | 0 | 0 | 0
Pollutant Emissions from Imported Electricity[PM10,hard coal es] | NoSettings | 630595000 | 504221000 | 378485000 | 252110000 | 126374000 | 0 | 0 | 0 | 0 | 0 | 0 | 0 | 0 | 0 | 0 | 0 | 0 | 0 | 0 | 0 | 0 | 0 | 0 | 0 | 0 | 0 | 0 | 0 | 0 | 0 | 0
Pollutant Emissions from Imported Electricity[PM10,natural gas nonpeaker es] | NoSettings | 54906300 | 53076100 | 50788300 | 48500600 | 46212800 | 44062300 | 41866000 | 39669800 | 37473500 | 35277300 | 33081000 | 30839000 | 28642800 | 26446500 | 24250300 | 22054000 | 19857800 | 17615800 | 15419500 | 13223300 | 11027000 | 8830760 | 6634510 | 4406230 | 2205400 | 0 | 0 | 0 | 0 | 0 | 0
Pollutant Emissions from Imported Electricity[PM10,nuclear es] | NoSettings | 0 | 0 | 0 | 0 | 0 | 0 | 0 | 0 | 0 | 0 | 0 | 0 | 0 | 0 | 0 | 0 | 0 | 0 | 0 | 0 | 0 | 0 | 0 | 0 | 0 | 0 | 0 | 0 | 0 | 0 | 0
Pollutant Emissions from Imported Electricity[PM10,hydro es] | NoSettings | 0 | 0 | 0 | 0 | 0 | 0 | 0 | 0 | 0 | 0 | 0 | 0 | 0 | 0 | 0 | 0 | 0 | 0 | 0 | 0 | 0 | 0 | 0 | 0 | 0 | 0 | 0 | 0 | 0 | 0 | 0
Pollutant Emissions from Imported Electricity[PM10,onshore wind es] | NoSettings | 0 | 0 | 0 | 0 | 0 | 0 | 0 | 0 | 0 | 0 | 0 | 0 | 0 | 0 | 0 | 0 | 0 | 0 | 0 | 0 | 0 | 0 | 0 | 0 | 0 | 0 | 0 | 0 | 0 | 0 | 0
Pollutant Emissions from Imported Electricity[PM10,solar PV es] | NoSettings | 0 | 0 | 0 | 0 | 0 | 0 | 0 | 0 | 0 | 0 | 0 | 0 | 0 | 0 | 0 | 0 | 0 | 0 | 0 | 0 | 0 | 0 | 0 | 0 | 0 | 0 | 0 | 0 | 0 | 0 | 0
Pollutant Emissions from Imported Electricity[PM10,solar thermal es] | NoSettings | 0 | 0 | 0 | 0 | 0 | 0 | 0 | 0 | 0 | 0 | 0 | 0 | 0 | 0 | 0 | 0 | 0 | 0 | 0 | 0 | 0 | 0 | 0 | 0 | 0 | 0 | 0 | 0 | 0 | 0 | 0
Pollutant Emissions from Imported Electricity[PM10,biomass es] | NoSettings | 1705650000 | 1705650000 | 1705650000 | 1705650000 | 1705650000 | 1705650000 | 1705650000 | 1705650000 | 1705650000 | 1705650000 | 1705650000 | 1705650000 | 1705650000 | 1705650000 | 1705650000 | 1705650000 | 1705650000 | 1705650000 | 1705650000 | 1705650000 | 1705650000 | 1705650000 | 1705650000 | 1705650000 | 1705650000 | 1705650000 | 1705650000 | 1705650000 | 1705650000 | 1705650000 | 1705650000
Pollutant Emissions from Imported Electricity[PM10,geothermal es] | NoSettings | 0 | 0 | 0 | 0 | 0 | 0 | 0 | 0 | 0 | 0 | 0 | 0 | 0 | 0 | 0 | 0 | 0 | 0 | 0 | 0 | 0 | 0 | 0 | 0 | 0 | 0 | 0 | 0 | 0 | 0 | 0
Pollutant Emissions from Imported Electricity[PM10,petroleum es] | NoSettings | 30250400 | 29074000 | 27897600 | 26721200 | 25544800 | 24200300 | 23023900 | 21847500 | 20671100 | 19326700 | 18150300 | 16973900 | 15763800 | 14553800 | 13343800 | 12133800 | 10923800 | 9696940 | 8486930 | 7276910 | 6066890 | 4856870 | 3646860 | 2420030 | 1213380 | 0 | 0 | 0 | 0 | 0 | 0
Pollutant Emissions from Imported Electricity[PM10,natural gas peaker es] | NoSettings | 0 | 0 | 0 | 0 | 0 | 0 | 0 | 0 | 0 | 0 | 0 | 0 | 0 | 0 | 0 | 0 | 0 | 0 | 0 | 0 | 0 | 0 | 0 | 0 | 0 | 0 | 0 | 0 | 0 | 0 | 0
Pollutant Emissions from Imported Electricity[PM10,lignite es] | NoSettings | 0 | 0 | 0 | 0 | 0 | 0 | 0 | 0 | 0 | 0 | 0 | 0 | 0 | 0 | 0 | 0 | 0 | 0 | 0 | 0 | 0 | 0 | 0 | 0 | 0 | 0 | 0 | 0 | 0 | 0 | 0
Pollutant Emissions from Imported Electricity[PM10,offshore wind es] | NoSettings | 0 | 0 | 0 | 0 | 0 | 0 | 0 | 0 | 0 | 0 | 0 | 0 | 0 | 0 | 0 | 0 | 0 | 0 | 0 | 0 | 0 | 0 | 0 | 0 | 0 | 0 | 0 | 0 | 0 | 0 | 0
Pollutant Emissions from Imported Electricity[PM10,crude oil es] | NoSettings | 0 | 0 | 0 | 0 | 0 | 0 | 0 | 0 | 0 | 0 | 0 | 0 | 0 | 0 | 0 | 0 | 0 | 0 | 0 | 0 | 0 | 0 | 0 | 0 | 0 | 0 | 0 | 0 | 0 | 0 | 0
Pollutant Emissions from Imported Electricity[PM10,heavy or residual fuel oil es] | NoSettings | 0 | 0 | 0 | 0 | 0 | 0 | 0 | 0 | 0 | 0 | 0 | 0 | 0 | 0 | 0 | 0 | 0 | 0 | 0 | 0 | 0 | 0 | 0 | 0 | 0 | 0 | 0 | 0 | 0 | 0 | 0
Pollutant Emissions from Imported Electricity[PM10,municipal solid waste es] | NoSettings | 0 | 0 | 0 | 0 | 0 | 0 | 0 | 0 | 0 | 0 | 0 | 0 | 0 | 0 | 0 | 0 | 0 | 0 | 0 | 0 | 0 | 0 | 0 | 0 | 0 | 0 | 0 | 0 | 0 | 0 | 0
Pollutant Emissions from Imported Electricity[PM25,hard coal es] | NoSettings | 442310000 | 353669000 | 265475000 | 176834000 | 88641000 | 0 | 0 | 0 | 0 | 0 | 0 | 0 | 0 | 0 | 0 | 0 | 0 | 0 | 0 | 0 | 0 | 0 | 0 | 0 | 0 | 0 | 0 | 0 | 0 | 0 | 0
Pollutant Emissions from Imported Electricity[PM25,natural gas nonpeaker es] | NoSettings | 54906300 | 53076100 | 50788300 | 48500600 | 46212800 | 44062300 | 41866000 | 39669800 | 37473500 | 35277300 | 33081000 | 30839000 | 28642800 | 26446500 | 24250300 | 22054000 | 19857800 | 17615800 | 15419500 | 13223300 | 11027000 | 8830760 | 6634510 | 4406230 | 2205400 | 0 | 0 | 0 | 0 | 0 | 0
Pollutant Emissions from Imported Electricity[PM25,nuclear es] | NoSettings | 0 | 0 | 0 | 0 | 0 | 0 | 0 | 0 | 0 | 0 | 0 | 0 | 0 | 0 | 0 | 0 | 0 | 0 | 0 | 0 | 0 | 0 | 0 | 0 | 0 | 0 | 0 | 0 | 0 | 0 | 0
Pollutant Emissions from Imported Electricity[PM25,hydro es] | NoSettings | 0 | 0 | 0 | 0 | 0 | 0 | 0 | 0 | 0 | 0 | 0 | 0 | 0 | 0 | 0 | 0 | 0 | 0 | 0 | 0 | 0 | 0 | 0 | 0 | 0 | 0 | 0 | 0 | 0 | 0 | 0
Pollutant Emissions from Imported Electricity[PM25,onshore wind es] | NoSettings | 0 | 0 | 0 | 0 | 0 | 0 | 0 | 0 | 0 | 0 | 0 | 0 | 0 | 0 | 0 | 0 | 0 | 0 | 0 | 0 | 0 | 0 | 0 | 0 | 0 | 0 | 0 | 0 | 0 | 0 | 0
Pollutant Emissions from Imported Electricity[PM25,solar PV es] | NoSettings | 0 | 0 | 0 | 0 | 0 | 0 | 0 | 0 | 0 | 0 | 0 | 0 | 0 | 0 | 0 | 0 | 0 | 0 | 0 | 0 | 0 | 0 | 0 | 0 | 0 | 0 | 0 | 0 | 0 | 0 | 0
Pollutant Emissions from Imported Electricity[PM25,solar thermal es] | NoSettings | 0 | 0 | 0 | 0 | 0 | 0 | 0 | 0 | 0 | 0 | 0 | 0 | 0 | 0 | 0 | 0 | 0 | 0 | 0 | 0 | 0 | 0 | 0 | 0 | 0 | 0 | 0 | 0 | 0 | 0 | 0
Pollutant Emissions from Imported Electricity[PM25,biomass es] | NoSettings | 497170000 | 497170000 | 497170000 | 497170000 | 497170000 | 497170000 | 497170000 | 497170000 | 497170000 | 497170000 | 497170000 | 497170000 | 497170000 | 497170000 | 497170000 | 497170000 | 497170000 | 497170000 | 497170000 | 497170000 | 497170000 | 497170000 | 497170000 | 497170000 | 497170000 | 497170000 | 497170000 | 497170000 | 497170000 | 497170000 | 497170000
Pollutant Emissions from Imported Electricity[PM25,geothermal es] | NoSettings | 0 | 0 | 0 | 0 | 0 | 0 | 0 | 0 | 0 | 0 | 0 | 0 | 0 | 0 | 0 | 0 | 0 | 0 | 0 | 0 | 0 | 0 | 0 | 0 | 0 | 0 | 0 | 0 | 0 | 0 | 0
Pollutant Emissions from Imported Electricity[PM25,petroleum es] | NoSettings | 21587100 | 20747600 | 19908100 | 19068600 | 18229100 | 17269700 | 16430200 | 15590700 | 14751200 | 13791800 | 12952300 | 12112800 | 11249300 | 10385800 | 9522310 | 8658830 | 7795340 | 6919870 | 6056380 | 5192900 | 4329410 | 3465930 | 2602450 | 1726970 | 865883 | 0 | 0 | 0 | 0 | 0 | 0
Pollutant Emissions from Imported Electricity[PM25,natural gas peaker es] | NoSettings | 0 | 0 | 0 | 0 | 0 | 0 | 0 | 0 | 0 | 0 | 0 | 0 | 0 | 0 | 0 | 0 | 0 | 0 | 0 | 0 | 0 | 0 | 0 | 0 | 0 | 0 | 0 | 0 | 0 | 0 | 0
Pollutant Emissions from Imported Electricity[PM25,lignite es] | NoSettings | 0 | 0 | 0 | 0 | 0 | 0 | 0 | 0 | 0 | 0 | 0 | 0 | 0 | 0 | 0 | 0 | 0 | 0 | 0 | 0 | 0 | 0 | 0 | 0 | 0 | 0 | 0 | 0 | 0 | 0 | 0
Pollutant Emissions from Imported Electricity[PM25,offshore wind es] | NoSettings | 0 | 0 | 0 | 0 | 0 | 0 | 0 | 0 | 0 | 0 | 0 | 0 | 0 | 0 | 0 | 0 | 0 | 0 | 0 | 0 | 0 | 0 | 0 | 0 | 0 | 0 | 0 | 0 | 0 | 0 | 0
Pollutant Emissions from Imported Electricity[PM25,crude oil es] | NoSettings | 0 | 0 | 0 | 0 | 0 | 0 | 0 | 0 | 0 | 0 | 0 | 0 | 0 | 0 | 0 | 0 | 0 | 0 | 0 | 0 | 0 | 0 | 0 | 0 | 0 | 0 | 0 | 0 | 0 | 0 | 0
Pollutant Emissions from Imported Electricity[PM25,heavy or residual fuel oil es] | NoSettings | 0 | 0 | 0 | 0 | 0 | 0 | 0 | 0 | 0 | 0 | 0 | 0 | 0 | 0 | 0 | 0 | 0 | 0 | 0 | 0 | 0 | 0 | 0 | 0 | 0 | 0 | 0 | 0 | 0 | 0 | 0
Pollutant Emissions from Imported Electricity[PM25,municipal solid waste es] | NoSettings | 0 | 0 | 0 | 0 | 0 | 0 | 0 | 0 | 0 | 0 | 0 | 0 | 0 | 0 | 0 | 0 | 0 | 0 | 0 | 0 | 0 | 0 | 0 | 0 | 0 | 0 | 0 | 0 | 0 | 0 | 0
Pollutant Emissions from Imported Electricity[SOx,hard coal es] | NoSettings | 24157200000 | 19316000000 | 14499200000 | 9658010000 | 4841230000 | 0 | 0 | 0 | 0 | 0 | 0 | 0 | 0 | 0 | 0 | 0 | 0 | 0 | 0 | 0 | 0 | 0 | 0 | 0 | 0 | 0 | 0 | 0 | 0 | 0 | 0
Pollutant Emissions from Imported Electricity[SOx,natural gas nonpeaker es] | NoSettings | 114489000 | 110672000 | 105902000 | 101132000 | 96361300 | 91877200 | 87297600 | 82718100 | 78138500 | 73559000 | 68979400 | 64304500 | 59724900 | 55145400 | 50565800 | 45986300 | 41406700 | 36731800 | 32152200 | 27572700 | 22993100 | 18413600 | 13834000 | 9187720 | 4598630 | 0 | 0 | 0 | 0 | 0 | 0
Pollutant Emissions from Imported Electricity[SOx,nuclear es] | NoSettings | 0 | 0 | 0 | 0 | 0 | 0 | 0 | 0 | 0 | 0 | 0 | 0 | 0 | 0 | 0 | 0 | 0 | 0 | 0 | 0 | 0 | 0 | 0 | 0 | 0 | 0 | 0 | 0 | 0 | 0 | 0
Pollutant Emissions from Imported Electricity[SOx,hydro es] | NoSettings | 0 | 0 | 0 | 0 | 0 | 0 | 0 | 0 | 0 | 0 | 0 | 0 | 0 | 0 | 0 | 0 | 0 | 0 | 0 | 0 | 0 | 0 | 0 | 0 | 0 | 0 | 0 | 0 | 0 | 0 | 0
Pollutant Emissions from Imported Electricity[SOx,onshore wind es] | NoSettings | 0 | 0 | 0 | 0 | 0 | 0 | 0 | 0 | 0 | 0 | 0 | 0 | 0 | 0 | 0 | 0 | 0 | 0 | 0 | 0 | 0 | 0 | 0 | 0 | 0 | 0 | 0 | 0 | 0 | 0 | 0
Pollutant Emissions from Imported Electricity[SOx,solar PV es] | NoSettings | 0 | 0 | 0 | 0 | 0 | 0 | 0 | 0 | 0 | 0 | 0 | 0 | 0 | 0 | 0 | 0 | 0 | 0 | 0 | 0 | 0 | 0 | 0 | 0 | 0 | 0 | 0 | 0 | 0 | 0 | 0
Pollutant Emissions from Imported Electricity[SOx,solar thermal es] | NoSettings | 0 | 0 | 0 | 0 | 0 | 0 | 0 | 0 | 0 | 0 | 0 | 0 | 0 | 0 | 0 | 0 | 0 | 0 | 0 | 0 | 0 | 0 | 0 | 0 | 0 | 0 | 0 | 0 | 0 | 0 | 0
Pollutant Emissions from Imported Electricity[SOx,biomass es] | NoSettings | 0 | 0 | 0 | 0 | 0 | 0 | 0 | 0 | 0 | 0 | 0 | 0 | 0 | 0 | 0 | 0 | 0 | 0 | 0 | 0 | 0 | 0 | 0 | 0 | 0 | 0 | 0 | 0 | 0 | 0 | 0
Pollutant Emissions from Imported Electricity[SOx,geothermal es] | NoSettings | 0 | 0 | 0 | 0 | 0 | 0 | 0 | 0 | 0 | 0 | 0 | 0 | 0 | 0 | 0 | 0 | 0 | 0 | 0 | 0 | 0 | 0 | 0 | 0 | 0 | 0 | 0 | 0 | 0 | 0 | 0
Pollutant Emissions from Imported Electricity[SOx,petroleum es] | NoSettings | 542465000 | 521369000 | 500273000 | 479177000 | 458081000 | 433972000 | 412876000 | 391780000 | 370684000 | 346575000 | 325479000 | 304383000 | 282684000 | 260986000 | 239287000 | 217589000 | 195890000 | 173890000 | 152191000 | 130493000 | 108794000 | 87095700 | 65397100 | 43397200 | 21758900 | 0 | 0 | 0 | 0 | 0 | 0
Pollutant Emissions from Imported Electricity[SOx,natural gas peaker es] | NoSettings | 0 | 0 | 0 | 0 | 0 | 0 | 0 | 0 | 0 | 0 | 0 | 0 | 0 | 0 | 0 | 0 | 0 | 0 | 0 | 0 | 0 | 0 | 0 | 0 | 0 | 0 | 0 | 0 | 0 | 0 | 0
Pollutant Emissions from Imported Electricity[SOx,lignite es] | NoSettings | 0 | 0 | 0 | 0 | 0 | 0 | 0 | 0 | 0 | 0 | 0 | 0 | 0 | 0 | 0 | 0 | 0 | 0 | 0 | 0 | 0 | 0 | 0 | 0 | 0 | 0 | 0 | 0 | 0 | 0 | 0
Pollutant Emissions from Imported Electricity[SOx,offshore wind es] | NoSettings | 0 | 0 | 0 | 0 | 0 | 0 | 0 | 0 | 0 | 0 | 0 | 0 | 0 | 0 | 0 | 0 | 0 | 0 | 0 | 0 | 0 | 0 | 0 | 0 | 0 | 0 | 0 | 0 | 0 | 0 | 0
Pollutant Emissions from Imported Electricity[SOx,crude oil es] | NoSettings | 0 | 0 | 0 | 0 | 0 | 0 | 0 | 0 | 0 | 0 | 0 | 0 | 0 | 0 | 0 | 0 | 0 | 0 | 0 | 0 | 0 | 0 | 0 | 0 | 0 | 0 | 0 | 0 | 0 | 0 | 0
Pollutant Emissions from Imported Electricity[SOx,heavy or residual fuel oil es] | NoSettings | 0 | 0 | 0 | 0 | 0 | 0 | 0 | 0 | 0 | 0 | 0 | 0 | 0 | 0 | 0 | 0 | 0 | 0 | 0 | 0 | 0 | 0 | 0 | 0 | 0 | 0 | 0 | 0 | 0 | 0 | 0
Pollutant Emissions from Imported Electricity[SOx,municipal solid waste es] | NoSettings | 0 | 0 | 0 | 0 | 0 | 0 | 0 | 0 | 0 | 0 | 0 | 0 | 0 | 0 | 0 | 0 | 0 | 0 | 0 | 0 | 0 | 0 | 0 | 0 | 0 | 0 | 0 | 0 | 0 | 0 | 0
Pollutant Emissions from Imported Electricity[BC,hard coal es] | NoSettings | 19005100 | 15196400 | 11406900 | 7598190 | 3808710 | 0 | 0 | 0 | 0 | 0 | 0 | 0 | 0 | 0 | 0 | 0 | 0 | 0 | 0 | 0 | 0 | 0 | 0 | 0 | 0 | 0 | 0 | 0 | 0 | 0 | 0
Pollutant Emissions from Imported Electricity[BC,natural gas nonpeaker es] | NoSettings | 39520500 | 38203100 | 36556400 | 34909700 | 33263100 | 31715200 | 30134400 | 28553500 | 26972700 | 25391900 | 23811100 | 22197300 | 20616500 | 19035700 | 17454900 | 15874100 | 14293200 | 12679500 | 11098700 | 9517840 | 7937030 | 6356210 | 4775390 | 3171520 | 1587410 | 0 | 0 | 0 | 0 | 0 | 0
Pollutant Emissions from Imported Electricity[BC,nuclear es] | NoSettings | 0 | 0 | 0 | 0 | 0 | 0 | 0 | 0 | 0 | 0 | 0 | 0 | 0 | 0 | 0 | 0 | 0 | 0 | 0 | 0 | 0 | 0 | 0 | 0 | 0 | 0 | 0 | 0 | 0 | 0 | 0
Pollutant Emissions from Imported Electricity[BC,hydro es] | NoSettings | 0 | 0 | 0 | 0 | 0 | 0 | 0 | 0 | 0 | 0 | 0 | 0 | 0 | 0 | 0 | 0 | 0 | 0 | 0 | 0 | 0 | 0 | 0 | 0 | 0 | 0 | 0 | 0 | 0 | 0 | 0
Pollutant Emissions from Imported Electricity[BC,onshore wind es] | NoSettings | 0 | 0 | 0 | 0 | 0 | 0 | 0 | 0 | 0 | 0 | 0 | 0 | 0 | 0 | 0 | 0 | 0 | 0 | 0 | 0 | 0 | 0 | 0 | 0 | 0 | 0 | 0 | 0 | 0 | 0 | 0
Pollutant Emissions from Imported Electricity[BC,solar PV es] | NoSettings | 0 | 0 | 0 | 0 | 0 | 0 | 0 | 0 | 0 | 0 | 0 | 0 | 0 | 0 | 0 | 0 | 0 | 0 | 0 | 0 | 0 | 0 | 0 | 0 | 0 | 0 | 0 | 0 | 0 | 0 | 0
Pollutant Emissions from Imported Electricity[BC,solar thermal es] | NoSettings | 0 | 0 | 0 | 0 | 0 | 0 | 0 | 0 | 0 | 0 | 0 | 0 | 0 | 0 | 0 | 0 | 0 | 0 | 0 | 0 | 0 | 0 | 0 | 0 | 0 | 0 | 0 | 0 | 0 | 0 | 0
Pollutant Emissions from Imported Electricity[BC,biomass es] | NoSettings | 68607200 | 68607200 | 68607200 | 68607200 | 68607200 | 68607200 | 68607200 | 68607200 | 68607200 | 68607200 | 68607200 | 68607200 | 68607200 | 68607200 | 68607200 | 68607200 | 68607200 | 68607200 | 68607200 | 68607200 | 68607200 | 68607200 | 68607200 | 68607200 | 68607200 | 68607200 | 68607200 | 68607200 | 68607200 | 68607200 | 68607200
Pollutant Emissions from Imported Electricity[BC,geothermal es] | NoSettings | 0 | 0 | 0 | 0 | 0 | 0 | 0 | 0 | 0 | 0 | 0 | 0 | 0 | 0 | 0 | 0 | 0 | 0 | 0 | 0 | 0 | 0 | 0 | 0 | 0 | 0 | 0 | 0 | 0 | 0 | 0
Pollutant Emissions from Imported Electricity[BC,petroleum es] | NoSettings | 1370700 | 1317400 | 1264090 | 1210790 | 1157480 | 1096560 | 1043260 | 989953 | 936648 | 875728 | 822422 | 769117 | 714289 | 659461 | 604633 | 549805 | 494976 | 439387 | 384559 | 329730 | 274902 | 220074 | 165246 | 109656 | 54980.5 | 0 | 0 | 0 | 0 | 0 | 0
Pollutant Emissions from Imported Electricity[BC,natural gas peaker es] | NoSettings | 0 | 0 | 0 | 0 | 0 | 0 | 0 | 0 | 0 | 0 | 0 | 0 | 0 | 0 | 0 | 0 | 0 | 0 | 0 | 0 | 0 | 0 | 0 | 0 | 0 | 0 | 0 | 0 | 0 | 0 | 0
Pollutant Emissions from Imported Electricity[BC,lignite es] | NoSettings | 0 | 0 | 0 | 0 | 0 | 0 | 0 | 0 | 0 | 0 | 0 | 0 | 0 | 0 | 0 | 0 | 0 | 0 | 0 | 0 | 0 | 0 | 0 | 0 | 0 | 0 | 0 | 0 | 0 | 0 | 0
Pollutant Emissions from Imported Electricity[BC,offshore wind es] | NoSettings | 0 | 0 | 0 | 0 | 0 | 0 | 0 | 0 | 0 | 0 | 0 | 0 | 0 | 0 | 0 | 0 | 0 | 0 | 0 | 0 | 0 | 0 | 0 | 0 | 0 | 0 | 0 | 0 | 0 | 0 | 0
Pollutant Emissions from Imported Electricity[BC,crude oil es] | NoSettings | 0 | 0 | 0 | 0 | 0 | 0 | 0 | 0 | 0 | 0 | 0 | 0 | 0 | 0 | 0 | 0 | 0 | 0 | 0 | 0 | 0 | 0 | 0 | 0 | 0 | 0 | 0 | 0 | 0 | 0 | 0
Pollutant Emissions from Imported Electricity[BC,heavy or residual fuel oil es] | NoSettings | 0 | 0 | 0 | 0 | 0 | 0 | 0 | 0 | 0 | 0 | 0 | 0 | 0 | 0 | 0 | 0 | 0 | 0 | 0 | 0 | 0 | 0 | 0 | 0 | 0 | 0 | 0 | 0 | 0 | 0 | 0
Pollutant Emissions from Imported Electricity[BC,municipal solid waste es] | NoSettings | 0 | 0 | 0 | 0 | 0 | 0 | 0 | 0 | 0 | 0 | 0 | 0 | 0 | 0 | 0 | 0 | 0 | 0 | 0 | 0 | 0 | 0 | 0 | 0 | 0 | 0 | 0 | 0 | 0 | 0 | 0
Pollutant Emissions from Imported Electricity[OC,hard coal es] | NoSettings | 35829300 | 28648900 | 21504800 | 14324500 | 7180360 | 0 | 0 | 0 | 0 | 0 | 0 | 0 | 0 | 0 | 0 | 0 | 0 | 0 | 0 | 0 | 0 | 0 | 0 | 0 | 0 | 0 | 0 | 0 | 0 | 0 | 0
Pollutant Emissions from Imported Electricity[OC,natural gas nonpeaker es] | NoSettings | 49777700 | 48118400 | 46044400 | 43970300 | 41896200 | 39946600 | 37955500 | 35964400 | 33973300 | 31982200 | 29991100 | 27958500 | 25967400 | 23976300 | 21985100 | 19994000 | 18002900 | 15970300 | 13979200 | 11988100 | 9997020 | 8005910 | 6014800 | 3994660 | 1999400 | 0 | 0 | 0 | 0 | 0 | 0
Pollutant Emissions from Imported Electricity[OC,nuclear es] | NoSettings | 0 | 0 | 0 | 0 | 0 | 0 | 0 | 0 | 0 | 0 | 0 | 0 | 0 | 0 | 0 | 0 | 0 | 0 | 0 | 0 | 0 | 0 | 0 | 0 | 0 | 0 | 0 | 0 | 0 | 0 | 0
Pollutant Emissions from Imported Electricity[OC,hydro es] | NoSettings | 0 | 0 | 0 | 0 | 0 | 0 | 0 | 0 | 0 | 0 | 0 | 0 | 0 | 0 | 0 | 0 | 0 | 0 | 0 | 0 | 0 | 0 | 0 | 0 | 0 | 0 | 0 | 0 | 0 | 0 | 0
Pollutant Emissions from Imported Electricity[OC,onshore wind es] | NoSettings | 0 | 0 | 0 | 0 | 0 | 0 | 0 | 0 | 0 | 0 | 0 | 0 | 0 | 0 | 0 | 0 | 0 | 0 | 0 | 0 | 0 | 0 | 0 | 0 | 0 | 0 | 0 | 0 | 0 | 0 | 0
Pollutant Emissions from Imported Electricity[OC,solar PV es] | NoSettings | 0 | 0 | 0 | 0 | 0 | 0 | 0 | 0 | 0 | 0 | 0 | 0 | 0 | 0 | 0 | 0 | 0 | 0 | 0 | 0 | 0 | 0 | 0 | 0 | 0 | 0 | 0 | 0 | 0 | 0 | 0
Pollutant Emissions from Imported Electricity[OC,solar thermal es] | NoSettings | 0 | 0 | 0 | 0 | 0 | 0 | 0 | 0 | 0 | 0 | 0 | 0 | 0 | 0 | 0 | 0 | 0 | 0 | 0 | 0 | 0 | 0 | 0 | 0 | 0 | 0 | 0 | 0 | 0 | 0 | 0
Pollutant Emissions from Imported Electricity[OC,biomass es] | NoSettings | 162077000 | 162077000 | 162077000 | 162077000 | 162077000 | 162077000 | 162077000 | 162077000 | 162077000 | 162077000 | 162077000 | 162077000 | 162077000 | 162077000 | 162077000 | 162077000 | 162077000 | 162077000 | 162077000 | 162077000 | 162077000 | 162077000 | 162077000 | 162077000 | 162077000 | 162077000 | 162077000 | 162077000 | 162077000 | 162077000 | 162077000
Pollutant Emissions from Imported Electricity[OC,geothermal es] | NoSettings | 0 | 0 | 0 | 0 | 0 | 0 | 0 | 0 | 0 | 0 | 0 | 0 | 0 | 0 | 0 | 0 | 0 | 0 | 0 | 0 | 0 | 0 | 0 | 0 | 0 | 0 | 0 | 0 | 0 | 0 | 0
Pollutant Emissions from Imported Electricity[OC,petroleum es] | NoSettings | 981052 | 942900 | 904748 | 866596 | 828444 | 784842 | 746690 | 708538 | 670386 | 626783 | 588631 | 550479 | 511237 | 471995 | 432753 | 393511 | 354269 | 314482 | 275240 | 235998 | 196755 | 157513 | 118271 | 78484.2 | 39351.1 | 0 | 0 | 0 | 0 | 0 | 0
Pollutant Emissions from Imported Electricity[OC,natural gas peaker es] | NoSettings | 0 | 0 | 0 | 0 | 0 | 0 | 0 | 0 | 0 | 0 | 0 | 0 | 0 | 0 | 0 | 0 | 0 | 0 | 0 | 0 | 0 | 0 | 0 | 0 | 0 | 0 | 0 | 0 | 0 | 0 | 0
Pollutant Emissions from Imported Electricity[OC,lignite es] | NoSettings | 0 | 0 | 0 | 0 | 0 | 0 | 0 | 0 | 0 | 0 | 0 | 0 | 0 | 0 | 0 | 0 | 0 | 0 | 0 | 0 | 0 | 0 | 0 | 0 | 0 | 0 | 0 | 0 | 0 | 0 | 0
Pollutant Emissions from Imported Electricity[OC,offshore wind es] | NoSettings | 0 | 0 | 0 | 0 | 0 | 0 | 0 | 0 | 0 | 0 | 0 | 0 | 0 | 0 | 0 | 0 | 0 | 0 | 0 | 0 | 0 | 0 | 0 | 0 | 0 | 0 | 0 | 0 | 0 | 0 | 0
Pollutant Emissions from Imported Electricity[OC,crude oil es] | NoSettings | 0 | 0 | 0 | 0 | 0 | 0 | 0 | 0 | 0 | 0 | 0 | 0 | 0 | 0 | 0 | 0 | 0 | 0 | 0 | 0 | 0 | 0 | 0 | 0 | 0 | 0 | 0 | 0 | 0 | 0 | 0
Pollutant Emissions from Imported Electricity[OC,heavy or residual fuel oil es] | NoSettings | 0 | 0 | 0 | 0 | 0 | 0 | 0 | 0 | 0 | 0 | 0 | 0 | 0 | 0 | 0 | 0 | 0 | 0 | 0 | 0 | 0 | 0 | 0 | 0 | 0 | 0 | 0 | 0 | 0 | 0 | 0
Pollutant Emissions from Imported Electricity[OC,municipal solid waste es] | NoSettings | 0 | 0 | 0 | 0 | 0 | 0 | 0 | 0 | 0 | 0 | 0 | 0 | 0 | 0 | 0 | 0 | 0 | 0 | 0 | 0 | 0 | 0 | 0 | 0 | 0 | 0 | 0 | 0 | 0 | 0 | 0
Pollutant Emissions from Imported Electricity[CH4,hard coal es] | NoSettings | 1142380000 | 913444000 | 685661000 | 456722000 | 228939000 | 0 | 0 | 0 | 0 | 0 | 0 | 0 | 0 | 0 | 0 | 0 | 0 | 0 | 0 | 0 | 0 | 0 | 0 | 0 | 0 | 0 | 0 | 0 | 0 | 0 | 0
Pollutant Emissions from Imported Electricity[CH4,natural gas nonpeaker es] | NoSettings | 150841000 | 145813000 | 139528000 | 133243000 | 126958000 | 121050000 | 115017000 | 108983000 | 102949000 | 96915600 | 90882000 | 84722600 | 78689000 | 72655300 | 66621600 | 60588000 | 54554300 | 48395000 | 42361300 | 36327700 | 30294000 | 24260300 | 18226700 | 12105000 | 6058800 | 0 | 0 | 0 | 0 | 0 | 0
Pollutant Emissions from Imported Electricity[CH4,nuclear es] | NoSettings | 0 | 0 | 0 | 0 | 0 | 0 | 0 | 0 | 0 | 0 | 0 | 0 | 0 | 0 | 0 | 0 | 0 | 0 | 0 | 0 | 0 | 0 | 0 | 0 | 0 | 0 | 0 | 0 | 0 | 0 | 0
Pollutant Emissions from Imported Electricity[CH4,hydro es] | NoSettings | 0 | 0 | 0 | 0 | 0 | 0 | 0 | 0 | 0 | 0 | 0 | 0 | 0 | 0 | 0 | 0 | 0 | 0 | 0 | 0 | 0 | 0 | 0 | 0 | 0 | 0 | 0 | 0 | 0 | 0 | 0
Pollutant Emissions from Imported Electricity[CH4,onshore wind es] | NoSettings | 0 | 0 | 0 | 0 | 0 | 0 | 0 | 0 | 0 | 0 | 0 | 0 | 0 | 0 | 0 | 0 | 0 | 0 | 0 | 0 | 0 | 0 | 0 | 0 | 0 | 0 | 0 | 0 | 0 | 0 | 0
Pollutant Emissions from Imported Electricity[CH4,solar PV es] | NoSettings | 0 | 0 | 0 | 0 | 0 | 0 | 0 | 0 | 0 | 0 | 0 | 0 | 0 | 0 | 0 | 0 | 0 | 0 | 0 | 0 | 0 | 0 | 0 | 0 | 0 | 0 | 0 | 0 | 0 | 0 | 0
Pollutant Emissions from Imported Electricity[CH4,solar thermal es] | NoSettings | 0 | 0 | 0 | 0 | 0 | 0 | 0 | 0 | 0 | 0 | 0 | 0 | 0 | 0 | 0 | 0 | 0 | 0 | 0 | 0 | 0 | 0 | 0 | 0 | 0 | 0 | 0 | 0 | 0 | 0 | 0
Pollutant Emissions from Imported Electricity[CH4,biomass es] | NoSettings | 0 | 0 | 0 | 0 | 0 | 0 | 0 | 0 | 0 | 0 | 0 | 0 | 0 | 0 | 0 | 0 | 0 | 0 | 0 | 0 | 0 | 0 | 0 | 0 | 0 | 0 | 0 | 0 | 0 | 0 | 0
Pollutant Emissions from Imported Electricity[CH4,geothermal es] | NoSettings | 0 | 0 | 0 | 0 | 0 | 0 | 0 | 0 | 0 | 0 | 0 | 0 | 0 | 0 | 0 | 0 | 0 | 0 | 0 | 0 | 0 | 0 | 0 | 0 | 0 | 0 | 0 | 0 | 0 | 0 | 0
Pollutant Emissions from Imported Electricity[CH4,petroleum es] | NoSettings | 5933780 | 5703030 | 5472270 | 5241510 | 5010750 | 4747030 | 4516270 | 4285510 | 4054750 | 3791030 | 3560270 | 3329510 | 3092160 | 2854810 | 2617460 | 2380110 | 2142760 | 1902110 | 1664760 | 1427400 | 1190050 | 952702 | 715351 | 474703 | 238011 | 0 | 0 | 0 | 0 | 0 | 0
Pollutant Emissions from Imported Electricity[CH4,natural gas peaker es] | NoSettings | 0 | 0 | 0 | 0 | 0 | 0 | 0 | 0 | 0 | 0 | 0 | 0 | 0 | 0 | 0 | 0 | 0 | 0 | 0 | 0 | 0 | 0 | 0 | 0 | 0 | 0 | 0 | 0 | 0 | 0 | 0
Pollutant Emissions from Imported Electricity[CH4,lignite es] | NoSettings | 0 | 0 | 0 | 0 | 0 | 0 | 0 | 0 | 0 | 0 | 0 | 0 | 0 | 0 | 0 | 0 | 0 | 0 | 0 | 0 | 0 | 0 | 0 | 0 | 0 | 0 | 0 | 0 | 0 | 0 | 0
Pollutant Emissions from Imported Electricity[CH4,offshore wind es] | NoSettings | 0 | 0 | 0 | 0 | 0 | 0 | 0 | 0 | 0 | 0 | 0 | 0 | 0 | 0 | 0 | 0 | 0 | 0 | 0 | 0 | 0 | 0 | 0 | 0 | 0 | 0 | 0 | 0 | 0 | 0 | 0
Pollutant Emissions from Imported Electricity[CH4,crude oil es] | NoSettings | 0 | 0 | 0 | 0 | 0 | 0 | 0 | 0 | 0 | 0 | 0 | 0 | 0 | 0 | 0 | 0 | 0 | 0 | 0 | 0 | 0 | 0 | 0 | 0 | 0 | 0 | 0 | 0 | 0 | 0 | 0
Pollutant Emissions from Imported Electricity[CH4,heavy or residual fuel oil es] | NoSettings | 0 | 0 | 0 | 0 | 0 | 0 | 0 | 0 | 0 | 0 | 0 | 0 | 0 | 0 | 0 | 0 | 0 | 0 | 0 | 0 | 0 | 0 | 0 | 0 | 0 | 0 | 0 | 0 | 0 | 0 | 0
Pollutant Emissions from Imported Electricity[CH4,municipal solid waste es] | NoSettings | 0 | 0 | 0 | 0 | 0 | 0 | 0 | 0 | 0 | 0 | 0 | 0 | 0 | 0 | 0 | 0 | 0 | 0 | 0 | 0 | 0 | 0 | 0 | 0 | 0 | 0 | 0 | 0 | 0 | 0 | 0
Pollutant Emissions from Imported Electricity[N2O,hard coal es] | NoSettings | 166165000 | 132865000 | 99732500 | 66432300 | 33300200 | 0 | 0 | 0 | 0 | 0 | 0 | 0 | 0 | 0 | 0 | 0 | 0 | 0 | 0 | 0 | 0 | 0 | 0 | 0 | 0 | 0 | 0 | 0 | 0 | 0 | 0
Pollutant Emissions from Imported Electricity[N2O,natural gas nonpeaker es] | NoSettings | 15084100 | 14581300 | 13952800 | 13324300 | 12695800 | 12105000 | 11501700 | 10898300 | 10294900 | 9691560 | 9088200 | 8472260 | 7868900 | 7265530 | 6662160 | 6058800 | 5455430 | 4839500 | 4236130 | 3632770 | 3029400 | 2426030 | 1822670 | 1210500 | 605880 | 0 | 0 | 0 | 0 | 0 | 0
Pollutant Emissions from Imported Electricity[N2O,nuclear es] | NoSettings | 0 | 0 | 0 | 0 | 0 | 0 | 0 | 0 | 0 | 0 | 0 | 0 | 0 | 0 | 0 | 0 | 0 | 0 | 0 | 0 | 0 | 0 | 0 | 0 | 0 | 0 | 0 | 0 | 0 | 0 | 0
Pollutant Emissions from Imported Electricity[N2O,hydro es] | NoSettings | 0 | 0 | 0 | 0 | 0 | 0 | 0 | 0 | 0 | 0 | 0 | 0 | 0 | 0 | 0 | 0 | 0 | 0 | 0 | 0 | 0 | 0 | 0 | 0 | 0 | 0 | 0 | 0 | 0 | 0 | 0
Pollutant Emissions from Imported Electricity[N2O,onshore wind es] | NoSettings | 0 | 0 | 0 | 0 | 0 | 0 | 0 | 0 | 0 | 0 | 0 | 0 | 0 | 0 | 0 | 0 | 0 | 0 | 0 | 0 | 0 | 0 | 0 | 0 | 0 | 0 | 0 | 0 | 0 | 0 | 0
Pollutant Emissions from Imported Electricity[N2O,solar PV es] | NoSettings | 0 | 0 | 0 | 0 | 0 | 0 | 0 | 0 | 0 | 0 | 0 | 0 | 0 | 0 | 0 | 0 | 0 | 0 | 0 | 0 | 0 | 0 | 0 | 0 | 0 | 0 | 0 | 0 | 0 | 0 | 0
Pollutant Emissions from Imported Electricity[N2O,solar thermal es] | NoSettings | 0 | 0 | 0 | 0 | 0 | 0 | 0 | 0 | 0 | 0 | 0 | 0 | 0 | 0 | 0 | 0 | 0 | 0 | 0 | 0 | 0 | 0 | 0 | 0 | 0 | 0 | 0 | 0 | 0 | 0 | 0
Pollutant Emissions from Imported Electricity[N2O,biomass es] | NoSettings | 0 | 0 | 0 | 0 | 0 | 0 | 0 | 0 | 0 | 0 | 0 | 0 | 0 | 0 | 0 | 0 | 0 | 0 | 0 | 0 | 0 | 0 | 0 | 0 | 0 | 0 | 0 | 0 | 0 | 0 | 0
Pollutant Emissions from Imported Electricity[N2O,geothermal es] | NoSettings | 0 | 0 | 0 | 0 | 0 | 0 | 0 | 0 | 0 | 0 | 0 | 0 | 0 | 0 | 0 | 0 | 0 | 0 | 0 | 0 | 0 | 0 | 0 | 0 | 0 | 0 | 0 | 0 | 0 | 0 | 0
Pollutant Emissions from Imported Electricity[N2O,petroleum es] | NoSettings | 1186760 | 1140610 | 1094450 | 1048300 | 1002150 | 949405 | 903254 | 857102 | 810950 | 758206 | 712054 | 665902 | 618432 | 570962 | 523492 | 476021 | 428551 | 380421 | 332951 | 285481 | 238011 | 190540 | 143070 | 94940.5 | 47602.1 | 0 | 0 | 0 | 0 | 0 | 0
Pollutant Emissions from Imported Electricity[N2O,natural gas peaker es] | NoSettings | 0 | 0 | 0 | 0 | 0 | 0 | 0 | 0 | 0 | 0 | 0 | 0 | 0 | 0 | 0 | 0 | 0 | 0 | 0 | 0 | 0 | 0 | 0 | 0 | 0 | 0 | 0 | 0 | 0 | 0 | 0
Pollutant Emissions from Imported Electricity[N2O,lignite es] | NoSettings | 0 | 0 | 0 | 0 | 0 | 0 | 0 | 0 | 0 | 0 | 0 | 0 | 0 | 0 | 0 | 0 | 0 | 0 | 0 | 0 | 0 | 0 | 0 | 0 | 0 | 0 | 0 | 0 | 0 | 0 | 0
Pollutant Emissions from Imported Electricity[N2O,offshore wind es] | NoSettings | 0 | 0 | 0 | 0 | 0 | 0 | 0 | 0 | 0 | 0 | 0 | 0 | 0 | 0 | 0 | 0 | 0 | 0 | 0 | 0 | 0 | 0 | 0 | 0 | 0 | 0 | 0 | 0 | 0 | 0 | 0
Pollutant Emissions from Imported Electricity[N2O,crude oil es] | NoSettings | 0 | 0 | 0 | 0 | 0 | 0 | 0 | 0 | 0 | 0 | 0 | 0 | 0 | 0 | 0 | 0 | 0 | 0 | 0 | 0 | 0 | 0 | 0 | 0 | 0 | 0 | 0 | 0 | 0 | 0 | 0
Pollutant Emissions from Imported Electricity[N2O,heavy or residual fuel oil es] | NoSettings | 0 | 0 | 0 | 0 | 0 | 0 | 0 | 0 | 0 | 0 | 0 | 0 | 0 | 0 | 0 | 0 | 0 | 0 | 0 | 0 | 0 | 0 | 0 | 0 | 0 | 0 | 0 | 0 | 0 | 0 | 0
Pollutant Emissions from Imported Electricity[N2O,municipal solid waste es] | NoSettings | 0 | 0 | 0 | 0 | 0 | 0 | 0 | 0 | 0 | 0 | 0 | 0 | 0 | 0 | 0 | 0 | 0 | 0 | 0 | 0 | 0 | 0 | 0 | 0 | 0 | 0 | 0 | 0 | 0 | 0 | 0
Pollutant Emissions from Imported Electricity[F gases,hard coal es] | NoSettings | 0 | 0 | 0 | 0 | 0 | 0 | 0 | 0 | 0 | 0 | 0 | 0 | 0 | 0 | 0 | 0 | 0 | 0 | 0 | 0 | 0 | 0 | 0 | 0 | 0 | 0 | 0 | 0 | 0 | 0 | 0
Pollutant Emissions from Imported Electricity[F gases,natural gas nonpeaker es] | NoSettings | 0 | 0 | 0 | 0 | 0 | 0 | 0 | 0 | 0 | 0 | 0 | 0 | 0 | 0 | 0 | 0 | 0 | 0 | 0 | 0 | 0 | 0 | 0 | 0 | 0 | 0 | 0 | 0 | 0 | 0 | 0
Pollutant Emissions from Imported Electricity[F gases,nuclear es] | NoSettings | 0 | 0 | 0 | 0 | 0 | 0 | 0 | 0 | 0 | 0 | 0 | 0 | 0 | 0 | 0 | 0 | 0 | 0 | 0 | 0 | 0 | 0 | 0 | 0 | 0 | 0 | 0 | 0 | 0 | 0 | 0
Pollutant Emissions from Imported Electricity[F gases,hydro es] | NoSettings | 0 | 0 | 0 | 0 | 0 | 0 | 0 | 0 | 0 | 0 | 0 | 0 | 0 | 0 | 0 | 0 | 0 | 0 | 0 | 0 | 0 | 0 | 0 | 0 | 0 | 0 | 0 | 0 | 0 | 0 | 0
Pollutant Emissions from Imported Electricity[F gases,onshore wind es] | NoSettings | 0 | 0 | 0 | 0 | 0 | 0 | 0 | 0 | 0 | 0 | 0 | 0 | 0 | 0 | 0 | 0 | 0 | 0 | 0 | 0 | 0 | 0 | 0 | 0 | 0 | 0 | 0 | 0 | 0 | 0 | 0
Pollutant Emissions from Imported Electricity[F gases,solar PV es] | NoSettings | 0 | 0 | 0 | 0 | 0 | 0 | 0 | 0 | 0 | 0 | 0 | 0 | 0 | 0 | 0 | 0 | 0 | 0 | 0 | 0 | 0 | 0 | 0 | 0 | 0 | 0 | 0 | 0 | 0 | 0 | 0
Pollutant Emissions from Imported Electricity[F gases,solar thermal es] | NoSettings | 0 | 0 | 0 | 0 | 0 | 0 | 0 | 0 | 0 | 0 | 0 | 0 | 0 | 0 | 0 | 0 | 0 | 0 | 0 | 0 | 0 | 0 | 0 | 0 | 0 | 0 | 0 | 0 | 0 | 0 | 0
Pollutant Emissions from Imported Electricity[F gases,biomass es] | NoSettings | 0 | 0 | 0 | 0 | 0 | 0 | 0 | 0 | 0 | 0 | 0 | 0 | 0 | 0 | 0 | 0 | 0 | 0 | 0 | 0 | 0 | 0 | 0 | 0 | 0 | 0 | 0 | 0 | 0 | 0 | 0
Pollutant Emissions from Imported Electricity[F gases,geothermal es] | NoSettings | 0 | 0 | 0 | 0 | 0 | 0 | 0 | 0 | 0 | 0 | 0 | 0 | 0 | 0 | 0 | 0 | 0 | 0 | 0 | 0 | 0 | 0 | 0 | 0 | 0 | 0 | 0 | 0 | 0 | 0 | 0
Pollutant Emissions from Imported Electricity[F gases,petroleum es] | NoSettings | 0 | 0 | 0 | 0 | 0 | 0 | 0 | 0 | 0 | 0 | 0 | 0 | 0 | 0 | 0 | 0 | 0 | 0 | 0 | 0 | 0 | 0 | 0 | 0 | 0 | 0 | 0 | 0 | 0 | 0 | 0
Pollutant Emissions from Imported Electricity[F gases,natural gas peaker es] | NoSettings | 0 | 0 | 0 | 0 | 0 | 0 | 0 | 0 | 0 | 0 | 0 | 0 | 0 | 0 | 0 | 0 | 0 | 0 | 0 | 0 | 0 | 0 | 0 | 0 | 0 | 0 | 0 | 0 | 0 | 0 | 0
Pollutant Emissions from Imported Electricity[F gases,lignite es] | NoSettings | 0 | 0 | 0 | 0 | 0 | 0 | 0 | 0 | 0 | 0 | 0 | 0 | 0 | 0 | 0 | 0 | 0 | 0 | 0 | 0 | 0 | 0 | 0 | 0 | 0 | 0 | 0 | 0 | 0 | 0 | 0
Pollutant Emissions from Imported Electricity[F gases,offshore wind es] | NoSettings | 0 | 0 | 0 | 0 | 0 | 0 | 0 | 0 | 0 | 0 | 0 | 0 | 0 | 0 | 0 | 0 | 0 | 0 | 0 | 0 | 0 | 0 | 0 | 0 | 0 | 0 | 0 | 0 | 0 | 0 | 0
Pollutant Emissions from Imported Electricity[F gases,crude oil es] | NoSettings | 0 | 0 | 0 | 0 | 0 | 0 | 0 | 0 | 0 | 0 | 0 | 0 | 0 | 0 | 0 | 0 | 0 | 0 | 0 | 0 | 0 | 0 | 0 | 0 | 0 | 0 | 0 | 0 | 0 | 0 | 0
Pollutant Emissions from Imported Electricity[F gases,heavy or residual fuel oil es] | NoSettings | 0 | 0 | 0 | 0 | 0 | 0 | 0 | 0 | 0 | 0 | 0 | 0 | 0 | 0 | 0 | 0 | 0 | 0 | 0 | 0 | 0 | 0 | 0 | 0 | 0 | 0 | 0 | 0 | 0 | 0 | 0
Pollutant Emissions from Imported Electricity[F gases,municipal solid waste es] | NoSettings | 0 | 0 | 0 | 0 | 0 | 0 | 0 | 0 | 0 | 0 | 0 | 0 | 0 | 0 | 0 | 0 | 0 | 0 | 0 | 0 | 0 | 0 | 0 | 0 | 0 | 0 | 0 | 0 | 0 | 0 | 0
Absolute Change in In Scope Emissions due to Electricity Imports[CO2,hard coal es] | NoSettings | 9920040000000 | 7932010000000 | 5954030000000 | 3966010000000 | 1988020000000 | 0 | 0 | 0 | 0 | 0 | 0 | 0 | 0 | 0 | 0 | 0 | 0 | 0 | 0 | 0 | 0 | 0 | 0 | 0 | 0 | 0 | 0 | 0 | 0 | 0 | 0
Absolute Change in In Scope Emissions due to Electricity Imports[CO2,natural gas nonpeaker es] | NoSettings | 8003650000000 | 7736860000000 | 7403370000000 | 7069890000000 | 6736400000000 | 6422930000000 | 6102780000000 | 5782640000000 | 5462490000000 | 5142340000000 | 4822200000000 | 4495380000000 | 4175240000000 | 3855090000000 | 3534940000000 | 3214800000000 | 2894650000000 | 2567840000000 | 2247690000000 | 1927550000000 | 1607400000000 | 1287250000000 | 967107000000 | 642293000000 | 321480000000 | 0 | 0 | 0 | 0 | 0 | 0
Absolute Change in In Scope Emissions due to Electricity Imports[CO2,nuclear es] | NoSettings | 0 | 0 | 0 | 0 | 0 | 0 | 0 | 0 | 0 | 0 | 0 | 0 | 0 | 0 | 0 | 0 | 0 | 0 | 0 | 0 | 0 | 0 | 0 | 0 | 0 | 0 | 0 | 0 | 0 | 0 | 0
Absolute Change in In Scope Emissions due to Electricity Imports[CO2,hydro es] | NoSettings | 0 | 0 | 0 | 0 | 0 | 0 | 0 | 0 | 0 | 0 | 0 | 0 | 0 | 0 | 0 | 0 | 0 | 0 | 0 | 0 | 0 | 0 | 0 | 0 | 0 | 0 | 0 | 0 | 0 | 0 | 0
Absolute Change in In Scope Emissions due to Electricity Imports[CO2,onshore wind es] | NoSettings | 0 | 0 | 0 | 0 | 0 | 0 | 0 | 0 | 0 | 0 | 0 | 0 | 0 | 0 | 0 | 0 | 0 | 0 | 0 | 0 | 0 | 0 | 0 | 0 | 0 | 0 | 0 | 0 | 0 | 0 | 0
Absolute Change in In Scope Emissions due to Electricity Imports[CO2,solar PV es] | NoSettings | 0 | 0 | 0 | 0 | 0 | 0 | 0 | 0 | 0 | 0 | 0 | 0 | 0 | 0 | 0 | 0 | 0 | 0 | 0 | 0 | 0 | 0 | 0 | 0 | 0 | 0 | 0 | 0 | 0 | 0 | 0
Absolute Change in In Scope Emissions due to Electricity Imports[CO2,solar thermal es] | NoSettings | 0 | 0 | 0 | 0 | 0 | 0 | 0 | 0 | 0 | 0 | 0 | 0 | 0 | 0 | 0 | 0 | 0 | 0 | 0 | 0 | 0 | 0 | 0 | 0 | 0 | 0 | 0 | 0 | 0 | 0 | 0
Absolute Change in In Scope Emissions due to Electricity Imports[CO2,biomass es] | NoSettings | 0 | 0 | 0 | 0 | 0 | 0 | 0 | 0 | 0 | 0 | 0 | 0 | 0 | 0 | 0 | 0 | 0 | 0 | 0 | 0 | 0 | 0 | 0 | 0 | 0 | 0 | 0 | 0 | 0 | 0 | 0
Absolute Change in In Scope Emissions due to Electricity Imports[CO2,geothermal es] | NoSettings | 0 | 0 | 0 | 0 | 0 | 0 | 0 | 0 | 0 | 0 | 0 | 0 | 0 | 0 | 0 | 0 | 0 | 0 | 0 | 0 | 0 | 0 | 0 | 0 | 0 | 0 | 0 | 0 | 0 | 0 | 0
Absolute Change in In Scope Emissions due to Electricity Imports[CO2,petroleum es] | NoSettings | 148542000000 | 142766000000 | 136989000000 | 131212000000 | 125436000000 | 118834000000 | 113057000000 | 107281000000 | 101504000000 | 94902100000 | 89125400000 | 83348800000 | 77407100000 | 71465400000 | 65523700000 | 59582000000 | 53640300000 | 47616100000 | 41674400000 | 35732700000 | 29791000000 | 23849300000 | 17907600000 | 11883400000 | 5958200000 | 0 | 0 | 0 | 0 | 0 | 0
Absolute Change in In Scope Emissions due to Electricity Imports[CO2,natural gas peaker es] | NoSettings | 0 | 0 | 0 | 0 | 0 | 0 | 0 | 0 | 0 | 0 | 0 | 0 | 0 | 0 | 0 | 0 | 0 | 0 | 0 | 0 | 0 | 0 | 0 | 0 | 0 | 0 | 0 | 0 | 0 | 0 | 0
Absolute Change in In Scope Emissions due to Electricity Imports[CO2,lignite es] | NoSettings | 0 | 0 | 0 | 0 | 0 | 0 | 0 | 0 | 0 | 0 | 0 | 0 | 0 | 0 | 0 | 0 | 0 | 0 | 0 | 0 | 0 | 0 | 0 | 0 | 0 | 0 | 0 | 0 | 0 | 0 | 0
Absolute Change in In Scope Emissions due to Electricity Imports[CO2,offshore wind es] | NoSettings | 0 | 0 | 0 | 0 | 0 | 0 | 0 | 0 | 0 | 0 | 0 | 0 | 0 | 0 | 0 | 0 | 0 | 0 | 0 | 0 | 0 | 0 | 0 | 0 | 0 | 0 | 0 | 0 | 0 | 0 | 0
Absolute Change in In Scope Emissions due to Electricity Imports[CO2,crude oil es] | NoSettings | 0 | 0 | 0 | 0 | 0 | 0 | 0 | 0 | 0 | 0 | 0 | 0 | 0 | 0 | 0 | 0 | 0 | 0 | 0 | 0 | 0 | 0 | 0 | 0 | 0 | 0 | 0 | 0 | 0 | 0 | 0
Absolute Change in In Scope Emissions due to Electricity Imports[CO2,heavy or residual fuel oil es] | NoSettings | 0 | 0 | 0 | 0 | 0 | 0 | 0 | 0 | 0 | 0 | 0 | 0 | 0 | 0 | 0 | 0 | 0 | 0 | 0 | 0 | 0 | 0 | 0 | 0 | 0 | 0 | 0 | 0 | 0 | 0 | 0
Absolute Change in In Scope Emissions due to Electricity Imports[CO2,municipal solid waste es] | NoSettings | 0 | 0 | 0 | 0 | 0 | 0 | 0 | 0 | 0 | 0 | 0 | 0 | 0 | 0 | 0 | 0 | 0 | 0 | 0 | 0 | 0 | 0 | 0 | 0 | 0 | 0 | 0 | 0 | 0 | 0 | 0
Absolute Change in In Scope Emissions due to Electricity Imports[VOC,hard coal es] | NoSettings | 87963500 | 70335200 | 52795900 | 35167600 | 17628300 | 0 | 0 | 0 | 0 | 0 | 0 | 0 | 0 | 0 | 0 | 0 | 0 | 0 | 0 | 0 | 0 | 0 | 0 | 0 | 0 | 0 | 0 | 0 | 0 | 0 | 0
Absolute Change in In Scope Emissions due to Electricity Imports[VOC,natural gas nonpeaker es] | NoSettings | 72856400 | 70427900 | 67392200 | 64356500 | 61320800 | 58467300 | 55553000 | 52638800 | 49724500 | 46810300 | 43896000 | 40921000 | 38006800 | 35092500 | 32178300 | 29264000 | 26349700 | 23374800 | 20460500 | 17546300 | 14632000 | 11717700 | 8803480 | 5846730 | 2926400 | 0 | 0 | 0 | 0 | 0 | 0
Absolute Change in In Scope Emissions due to Electricity Imports[VOC,nuclear es] | NoSettings | 0 | 0 | 0 | 0 | 0 | 0 | 0 | 0 | 0 | 0 | 0 | 0 | 0 | 0 | 0 | 0 | 0 | 0 | 0 | 0 | 0 | 0 | 0 | 0 | 0 | 0 | 0 | 0 | 0 | 0 | 0
Absolute Change in In Scope Emissions due to Electricity Imports[VOC,hydro es] | NoSettings | 0 | 0 | 0 | 0 | 0 | 0 | 0 | 0 | 0 | 0 | 0 | 0 | 0 | 0 | 0 | 0 | 0 | 0 | 0 | 0 | 0 | 0 | 0 | 0 | 0 | 0 | 0 | 0 | 0 | 0 | 0
Absolute Change in In Scope Emissions due to Electricity Imports[VOC,onshore wind es] | NoSettings | 0 | 0 | 0 | 0 | 0 | 0 | 0 | 0 | 0 | 0 | 0 | 0 | 0 | 0 | 0 | 0 | 0 | 0 | 0 | 0 | 0 | 0 | 0 | 0 | 0 | 0 | 0 | 0 | 0 | 0 | 0
Absolute Change in In Scope Emissions due to Electricity Imports[VOC,solar PV es] | NoSettings | 0 | 0 | 0 | 0 | 0 | 0 | 0 | 0 | 0 | 0 | 0 | 0 | 0 | 0 | 0 | 0 | 0 | 0 | 0 | 0 | 0 | 0 | 0 | 0 | 0 | 0 | 0 | 0 | 0 | 0 | 0
Absolute Change in In Scope Emissions due to Electricity Imports[VOC,solar thermal es] | NoSettings | 0 | 0 | 0 | 0 | 0 | 0 | 0 | 0 | 0 | 0 | 0 | 0 | 0 | 0 | 0 | 0 | 0 | 0 | 0 | 0 | 0 | 0 | 0 | 0 | 0 | 0 | 0 | 0 | 0 | 0 | 0
Absolute Change in In Scope Emissions due to Electricity Imports[VOC,biomass es] | NoSettings | 109408000 | 109408000 | 109408000 | 109408000 | 109408000 | 109408000 | 109408000 | 109408000 | 109408000 | 109408000 | 109408000 | 109408000 | 109408000 | 109408000 | 109408000 | 109408000 | 109408000 | 109408000 | 109408000 | 109408000 | 109408000 | 109408000 | 109408000 | 109408000 | 109408000 | 109408000 | 109408000 | 109408000 | 109408000 | 109408000 | 109408000
Absolute Change in In Scope Emissions due to Electricity Imports[VOC,geothermal es] | NoSettings | 0 | 0 | 0 | 0 | 0 | 0 | 0 | 0 | 0 | 0 | 0 | 0 | 0 | 0 | 0 | 0 | 0 | 0 | 0 | 0 | 0 | 0 | 0 | 0 | 0 | 0 | 0 | 0 | 0 | 0 | 0
Absolute Change in In Scope Emissions due to Electricity Imports[VOC,petroleum es] | NoSettings | 3184460 | 3060620 | 2936780 | 2812940 | 2689100 | 2547570 | 2423730 | 2299890 | 2176050 | 2034520 | 1910680 | 1786840 | 1659460 | 1532080 | 1404700 | 1277320 | 1149950 | 1020800 | 893419 | 766041 | 638662 | 511283 | 383905 | 254757 | 127732 | 0 | 0 | 0 | 0 | 0 | 0
Absolute Change in In Scope Emissions due to Electricity Imports[VOC,natural gas peaker es] | NoSettings | 0 | 0 | 0 | 0 | 0 | 0 | 0 | 0 | 0 | 0 | 0 | 0 | 0 | 0 | 0 | 0 | 0 | 0 | 0 | 0 | 0 | 0 | 0 | 0 | 0 | 0 | 0 | 0 | 0 | 0 | 0
Absolute Change in In Scope Emissions due to Electricity Imports[VOC,lignite es] | NoSettings | 0 | 0 | 0 | 0 | 0 | 0 | 0 | 0 | 0 | 0 | 0 | 0 | 0 | 0 | 0 | 0 | 0 | 0 | 0 | 0 | 0 | 0 | 0 | 0 | 0 | 0 | 0 | 0 | 0 | 0 | 0
Absolute Change in In Scope Emissions due to Electricity Imports[VOC,offshore wind es] | NoSettings | 0 | 0 | 0 | 0 | 0 | 0 | 0 | 0 | 0 | 0 | 0 | 0 | 0 | 0 | 0 | 0 | 0 | 0 | 0 | 0 | 0 | 0 | 0 | 0 | 0 | 0 | 0 | 0 | 0 | 0 | 0
Absolute Change in In Scope Emissions due to Electricity Imports[VOC,crude oil es] | NoSettings | 0 | 0 | 0 | 0 | 0 | 0 | 0 | 0 | 0 | 0 | 0 | 0 | 0 | 0 | 0 | 0 | 0 | 0 | 0 | 0 | 0 | 0 | 0 | 0 | 0 | 0 | 0 | 0 | 0 | 0 | 0
Absolute Change in In Scope Emissions due to Electricity Imports[VOC,heavy or residual fuel oil es] | NoSettings | 0 | 0 | 0 | 0 | 0 | 0 | 0 | 0 | 0 | 0 | 0 | 0 | 0 | 0 | 0 | 0 | 0 | 0 | 0 | 0 | 0 | 0 | 0 | 0 | 0 | 0 | 0 | 0 | 0 | 0 | 0
Absolute Change in In Scope Emissions due to Electricity Imports[VOC,municipal solid waste es] | NoSettings | 0 | 0 | 0 | 0 | 0 | 0 | 0 | 0 | 0 | 0 | 0 | 0 | 0 | 0 | 0 | 0 | 0 | 0 | 0 | 0 | 0 | 0 | 0 | 0 | 0 | 0 | 0 | 0 | 0 | 0 | 0
Absolute Change in In Scope Emissions due to Electricity Imports[CO,hard coal es] | NoSettings | 573892000 | 458881000 | 344451000 | 229440000 | 115011000 | 0 | 0 | 0 | 0 | 0 | 0 | 0 | 0 | 0 | 0 | 0 | 0 | 0 | 0 | 0 | 0 | 0 | 0 | 0 | 0 | 0 | 0 | 0 | 0 | 0 | 0
Absolute Change in In Scope Emissions due to Electricity Imports[CO,natural gas nonpeaker es] | NoSettings | 1831370000 | 1770320000 | 1694010000 | 1617710000 | 1541400000 | 1469670000 | 1396420000 | 1323160000 | 1249910000 | 1176650000 | 1103400000 | 1028620000 | 955363000 | 882108000 | 808853000 | 735599000 | 662344000 | 587563000 | 514309000 | 441054000 | 367799000 | 294545000 | 221290000 | 146967000 | 73559900 | 0 | 0 | 0 | 0 | 0 | 0
Absolute Change in In Scope Emissions due to Electricity Imports[CO,nuclear es] | NoSettings | 0 | 0 | 0 | 0 | 0 | 0 | 0 | 0 | 0 | 0 | 0 | 0 | 0 | 0 | 0 | 0 | 0 | 0 | 0 | 0 | 0 | 0 | 0 | 0 | 0 | 0 | 0 | 0 | 0 | 0 | 0
Absolute Change in In Scope Emissions due to Electricity Imports[CO,hydro es] | NoSettings | 0 | 0 | 0 | 0 | 0 | 0 | 0 | 0 | 0 | 0 | 0 | 0 | 0 | 0 | 0 | 0 | 0 | 0 | 0 | 0 | 0 | 0 | 0 | 0 | 0 | 0 | 0 | 0 | 0 | 0 | 0
Absolute Change in In Scope Emissions due to Electricity Imports[CO,onshore wind es] | NoSettings | 0 | 0 | 0 | 0 | 0 | 0 | 0 | 0 | 0 | 0 | 0 | 0 | 0 | 0 | 0 | 0 | 0 | 0 | 0 | 0 | 0 | 0 | 0 | 0 | 0 | 0 | 0 | 0 | 0 | 0 | 0
Absolute Change in In Scope Emissions due to Electricity Imports[CO,solar PV es] | NoSettings | 0 | 0 | 0 | 0 | 0 | 0 | 0 | 0 | 0 | 0 | 0 | 0 | 0 | 0 | 0 | 0 | 0 | 0 | 0 | 0 | 0 | 0 | 0 | 0 | 0 | 0 | 0 | 0 | 0 | 0 | 0
Absolute Change in In Scope Emissions due to Electricity Imports[CO,solar thermal es] | NoSettings | 0 | 0 | 0 | 0 | 0 | 0 | 0 | 0 | 0 | 0 | 0 | 0 | 0 | 0 | 0 | 0 | 0 | 0 | 0 | 0 | 0 | 0 | 0 | 0 | 0 | 0 | 0 | 0 | 0 | 0 | 0
Absolute Change in In Scope Emissions due to Electricity Imports[CO,biomass es] | NoSettings | 3855610000 | 3855610000 | 3855610000 | 3855610000 | 3855610000 | 3855610000 | 3855610000 | 3855610000 | 3855610000 | 3855610000 | 3855610000 | 3855610000 | 3855610000 | 3855610000 | 3855610000 | 3855610000 | 3855610000 | 3855610000 | 3855610000 | 3855610000 | 3855610000 | 3855610000 | 3855610000 | 3855610000 | 3855610000 | 3855610000 | 3855610000 | 3855610000 | 3855610000 | 3855610000 | 3855610000
Absolute Change in In Scope Emissions due to Electricity Imports[CO,geothermal es] | NoSettings | 0 | 0 | 0 | 0 | 0 | 0 | 0 | 0 | 0 | 0 | 0 | 0 | 0 | 0 | 0 | 0 | 0 | 0 | 0 | 0 | 0 | 0 | 0 | 0 | 0 | 0 | 0 | 0 | 0 | 0 | 0
Absolute Change in In Scope Emissions due to Electricity Imports[CO,petroleum es] | NoSettings | 23946800 | 23015500 | 22084200 | 21153000 | 20221700 | 19157400 | 18226200 | 17294900 | 16363600 | 15299300 | 14368100 | 13436800 | 12478900 | 11521100 | 10563200 | 9605320 | 8647450 | 7676270 | 6718400 | 5760530 | 4802660 | 3844790 | 2886920 | 1915740 | 960532 | 0 | 0 | 0 | 0 | 0 | 0
Absolute Change in In Scope Emissions due to Electricity Imports[CO,natural gas peaker es] | NoSettings | 0 | 0 | 0 | 0 | 0 | 0 | 0 | 0 | 0 | 0 | 0 | 0 | 0 | 0 | 0 | 0 | 0 | 0 | 0 | 0 | 0 | 0 | 0 | 0 | 0 | 0 | 0 | 0 | 0 | 0 | 0
Absolute Change in In Scope Emissions due to Electricity Imports[CO,lignite es] | NoSettings | 0 | 0 | 0 | 0 | 0 | 0 | 0 | 0 | 0 | 0 | 0 | 0 | 0 | 0 | 0 | 0 | 0 | 0 | 0 | 0 | 0 | 0 | 0 | 0 | 0 | 0 | 0 | 0 | 0 | 0 | 0
Absolute Change in In Scope Emissions due to Electricity Imports[CO,offshore wind es] | NoSettings | 0 | 0 | 0 | 0 | 0 | 0 | 0 | 0 | 0 | 0 | 0 | 0 | 0 | 0 | 0 | 0 | 0 | 0 | 0 | 0 | 0 | 0 | 0 | 0 | 0 | 0 | 0 | 0 | 0 | 0 | 0
Absolute Change in In Scope Emissions due to Electricity Imports[CO,crude oil es] | NoSettings | 0 | 0 | 0 | 0 | 0 | 0 | 0 | 0 | 0 | 0 | 0 | 0 | 0 | 0 | 0 | 0 | 0 | 0 | 0 | 0 | 0 | 0 | 0 | 0 | 0 | 0 | 0 | 0 | 0 | 0 | 0
Absolute Change in In Scope Emissions due to Electricity Imports[CO,heavy or residual fuel oil es] | NoSettings | 0 | 0 | 0 | 0 | 0 | 0 | 0 | 0 | 0 | 0 | 0 | 0 | 0 | 0 | 0 | 0 | 0 | 0 | 0 | 0 | 0 | 0 | 0 | 0 | 0 | 0 | 0 | 0 | 0 | 0 | 0
Absolute Change in In Scope Emissions due to Electricity Imports[CO,municipal solid waste es] | NoSettings | 0 | 0 | 0 | 0 | 0 | 0 | 0 | 0 | 0 | 0 | 0 | 0 | 0 | 0 | 0 | 0 | 0 | 0 | 0 | 0 | 0 | 0 | 0 | 0 | 0 | 0 | 0 | 0 | 0 | 0 | 0
Absolute Change in In Scope Emissions due to Electricity Imports[NOx,hard coal es] | NoSettings | 3724270000 | 2977910000 | 2235320000 | 1488950000 | 746362000 | 0 | 0 | 0 | 0 | 0 | 0 | 0 | 0 | 0 | 0 | 0 | 0 | 0 | 0 | 0 | 0 | 0 | 0 | 0 | 0 | 0 | 0 | 0 | 0 | 0 | 0
Absolute Change in In Scope Emissions due to Electricity Imports[NOx,natural gas nonpeaker es] | NoSettings | 2187050000 | 2114150000 | 2023020000 | 1931890000 | 1840770000 | 1755110000 | 1667630000 | 1580140000 | 1492660000 | 1405180000 | 1317700000 | 1228390000 | 1140910000 | 1053430000 | 965947000 | 878465000 | 790983000 | 701679000 | 614197000 | 526715000 | 439233000 | 351751000 | 264269000 | 175511000 | 87846500 | 0 | 0 | 0 | 0 | 0 | 0
Absolute Change in In Scope Emissions due to Electricity Imports[NOx,nuclear es] | NoSettings | 0 | 0 | 0 | 0 | 0 | 0 | 0 | 0 | 0 | 0 | 0 | 0 | 0 | 0 | 0 | 0 | 0 | 0 | 0 | 0 | 0 | 0 | 0 | 0 | 0 | 0 | 0 | 0 | 0 | 0 | 0
Absolute Change in In Scope Emissions due to Electricity Imports[NOx,hydro es] | NoSettings | 0 | 0 | 0 | 0 | 0 | 0 | 0 | 0 | 0 | 0 | 0 | 0 | 0 | 0 | 0 | 0 | 0 | 0 | 0 | 0 | 0 | 0 | 0 | 0 | 0 | 0 | 0 | 0 | 0 | 0 | 0
Absolute Change in In Scope Emissions due to Electricity Imports[NOx,onshore wind es] | NoSettings | 0 | 0 | 0 | 0 | 0 | 0 | 0 | 0 | 0 | 0 | 0 | 0 | 0 | 0 | 0 | 0 | 0 | 0 | 0 | 0 | 0 | 0 | 0 | 0 | 0 | 0 | 0 | 0 | 0 | 0 | 0
Absolute Change in In Scope Emissions due to Electricity Imports[NOx,solar PV es] | NoSettings | 0 | 0 | 0 | 0 | 0 | 0 | 0 | 0 | 0 | 0 | 0 | 0 | 0 | 0 | 0 | 0 | 0 | 0 | 0 | 0 | 0 | 0 | 0 | 0 | 0 | 0 | 0 | 0 | 0 | 0 | 0
Absolute Change in In Scope Emissions due to Electricity Imports[NOx,solar thermal es] | NoSettings | 0 | 0 | 0 | 0 | 0 | 0 | 0 | 0 | 0 | 0 | 0 | 0 | 0 | 0 | 0 | 0 | 0 | 0 | 0 | 0 | 0 | 0 | 0 | 0 | 0 | 0 | 0 | 0 | 0 | 0 | 0
Absolute Change in In Scope Emissions due to Electricity Imports[NOx,biomass es] | NoSettings | 751486000 | 751486000 | 751486000 | 751486000 | 751486000 | 751486000 | 751486000 | 751486000 | 751486000 | 751486000 | 751486000 | 751486000 | 751486000 | 751486000 | 751486000 | 751486000 | 751486000 | 751486000 | 751486000 | 751486000 | 751486000 | 751486000 | 751486000 | 751486000 | 751486000 | 751486000 | 751486000 | 751486000 | 751486000 | 751486000 | 751486000
Absolute Change in In Scope Emissions due to Electricity Imports[NOx,geothermal es] | NoSettings | 0 | 0 | 0 | 0 | 0 | 0 | 0 | 0 | 0 | 0 | 0 | 0 | 0 | 0 | 0 | 0 | 0 | 0 | 0 | 0 | 0 | 0 | 0 | 0 | 0 | 0 | 0 | 0 | 0 | 0 | 0
Absolute Change in In Scope Emissions due to Electricity Imports[NOx,petroleum es] | NoSettings | 748183000 | 719087000 | 689991000 | 660895000 | 631799000 | 598546000 | 569450000 | 540354000 | 511258000 | 478006000 | 448910000 | 419814000 | 389886000 | 359959000 | 330032000 | 300104000 | 270177000 | 239834000 | 209907000 | 179980000 | 150052000 | 120125000 | 90197600 | 59854600 | 30010400 | 0 | 0 | 0 | 0 | 0 | 0
Absolute Change in In Scope Emissions due to Electricity Imports[NOx,natural gas peaker es] | NoSettings | 0 | 0 | 0 | 0 | 0 | 0 | 0 | 0 | 0 | 0 | 0 | 0 | 0 | 0 | 0 | 0 | 0 | 0 | 0 | 0 | 0 | 0 | 0 | 0 | 0 | 0 | 0 | 0 | 0 | 0 | 0
Absolute Change in In Scope Emissions due to Electricity Imports[NOx,lignite es] | NoSettings | 0 | 0 | 0 | 0 | 0 | 0 | 0 | 0 | 0 | 0 | 0 | 0 | 0 | 0 | 0 | 0 | 0 | 0 | 0 | 0 | 0 | 0 | 0 | 0 | 0 | 0 | 0 | 0 | 0 | 0 | 0
Absolute Change in In Scope Emissions due to Electricity Imports[NOx,offshore wind es] | NoSettings | 0 | 0 | 0 | 0 | 0 | 0 | 0 | 0 | 0 | 0 | 0 | 0 | 0 | 0 | 0 | 0 | 0 | 0 | 0 | 0 | 0 | 0 | 0 | 0 | 0 | 0 | 0 | 0 | 0 | 0 | 0
Absolute Change in In Scope Emissions due to Electricity Imports[NOx,crude oil es] | NoSettings | 0 | 0 | 0 | 0 | 0 | 0 | 0 | 0 | 0 | 0 | 0 | 0 | 0 | 0 | 0 | 0 | 0 | 0 | 0 | 0 | 0 | 0 | 0 | 0 | 0 | 0 | 0 | 0 | 0 | 0 | 0
Absolute Change in In Scope Emissions due to Electricity Imports[NOx,heavy or residual fuel oil es] | NoSettings | 0 | 0 | 0 | 0 | 0 | 0 | 0 | 0 | 0 | 0 | 0 | 0 | 0 | 0 | 0 | 0 | 0 | 0 | 0 | 0 | 0 | 0 | 0 | 0 | 0 | 0 | 0 | 0 | 0 | 0 | 0
Absolute Change in In Scope Emissions due to Electricity Imports[NOx,municipal solid waste es] | NoSettings | 0 | 0 | 0 | 0 | 0 | 0 | 0 | 0 | 0 | 0 | 0 | 0 | 0 | 0 | 0 | 0 | 0 | 0 | 0 | 0 | 0 | 0 | 0 | 0 | 0 | 0 | 0 | 0 | 0 | 0 | 0
Absolute Change in In Scope Emissions due to Electricity Imports[PM10,hard coal es] | NoSettings | 630595000 | 504221000 | 378485000 | 252110000 | 126374000 | 0 | 0 | 0 | 0 | 0 | 0 | 0 | 0 | 0 | 0 | 0 | 0 | 0 | 0 | 0 | 0 | 0 | 0 | 0 | 0 | 0 | 0 | 0 | 0 | 0 | 0
Absolute Change in In Scope Emissions due to Electricity Imports[PM10,natural gas nonpeaker es] | NoSettings | 54906300 | 53076100 | 50788300 | 48500600 | 46212800 | 44062300 | 41866000 | 39669800 | 37473500 | 35277300 | 33081000 | 30839000 | 28642800 | 26446500 | 24250300 | 22054000 | 19857800 | 17615800 | 15419500 | 13223300 | 11027000 | 8830760 | 6634510 | 4406230 | 2205400 | 0 | 0 | 0 | 0 | 0 | 0
Absolute Change in In Scope Emissions due to Electricity Imports[PM10,nuclear es] | NoSettings | 0 | 0 | 0 | 0 | 0 | 0 | 0 | 0 | 0 | 0 | 0 | 0 | 0 | 0 | 0 | 0 | 0 | 0 | 0 | 0 | 0 | 0 | 0 | 0 | 0 | 0 | 0 | 0 | 0 | 0 | 0
Absolute Change in In Scope Emissions due to Electricity Imports[PM10,hydro es] | NoSettings | 0 | 0 | 0 | 0 | 0 | 0 | 0 | 0 | 0 | 0 | 0 | 0 | 0 | 0 | 0 | 0 | 0 | 0 | 0 | 0 | 0 | 0 | 0 | 0 | 0 | 0 | 0 | 0 | 0 | 0 | 0
Absolute Change in In Scope Emissions due to Electricity Imports[PM10,onshore wind es] | NoSettings | 0 | 0 | 0 | 0 | 0 | 0 | 0 | 0 | 0 | 0 | 0 | 0 | 0 | 0 | 0 | 0 | 0 | 0 | 0 | 0 | 0 | 0 | 0 | 0 | 0 | 0 | 0 | 0 | 0 | 0 | 0
Absolute Change in In Scope Emissions due to Electricity Imports[PM10,solar PV es] | NoSettings | 0 | 0 | 0 | 0 | 0 | 0 | 0 | 0 | 0 | 0 | 0 | 0 | 0 | 0 | 0 | 0 | 0 | 0 | 0 | 0 | 0 | 0 | 0 | 0 | 0 | 0 | 0 | 0 | 0 | 0 | 0
Absolute Change in In Scope Emissions due to Electricity Imports[PM10,solar thermal es] | NoSettings | 0 | 0 | 0 | 0 | 0 | 0 | 0 | 0 | 0 | 0 | 0 | 0 | 0 | 0 | 0 | 0 | 0 | 0 | 0 | 0 | 0 | 0 | 0 | 0 | 0 | 0 | 0 | 0 | 0 | 0 | 0
Absolute Change in In Scope Emissions due to Electricity Imports[PM10,biomass es] | NoSettings | 1705650000 | 1705650000 | 1705650000 | 1705650000 | 1705650000 | 1705650000 | 1705650000 | 1705650000 | 1705650000 | 1705650000 | 1705650000 | 1705650000 | 1705650000 | 1705650000 | 1705650000 | 1705650000 | 1705650000 | 1705650000 | 1705650000 | 1705650000 | 1705650000 | 1705650000 | 1705650000 | 1705650000 | 1705650000 | 1705650000 | 1705650000 | 1705650000 | 1705650000 | 1705650000 | 1705650000
Absolute Change in In Scope Emissions due to Electricity Imports[PM10,geothermal es] | NoSettings | 0 | 0 | 0 | 0 | 0 | 0 | 0 | 0 | 0 | 0 | 0 | 0 | 0 | 0 | 0 | 0 | 0 | 0 | 0 | 0 | 0 | 0 | 0 | 0 | 0 | 0 | 0 | 0 | 0 | 0 | 0
Absolute Change in In Scope Emissions due to Electricity Imports[PM10,petroleum es] | NoSettings | 30250400 | 29074000 | 27897600 | 26721200 | 25544800 | 24200300 | 23023900 | 21847500 | 20671100 | 19326700 | 18150300 | 16973900 | 15763800 | 14553800 | 13343800 | 12133800 | 10923800 | 9696940 | 8486930 | 7276910 | 6066890 | 4856870 | 3646860 | 2420030 | 1213380 | 0 | 0 | 0 | 0 | 0 | 0
Absolute Change in In Scope Emissions due to Electricity Imports[PM10,natural gas peaker es] | NoSettings | 0 | 0 | 0 | 0 | 0 | 0 | 0 | 0 | 0 | 0 | 0 | 0 | 0 | 0 | 0 | 0 | 0 | 0 | 0 | 0 | 0 | 0 | 0 | 0 | 0 | 0 | 0 | 0 | 0 | 0 | 0
Absolute Change in In Scope Emissions due to Electricity Imports[PM10,lignite es] | NoSettings | 0 | 0 | 0 | 0 | 0 | 0 | 0 | 0 | 0 | 0 | 0 | 0 | 0 | 0 | 0 | 0 | 0 | 0 | 0 | 0 | 0 | 0 | 0 | 0 | 0 | 0 | 0 | 0 | 0 | 0 | 0
Absolute Change in In Scope Emissions due to Electricity Imports[PM10,offshore wind es] | NoSettings | 0 | 0 | 0 | 0 | 0 | 0 | 0 | 0 | 0 | 0 | 0 | 0 | 0 | 0 | 0 | 0 | 0 | 0 | 0 | 0 | 0 | 0 | 0 | 0 | 0 | 0 | 0 | 0 | 0 | 0 | 0
Absolute Change in In Scope Emissions due to Electricity Imports[PM10,crude oil es] | NoSettings | 0 | 0 | 0 | 0 | 0 | 0 | 0 | 0 | 0 | 0 | 0 | 0 | 0 | 0 | 0 | 0 | 0 | 0 | 0 | 0 | 0 | 0 | 0 | 0 | 0 | 0 | 0 | 0 | 0 | 0 | 0
Absolute Change in In Scope Emissions due to Electricity Imports[PM10,heavy or residual fuel oil es] | NoSettings | 0 | 0 | 0 | 0 | 0 | 0 | 0 | 0 | 0 | 0 | 0 | 0 | 0 | 0 | 0 | 0 | 0 | 0 | 0 | 0 | 0 | 0 | 0 | 0 | 0 | 0 | 0 | 0 | 0 | 0 | 0
Absolute Change in In Scope Emissions due to Electricity Imports[PM10,municipal solid waste es] | NoSettings | 0 | 0 | 0 | 0 | 0 | 0 | 0 | 0 | 0 | 0 | 0 | 0 | 0 | 0 | 0 | 0 | 0 | 0 | 0 | 0 | 0 | 0 | 0 | 0 | 0 | 0 | 0 | 0 | 0 | 0 | 0
Absolute Change in In Scope Emissions due to Electricity Imports[PM25,hard coal es] | NoSettings | 442310000 | 353669000 | 265475000 | 176834000 | 88641000 | 0 | 0 | 0 | 0 | 0 | 0 | 0 | 0 | 0 | 0 | 0 | 0 | 0 | 0 | 0 | 0 | 0 | 0 | 0 | 0 | 0 | 0 | 0 | 0 | 0 | 0
Absolute Change in In Scope Emissions due to Electricity Imports[PM25,natural gas nonpeaker es] | NoSettings | 54906300 | 53076100 | 50788300 | 48500600 | 46212800 | 44062300 | 41866000 | 39669800 | 37473500 | 35277300 | 33081000 | 30839000 | 28642800 | 26446500 | 24250300 | 22054000 | 19857800 | 17615800 | 15419500 | 13223300 | 11027000 | 8830760 | 6634510 | 4406230 | 2205400 | 0 | 0 | 0 | 0 | 0 | 0
Absolute Change in In Scope Emissions due to Electricity Imports[PM25,nuclear es] | NoSettings | 0 | 0 | 0 | 0 | 0 | 0 | 0 | 0 | 0 | 0 | 0 | 0 | 0 | 0 | 0 | 0 | 0 | 0 | 0 | 0 | 0 | 0 | 0 | 0 | 0 | 0 | 0 | 0 | 0 | 0 | 0
Absolute Change in In Scope Emissions due to Electricity Imports[PM25,hydro es] | NoSettings | 0 | 0 | 0 | 0 | 0 | 0 | 0 | 0 | 0 | 0 | 0 | 0 | 0 | 0 | 0 | 0 | 0 | 0 | 0 | 0 | 0 | 0 | 0 | 0 | 0 | 0 | 0 | 0 | 0 | 0 | 0
Absolute Change in In Scope Emissions due to Electricity Imports[PM25,onshore wind es] | NoSettings | 0 | 0 | 0 | 0 | 0 | 0 | 0 | 0 | 0 | 0 | 0 | 0 | 0 | 0 | 0 | 0 | 0 | 0 | 0 | 0 | 0 | 0 | 0 | 0 | 0 | 0 | 0 | 0 | 0 | 0 | 0
Absolute Change in In Scope Emissions due to Electricity Imports[PM25,solar PV es] | NoSettings | 0 | 0 | 0 | 0 | 0 | 0 | 0 | 0 | 0 | 0 | 0 | 0 | 0 | 0 | 0 | 0 | 0 | 0 | 0 | 0 | 0 | 0 | 0 | 0 | 0 | 0 | 0 | 0 | 0 | 0 | 0
Absolute Change in In Scope Emissions due to Electricity Imports[PM25,solar thermal es] | NoSettings | 0 | 0 | 0 | 0 | 0 | 0 | 0 | 0 | 0 | 0 | 0 | 0 | 0 | 0 | 0 | 0 | 0 | 0 | 0 | 0 | 0 | 0 | 0 | 0 | 0 | 0 | 0 | 0 | 0 | 0 | 0
Absolute Change in In Scope Emissions due to Electricity Imports[PM25,biomass es] | NoSettings | 497170000 | 497170000 | 497170000 | 497170000 | 497170000 | 497170000 | 497170000 | 497170000 | 497170000 | 497170000 | 497170000 | 497170000 | 497170000 | 497170000 | 497170000 | 497170000 | 497170000 | 497170000 | 497170000 | 497170000 | 497170000 | 497170000 | 497170000 | 497170000 | 497170000 | 497170000 | 497170000 | 497170000 | 497170000 | 497170000 | 497170000
Absolute Change in In Scope Emissions due to Electricity Imports[PM25,geothermal es] | NoSettings | 0 | 0 | 0 | 0 | 0 | 0 | 0 | 0 | 0 | 0 | 0 | 0 | 0 | 0 | 0 | 0 | 0 | 0 | 0 | 0 | 0 | 0 | 0 | 0 | 0 | 0 | 0 | 0 | 0 | 0 | 0
Absolute Change in In Scope Emissions due to Electricity Imports[PM25,petroleum es] | NoSettings | 21587100 | 20747600 | 19908100 | 19068600 | 18229100 | 17269700 | 16430200 | 15590700 | 14751200 | 13791800 | 12952300 | 12112800 | 11249300 | 10385800 | 9522310 | 8658830 | 7795340 | 6919870 | 6056380 | 5192900 | 4329410 | 3465930 | 2602450 | 1726970 | 865883 | 0 | 0 | 0 | 0 | 0 | 0
Absolute Change in In Scope Emissions due to Electricity Imports[PM25,natural gas peaker es] | NoSettings | 0 | 0 | 0 | 0 | 0 | 0 | 0 | 0 | 0 | 0 | 0 | 0 | 0 | 0 | 0 | 0 | 0 | 0 | 0 | 0 | 0 | 0 | 0 | 0 | 0 | 0 | 0 | 0 | 0 | 0 | 0
Absolute Change in In Scope Emissions due to Electricity Imports[PM25,lignite es] | NoSettings | 0 | 0 | 0 | 0 | 0 | 0 | 0 | 0 | 0 | 0 | 0 | 0 | 0 | 0 | 0 | 0 | 0 | 0 | 0 | 0 | 0 | 0 | 0 | 0 | 0 | 0 | 0 | 0 | 0 | 0 | 0
Absolute Change in In Scope Emissions due to Electricity Imports[PM25,offshore wind es] | NoSettings | 0 | 0 | 0 | 0 | 0 | 0 | 0 | 0 | 0 | 0 | 0 | 0 | 0 | 0 | 0 | 0 | 0 | 0 | 0 | 0 | 0 | 0 | 0 | 0 | 0 | 0 | 0 | 0 | 0 | 0 | 0
Absolute Change in In Scope Emissions due to Electricity Imports[PM25,crude oil es] | NoSettings | 0 | 0 | 0 | 0 | 0 | 0 | 0 | 0 | 0 | 0 | 0 | 0 | 0 | 0 | 0 | 0 | 0 | 0 | 0 | 0 | 0 | 0 | 0 | 0 | 0 | 0 | 0 | 0 | 0 | 0 | 0
Absolute Change in In Scope Emissions due to Electricity Imports[PM25,heavy or residual fuel oil es] | NoSettings | 0 | 0 | 0 | 0 | 0 | 0 | 0 | 0 | 0 | 0 | 0 | 0 | 0 | 0 | 0 | 0 | 0 | 0 | 0 | 0 | 0 | 0 | 0 | 0 | 0 | 0 | 0 | 0 | 0 | 0 | 0
Absolute Change in In Scope Emissions due to Electricity Imports[PM25,municipal solid waste es] | NoSettings | 0 | 0 | 0 | 0 | 0 | 0 | 0 | 0 | 0 | 0 | 0 | 0 | 0 | 0 | 0 | 0 | 0 | 0 | 0 | 0 | 0 | 0 | 0 | 0 | 0 | 0 | 0 | 0 | 0 | 0 | 0
Absolute Change in In Scope Emissions due to Electricity Imports[SOx,hard coal es] | NoSettings | 24157200000 | 19316000000 | 14499200000 | 9658010000 | 4841230000 | 0 | 0 | 0 | 0 | 0 | 0 | 0 | 0 | 0 | 0 | 0 | 0 | 0 | 0 | 0 | 0 | 0 | 0 | 0 | 0 | 0 | 0 | 0 | 0 | 0 | 0
Absolute Change in In Scope Emissions due to Electricity Imports[SOx,natural gas nonpeaker es] | NoSettings | 114489000 | 110672000 | 105902000 | 101132000 | 96361300 | 91877200 | 87297600 | 82718100 | 78138500 | 73559000 | 68979400 | 64304500 | 59724900 | 55145400 | 50565800 | 45986300 | 41406700 | 36731800 | 32152200 | 27572700 | 22993100 | 18413600 | 13834000 | 9187720 | 4598630 | 0 | 0 | 0 | 0 | 0 | 0
Absolute Change in In Scope Emissions due to Electricity Imports[SOx,nuclear es] | NoSettings | 0 | 0 | 0 | 0 | 0 | 0 | 0 | 0 | 0 | 0 | 0 | 0 | 0 | 0 | 0 | 0 | 0 | 0 | 0 | 0 | 0 | 0 | 0 | 0 | 0 | 0 | 0 | 0 | 0 | 0 | 0
Absolute Change in In Scope Emissions due to Electricity Imports[SOx,hydro es] | NoSettings | 0 | 0 | 0 | 0 | 0 | 0 | 0 | 0 | 0 | 0 | 0 | 0 | 0 | 0 | 0 | 0 | 0 | 0 | 0 | 0 | 0 | 0 | 0 | 0 | 0 | 0 | 0 | 0 | 0 | 0 | 0
Absolute Change in In Scope Emissions due to Electricity Imports[SOx,onshore wind es] | NoSettings | 0 | 0 | 0 | 0 | 0 | 0 | 0 | 0 | 0 | 0 | 0 | 0 | 0 | 0 | 0 | 0 | 0 | 0 | 0 | 0 | 0 | 0 | 0 | 0 | 0 | 0 | 0 | 0 | 0 | 0 | 0
Absolute Change in In Scope Emissions due to Electricity Imports[SOx,solar PV es] | NoSettings | 0 | 0 | 0 | 0 | 0 | 0 | 0 | 0 | 0 | 0 | 0 | 0 | 0 | 0 | 0 | 0 | 0 | 0 | 0 | 0 | 0 | 0 | 0 | 0 | 0 | 0 | 0 | 0 | 0 | 0 | 0
Absolute Change in In Scope Emissions due to Electricity Imports[SOx,solar thermal es] | NoSettings | 0 | 0 | 0 | 0 | 0 | 0 | 0 | 0 | 0 | 0 | 0 | 0 | 0 | 0 | 0 | 0 | 0 | 0 | 0 | 0 | 0 | 0 | 0 | 0 | 0 | 0 | 0 | 0 | 0 | 0 | 0
Absolute Change in In Scope Emissions due to Electricity Imports[SOx,biomass es] | NoSettings | 0 | 0 | 0 | 0 | 0 | 0 | 0 | 0 | 0 | 0 | 0 | 0 | 0 | 0 | 0 | 0 | 0 | 0 | 0 | 0 | 0 | 0 | 0 | 0 | 0 | 0 | 0 | 0 | 0 | 0 | 0
Absolute Change in In Scope Emissions due to Electricity Imports[SOx,geothermal es] | NoSettings | 0 | 0 | 0 | 0 | 0 | 0 | 0 | 0 | 0 | 0 | 0 | 0 | 0 | 0 | 0 | 0 | 0 | 0 | 0 | 0 | 0 | 0 | 0 | 0 | 0 | 0 | 0 | 0 | 0 | 0 | 0
Absolute Change in In Scope Emissions due to Electricity Imports[SOx,petroleum es] | NoSettings | 542465000 | 521369000 | 500273000 | 479177000 | 458081000 | 433972000 | 412876000 | 391780000 | 370684000 | 346575000 | 325479000 | 304383000 | 282684000 | 260986000 | 239287000 | 217589000 | 195890000 | 173890000 | 152191000 | 130493000 | 108794000 | 87095700 | 65397100 | 43397200 | 21758900 | 0 | 0 | 0 | 0 | 0 | 0
Absolute Change in In Scope Emissions due to Electricity Imports[SOx,natural gas peaker es] | NoSettings | 0 | 0 | 0 | 0 | 0 | 0 | 0 | 0 | 0 | 0 | 0 | 0 | 0 | 0 | 0 | 0 | 0 | 0 | 0 | 0 | 0 | 0 | 0 | 0 | 0 | 0 | 0 | 0 | 0 | 0 | 0
Absolute Change in In Scope Emissions due to Electricity Imports[SOx,lignite es] | NoSettings | 0 | 0 | 0 | 0 | 0 | 0 | 0 | 0 | 0 | 0 | 0 | 0 | 0 | 0 | 0 | 0 | 0 | 0 | 0 | 0 | 0 | 0 | 0 | 0 | 0 | 0 | 0 | 0 | 0 | 0 | 0
Absolute Change in In Scope Emissions due to Electricity Imports[SOx,offshore wind es] | NoSettings | 0 | 0 | 0 | 0 | 0 | 0 | 0 | 0 | 0 | 0 | 0 | 0 | 0 | 0 | 0 | 0 | 0 | 0 | 0 | 0 | 0 | 0 | 0 | 0 | 0 | 0 | 0 | 0 | 0 | 0 | 0
Absolute Change in In Scope Emissions due to Electricity Imports[SOx,crude oil es] | NoSettings | 0 | 0 | 0 | 0 | 0 | 0 | 0 | 0 | 0 | 0 | 0 | 0 | 0 | 0 | 0 | 0 | 0 | 0 | 0 | 0 | 0 | 0 | 0 | 0 | 0 | 0 | 0 | 0 | 0 | 0 | 0
Absolute Change in In Scope Emissions due to Electricity Imports[SOx,heavy or residual fuel oil es] | NoSettings | 0 | 0 | 0 | 0 | 0 | 0 | 0 | 0 | 0 | 0 | 0 | 0 | 0 | 0 | 0 | 0 | 0 | 0 | 0 | 0 | 0 | 0 | 0 | 0 | 0 | 0 | 0 | 0 | 0 | 0 | 0
Absolute Change in In Scope Emissions due to Electricity Imports[SOx,municipal solid waste es] | NoSettings | 0 | 0 | 0 | 0 | 0 | 0 | 0 | 0 | 0 | 0 | 0 | 0 | 0 | 0 | 0 | 0 | 0 | 0 | 0 | 0 | 0 | 0 | 0 | 0 | 0 | 0 | 0 | 0 | 0 | 0 | 0
Absolute Change in In Scope Emissions due to Electricity Imports[BC,hard coal es] | NoSettings | 19005100 | 15196400 | 11406900 | 7598190 | 3808710 | 0 | 0 | 0 | 0 | 0 | 0 | 0 | 0 | 0 | 0 | 0 | 0 | 0 | 0 | 0 | 0 | 0 | 0 | 0 | 0 | 0 | 0 | 0 | 0 | 0 | 0
Absolute Change in In Scope Emissions due to Electricity Imports[BC,natural gas nonpeaker es] | NoSettings | 39520500 | 38203100 | 36556400 | 34909700 | 33263100 | 31715200 | 30134400 | 28553500 | 26972700 | 25391900 | 23811100 | 22197300 | 20616500 | 19035700 | 17454900 | 15874100 | 14293200 | 12679500 | 11098700 | 9517840 | 7937030 | 6356210 | 4775390 | 3171520 | 1587410 | 0 | 0 | 0 | 0 | 0 | 0
Absolute Change in In Scope Emissions due to Electricity Imports[BC,nuclear es] | NoSettings | 0 | 0 | 0 | 0 | 0 | 0 | 0 | 0 | 0 | 0 | 0 | 0 | 0 | 0 | 0 | 0 | 0 | 0 | 0 | 0 | 0 | 0 | 0 | 0 | 0 | 0 | 0 | 0 | 0 | 0 | 0
Absolute Change in In Scope Emissions due to Electricity Imports[BC,hydro es] | NoSettings | 0 | 0 | 0 | 0 | 0 | 0 | 0 | 0 | 0 | 0 | 0 | 0 | 0 | 0 | 0 | 0 | 0 | 0 | 0 | 0 | 0 | 0 | 0 | 0 | 0 | 0 | 0 | 0 | 0 | 0 | 0
Absolute Change in In Scope Emissions due to Electricity Imports[BC,onshore wind es] | NoSettings | 0 | 0 | 0 | 0 | 0 | 0 | 0 | 0 | 0 | 0 | 0 | 0 | 0 | 0 | 0 | 0 | 0 | 0 | 0 | 0 | 0 | 0 | 0 | 0 | 0 | 0 | 0 | 0 | 0 | 0 | 0
Absolute Change in In Scope Emissions due to Electricity Imports[BC,solar PV es] | NoSettings | 0 | 0 | 0 | 0 | 0 | 0 | 0 | 0 | 0 | 0 | 0 | 0 | 0 | 0 | 0 | 0 | 0 | 0 | 0 | 0 | 0 | 0 | 0 | 0 | 0 | 0 | 0 | 0 | 0 | 0 | 0
Absolute Change in In Scope Emissions due to Electricity Imports[BC,solar thermal es] | NoSettings | 0 | 0 | 0 | 0 | 0 | 0 | 0 | 0 | 0 | 0 | 0 | 0 | 0 | 0 | 0 | 0 | 0 | 0 | 0 | 0 | 0 | 0 | 0 | 0 | 0 | 0 | 0 | 0 | 0 | 0 | 0
Absolute Change in In Scope Emissions due to Electricity Imports[BC,biomass es] | NoSettings | 68607200 | 68607200 | 68607200 | 68607200 | 68607200 | 68607200 | 68607200 | 68607200 | 68607200 | 68607200 | 68607200 | 68607200 | 68607200 | 68607200 | 68607200 | 68607200 | 68607200 | 68607200 | 68607200 | 68607200 | 68607200 | 68607200 | 68607200 | 68607200 | 68607200 | 68607200 | 68607200 | 68607200 | 68607200 | 68607200 | 68607200
Absolute Change in In Scope Emissions due to Electricity Imports[BC,geothermal es] | NoSettings | 0 | 0 | 0 | 0 | 0 | 0 | 0 | 0 | 0 | 0 | 0 | 0 | 0 | 0 | 0 | 0 | 0 | 0 | 0 | 0 | 0 | 0 | 0 | 0 | 0 | 0 | 0 | 0 | 0 | 0 | 0
Absolute Change in In Scope Emissions due to Electricity Imports[BC,petroleum es] | NoSettings | 1370700 | 1317400 | 1264090 | 1210790 | 1157480 | 1096560 | 1043260 | 989953 | 936648 | 875728 | 822422 | 769117 | 714289 | 659461 | 604633 | 549805 | 494976 | 439387 | 384559 | 329730 | 274902 | 220074 | 165246 | 109656 | 54980.5 | 0 | 0 | 0 | 0 | 0 | 0
Absolute Change in In Scope Emissions due to Electricity Imports[BC,natural gas peaker es] | NoSettings | 0 | 0 | 0 | 0 | 0 | 0 | 0 | 0 | 0 | 0 | 0 | 0 | 0 | 0 | 0 | 0 | 0 | 0 | 0 | 0 | 0 | 0 | 0 | 0 | 0 | 0 | 0 | 0 | 0 | 0 | 0
Absolute Change in In Scope Emissions due to Electricity Imports[BC,lignite es] | NoSettings | 0 | 0 | 0 | 0 | 0 | 0 | 0 | 0 | 0 | 0 | 0 | 0 | 0 | 0 | 0 | 0 | 0 | 0 | 0 | 0 | 0 | 0 | 0 | 0 | 0 | 0 | 0 | 0 | 0 | 0 | 0
Absolute Change in In Scope Emissions due to Electricity Imports[BC,offshore wind es] | NoSettings | 0 | 0 | 0 | 0 | 0 | 0 | 0 | 0 | 0 | 0 | 0 | 0 | 0 | 0 | 0 | 0 | 0 | 0 | 0 | 0 | 0 | 0 | 0 | 0 | 0 | 0 | 0 | 0 | 0 | 0 | 0
Absolute Change in In Scope Emissions due to Electricity Imports[BC,crude oil es] | NoSettings | 0 | 0 | 0 | 0 | 0 | 0 | 0 | 0 | 0 | 0 | 0 | 0 | 0 | 0 | 0 | 0 | 0 | 0 | 0 | 0 | 0 | 0 | 0 | 0 | 0 | 0 | 0 | 0 | 0 | 0 | 0
Absolute Change in In Scope Emissions due to Electricity Imports[BC,heavy or residual fuel oil es] | NoSettings | 0 | 0 | 0 | 0 | 0 | 0 | 0 | 0 | 0 | 0 | 0 | 0 | 0 | 0 | 0 | 0 | 0 | 0 | 0 | 0 | 0 | 0 | 0 | 0 | 0 | 0 | 0 | 0 | 0 | 0 | 0
Absolute Change in In Scope Emissions due to Electricity Imports[BC,municipal solid waste es] | NoSettings | 0 | 0 | 0 | 0 | 0 | 0 | 0 | 0 | 0 | 0 | 0 | 0 | 0 | 0 | 0 | 0 | 0 | 0 | 0 | 0 | 0 | 0 | 0 | 0 | 0 | 0 | 0 | 0 | 0 | 0 | 0
Absolute Change in In Scope Emissions due to Electricity Imports[OC,hard coal es] | NoSettings | 35829300 | 28648900 | 21504800 | 14324500 | 7180360 | 0 | 0 | 0 | 0 | 0 | 0 | 0 | 0 | 0 | 0 | 0 | 0 | 0 | 0 | 0 | 0 | 0 | 0 | 0 | 0 | 0 | 0 | 0 | 0 | 0 | 0
Absolute Change in In Scope Emissions due to Electricity Imports[OC,natural gas nonpeaker es] | NoSettings | 49777700 | 48118400 | 46044400 | 43970300 | 41896200 | 39946600 | 37955500 | 35964400 | 33973300 | 31982200 | 29991100 | 27958500 | 25967400 | 23976300 | 21985100 | 19994000 | 18002900 | 15970300 | 13979200 | 11988100 | 9997020 | 8005910 | 6014800 | 3994660 | 1999400 | 0 | 0 | 0 | 0 | 0 | 0
Absolute Change in In Scope Emissions due to Electricity Imports[OC,nuclear es] | NoSettings | 0 | 0 | 0 | 0 | 0 | 0 | 0 | 0 | 0 | 0 | 0 | 0 | 0 | 0 | 0 | 0 | 0 | 0 | 0 | 0 | 0 | 0 | 0 | 0 | 0 | 0 | 0 | 0 | 0 | 0 | 0
Absolute Change in In Scope Emissions due to Electricity Imports[OC,hydro es] | NoSettings | 0 | 0 | 0 | 0 | 0 | 0 | 0 | 0 | 0 | 0 | 0 | 0 | 0 | 0 | 0 | 0 | 0 | 0 | 0 | 0 | 0 | 0 | 0 | 0 | 0 | 0 | 0 | 0 | 0 | 0 | 0
Absolute Change in In Scope Emissions due to Electricity Imports[OC,onshore wind es] | NoSettings | 0 | 0 | 0 | 0 | 0 | 0 | 0 | 0 | 0 | 0 | 0 | 0 | 0 | 0 | 0 | 0 | 0 | 0 | 0 | 0 | 0 | 0 | 0 | 0 | 0 | 0 | 0 | 0 | 0 | 0 | 0
Absolute Change in In Scope Emissions due to Electricity Imports[OC,solar PV es] | NoSettings | 0 | 0 | 0 | 0 | 0 | 0 | 0 | 0 | 0 | 0 | 0 | 0 | 0 | 0 | 0 | 0 | 0 | 0 | 0 | 0 | 0 | 0 | 0 | 0 | 0 | 0 | 0 | 0 | 0 | 0 | 0
Absolute Change in In Scope Emissions due to Electricity Imports[OC,solar thermal es] | NoSettings | 0 | 0 | 0 | 0 | 0 | 0 | 0 | 0 | 0 | 0 | 0 | 0 | 0 | 0 | 0 | 0 | 0 | 0 | 0 | 0 | 0 | 0 | 0 | 0 | 0 | 0 | 0 | 0 | 0 | 0 | 0
Absolute Change in In Scope Emissions due to Electricity Imports[OC,biomass es] | NoSettings | 162077000 | 162077000 | 162077000 | 162077000 | 162077000 | 162077000 | 162077000 | 162077000 | 162077000 | 162077000 | 162077000 | 162077000 | 162077000 | 162077000 | 162077000 | 162077000 | 162077000 | 162077000 | 162077000 | 162077000 | 162077000 | 162077000 | 162077000 | 162077000 | 162077000 | 162077000 | 162077000 | 162077000 | 162077000 | 162077000 | 162077000
Absolute Change in In Scope Emissions due to Electricity Imports[OC,geothermal es] | NoSettings | 0 | 0 | 0 | 0 | 0 | 0 | 0 | 0 | 0 | 0 | 0 | 0 | 0 | 0 | 0 | 0 | 0 | 0 | 0 | 0 | 0 | 0 | 0 | 0 | 0 | 0 | 0 | 0 | 0 | 0 | 0
Absolute Change in In Scope Emissions due to Electricity Imports[OC,petroleum es] | NoSettings | 981052 | 942900 | 904748 | 866596 | 828444 | 784842 | 746690 | 708538 | 670386 | 626783 | 588631 | 550479 | 511237 | 471995 | 432753 | 393511 | 354269 | 314482 | 275240 | 235998 | 196755 | 157513 | 118271 | 78484.2 | 39351.1 | 0 | 0 | 0 | 0 | 0 | 0
Absolute Change in In Scope Emissions due to Electricity Imports[OC,natural gas peaker es] | NoSettings | 0 | 0 | 0 | 0 | 0 | 0 | 0 | 0 | 0 | 0 | 0 | 0 | 0 | 0 | 0 | 0 | 0 | 0 | 0 | 0 | 0 | 0 | 0 | 0 | 0 | 0 | 0 | 0 | 0 | 0 | 0
Absolute Change in In Scope Emissions due to Electricity Imports[OC,lignite es] | NoSettings | 0 | 0 | 0 | 0 | 0 | 0 | 0 | 0 | 0 | 0 | 0 | 0 | 0 | 0 | 0 | 0 | 0 | 0 | 0 | 0 | 0 | 0 | 0 | 0 | 0 | 0 | 0 | 0 | 0 | 0 | 0
Absolute Change in In Scope Emissions due to Electricity Imports[OC,offshore wind es] | NoSettings | 0 | 0 | 0 | 0 | 0 | 0 | 0 | 0 | 0 | 0 | 0 | 0 | 0 | 0 | 0 | 0 | 0 | 0 | 0 | 0 | 0 | 0 | 0 | 0 | 0 | 0 | 0 | 0 | 0 | 0 | 0
Absolute Change in In Scope Emissions due to Electricity Imports[OC,crude oil es] | NoSettings | 0 | 0 | 0 | 0 | 0 | 0 | 0 | 0 | 0 | 0 | 0 | 0 | 0 | 0 | 0 | 0 | 0 | 0 | 0 | 0 | 0 | 0 | 0 | 0 | 0 | 0 | 0 | 0 | 0 | 0 | 0
Absolute Change in In Scope Emissions due to Electricity Imports[OC,heavy or residual fuel oil es] | NoSettings | 0 | 0 | 0 | 0 | 0 | 0 | 0 | 0 | 0 | 0 | 0 | 0 | 0 | 0 | 0 | 0 | 0 | 0 | 0 | 0 | 0 | 0 | 0 | 0 | 0 | 0 | 0 | 0 | 0 | 0 | 0
Absolute Change in In Scope Emissions due to Electricity Imports[OC,municipal solid waste es] | NoSettings | 0 | 0 | 0 | 0 | 0 | 0 | 0 | 0 | 0 | 0 | 0 | 0 | 0 | 0 | 0 | 0 | 0 | 0 | 0 | 0 | 0 | 0 | 0 | 0 | 0 | 0 | 0 | 0 | 0 | 0 | 0
Absolute Change in In Scope Emissions due to Electricity Imports[CH4,hard coal es] | NoSettings | 1142380000 | 913444000 | 685661000 | 456722000 | 228939000 | 0 | 0 | 0 | 0 | 0 | 0 | 0 | 0 | 0 | 0 | 0 | 0 | 0 | 0 | 0 | 0 | 0 | 0 | 0 | 0 | 0 | 0 | 0 | 0 | 0 | 0
Absolute Change in In Scope Emissions due to Electricity Imports[CH4,natural gas nonpeaker es] | NoSettings | 150841000 | 145813000 | 139528000 | 133243000 | 126958000 | 121050000 | 115017000 | 108983000 | 102949000 | 96915600 | 90882000 | 84722600 | 78689000 | 72655300 | 66621600 | 60588000 | 54554300 | 48395000 | 42361300 | 36327700 | 30294000 | 24260300 | 18226700 | 12105000 | 6058800 | 0 | 0 | 0 | 0 | 0 | 0
Absolute Change in In Scope Emissions due to Electricity Imports[CH4,nuclear es] | NoSettings | 0 | 0 | 0 | 0 | 0 | 0 | 0 | 0 | 0 | 0 | 0 | 0 | 0 | 0 | 0 | 0 | 0 | 0 | 0 | 0 | 0 | 0 | 0 | 0 | 0 | 0 | 0 | 0 | 0 | 0 | 0
Absolute Change in In Scope Emissions due to Electricity Imports[CH4,hydro es] | NoSettings | 0 | 0 | 0 | 0 | 0 | 0 | 0 | 0 | 0 | 0 | 0 | 0 | 0 | 0 | 0 | 0 | 0 | 0 | 0 | 0 | 0 | 0 | 0 | 0 | 0 | 0 | 0 | 0 | 0 | 0 | 0
Absolute Change in In Scope Emissions due to Electricity Imports[CH4,onshore wind es] | NoSettings | 0 | 0 | 0 | 0 | 0 | 0 | 0 | 0 | 0 | 0 | 0 | 0 | 0 | 0 | 0 | 0 | 0 | 0 | 0 | 0 | 0 | 0 | 0 | 0 | 0 | 0 | 0 | 0 | 0 | 0 | 0
Absolute Change in In Scope Emissions due to Electricity Imports[CH4,solar PV es] | NoSettings | 0 | 0 | 0 | 0 | 0 | 0 | 0 | 0 | 0 | 0 | 0 | 0 | 0 | 0 | 0 | 0 | 0 | 0 | 0 | 0 | 0 | 0 | 0 | 0 | 0 | 0 | 0 | 0 | 0 | 0 | 0
Absolute Change in In Scope Emissions due to Electricity Imports[CH4,solar thermal es] | NoSettings | 0 | 0 | 0 | 0 | 0 | 0 | 0 | 0 | 0 | 0 | 0 | 0 | 0 | 0 | 0 | 0 | 0 | 0 | 0 | 0 | 0 | 0 | 0 | 0 | 0 | 0 | 0 | 0 | 0 | 0 | 0
Absolute Change in In Scope Emissions due to Electricity Imports[CH4,biomass es] | NoSettings | 0 | 0 | 0 | 0 | 0 | 0 | 0 | 0 | 0 | 0 | 0 | 0 | 0 | 0 | 0 | 0 | 0 | 0 | 0 | 0 | 0 | 0 | 0 | 0 | 0 | 0 | 0 | 0 | 0 | 0 | 0
Absolute Change in In Scope Emissions due to Electricity Imports[CH4,geothermal es] | NoSettings | 0 | 0 | 0 | 0 | 0 | 0 | 0 | 0 | 0 | 0 | 0 | 0 | 0 | 0 | 0 | 0 | 0 | 0 | 0 | 0 | 0 | 0 | 0 | 0 | 0 | 0 | 0 | 0 | 0 | 0 | 0
Absolute Change in In Scope Emissions due to Electricity Imports[CH4,petroleum es] | NoSettings | 5933780 | 5703030 | 5472270 | 5241510 | 5010750 | 4747030 | 4516270 | 4285510 | 4054750 | 3791030 | 3560270 | 3329510 | 3092160 | 2854810 | 2617460 | 2380110 | 2142760 | 1902110 | 1664760 | 1427400 | 1190050 | 952702 | 715351 | 474703 | 238011 | 0 | 0 | 0 | 0 | 0 | 0
Absolute Change in In Scope Emissions due to Electricity Imports[CH4,natural gas peaker es] | NoSettings | 0 | 0 | 0 | 0 | 0 | 0 | 0 | 0 | 0 | 0 | 0 | 0 | 0 | 0 | 0 | 0 | 0 | 0 | 0 | 0 | 0 | 0 | 0 | 0 | 0 | 0 | 0 | 0 | 0 | 0 | 0
Absolute Change in In Scope Emissions due to Electricity Imports[CH4,lignite es] | NoSettings | 0 | 0 | 0 | 0 | 0 | 0 | 0 | 0 | 0 | 0 | 0 | 0 | 0 | 0 | 0 | 0 | 0 | 0 | 0 | 0 | 0 | 0 | 0 | 0 | 0 | 0 | 0 | 0 | 0 | 0 | 0
Absolute Change in In Scope Emissions due to Electricity Imports[CH4,offshore wind es] | NoSettings | 0 | 0 | 0 | 0 | 0 | 0 | 0 | 0 | 0 | 0 | 0 | 0 | 0 | 0 | 0 | 0 | 0 | 0 | 0 | 0 | 0 | 0 | 0 | 0 | 0 | 0 | 0 | 0 | 0 | 0 | 0
Absolute Change in In Scope Emissions due to Electricity Imports[CH4,crude oil es] | NoSettings | 0 | 0 | 0 | 0 | 0 | 0 | 0 | 0 | 0 | 0 | 0 | 0 | 0 | 0 | 0 | 0 | 0 | 0 | 0 | 0 | 0 | 0 | 0 | 0 | 0 | 0 | 0 | 0 | 0 | 0 | 0
Absolute Change in In Scope Emissions due to Electricity Imports[CH4,heavy or residual fuel oil es] | NoSettings | 0 | 0 | 0 | 0 | 0 | 0 | 0 | 0 | 0 | 0 | 0 | 0 | 0 | 0 | 0 | 0 | 0 | 0 | 0 | 0 | 0 | 0 | 0 | 0 | 0 | 0 | 0 | 0 | 0 | 0 | 0
Absolute Change in In Scope Emissions due to Electricity Imports[CH4,municipal solid waste es] | NoSettings | 0 | 0 | 0 | 0 | 0 | 0 | 0 | 0 | 0 | 0 | 0 | 0 | 0 | 0 | 0 | 0 | 0 | 0 | 0 | 0 | 0 | 0 | 0 | 0 | 0 | 0 | 0 | 0 | 0 | 0 | 0
Absolute Change in In Scope Emissions due to Electricity Imports[N2O,hard coal es] | NoSettings | 166165000 | 132865000 | 99732500 | 66432300 | 33300200 | 0 | 0 | 0 | 0 | 0 | 0 | 0 | 0 | 0 | 0 | 0 | 0 | 0 | 0 | 0 | 0 | 0 | 0 | 0 | 0 | 0 | 0 | 0 | 0 | 0 | 0
Absolute Change in In Scope Emissions due to Electricity Imports[N2O,natural gas nonpeaker es] | NoSettings | 15084100 | 14581300 | 13952800 | 13324300 | 12695800 | 12105000 | 11501700 | 10898300 | 10294900 | 9691560 | 9088200 | 8472260 | 7868900 | 7265530 | 6662160 | 6058800 | 5455430 | 4839500 | 4236130 | 3632770 | 3029400 | 2426030 | 1822670 | 1210500 | 605880 | 0 | 0 | 0 | 0 | 0 | 0
Absolute Change in In Scope Emissions due to Electricity Imports[N2O,nuclear es] | NoSettings | 0 | 0 | 0 | 0 | 0 | 0 | 0 | 0 | 0 | 0 | 0 | 0 | 0 | 0 | 0 | 0 | 0 | 0 | 0 | 0 | 0 | 0 | 0 | 0 | 0 | 0 | 0 | 0 | 0 | 0 | 0
Absolute Change in In Scope Emissions due to Electricity Imports[N2O,hydro es] | NoSettings | 0 | 0 | 0 | 0 | 0 | 0 | 0 | 0 | 0 | 0 | 0 | 0 | 0 | 0 | 0 | 0 | 0 | 0 | 0 | 0 | 0 | 0 | 0 | 0 | 0 | 0 | 0 | 0 | 0 | 0 | 0
Absolute Change in In Scope Emissions due to Electricity Imports[N2O,onshore wind es] | NoSettings | 0 | 0 | 0 | 0 | 0 | 0 | 0 | 0 | 0 | 0 | 0 | 0 | 0 | 0 | 0 | 0 | 0 | 0 | 0 | 0 | 0 | 0 | 0 | 0 | 0 | 0 | 0 | 0 | 0 | 0 | 0
Absolute Change in In Scope Emissions due to Electricity Imports[N2O,solar PV es] | NoSettings | 0 | 0 | 0 | 0 | 0 | 0 | 0 | 0 | 0 | 0 | 0 | 0 | 0 | 0 | 0 | 0 | 0 | 0 | 0 | 0 | 0 | 0 | 0 | 0 | 0 | 0 | 0 | 0 | 0 | 0 | 0
Absolute Change in In Scope Emissions due to Electricity Imports[N2O,solar thermal es] | NoSettings | 0 | 0 | 0 | 0 | 0 | 0 | 0 | 0 | 0 | 0 | 0 | 0 | 0 | 0 | 0 | 0 | 0 | 0 | 0 | 0 | 0 | 0 | 0 | 0 | 0 | 0 | 0 | 0 | 0 | 0 | 0
Absolute Change in In Scope Emissions due to Electricity Imports[N2O,biomass es] | NoSettings | 0 | 0 | 0 | 0 | 0 | 0 | 0 | 0 | 0 | 0 | 0 | 0 | 0 | 0 | 0 | 0 | 0 | 0 | 0 | 0 | 0 | 0 | 0 | 0 | 0 | 0 | 0 | 0 | 0 | 0 | 0
Absolute Change in In Scope Emissions due to Electricity Imports[N2O,geothermal es] | NoSettings | 0 | 0 | 0 | 0 | 0 | 0 | 0 | 0 | 0 | 0 | 0 | 0 | 0 | 0 | 0 | 0 | 0 | 0 | 0 | 0 | 0 | 0 | 0 | 0 | 0 | 0 | 0 | 0 | 0 | 0 | 0
Absolute Change in In Scope Emissions due to Electricity Imports[N2O,petroleum es] | NoSettings | 1186760 | 1140610 | 1094450 | 1048300 | 1002150 | 949405 | 903254 | 857102 | 810950 | 758206 | 712054 | 665902 | 618432 | 570962 | 523492 | 476021 | 428551 | 380421 | 332951 | 285481 | 238011 | 190540 | 143070 | 94940.5 | 47602.1 | 0 | 0 | 0 | 0 | 0 | 0
Absolute Change in In Scope Emissions due to Electricity Imports[N2O,natural gas peaker es] | NoSettings | 0 | 0 | 0 | 0 | 0 | 0 | 0 | 0 | 0 | 0 | 0 | 0 | 0 | 0 | 0 | 0 | 0 | 0 | 0 | 0 | 0 | 0 | 0 | 0 | 0 | 0 | 0 | 0 | 0 | 0 | 0
Absolute Change in In Scope Emissions due to Electricity Imports[N2O,lignite es] | NoSettings | 0 | 0 | 0 | 0 | 0 | 0 | 0 | 0 | 0 | 0 | 0 | 0 | 0 | 0 | 0 | 0 | 0 | 0 | 0 | 0 | 0 | 0 | 0 | 0 | 0 | 0 | 0 | 0 | 0 | 0 | 0
Absolute Change in In Scope Emissions due to Electricity Imports[N2O,offshore wind es] | NoSettings | 0 | 0 | 0 | 0 | 0 | 0 | 0 | 0 | 0 | 0 | 0 | 0 | 0 | 0 | 0 | 0 | 0 | 0 | 0 | 0 | 0 | 0 | 0 | 0 | 0 | 0 | 0 | 0 | 0 | 0 | 0
Absolute Change in In Scope Emissions due to Electricity Imports[N2O,crude oil es] | NoSettings | 0 | 0 | 0 | 0 | 0 | 0 | 0 | 0 | 0 | 0 | 0 | 0 | 0 | 0 | 0 | 0 | 0 | 0 | 0 | 0 | 0 | 0 | 0 | 0 | 0 | 0 | 0 | 0 | 0 | 0 | 0
Absolute Change in In Scope Emissions due to Electricity Imports[N2O,heavy or residual fuel oil es] | NoSettings | 0 | 0 | 0 | 0 | 0 | 0 | 0 | 0 | 0 | 0 | 0 | 0 | 0 | 0 | 0 | 0 | 0 | 0 | 0 | 0 | 0 | 0 | 0 | 0 | 0 | 0 | 0 | 0 | 0 | 0 | 0
Absolute Change in In Scope Emissions due to Electricity Imports[N2O,municipal solid waste es] | NoSettings | 0 | 0 | 0 | 0 | 0 | 0 | 0 | 0 | 0 | 0 | 0 | 0 | 0 | 0 | 0 | 0 | 0 | 0 | 0 | 0 | 0 | 0 | 0 | 0 | 0 | 0 | 0 | 0 | 0 | 0 | 0
Absolute Change in In Scope Emissions due to Electricity Imports[F gases,hard coal es] | NoSettings | 0 | 0 | 0 | 0 | 0 | 0 | 0 | 0 | 0 | 0 | 0 | 0 | 0 | 0 | 0 | 0 | 0 | 0 | 0 | 0 | 0 | 0 | 0 | 0 | 0 | 0 | 0 | 0 | 0 | 0 | 0
Absolute Change in In Scope Emissions due to Electricity Imports[F gases,natural gas nonpeaker es] | NoSettings | 0 | 0 | 0 | 0 | 0 | 0 | 0 | 0 | 0 | 0 | 0 | 0 | 0 | 0 | 0 | 0 | 0 | 0 | 0 | 0 | 0 | 0 | 0 | 0 | 0 | 0 | 0 | 0 | 0 | 0 | 0
Absolute Change in In Scope Emissions due to Electricity Imports[F gases,nuclear es] | NoSettings | 0 | 0 | 0 | 0 | 0 | 0 | 0 | 0 | 0 | 0 | 0 | 0 | 0 | 0 | 0 | 0 | 0 | 0 | 0 | 0 | 0 | 0 | 0 | 0 | 0 | 0 | 0 | 0 | 0 | 0 | 0
Absolute Change in In Scope Emissions due to Electricity Imports[F gases,hydro es] | NoSettings | 0 | 0 | 0 | 0 | 0 | 0 | 0 | 0 | 0 | 0 | 0 | 0 | 0 | 0 | 0 | 0 | 0 | 0 | 0 | 0 | 0 | 0 | 0 | 0 | 0 | 0 | 0 | 0 | 0 | 0 | 0
Absolute Change in In Scope Emissions due to Electricity Imports[F gases,onshore wind es] | NoSettings | 0 | 0 | 0 | 0 | 0 | 0 | 0 | 0 | 0 | 0 | 0 | 0 | 0 | 0 | 0 | 0 | 0 | 0 | 0 | 0 | 0 | 0 | 0 | 0 | 0 | 0 | 0 | 0 | 0 | 0 | 0
Absolute Change in In Scope Emissions due to Electricity Imports[F gases,solar PV es] | NoSettings | 0 | 0 | 0 | 0 | 0 | 0 | 0 | 0 | 0 | 0 | 0 | 0 | 0 | 0 | 0 | 0 | 0 | 0 | 0 | 0 | 0 | 0 | 0 | 0 | 0 | 0 | 0 | 0 | 0 | 0 | 0
Absolute Change in In Scope Emissions due to Electricity Imports[F gases,solar thermal es] | NoSettings | 0 | 0 | 0 | 0 | 0 | 0 | 0 | 0 | 0 | 0 | 0 | 0 | 0 | 0 | 0 | 0 | 0 | 0 | 0 | 0 | 0 | 0 | 0 | 0 | 0 | 0 | 0 | 0 | 0 | 0 | 0
Absolute Change in In Scope Emissions due to Electricity Imports[F gases,biomass es] | NoSettings | 0 | 0 | 0 | 0 | 0 | 0 | 0 | 0 | 0 | 0 | 0 | 0 | 0 | 0 | 0 | 0 | 0 | 0 | 0 | 0 | 0 | 0 | 0 | 0 | 0 | 0 | 0 | 0 | 0 | 0 | 0
Absolute Change in In Scope Emissions due to Electricity Imports[F gases,geothermal es] | NoSettings | 0 | 0 | 0 | 0 | 0 | 0 | 0 | 0 | 0 | 0 | 0 | 0 | 0 | 0 | 0 | 0 | 0 | 0 | 0 | 0 | 0 | 0 | 0 | 0 | 0 | 0 | 0 | 0 | 0 | 0 | 0
Absolute Change in In Scope Emissions due to Electricity Imports[F gases,petroleum es] | NoSettings | 0 | 0 | 0 | 0 | 0 | 0 | 0 | 0 | 0 | 0 | 0 | 0 | 0 | 0 | 0 | 0 | 0 | 0 | 0 | 0 | 0 | 0 | 0 | 0 | 0 | 0 | 0 | 0 | 0 | 0 | 0
Absolute Change in In Scope Emissions due to Electricity Imports[F gases,natural gas peaker es] | NoSettings | 0 | 0 | 0 | 0 | 0 | 0 | 0 | 0 | 0 | 0 | 0 | 0 | 0 | 0 | 0 | 0 | 0 | 0 | 0 | 0 | 0 | 0 | 0 | 0 | 0 | 0 | 0 | 0 | 0 | 0 | 0
Absolute Change in In Scope Emissions due to Electricity Imports[F gases,lignite es] | NoSettings | 0 | 0 | 0 | 0 | 0 | 0 | 0 | 0 | 0 | 0 | 0 | 0 | 0 | 0 | 0 | 0 | 0 | 0 | 0 | 0 | 0 | 0 | 0 | 0 | 0 | 0 | 0 | 0 | 0 | 0 | 0
Absolute Change in In Scope Emissions due to Electricity Imports[F gases,offshore wind es] | NoSettings | 0 | 0 | 0 | 0 | 0 | 0 | 0 | 0 | 0 | 0 | 0 | 0 | 0 | 0 | 0 | 0 | 0 | 0 | 0 | 0 | 0 | 0 | 0 | 0 | 0 | 0 | 0 | 0 | 0 | 0 | 0
Absolute Change in In Scope Emissions due to Electricity Imports[F gases,crude oil es] | NoSettings | 0 | 0 | 0 | 0 | 0 | 0 | 0 | 0 | 0 | 0 | 0 | 0 | 0 | 0 | 0 | 0 | 0 | 0 | 0 | 0 | 0 | 0 | 0 | 0 | 0 | 0 | 0 | 0 | 0 | 0 | 0
Absolute Change in In Scope Emissions due to Electricity Imports[F gases,heavy or residual fuel oil es] | NoSettings | 0 | 0 | 0 | 0 | 0 | 0 | 0 | 0 | 0 | 0 | 0 | 0 | 0 | 0 | 0 | 0 | 0 | 0 | 0 | 0 | 0 | 0 | 0 | 0 | 0 | 0 | 0 | 0 | 0 | 0 | 0
Absolute Change in In Scope Emissions due to Electricity Imports[F gases,municipal solid waste es] | NoSettings | 0 | 0 | 0 | 0 | 0 | 0 | 0 | 0 | 0 | 0 | 0 | 0 | 0 | 0 | 0 | 0 | 0 | 0 | 0 | 0 | 0 | 0 | 0 | 0 | 0 | 0 | 0 | 0 | 0 | 0 | 0
BAU Last Year Vehicles[LDVs,passenger,battery electric vehicle] | NoSettings | 343303 | 438734 | 625863 | 903712 | 1209280 | 1502660 | 1779150 | 2079290 | 2422330 | 2817700 | 3314110 | 3913080 | 4554200 | 5300510 | 6054420 | 6814070 | 7576360 | 8398030 | 9314090 | 10318600 | 11367600 | 12434700 | 13503400 | 14523300 | 15484100 | 16420100 | 17269900 | 18033500 | 18714000 | 19316200 | 19846100
BAU Last Year Vehicles[LDVs,passenger,natural gas vehicle] | NoSettings | 9478 | 8748 | 8019 | 7290 | 6561 | 5832 | 5103 | 4374 | 3645 | 2916 | 2187 | 1458 | 729 | 0 | 0 | 0 | 0 | 0 | 0 | 0 | 0 | 0 | 0 | 0 | 0 | 0 | 0 | 0 | 0 | 0 | 0
BAU Last Year Vehicles[LDVs,passenger,gasoline vehicle] | NoSettings | 25291000 | 24907800 | 24700100 | 24432000 | 24169700 | 23943500 | 23748000 | 23548100 | 23305800 | 23016700 | 22633800 | 22155800 | 21647000 | 21046700 | 20740000 | 20173300 | 19586000 | 18917300 | 18141300 | 17273500 | 16351400 | 15419500 | 14488900 | 13607400 | 12784400 | 11980200 | 11253300 | 10603800 | 10028700 | 9523380 | 9082280
BAU Last Year Vehicles[LDVs,passenger,diesel vehicle] | NoSettings | 134888 | 124512 | 114136 | 103760 | 93384 | 83008 | 72632 | 62256 | 51880 | 41504 | 31128 | 20752 | 10376 | 0 | 0 | 0 | 0 | 0 | 0 | 0 | 0 | 0 | 0 | 0 | 0 | 0 | 0 | 0 | 0 | 0 | 0
BAU Last Year Vehicles[LDVs,passenger,plugin hybrid vehicle] | NoSettings | 204384 | 214825 | 236531 | 267543 | 297961 | 328211 | 358914 | 379132 | 411491 | 450615 | 494221 | 541718 | 588643 | 632136 | 661677 | 676476 | 678675 | 678357 | 675339 | 669135 | 670971 | 658422 | 637068 | 609387 | 576312 | 543294 | 513210 | 486129 | 462006 | 440667 | 421923
BAU Last Year Vehicles[LDVs,passenger,LPG vehicle] | NoSettings | 0 | 0 | 0 | 0 | 0 | 0 | 0 | 0 | 0 | 0 | 0 | 0 | 0 | 0 | 0 | 0 | 0 | 0 | 0 | 0 | 0 | 0 | 0 | 0 | 0 | 0 | 0 | 0 | 0 | 0 | 0
BAU Last Year Vehicles[LDVs,passenger,hydrogen vehicle] | NoSettings | 4873 | 4498 | 4123 | 3748 | 3373 | 2998 | 2623 | 2248 | 1873 | 1498 | 1123 | 748 | 374 | 0 | 0 | 0 | 0 | 0 | 0 | 0 | 0 | 0 | 0 | 0 | 0 | 0 | 0 | 0 | 0 | 0 | 0
BAU Last Year Vehicles[LDVs,freight,battery electric vehicle] | NoSettings | 5821 | 5660 | 5916 | 7012 | 8732 | 14562 | 22549 | 33536 | 50424 | 74002 | 104354 | 141564 | 184589 | 233551 | 288564 | 349914 | 417135 | 484185 | 551283 | 614946 | 677148 | 737046 | 791760 | 840513 | 883263 | 919914 | 951528 | 977991 | 999210 | 1015060 | 1025460
BAU Last Year Vehicles[LDVs,freight,natural gas vehicle] | NoSettings | 2223 | 2094 | 1977 | 1869 | 1752 | 1626 | 1494 | 1359 | 1224 | 1086 | 945 | 801 | 658 | 512 | 366 | 345 | 312 | 267 | 231 | 204 | 183 | 165 | 147 | 129 | 114 | 102 | 90 | 81 | 69 | 60 | 51
BAU Last Year Vehicles[LDVs,freight,gasoline vehicle] | NoSettings | 671711 | 688168 | 703317 | 719078 | 737050 | 753423 | 771159 | 786477 | 798126 | 806112 | 809943 | 809373 | 806439 | 800457 | 791574 | 763302 | 733452 | 703404 | 671547 | 641775 | 611031 | 583203 | 559554 | 539907 | 524931 | 514980 | 507810 | 504261 | 504198 | 507534 | 514065
BAU Last Year Vehicles[LDVs,freight,diesel vehicle] | NoSettings | 747167 | 728816 | 721683 | 714598 | 705869 | 695406 | 681814 | 668096 | 652647 | 634726 | 614780 | 593016 | 568801 | 542774 | 514701 | 502878 | 477591 | 452376 | 428943 | 407298 | 388947 | 370782 | 354411 | 340758 | 329229 | 319500 | 312429 | 307221 | 304119 | 303300 | 305082
BAU Last Year Vehicles[LDVs,freight,plugin hybrid vehicle] | NoSettings | 25437 | 23620 | 21803 | 19986 | 18169 | 16352 | 14535 | 12718 | 10901 | 9084 | 7267 | 5450 | 3633 | 1816 | 0 | 0 | 0 | 0 | 0 | 0 | 0 | 0 | 0 | 0 | 0 | 0 | 0 | 0 | 0 | 0 | 0
BAU Last Year Vehicles[LDVs,freight,LPG vehicle] | NoSettings | 0 | 0 | 0 | 0 | 0 | 0 | 0 | 0 | 0 | 0 | 0 | 0 | 0 | 0 | 0 | 0 | 0 | 0 | 0 | 0 | 0 | 0 | 0 | 0 | 0 | 0 | 0 | 0 | 0 | 0 | 0
BAU Last Year Vehicles[LDVs,freight,hydrogen vehicle] | NoSettings | 0 | 0 | 0 | 0 | 0 | 0 | 0 | 0 | 0 | 0 | 0 | 0 | 0 | 0 | 0 | 0 | 0 | 0 | 0 | 0 | 0 | 0 | 0 | 0 | 0 | 0 | 0 | 0 | 0 | 0 | 0
BAU Last Year Vehicles[HDVs,passenger,battery electric vehicle] | NoSettings | 1111 | 1137 | 1205 | 1336 | 1584 | 2075 | 2620 | 3513 | 4593 | 5940 | 8145 | 10620 | 13230 | 15975 | 18858 | 21879 | 25038 | 28230 | 31455 | 34710 | 37995 | 41310 | 44652 | 48027 | 51411 | 54789 | 58137 | 61404 | 64455 | 67473 | 70161
BAU Last Year Vehicles[HDVs,passenger,natural gas vehicle] | NoSettings | 10830 | 10680 | 10530 | 10401 | 10311 | 10164 | 10002 | 9822 | 9588 | 9333 | 8985 | 8652 | 8307 | 7947 | 7569 | 7176 | 6768 | 6360 | 5952 | 5541 | 5136 | 4729 | 4316 | 3900 | 3636 | 3372 | 3084 | 2760 | 2493 | 2244 | 2010
BAU Last Year Vehicles[HDVs,passenger,gasoline vehicle] | NoSettings | 30488 | 29480 | 28439 | 27359 | 26294 | 25277 | 24281 | 23231 | 22235 | 21155 | 19988 | 18785 | 17582 | 16355 | 15123 | 13876 | 12638 | 11391 | 10147 | 8918 | 7671 | 6427 | 5177 | 3933 | 3690 | 3486 | 3321 | 3162 | 2943 | 2709 | 2544
BAU Last Year Vehicles[HDVs,passenger,diesel vehicle] | NoSettings | 43106 | 44309 | 45647 | 46925 | 48017 | 48867 | 49642 | 50126 | 50421 | 50551 | 50000 | 49200 | 48277 | 47264 | 46140 | 44911 | 43556 | 42216 | 40879 | 39539 | 38217 | 36901 | 35603 | 34305 | 31818 | 29196 | 26643 | 24261 | 22137 | 20088 | 18321
BAU Last Year Vehicles[HDVs,passenger,plugin hybrid vehicle] | NoSettings | 0 | 0 | 0 | 0 | 0 | 0 | 0 | 0 | 0 | 0 | 0 | 0 | 0 | 0 | 0 | 0 | 0 | 0 | 0 | 0 | 0 | 0 | 0 | 0 | 0 | 0 | 0 | 0 | 0 | 0 | 0
BAU Last Year Vehicles[HDVs,passenger,LPG vehicle] | NoSettings | 0 | 0 | 0 | 0 | 0 | 0 | 0 | 0 | 0 | 0 | 0 | 0 | 0 | 0 | 0 | 0 | 0 | 0 | 0 | 0 | 0 | 0 | 0 | 0 | 0 | 0 | 0 | 0 | 0 | 0 | 0
BAU Last Year Vehicles[HDVs,passenger,hydrogen vehicle] | NoSettings | 0 | 0 | 0 | 0 | 0 | 0 | 0 | 0 | 0 | 0 | 0 | 0 | 0 | 0 | 0 | 0 | 0 | 0 | 0 | 0 | 0 | 0 | 0 | 0 | 0 | 0 | 0 | 0 | 0 | 0 | 0
BAU Last Year Vehicles[HDVs,freight,battery electric vehicle] | NoSettings | 84 | 83 | 82 | 90 | 104 | 283 | 540 | 917 | 1495 | 2283 | 3291 | 4527 | 6012 | 7761 | 9564 | 11421 | 13332 | 15303 | 17331 | 19422 | 21576 | 23796 | 26082 | 28437 | 30864 | 33366 | 35946 | 38604 | 41334 | 44142 | 46872
BAU Last Year Vehicles[HDVs,freight,natural gas vehicle] | NoSettings | 2036.11 | 1969.11 | 1905.11 | 1853.11 | 1795.11 | 1731.11 | 1664.11 | 1597.11 | 1530.11 | 1463.11 | 1399.11 | 1335.11 | 1274.11 | 1217.11 | 1163.11 | 1115.11 | 1073.11 | 1040.11 | 1013.11 | 992.112 | 980.112 | 974.112 | 974.112 | 980.112 | 992.112 | 1010.11 | 1100.11 | 1193.11 | 1277.11 | 1373.11 | 1478.11
BAU Last Year Vehicles[HDVs,freight,gasoline vehicle] | NoSettings | 0 | 0 | 0 | 0 | 0 | 0 | 0 | 0 | 0 | 0 | 0 | 0 | 0 | 0 | 0 | 0 | 0 | 0 | 0 | 0 | 0 | 0 | 0 | 0 | 0 | 0 | 0 | 0 | 0 | 0 | 0
BAU Last Year Vehicles[HDVs,freight,diesel vehicle] | NoSettings | 93319.6 | 92961.6 | 92666.6 | 92419.6 | 92241.6 | 91976.6 | 91708.6 | 91395.6 | 90956.6 | 90382.6 | 89667.6 | 88805.6 | 87814.6 | 86685.6 | 85631.6 | 84652.6 | 83751.6 | 82928.6 | 82189.6 | 81534.6 | 80969.6 | 80495.6 | 80117.6 | 79838.6 | 79658.6 | 79583.6 | 79976.6 | 80417.6 | 80927.6 | 81488.6 | 82262.6
BAU Last Year Vehicles[HDVs,freight,plugin hybrid vehicle] | NoSettings | 0 | 0 | 0 | 0 | 0 | 0 | 0 | 0 | 0 | 0 | 0 | 0 | 0 | 0 | 0 | 0 | 0 | 0 | 0 | 0 | 0 | 0 | 0 | 0 | 0 | 0 | 0 | 0 | 0 | 0 | 0
BAU Last Year Vehicles[HDVs,freight,LPG vehicle] | NoSettings | 0 | 0 | 0 | 0 | 0 | 0 | 0 | 0 | 0 | 0 | 0 | 0 | 0 | 0 | 0 | 0 | 0 | 0 | 0 | 0 | 0 | 0 | 0 | 0 | 0 | 0 | 0 | 0 | 0 | 0 | 0
BAU Last Year Vehicles[HDVs,freight,hydrogen vehicle] | NoSettings | 0 | 0 | 0 | 0 | 0 | 0 | 0 | 0 | 0 | 0 | 0 | 0 | 0 | 0 | 0 | 0 | 0 | 0 | 0 | 0 | 0 | 0 | 0 | 0 | 0 | 0 | 0 | 0 | 0 | 0 | 0
BAU Last Year Vehicles[aircraft,passenger,battery electric vehicle] | NoSettings | 0 | 0 | 0 | 0 | 0 | 0 | 0 | 0 | 0 | 0 | 0 | 0 | 0 | 0 | 0 | 0 | 0 | 0 | 0 | 0 | 0 | 0 | 0 | 0 | 0 | 0 | 0 | 0 | 0 | 0 | 0
BAU Last Year Vehicles[aircraft,passenger,natural gas vehicle] | NoSettings | 0 | 0 | 0 | 0 | 0 | 0 | 0 | 0 | 0 | 0 | 0 | 0 | 0 | 0 | 0 | 0 | 0 | 0 | 0 | 0 | 0 | 0 | 0 | 0 | 0 | 0 | 0 | 0 | 0 | 0 | 0
BAU Last Year Vehicles[aircraft,passenger,gasoline vehicle] | NoSettings | 0 | 0 | 0 | 0 | 0 | 0 | 0 | 0 | 0 | 0 | 0 | 0 | 0 | 0 | 0 | 0 | 0 | 0 | 0 | 0 | 0 | 0 | 0 | 0 | 0 | 0 | 0 | 0 | 0 | 0 | 0
BAU Last Year Vehicles[aircraft,passenger,diesel vehicle] | NoSettings | 240 | 241 | 246 | 253 | 261 | 270 | 279 | 288 | 297 | 306 | 316 | 326 | 336 | 346 | 357 | 368 | 379 | 390 | 402 | 414 | 426 | 438 | 451 | 464 | 477 | 490 | 499 | 506 | 513 | 519 | 525
BAU Last Year Vehicles[aircraft,passenger,plugin hybrid vehicle] | NoSettings | 0 | 0 | 0 | 0 | 0 | 0 | 0 | 0 | 0 | 0 | 0 | 0 | 0 | 0 | 0 | 0 | 0 | 0 | 0 | 0 | 0 | 0 | 0 | 0 | 0 | 0 | 0 | 0 | 0 | 0 | 0
BAU Last Year Vehicles[aircraft,passenger,LPG vehicle] | NoSettings | 0 | 0 | 0 | 0 | 0 | 0 | 0 | 0 | 0 | 0 | 0 | 0 | 0 | 0 | 0 | 0 | 0 | 0 | 0 | 0 | 0 | 0 | 0 | 0 | 0 | 0 | 0 | 0 | 0 | 0 | 0
BAU Last Year Vehicles[aircraft,passenger,hydrogen vehicle] | NoSettings | 0 | 0 | 0 | 0 | 0 | 0 | 0 | 0 | 0 | 0 | 0 | 0 | 0 | 0 | 0 | 0 | 0 | 0 | 0 | 0 | 0 | 0 | 0 | 0 | 0 | 0 | 0 | 0 | 0 | 0 | 0
BAU Last Year Vehicles[aircraft,freight,battery electric vehicle] | NoSettings | 0 | 0 | 0 | 0 | 0 | 0 | 0 | 0 | 0 | 0 | 0 | 0 | 0 | 0 | 0 | 0 | 0 | 0 | 0 | 0 | 0 | 0 | 0 | 0 | 0 | 0 | 0 | 0 | 0 | 0 | 0
BAU Last Year Vehicles[aircraft,freight,natural gas vehicle] | NoSettings | 0 | 0 | 0 | 0 | 0 | 0 | 0 | 0 | 0 | 0 | 0 | 0 | 0 | 0 | 0 | 0 | 0 | 0 | 0 | 0 | 0 | 0 | 0 | 0 | 0 | 0 | 0 | 0 | 0 | 0 | 0
BAU Last Year Vehicles[aircraft,freight,gasoline vehicle] | NoSettings | 0 | 0 | 0 | 0 | 0 | 0 | 0 | 0 | 0 | 0 | 0 | 0 | 0 | 0 | 0 | 0 | 0 | 0 | 0 | 0 | 0 | 0 | 0 | 0 | 0 | 0 | 0 | 0 | 0 | 0 | 0
BAU Last Year Vehicles[aircraft,freight,diesel vehicle] | NoSettings | 180 | 180 | 183 | 187 | 192 | 197 | 202 | 207 | 212 | 218 | 224 | 230 | 236 | 243 | 250 | 258 | 266 | 274 | 282 | 290 | 299 | 308 | 317 | 326 | 335 | 344 | 350 | 355 | 359 | 363 | 368
BAU Last Year Vehicles[aircraft,freight,plugin hybrid vehicle] | NoSettings | 0 | 0 | 0 | 0 | 0 | 0 | 0 | 0 | 0 | 0 | 0 | 0 | 0 | 0 | 0 | 0 | 0 | 0 | 0 | 0 | 0 | 0 | 0 | 0 | 0 | 0 | 0 | 0 | 0 | 0 | 0
BAU Last Year Vehicles[aircraft,freight,LPG vehicle] | NoSettings | 0 | 0 | 0 | 0 | 0 | 0 | 0 | 0 | 0 | 0 | 0 | 0 | 0 | 0 | 0 | 0 | 0 | 0 | 0 | 0 | 0 | 0 | 0 | 0 | 0 | 0 | 0 | 0 | 0 | 0 | 0
BAU Last Year Vehicles[aircraft,freight,hydrogen vehicle] | NoSettings | 0 | 0 | 0 | 0 | 0 | 0 | 0 | 0 | 0 | 0 | 0 | 0 | 0 | 0 | 0 | 0 | 0 | 0 | 0 | 0 | 0 | 0 | 0 | 0 | 0 | 0 | 0 | 0 | 0 | 0 | 0
BAU Last Year Vehicles[rail,passenger,battery electric vehicle] | NoSettings | 584 | 584 | 585 | 586 | 587 | 588 | 588 | 589 | 590 | 591 | 592 | 593 | 594 | 595 | 596 | 597 | 598 | 599 | 600 | 600 | 600 | 600 | 600 | 600 | 600 | 600 | 600 | 600 | 600 | 600 | 600
BAU Last Year Vehicles[rail,passenger,natural gas vehicle] | NoSettings | 0 | 0 | 0 | 0 | 0 | 0 | 0 | 0 | 0 | 0 | 0 | 0 | 0 | 0 | 0 | 0 | 0 | 0 | 0 | 0 | 0 | 0 | 0 | 0 | 0 | 0 | 0 | 0 | 0 | 0 | 0
BAU Last Year Vehicles[rail,passenger,gasoline vehicle] | NoSettings | 0 | 0 | 0 | 0 | 0 | 0 | 0 | 0 | 0 | 0 | 0 | 0 | 0 | 0 | 0 | 0 | 0 | 0 | 0 | 0 | 0 | 0 | 0 | 0 | 0 | 0 | 0 | 0 | 0 | 0 | 0
BAU Last Year Vehicles[rail,passenger,diesel vehicle] | NoSettings | 185 | 182 | 179 | 175 | 172 | 169 | 166 | 163 | 161 | 159 | 157 | 155 | 153 | 151 | 149 | 147 | 146 | 145 | 144 | 143 | 142 | 141 | 140 | 139 | 138 | 138 | 138 | 138 | 138 | 138 | 138
BAU Last Year Vehicles[rail,passenger,plugin hybrid vehicle] | NoSettings | 0 | 0 | 0 | 0 | 0 | 0 | 0 | 0 | 0 | 0 | 0 | 0 | 0 | 0 | 0 | 0 | 0 | 0 | 0 | 0 | 0 | 0 | 0 | 0 | 0 | 0 | 0 | 0 | 0 | 0 | 0
BAU Last Year Vehicles[rail,passenger,LPG vehicle] | NoSettings | 0 | 0 | 0 | 0 | 0 | 0 | 0 | 0 | 0 | 0 | 0 | 0 | 0 | 0 | 0 | 0 | 0 | 0 | 0 | 0 | 0 | 0 | 0 | 0 | 0 | 0 | 0 | 0 | 0 | 0 | 0
BAU Last Year Vehicles[rail,passenger,hydrogen vehicle] | NoSettings | 0 | 0 | 0 | 0 | 0 | 0 | 0 | 0 | 0 | 0 | 0 | 0 | 0 | 0 | 0 | 0 | 0 | 0 | 0 | 0 | 0 | 0 | 0 | 0 | 0 | 0 | 0 | 0 | 0 | 0 | 0
BAU Last Year Vehicles[rail,freight,battery electric vehicle] | NoSettings | 0 | 0 | 0 | 0 | 0 | 0 | 0 | 0 | 0 | 0 | 0 | 0 | 0 | 0 | 0 | 0 | 0 | 0 | 0 | 0 | 0 | 0 | 0 | 0 | 0 | 0 | 0 | 0 | 0 | 0 | 0
BAU Last Year Vehicles[rail,freight,natural gas vehicle] | NoSettings | 0 | 0 | 0 | 0 | 0 | 0 | 0 | 0 | 0 | 0 | 0 | 0 | 0 | 0 | 0 | 0 | 0 | 0 | 0 | 0 | 0 | 0 | 0 | 0 | 0 | 0 | 0 | 0 | 0 | 0 | 0
BAU Last Year Vehicles[rail,freight,gasoline vehicle] | NoSettings | 0 | 0 | 0 | 0 | 0 | 0 | 0 | 0 | 0 | 0 | 0 | 0 | 0 | 0 | 0 | 0 | 0 | 0 | 0 | 0 | 0 | 0 | 0 | 0 | 0 | 0 | 0 | 0 | 0 | 0 | 0
BAU Last Year Vehicles[rail,freight,diesel vehicle] | NoSettings | 936 | 936 | 936 | 937 | 939 | 941 | 944 | 947 | 951 | 956 | 962 | 968 | 975 | 983 | 992 | 1001 | 1011 | 1022 | 1034 | 1048 | 1063 | 1079 | 1096 | 1114 | 1133 | 1153 | 1174 | 1196 | 1219 | 1243 | 1268
BAU Last Year Vehicles[rail,freight,plugin hybrid vehicle] | NoSettings | 0 | 0 | 0 | 0 | 0 | 0 | 0 | 0 | 0 | 0 | 0 | 0 | 0 | 0 | 0 | 0 | 0 | 0 | 0 | 0 | 0 | 0 | 0 | 0 | 0 | 0 | 0 | 0 | 0 | 0 | 0
BAU Last Year Vehicles[rail,freight,LPG vehicle] | NoSettings | 0 | 0 | 0 | 0 | 0 | 0 | 0 | 0 | 0 | 0 | 0 | 0 | 0 | 0 | 0 | 0 | 0 | 0 | 0 | 0 | 0 | 0 | 0 | 0 | 0 | 0 | 0 | 0 | 0 | 0 | 0
BAU Last Year Vehicles[rail,freight,hydrogen vehicle] | NoSettings | 0 | 0 | 0 | 0 | 0 | 0 | 0 | 0 | 0 | 0 | 0 | 0 | 0 | 0 | 0 | 0 | 0 | 0 | 0 | 0 | 0 | 0 | 0 | 0 | 0 | 0 | 0 | 0 | 0 | 0 | 0
BAU Last Year Vehicles[ships,passenger,battery electric vehicle] | NoSettings | 0 | 0 | 0 | 0 | 0 | 0 | 0 | 0 | 0 | 0 | 0 | 0 | 0 | 0 | 0 | 0 | 0 | 0 | 0 | 0 | 0 | 0 | 0 | 0 | 0 | 0 | 0 | 0 | 0 | 0 | 0
BAU Last Year Vehicles[ships,passenger,natural gas vehicle] | NoSettings | 0 | 0 | 0 | 0 | 0 | 0 | 0 | 0 | 0 | 0 | 0 | 0 | 0 | 0 | 0 | 0 | 0 | 0 | 0 | 0 | 0 | 0 | 0 | 0 | 0 | 0 | 0 | 0 | 0 | 0 | 0
BAU Last Year Vehicles[ships,passenger,gasoline vehicle] | NoSettings | 0 | 0 | 0 | 0 | 0 | 0 | 0 | 0 | 0 | 0 | 0 | 0 | 0 | 0 | 0 | 0 | 0 | 0 | 0 | 0 | 0 | 0 | 0 | 0 | 0 | 0 | 0 | 0 | 0 | 0 | 0
BAU Last Year Vehicles[ships,passenger,diesel vehicle] | NoSettings | 164773 | 164822 | 164871 | 164920 | 164969 | 165068 | 165167 | 165316 | 165465 | 165614 | 165763 | 165912 | 166061 | 166210 | 166359 | 166558 | 166757 | 166956 | 167155 | 167354 | 167503 | 167652 | 167801 | 167950 | 168099 | 168248 | 168397 | 168546 | 168695 | 168844 | 168993
BAU Last Year Vehicles[ships,passenger,plugin hybrid vehicle] | NoSettings | 0 | 0 | 0 | 0 | 0 | 0 | 0 | 0 | 0 | 0 | 0 | 0 | 0 | 0 | 0 | 0 | 0 | 0 | 0 | 0 | 0 | 0 | 0 | 0 | 0 | 0 | 0 | 0 | 0 | 0 | 0
BAU Last Year Vehicles[ships,passenger,LPG vehicle] | NoSettings | 0 | 0 | 0 | 0 | 0 | 0 | 0 | 0 | 0 | 0 | 0 | 0 | 0 | 0 | 0 | 0 | 0 | 0 | 0 | 0 | 0 | 0 | 0 | 0 | 0 | 0 | 0 | 0 | 0 | 0 | 0
BAU Last Year Vehicles[ships,passenger,hydrogen vehicle] | NoSettings | 0 | 0 | 0 | 0 | 0 | 0 | 0 | 0 | 0 | 0 | 0 | 0 | 0 | 0 | 0 | 0 | 0 | 0 | 0 | 0 | 0 | 0 | 0 | 0 | 0 | 0 | 0 | 0 | 0 | 0 | 0
BAU Last Year Vehicles[ships,freight,battery electric vehicle] | NoSettings | 0 | 0 | 0 | 0 | 0 | 0 | 0 | 0 | 0 | 0 | 0 | 0 | 0 | 0 | 0 | 0 | 0 | 0 | 0 | 0 | 0 | 0 | 0 | 0 | 0 | 0 | 0 | 0 | 0 | 0 | 0
BAU Last Year Vehicles[ships,freight,natural gas vehicle] | NoSettings | 0 | 0 | 0 | 0 | 0 | 0 | 0 | 0 | 0 | 0 | 0 | 0 | 0 | 0 | 0 | 0 | 0 | 0 | 0 | 0 | 0 | 0 | 0 | 0 | 0 | 0 | 0 | 0 | 0 | 0 | 0
BAU Last Year Vehicles[ships,freight,gasoline vehicle] | NoSettings | 0 | 0 | 0 | 0 | 0 | 0 | 0 | 0 | 0 | 0 | 0 | 0 | 0 | 0 | 0 | 0 | 0 | 0 | 0 | 0 | 0 | 0 | 0 | 0 | 0 | 0 | 0 | 0 | 0 | 0 | 0
BAU Last Year Vehicles[ships,freight,diesel vehicle] | NoSettings | 801 | 801 | 801 | 803 | 806 | 810 | 815 | 821 | 828 | 836 | 846 | 858 | 871 | 885 | 900 | 916 | 933 | 951 | 971 | 992 | 1015 | 1039 | 1064 | 1090 | 1118 | 1147 | 1177 | 1209 | 1242 | 1276 | 1312
BAU Last Year Vehicles[ships,freight,plugin hybrid vehicle] | NoSettings | 0 | 0 | 0 | 0 | 0 | 0 | 0 | 0 | 0 | 0 | 0 | 0 | 0 | 0 | 0 | 0 | 0 | 0 | 0 | 0 | 0 | 0 | 0 | 0 | 0 | 0 | 0 | 0 | 0 | 0 | 0
BAU Last Year Vehicles[ships,freight,LPG vehicle] | NoSettings | 0 | 0 | 0 | 0 | 0 | 0 | 0 | 0 | 0 | 0 | 0 | 0 | 0 | 0 | 0 | 0 | 0 | 0 | 0 | 0 | 0 | 0 | 0 | 0 | 0 | 0 | 0 | 0 | 0 | 0 | 0
BAU Last Year Vehicles[ships,freight,hydrogen vehicle] | NoSettings | 0 | 0 | 0 | 0 | 0 | 0 | 0 | 0 | 0 | 0 | 0 | 0 | 0 | 0 | 0 | 0 | 0 | 0 | 0 | 0 | 0 | 0 | 0 | 0 | 0 | 0 | 0 | 0 | 0 | 0 | 0
BAU Last Year Vehicles[motorbikes,passenger,battery electric vehicle] | NoSettings | 1241 | 1168 | 4233 | 10343 | 20143 | 33795 | 50501 | 69646 | 90384 | 112073 | 134404 | 157197 | 180287 | 203599 | 227109 | 250769 | 274573 | 298506 | 322644 | 343734 | 361881 | 376422 | 387171 | 394956 | 400380 | 404262 | 407247 | 409620 | 411534 | 413157 | 414573
BAU Last Year Vehicles[motorbikes,passenger,natural gas vehicle] | NoSettings | 30 | 28 | 26 | 24 | 22 | 20 | 18 | 16 | 14 | 12 | 10 | 8 | 6 | 4 | 3 | 2 | 1 | 0 | 0 | 0 | 0 | 0 | 0 | 0 | 0 | 0 | 0 | 0 | 0 | 0 | 0
BAU Last Year Vehicles[motorbikes,passenger,gasoline vehicle] | NoSettings | 714986 | 716671 | 721833 | 724727 | 724462 | 720573 | 713576 | 704116 | 693033 | 680963 | 668227 | 655002 | 641456 | 627682 | 613731 | 599657 | 585475 | 571200 | 555153 | 535575 | 518199 | 503928 | 493251 | 485625 | 480408 | 476778 | 474078 | 471993 | 470361 | 468999 | 467826
BAU Last Year Vehicles[motorbikes,passenger,diesel vehicle] | NoSettings | 235 | 221 | 207 | 193 | 179 | 165 | 151 | 137 | 123 | 109 | 95 | 81 | 67 | 53 | 39 | 26 | 13 | 0 | 0 | 0 | 0 | 0 | 0 | 0 | 0 | 0 | 0 | 0 | 0 | 0 | 0
BAU Last Year Vehicles[motorbikes,passenger,plugin hybrid vehicle] | NoSettings | 0 | 0 | 0 | 0 | 0 | 0 | 0 | 0 | 0 | 0 | 0 | 0 | 0 | 0 | 0 | 0 | 0 | 0 | 0 | 0 | 0 | 0 | 0 | 0 | 0 | 0 | 0 | 0 | 0 | 0 | 0
BAU Last Year Vehicles[motorbikes,passenger,LPG vehicle] | NoSettings | 0 | 0 | 0 | 0 | 0 | 0 | 0 | 0 | 0 | 0 | 0 | 0 | 0 | 0 | 0 | 0 | 0 | 0 | 0 | 0 | 0 | 0 | 0 | 0 | 0 | 0 | 0 | 0 | 0 | 0 | 0
BAU Last Year Vehicles[motorbikes,passenger,hydrogen vehicle] | NoSettings | 0 | 0 | 0 | 0 | 0 | 0 | 0 | 0 | 0 | 0 | 0 | 0 | 0 | 0 | 0 | 0 | 0 | 0 | 0 | 0 | 0 | 0 | 0 | 0 | 0 | 0 | 0 | 0 | 0 | 0 | 0
BAU Last Year Vehicles[motorbikes,freight,battery electric vehicle] | NoSettings | 0 | 9 | 21 | 66 | 120 | 324 | 615 | 1038 | 1686 | 2568 | 3693 | 5070 | 6726 | 8673 | 10680 | 12747 | 14877 | 17070 | 19329 | 21657 | 24054 | 26526 | 29073 | 31695 | 34398 | 37182 | 40044 | 42990 | 45993 | 49080 | 52113
BAU Last Year Vehicles[motorbikes,freight,natural gas vehicle] | NoSettings | 55.5819 | 79.5819 | 112.582 | 175.582 | 226.582 | 259.582 | 286.582 | 314.582 | 339.582 | 364.582 | 392.582 | 423.582 | 460.582 | 500.582 | 549.582 | 607.582 | 674.582 | 756.582 | 850.582 | 956.582 | 1074.58 | 1204.58 | 1346.58 | 1497.58 | 1663.58 | 1841.58 | 2003.58 | 2168.58 | 2312.58 | 2474.58 | 2660.58
BAU Last Year Vehicles[motorbikes,freight,gasoline vehicle] | NoSettings | 0 | 0 | 0 | 0 | 0 | 0 | 0 | 0 | 0 | 0 | 0 | 0 | 0 | 0 | 0 | 0 | 0 | 0 | 0 | 0 | 0 | 0 | 0 | 0 | 0 | 0 | 0 | 0 | 0 | 0 | 0
BAU Last Year Vehicles[motorbikes,freight,diesel vehicle] | NoSettings | 106040 | 105533 | 105089 | 104657 | 104306 | 103904 | 103502 | 103049 | 102458 | 101720 | 100823 | 99763.8 | 98557.8 | 97195.8 | 95914.8 | 94714.8 | 93596.8 | 92559.8 | 91609.8 | 90749.8 | 89985.8 | 89317.8 | 88748.8 | 88287.8 | 87931.8 | 87686.8 | 88067.8 | 88505.8 | 89057.8 | 89660.8 | 90452.8
BAU Last Year Vehicles[motorbikes,freight,plugin hybrid vehicle] | NoSettings | 0 | 0 | 0 | 0 | 0 | 0 | 0 | 0 | 0 | 0 | 0 | 0 | 0 | 0 | 0 | 0 | 0 | 0 | 0 | 0 | 0 | 0 | 0 | 0 | 0 | 0 | 0 | 0 | 0 | 0 | 0
BAU Last Year Vehicles[motorbikes,freight,LPG vehicle] | NoSettings | 0 | 0 | 0 | 0 | 0 | 0 | 0 | 0 | 0 | 0 | 0 | 0 | 0 | 0 | 0 | 0 | 0 | 0 | 0 | 0 | 0 | 0 | 0 | 0 | 0 | 0 | 0 | 0 | 0 | 0 | 0
BAU Last Year Vehicles[motorbikes,freight,hydrogen vehicle] | NoSettings | 0 | 0 | 0 | 0 | 0 | 0 | 0 | 0 | 0 | 0 | 0 | 0 | 0 | 0 | 0 | 0 | 0 | 0 | 0 | 0 | 0 | 0 | 0 | 0 | 0 | 0 | 0 | 0 | 0 | 0 | 0
BAU Transportation Electricity Demand by Vehicle Type[LDVs,passenger,battery electric vehicle] | NoSettings | 1873660 | 3085760 | 4541910 | 6173580 | 7738070 | 9195860 | 10758900 | 12564200 | 14644200 | 17251600 | 20386200 | 23722900 | 27593100 | 31156400 | 34992300 | 38853300 | 43032100 | 47701800 | 52815600 | 58138100 | 63540900 | 68937100 | 74072100 | 78890200 | 83571300 | 87804400 | 91590500 | 94946100 | 97902200 | 100488000 | 102731000
BAU Transportation Electricity Demand by Vehicle Type[LDVs,passenger,natural gas vehicle] | NoSettings | 0 | 0 | 0 | 0 | 0 | 0 | 0 | 0 | 0 | 0 | 0 | 0 | 0 | 0 | 0 | 0 | 0 | 0 | 0 | 0 | 0 | 0 | 0 | 0 | 0 | 0 | 0 | 0 | 0 | 0 | 0
BAU Transportation Electricity Demand by Vehicle Type[LDVs,passenger,gasoline vehicle] | NoSettings | 0 | 0 | 0 | 0 | 0 | 0 | 0 | 0 | 0 | 0 | 0 | 0 | 0 | 0 | 0 | 0 | 0 | 0 | 0 | 0 | 0 | 0 | 0 | 0 | 0 | 0 | 0 | 0 | 0 | 0 | 0
BAU Transportation Electricity Demand by Vehicle Type[LDVs,passenger,diesel vehicle] | NoSettings | 0 | 0 | 0 | 0 | 0 | 0 | 0 | 0 | 0 | 0 | 0 | 0 | 0 | 0 | 0 | 0 | 0 | 0 | 0 | 0 | 0 | 0 | 0 | 0 | 0 | 0 | 0 | 0 | 0 | 0 | 0
BAU Transportation Electricity Demand by Vehicle Type[LDVs,passenger,plugin hybrid vehicle] | NoSettings | 900872 | 1132030 | 1265110 | 1391540 | 1502770 | 1605640 | 1666760 | 1777500 | 1916050 | 2072670 | 2243130 | 2409900 | 2563240 | 2621010 | 2641240 | 2624930 | 2606760 | 2585630 | 2558830 | 2562460 | 2511260 | 2426520 | 2318030 | 2189310 | 2061310 | 1944830 | 1840050 | 1746730 | 1664240 | 1591790 | 1528230
BAU Transportation Electricity Demand by Vehicle Type[LDVs,passenger,LPG vehicle] | NoSettings | 0 | 0 | 0 | 0 | 0 | 0 | 0 | 0 | 0 | 0 | 0 | 0 | 0 | 0 | 0 | 0 | 0 | 0 | 0 | 0 | 0 | 0 | 0 | 0 | 0 | 0 | 0 | 0 | 0 | 0 | 0
BAU Transportation Electricity Demand by Vehicle Type[LDVs,passenger,hydrogen vehicle] | NoSettings | 0 | 0 | 0 | 0 | 0 | 0 | 0 | 0 | 0 | 0 | 0 | 0 | 0 | 0 | 0 | 0 | 0 | 0 | 0 | 0 | 0 | 0 | 0 | 0 | 0 | 0 | 0 | 0 | 0 | 0 | 0
BAU Transportation Electricity Demand by Vehicle Type[LDVs,freight,battery electric vehicle] | NoSettings | 0 | 0 | 0 | 0 | 0 | 0 | 0 | 0 | 0 | 0 | 0 | 0 | 0 | 0 | 0 | 0 | 0 | 0 | 0 | 0 | 0 | 0 | 0 | 0 | 0 | 0 | 0 | 0 | 0 | 0 | 0
BAU Transportation Electricity Demand by Vehicle Type[LDVs,freight,natural gas vehicle] | NoSettings | 0 | 0 | 0 | 0 | 0 | 0 | 0 | 0 | 0 | 0 | 0 | 0 | 0 | 0 | 0 | 0 | 0 | 0 | 0 | 0 | 0 | 0 | 0 | 0 | 0 | 0 | 0 | 0 | 0 | 0 | 0
BAU Transportation Electricity Demand by Vehicle Type[LDVs,freight,gasoline vehicle] | NoSettings | 0 | 0 | 0 | 0 | 0 | 0 | 0 | 0 | 0 | 0 | 0 | 0 | 0 | 0 | 0 | 0 | 0 | 0 | 0 | 0 | 0 | 0 | 0 | 0 | 0 | 0 | 0 | 0 | 0 | 0 | 0
BAU Transportation Electricity Demand by Vehicle Type[LDVs,freight,diesel vehicle] | NoSettings | 0 | 0 | 0 | 0 | 0 | 0 | 0 | 0 | 0 | 0 | 0 | 0 | 0 | 0 | 0 | 0 | 0 | 0 | 0 | 0 | 0 | 0 | 0 | 0 | 0 | 0 | 0 | 0 | 0 | 0 | 0
BAU Transportation Electricity Demand by Vehicle Type[LDVs,freight,plugin hybrid vehicle] | NoSettings | 0 | 0 | 0 | 0 | 0 | 0 | 0 | 0 | 0 | 0 | 0 | 0 | 0 | 0 | 0 | 0 | 0 | 0 | 0 | 0 | 0 | 0 | 0 | 0 | 0 | 0 | 0 | 0 | 0 | 0 | 0
BAU Transportation Electricity Demand by Vehicle Type[LDVs,freight,LPG vehicle] | NoSettings | 0 | 0 | 0 | 0 | 0 | 0 | 0 | 0 | 0 | 0 | 0 | 0 | 0 | 0 | 0 | 0 | 0 | 0 | 0 | 0 | 0 | 0 | 0 | 0 | 0 | 0 | 0 | 0 | 0 | 0 | 0
BAU Transportation Electricity Demand by Vehicle Type[LDVs,freight,hydrogen vehicle] | NoSettings | 0 | 0 | 0 | 0 | 0 | 0 | 0 | 0 | 0 | 0 | 0 | 0 | 0 | 0 | 0 | 0 | 0 | 0 | 0 | 0 | 0 | 0 | 0 | 0 | 0 | 0 | 0 | 0 | 0 | 0 | 0
BAU Transportation Electricity Demand by Vehicle Type[HDVs,passenger,battery electric vehicle] | NoSettings | 61255.7 | 66422 | 72355.6 | 84046 | 107003 | 131931 | 165904 | 216868 | 281203 | 387293 | 508213 | 639955 | 759230 | 885313 | 996860 | 1148250 | 1308190 | 1478650 | 1646070 | 1817820 | 1989760 | 2155180 | 2332770 | 2519860 | 2713390 | 2903400 | 3093550 | 3251380 | 3402690 | 3527690 | 3669130
BAU Transportation Electricity Demand by Vehicle Type[HDVs,passenger,natural gas vehicle] | NoSettings | 0 | 0 | 0 | 0 | 0 | 0 | 0 | 0 | 0 | 0 | 0 | 0 | 0 | 0 | 0 | 0 | 0 | 0 | 0 | 0 | 0 | 0 | 0 | 0 | 0 | 0 | 0 | 0 | 0 | 0 | 0
BAU Transportation Electricity Demand by Vehicle Type[HDVs,passenger,gasoline vehicle] | NoSettings | 0 | 0 | 0 | 0 | 0 | 0 | 0 | 0 | 0 | 0 | 0 | 0 | 0 | 0 | 0 | 0 | 0 | 0 | 0 | 0 | 0 | 0 | 0 | 0 | 0 | 0 | 0 | 0 | 0 | 0 | 0
BAU Transportation Electricity Demand by Vehicle Type[HDVs,passenger,diesel vehicle] | NoSettings | 0 | 0 | 0 | 0 | 0 | 0 | 0 | 0 | 0 | 0 | 0 | 0 | 0 | 0 | 0 | 0 | 0 | 0 | 0 | 0 | 0 | 0 | 0 | 0 | 0 | 0 | 0 | 0 | 0 | 0 | 0
BAU Transportation Electricity Demand by Vehicle Type[HDVs,passenger,plugin hybrid vehicle] | NoSettings | 0 | 0 | 0 | 0 | 0 | 0 | 0 | 0 | 0 | 0 | 0 | 0 | 0 | 0 | 0 | 0 | 0 | 0 | 0 | 0 | 0 | 0 | 0 | 0 | 0 | 0 | 0 | 0 | 0 | 0 | 0
BAU Transportation Electricity Demand by Vehicle Type[HDVs,passenger,LPG vehicle] | NoSettings | 0 | 0 | 0 | 0 | 0 | 0 | 0 | 0 | 0 | 0 | 0 | 0 | 0 | 0 | 0 | 0 | 0 | 0 | 0 | 0 | 0 | 0 | 0 | 0 | 0 | 0 | 0 | 0 | 0 | 0 | 0
BAU Transportation Electricity Demand by Vehicle Type[HDVs,passenger,hydrogen vehicle] | NoSettings | 0 | 0 | 0 | 0 | 0 | 0 | 0 | 0 | 0 | 0 | 0 | 0 | 0 | 0 | 0 | 0 | 0 | 0 | 0 | 0 | 0 | 0 | 0 | 0 | 0 | 0 | 0 | 0 | 0 | 0 | 0
BAU Transportation Electricity Demand by Vehicle Type[HDVs,freight,battery electric vehicle] | NoSettings | 6862.33 | 6899.3 | 7591.37 | 8770.25 | 22831 | 43716.3 | 75154.6 | 124369 | 192997 | 282751 | 395156 | 537740 | 710514 | 895121 | 1091440 | 1299260 | 1518840 | 1749590 | 1991710 | 2244660 | 2508320 | 2782140 | 3065840 | 3359150 | 3661710 | 3958740 | 4264980 | 4579640 | 4903040 | 5217710 | 5533110
BAU Transportation Electricity Demand by Vehicle Type[HDVs,freight,natural gas vehicle] | NoSettings | 0 | 0 | 0 | 0 | 0 | 0 | 0 | 0 | 0 | 0 | 0 | 0 | 0 | 0 | 0 | 0 | 0 | 0 | 0 | 0 | 0 | 0 | 0 | 0 | 0 | 0 | 0 | 0 | 0 | 0 | 0
BAU Transportation Electricity Demand by Vehicle Type[HDVs,freight,gasoline vehicle] | NoSettings | 0 | 0 | 0 | 0 | 0 | 0 | 0 | 0 | 0 | 0 | 0 | 0 | 0 | 0 | 0 | 0 | 0 | 0 | 0 | 0 | 0 | 0 | 0 | 0 | 0 | 0 | 0 | 0 | 0 | 0 | 0
BAU Transportation Electricity Demand by Vehicle Type[HDVs,freight,diesel vehicle] | NoSettings | 0 | 0 | 0 | 0 | 0 | 0 | 0 | 0 | 0 | 0 | 0 | 0 | 0 | 0 | 0 | 0 | 0 | 0 | 0 | 0 | 0 | 0 | 0 | 0 | 0 | 0 | 0 | 0 | 0 | 0 | 0
BAU Transportation Electricity Demand by Vehicle Type[HDVs,freight,plugin hybrid vehicle] | NoSettings | 0 | 0 | 0 | 0 | 0 | 0 | 0 | 0 | 0 | 0 | 0 | 0 | 0 | 0 | 0 | 0 | 0 | 0 | 0 | 0 | 0 | 0 | 0 | 0 | 0 | 0 | 0 | 0 | 0 | 0 | 0
BAU Transportation Electricity Demand by Vehicle Type[HDVs,freight,LPG vehicle] | NoSettings | 0 | 0 | 0 | 0 | 0 | 0 | 0 | 0 | 0 | 0 | 0 | 0 | 0 | 0 | 0 | 0 | 0 | 0 | 0 | 0 | 0 | 0 | 0 | 0 | 0 | 0 | 0 | 0 | 0 | 0 | 0
BAU Transportation Electricity Demand by Vehicle Type[HDVs,freight,hydrogen vehicle] | NoSettings | 0 | 0 | 0 | 0 | 0 | 0 | 0 | 0 | 0 | 0 | 0 | 0 | 0 | 0 | 0 | 0 | 0 | 0 | 0 | 0 | 0 | 0 | 0 | 0 | 0 | 0 | 0 | 0 | 0 | 0 | 0
BAU Transportation Electricity Demand by Vehicle Type[aircraft,passenger,battery electric vehicle] | NoSettings | 0 | 0 | 0 | 0 | 0 | 0 | 0 | 0 | 0 | 0 | 0 | 0 | 0 | 0 | 0 | 0 | 0 | 0 | 0 | 0 | 0 | 0 | 0 | 0 | 0 | 0 | 0 | 0 | 0 | 0 | 0
BAU Transportation Electricity Demand by Vehicle Type[aircraft,passenger,natural gas vehicle] | NoSettings | 0 | 0 | 0 | 0 | 0 | 0 | 0 | 0 | 0 | 0 | 0 | 0 | 0 | 0 | 0 | 0 | 0 | 0 | 0 | 0 | 0 | 0 | 0 | 0 | 0 | 0 | 0 | 0 | 0 | 0 | 0
BAU Transportation Electricity Demand by Vehicle Type[aircraft,passenger,gasoline vehicle] | NoSettings | 0 | 0 | 0 | 0 | 0 | 0 | 0 | 0 | 0 | 0 | 0 | 0 | 0 | 0 | 0 | 0 | 0 | 0 | 0 | 0 | 0 | 0 | 0 | 0 | 0 | 0 | 0 | 0 | 0 | 0 | 0
BAU Transportation Electricity Demand by Vehicle Type[aircraft,passenger,diesel vehicle] | NoSettings | 0 | 0 | 0 | 0 | 0 | 0 | 0 | 0 | 0 | 0 | 0 | 0 | 0 | 0 | 0 | 0 | 0 | 0 | 0 | 0 | 0 | 0 | 0 | 0 | 0 | 0 | 0 | 0 | 0 | 0 | 0
BAU Transportation Electricity Demand by Vehicle Type[aircraft,passenger,plugin hybrid vehicle] | NoSettings | 0 | 0 | 0 | 0 | 0 | 0 | 0 | 0 | 0 | 0 | 0 | 0 | 0 | 0 | 0 | 0 | 0 | 0 | 0 | 0 | 0 | 0 | 0 | 0 | 0 | 0 | 0 | 0 | 0 | 0 | 0
BAU Transportation Electricity Demand by Vehicle Type[aircraft,passenger,LPG vehicle] | NoSettings | 0 | 0 | 0 | 0 | 0 | 0 | 0 | 0 | 0 | 0 | 0 | 0 | 0 | 0 | 0 | 0 | 0 | 0 | 0 | 0 | 0 | 0 | 0 | 0 | 0 | 0 | 0 | 0 | 0 | 0 | 0
BAU Transportation Electricity Demand by Vehicle Type[aircraft,passenger,hydrogen vehicle] | NoSettings | 0 | 0 | 0 | 0 | 0 | 0 | 0 | 0 | 0 | 0 | 0 | 0 | 0 | 0 | 0 | 0 | 0 | 0 | 0 | 0 | 0 | 0 | 0 | 0 | 0 | 0 | 0 | 0 | 0 | 0 | 0
BAU Transportation Electricity Demand by Vehicle Type[aircraft,freight,battery electric vehicle] | NoSettings | 0 | 0 | 0 | 0 | 0 | 0 | 0 | 0 | 0 | 0 | 0 | 0 | 0 | 0 | 0 | 0 | 0 | 0 | 0 | 0 | 0 | 0 | 0 | 0 | 0 | 0 | 0 | 0 | 0 | 0 | 0
BAU Transportation Electricity Demand by Vehicle Type[aircraft,freight,natural gas vehicle] | NoSettings | 0 | 0 | 0 | 0 | 0 | 0 | 0 | 0 | 0 | 0 | 0 | 0 | 0 | 0 | 0 | 0 | 0 | 0 | 0 | 0 | 0 | 0 | 0 | 0 | 0 | 0 | 0 | 0 | 0 | 0 | 0
BAU Transportation Electricity Demand by Vehicle Type[aircraft,freight,gasoline vehicle] | NoSettings | 0 | 0 | 0 | 0 | 0 | 0 | 0 | 0 | 0 | 0 | 0 | 0 | 0 | 0 | 0 | 0 | 0 | 0 | 0 | 0 | 0 | 0 | 0 | 0 | 0 | 0 | 0 | 0 | 0 | 0 | 0
BAU Transportation Electricity Demand by Vehicle Type[aircraft,freight,diesel vehicle] | NoSettings | 0 | 0 | 0 | 0 | 0 | 0 | 0 | 0 | 0 | 0 | 0 | 0 | 0 | 0 | 0 | 0 | 0 | 0 | 0 | 0 | 0 | 0 | 0 | 0 | 0 | 0 | 0 | 0 | 0 | 0 | 0
BAU Transportation Electricity Demand by Vehicle Type[aircraft,freight,plugin hybrid vehicle] | NoSettings | 0 | 0 | 0 | 0 | 0 | 0 | 0 | 0 | 0 | 0 | 0 | 0 | 0 | 0 | 0 | 0 | 0 | 0 | 0 | 0 | 0 | 0 | 0 | 0 | 0 | 0 | 0 | 0 | 0 | 0 | 0
BAU Transportation Electricity Demand by Vehicle Type[aircraft,freight,LPG vehicle] | NoSettings | 0 | 0 | 0 | 0 | 0 | 0 | 0 | 0 | 0 | 0 | 0 | 0 | 0 | 0 | 0 | 0 | 0 | 0 | 0 | 0 | 0 | 0 | 0 | 0 | 0 | 0 | 0 | 0 | 0 | 0 | 0
BAU Transportation Electricity Demand by Vehicle Type[aircraft,freight,hydrogen vehicle] | NoSettings | 0 | 0 | 0 | 0 | 0 | 0 | 0 | 0 | 0 | 0 | 0 | 0 | 0 | 0 | 0 | 0 | 0 | 0 | 0 | 0 | 0 | 0 | 0 | 0 | 0 | 0 | 0 | 0 | 0 | 0 | 0
BAU Transportation Electricity Demand by Vehicle Type[rail,passenger,battery electric vehicle] | NoSettings | 201078 | 196672 | 192804 | 188853 | 185063 | 181380 | 178077 | 174663 | 171409 | 168332 | 165392 | 162607 | 159966 | 157517 | 155243 | 152901 | 150691 | 148606 | 146604 | 144706 | 142905 | 141175 | 139594 | 138131 | 136605 | 135169 | 133838 | 132605 | 131448 | 130382 | 129298
BAU Transportation Electricity Demand by Vehicle Type[rail,passenger,natural gas vehicle] | NoSettings | 0 | 0 | 0 | 0 | 0 | 0 | 0 | 0 | 0 | 0 | 0 | 0 | 0 | 0 | 0 | 0 | 0 | 0 | 0 | 0 | 0 | 0 | 0 | 0 | 0 | 0 | 0 | 0 | 0 | 0 | 0
BAU Transportation Electricity Demand by Vehicle Type[rail,passenger,gasoline vehicle] | NoSettings | 0 | 0 | 0 | 0 | 0 | 0 | 0 | 0 | 0 | 0 | 0 | 0 | 0 | 0 | 0 | 0 | 0 | 0 | 0 | 0 | 0 | 0 | 0 | 0 | 0 | 0 | 0 | 0 | 0 | 0 | 0
BAU Transportation Electricity Demand by Vehicle Type[rail,passenger,diesel vehicle] | NoSettings | 0 | 0 | 0 | 0 | 0 | 0 | 0 | 0 | 0 | 0 | 0 | 0 | 0 | 0 | 0 | 0 | 0 | 0 | 0 | 0 | 0 | 0 | 0 | 0 | 0 | 0 | 0 | 0 | 0 | 0 | 0
BAU Transportation Electricity Demand by Vehicle Type[rail,passenger,plugin hybrid vehicle] | NoSettings | 0 | 0 | 0 | 0 | 0 | 0 | 0 | 0 | 0 | 0 | 0 | 0 | 0 | 0 | 0 | 0 | 0 | 0 | 0 | 0 | 0 | 0 | 0 | 0 | 0 | 0 | 0 | 0 | 0 | 0 | 0
BAU Transportation Electricity Demand by Vehicle Type[rail,passenger,LPG vehicle] | NoSettings | 0 | 0 | 0 | 0 | 0 | 0 | 0 | 0 | 0 | 0 | 0 | 0 | 0 | 0 | 0 | 0 | 0 | 0 | 0 | 0 | 0 | 0 | 0 | 0 | 0 | 0 | 0 | 0 | 0 | 0 | 0
BAU Transportation Electricity Demand by Vehicle Type[rail,passenger,hydrogen vehicle] | NoSettings | 0 | 0 | 0 | 0 | 0 | 0 | 0 | 0 | 0 | 0 | 0 | 0 | 0 | 0 | 0 | 0 | 0 | 0 | 0 | 0 | 0 | 0 | 0 | 0 | 0 | 0 | 0 | 0 | 0 | 0 | 0
BAU Transportation Electricity Demand by Vehicle Type[rail,freight,battery electric vehicle] | NoSettings | 0 | 0 | 0 | 0 | 0 | 0 | 0 | 0 | 0 | 0 | 0 | 0 | 0 | 0 | 0 | 0 | 0 | 0 | 0 | 0 | 0 | 0 | 0 | 0 | 0 | 0 | 0 | 0 | 0 | 0 | 0
BAU Transportation Electricity Demand by Vehicle Type[rail,freight,natural gas vehicle] | NoSettings | 0 | 0 | 0 | 0 | 0 | 0 | 0 | 0 | 0 | 0 | 0 | 0 | 0 | 0 | 0 | 0 | 0 | 0 | 0 | 0 | 0 | 0 | 0 | 0 | 0 | 0 | 0 | 0 | 0 | 0 | 0
BAU Transportation Electricity Demand by Vehicle Type[rail,freight,gasoline vehicle] | NoSettings | 0 | 0 | 0 | 0 | 0 | 0 | 0 | 0 | 0 | 0 | 0 | 0 | 0 | 0 | 0 | 0 | 0 | 0 | 0 | 0 | 0 | 0 | 0 | 0 | 0 | 0 | 0 | 0 | 0 | 0 | 0
BAU Transportation Electricity Demand by Vehicle Type[rail,freight,diesel vehicle] | NoSettings | 0 | 0 | 0 | 0 | 0 | 0 | 0 | 0 | 0 | 0 | 0 | 0 | 0 | 0 | 0 | 0 | 0 | 0 | 0 | 0 | 0 | 0 | 0 | 0 | 0 | 0 | 0 | 0 | 0 | 0 | 0
BAU Transportation Electricity Demand by Vehicle Type[rail,freight,plugin hybrid vehicle] | NoSettings | 0 | 0 | 0 | 0 | 0 | 0 | 0 | 0 | 0 | 0 | 0 | 0 | 0 | 0 | 0 | 0 | 0 | 0 | 0 | 0 | 0 | 0 | 0 | 0 | 0 | 0 | 0 | 0 | 0 | 0 | 0
BAU Transportation Electricity Demand by Vehicle Type[rail,freight,LPG vehicle] | NoSettings | 0 | 0 | 0 | 0 | 0 | 0 | 0 | 0 | 0 | 0 | 0 | 0 | 0 | 0 | 0 | 0 | 0 | 0 | 0 | 0 | 0 | 0 | 0 | 0 | 0 | 0 | 0 | 0 | 0 | 0 | 0
BAU Transportation Electricity Demand by Vehicle Type[rail,freight,hydrogen vehicle] | NoSettings | 0 | 0 | 0 | 0 | 0 | 0 | 0 | 0 | 0 | 0 | 0 | 0 | 0 | 0 | 0 | 0 | 0 | 0 | 0 | 0 | 0 | 0 | 0 | 0 | 0 | 0 | 0 | 0 | 0 | 0 | 0
BAU Transportation Electricity Demand by Vehicle Type[ships,passenger,battery electric vehicle] | NoSettings | 0 | 0 | 0 | 0 | 0 | 0 | 0 | 0 | 0 | 0 | 0 | 0 | 0 | 0 | 0 | 0 | 0 | 0 | 0 | 0 | 0 | 0 | 0 | 0 | 0 | 0 | 0 | 0 | 0 | 0 | 0
BAU Transportation Electricity Demand by Vehicle Type[ships,passenger,natural gas vehicle] | NoSettings | 0 | 0 | 0 | 0 | 0 | 0 | 0 | 0 | 0 | 0 | 0 | 0 | 0 | 0 | 0 | 0 | 0 | 0 | 0 | 0 | 0 | 0 | 0 | 0 | 0 | 0 | 0 | 0 | 0 | 0 | 0
BAU Transportation Electricity Demand by Vehicle Type[ships,passenger,gasoline vehicle] | NoSettings | 0 | 0 | 0 | 0 | 0 | 0 | 0 | 0 | 0 | 0 | 0 | 0 | 0 | 0 | 0 | 0 | 0 | 0 | 0 | 0 | 0 | 0 | 0 | 0 | 0 | 0 | 0 | 0 | 0 | 0 | 0
BAU Transportation Electricity Demand by Vehicle Type[ships,passenger,diesel vehicle] | NoSettings | 0 | 0 | 0 | 0 | 0 | 0 | 0 | 0 | 0 | 0 | 0 | 0 | 0 | 0 | 0 | 0 | 0 | 0 | 0 | 0 | 0 | 0 | 0 | 0 | 0 | 0 | 0 | 0 | 0 | 0 | 0
BAU Transportation Electricity Demand by Vehicle Type[ships,passenger,plugin hybrid vehicle] | NoSettings | 0 | 0 | 0 | 0 | 0 | 0 | 0 | 0 | 0 | 0 | 0 | 0 | 0 | 0 | 0 | 0 | 0 | 0 | 0 | 0 | 0 | 0 | 0 | 0 | 0 | 0 | 0 | 0 | 0 | 0 | 0
BAU Transportation Electricity Demand by Vehicle Type[ships,passenger,LPG vehicle] | NoSettings | 0 | 0 | 0 | 0 | 0 | 0 | 0 | 0 | 0 | 0 | 0 | 0 | 0 | 0 | 0 | 0 | 0 | 0 | 0 | 0 | 0 | 0 | 0 | 0 | 0 | 0 | 0 | 0 | 0 | 0 | 0
BAU Transportation Electricity Demand by Vehicle Type[ships,passenger,hydrogen vehicle] | NoSettings | 0 | 0 | 0 | 0 | 0 | 0 | 0 | 0 | 0 | 0 | 0 | 0 | 0 | 0 | 0 | 0 | 0 | 0 | 0 | 0 | 0 | 0 | 0 | 0 | 0 | 0 | 0 | 0 | 0 | 0 | 0
BAU Transportation Electricity Demand by Vehicle Type[ships,freight,battery electric vehicle] | NoSettings | 0 | 0 | 0 | 0 | 0 | 0 | 0 | 0 | 0 | 0 | 0 | 0 | 0 | 0 | 0 | 0 | 0 | 0 | 0 | 0 | 0 | 0 | 0 | 0 | 0 | 0 | 0 | 0 | 0 | 0 | 0
BAU Transportation Electricity Demand by Vehicle Type[ships,freight,natural gas vehicle] | NoSettings | 0 | 0 | 0 | 0 | 0 | 0 | 0 | 0 | 0 | 0 | 0 | 0 | 0 | 0 | 0 | 0 | 0 | 0 | 0 | 0 | 0 | 0 | 0 | 0 | 0 | 0 | 0 | 0 | 0 | 0 | 0
BAU Transportation Electricity Demand by Vehicle Type[ships,freight,gasoline vehicle] | NoSettings | 0 | 0 | 0 | 0 | 0 | 0 | 0 | 0 | 0 | 0 | 0 | 0 | 0 | 0 | 0 | 0 | 0 | 0 | 0 | 0 | 0 | 0 | 0 | 0 | 0 | 0 | 0 | 0 | 0 | 0 | 0
BAU Transportation Electricity Demand by Vehicle Type[ships,freight,diesel vehicle] | NoSettings | 0 | 0 | 0 | 0 | 0 | 0 | 0 | 0 | 0 | 0 | 0 | 0 | 0 | 0 | 0 | 0 | 0 | 0 | 0 | 0 | 0 | 0 | 0 | 0 | 0 | 0 | 0 | 0 | 0 | 0 | 0
BAU Transportation Electricity Demand by Vehicle Type[ships,freight,plugin hybrid vehicle] | NoSettings | 0 | 0 | 0 | 0 | 0 | 0 | 0 | 0 | 0 | 0 | 0 | 0 | 0 | 0 | 0 | 0 | 0 | 0 | 0 | 0 | 0 | 0 | 0 | 0 | 0 | 0 | 0 | 0 | 0 | 0 | 0
BAU Transportation Electricity Demand by Vehicle Type[ships,freight,LPG vehicle] | NoSettings | 0 | 0 | 0 | 0 | 0 | 0 | 0 | 0 | 0 | 0 | 0 | 0 | 0 | 0 | 0 | 0 | 0 | 0 | 0 | 0 | 0 | 0 | 0 | 0 | 0 | 0 | 0 | 0 | 0 | 0 | 0
BAU Transportation Electricity Demand by Vehicle Type[ships,freight,hydrogen vehicle] | NoSettings | 0 | 0 | 0 | 0 | 0 | 0 | 0 | 0 | 0 | 0 | 0 | 0 | 0 | 0 | 0 | 0 | 0 | 0 | 0 | 0 | 0 | 0 | 0 | 0 | 0 | 0 | 0 | 0 | 0 | 0 | 0
BAU Transportation Electricity Demand by Vehicle Type[motorbikes,passenger,battery electric vehicle] | NoSettings | 197.009 | 1410.34 | 4149.92 | 8651.2 | 14856.8 | 22257.4 | 30578.6 | 39392.1 | 48401.1 | 57472.4 | 66515.5 | 75472.1 | 84341.7 | 93131.6 | 101803 | 110370 | 118807 | 127394 | 135631 | 142801 | 148616 | 152946 | 156106 | 158300 | 159842 | 160963 | 161791 | 162392 | 162854 | 163292 | 163578
BAU Transportation Electricity Demand by Vehicle Type[motorbikes,passenger,natural gas vehicle] | NoSettings | 0 | 0 | 0 | 0 | 0 | 0 | 0 | 0 | 0 | 0 | 0 | 0 | 0 | 0 | 0 | 0 | 0 | 0 | 0 | 0 | 0 | 0 | 0 | 0 | 0 | 0 | 0 | 0 | 0 | 0 | 0
BAU Transportation Electricity Demand by Vehicle Type[motorbikes,passenger,gasoline vehicle] | NoSettings | 0 | 0 | 0 | 0 | 0 | 0 | 0 | 0 | 0 | 0 | 0 | 0 | 0 | 0 | 0 | 0 | 0 | 0 | 0 | 0 | 0 | 0 | 0 | 0 | 0 | 0 | 0 | 0 | 0 | 0 | 0
BAU Transportation Electricity Demand by Vehicle Type[motorbikes,passenger,diesel vehicle] | NoSettings | 0 | 0 | 0 | 0 | 0 | 0 | 0 | 0 | 0 | 0 | 0 | 0 | 0 | 0 | 0 | 0 | 0 | 0 | 0 | 0 | 0 | 0 | 0 | 0 | 0 | 0 | 0 | 0 | 0 | 0 | 0
BAU Transportation Electricity Demand by Vehicle Type[motorbikes,passenger,plugin hybrid vehicle] | NoSettings | 0 | 0 | 0 | 0 | 0 | 0 | 0 | 0 | 0 | 0 | 0 | 0 | 0 | 0 | 0 | 0 | 0 | 0 | 0 | 0 | 0 | 0 | 0 | 0 | 0 | 0 | 0 | 0 | 0 | 0 | 0
BAU Transportation Electricity Demand by Vehicle Type[motorbikes,passenger,LPG vehicle] | NoSettings | 0 | 0 | 0 | 0 | 0 | 0 | 0 | 0 | 0 | 0 | 0 | 0 | 0 | 0 | 0 | 0 | 0 | 0 | 0 | 0 | 0 | 0 | 0 | 0 | 0 | 0 | 0 | 0 | 0 | 0 | 0
BAU Transportation Electricity Demand by Vehicle Type[motorbikes,passenger,hydrogen vehicle] | NoSettings | 0 | 0 | 0 | 0 | 0 | 0 | 0 | 0 | 0 | 0 | 0 | 0 | 0 | 0 | 0 | 0 | 0 | 0 | 0 | 0 | 0 | 0 | 0 | 0 | 0 | 0 | 0 | 0 | 0 | 0 | 0
BAU Transportation Electricity Demand by Vehicle Type[motorbikes,freight,battery electric vehicle] | NoSettings | 1266.71 | 3025.3 | 9725.63 | 18074.9 | 49847.3 | 96572.5 | 166239 | 275179 | 426806 | 624526 | 871663 | 1185410 | 1565000 | 1970510 | 2401690 | 2858670 | 3340860 | 3848080 | 4380010 | 4935600 | 5514950 | 6116970 | 6740360 | 7384880 | 8049310 | 8699520 | 9369260 | 10052200 | 10753900 | 11443700 | 12135500
BAU Transportation Electricity Demand by Vehicle Type[motorbikes,freight,natural gas vehicle] | NoSettings | 0 | 0 | 0 | 0 | 0 | 0 | 0 | 0 | 0 | 0 | 0 | 0 | 0 | 0 | 0 | 0 | 0 | 0 | 0 | 0 | 0 | 0 | 0 | 0 | 0 | 0 | 0 | 0 | 0 | 0 | 0
BAU Transportation Electricity Demand by Vehicle Type[motorbikes,freight,gasoline vehicle] | NoSettings | 0 | 0 | 0 | 0 | 0 | 0 | 0 | 0 | 0 | 0 | 0 | 0 | 0 | 0 | 0 | 0 | 0 | 0 | 0 | 0 | 0 | 0 | 0 | 0 | 0 | 0 | 0 | 0 | 0 | 0 | 0
BAU Transportation Electricity Demand by Vehicle Type[motorbikes,freight,diesel vehicle] | NoSettings | 0 | 0 | 0 | 0 | 0 | 0 | 0 | 0 | 0 | 0 | 0 | 0 | 0 | 0 | 0 | 0 | 0 | 0 | 0 | 0 | 0 | 0 | 0 | 0 | 0 | 0 | 0 | 0 | 0 | 0 | 0
BAU Transportation Electricity Demand by Vehicle Type[motorbikes,freight,plugin hybrid vehicle] | NoSettings | 0 | 0 | 0 | 0 | 0 | 0 | 0 | 0 | 0 | 0 | 0 | 0 | 0 | 0 | 0 | 0 | 0 | 0 | 0 | 0 | 0 | 0 | 0 | 0 | 0 | 0 | 0 | 0 | 0 | 0 | 0
BAU Transportation Electricity Demand by Vehicle Type[motorbikes,freight,LPG vehicle] | NoSettings | 0 | 0 | 0 | 0 | 0 | 0 | 0 | 0 | 0 | 0 | 0 | 0 | 0 | 0 | 0 | 0 | 0 | 0 | 0 | 0 | 0 | 0 | 0 | 0 | 0 | 0 | 0 | 0 | 0 | 0 | 0
BAU Transportation Electricity Demand by Vehicle Type[motorbikes,freight,hydrogen vehicle] | NoSettings | 0 | 0 | 0 | 0 | 0 | 0 | 0 | 0 | 0 | 0 | 0 | 0 | 0 | 0 | 0 | 0 | 0 | 0 | 0 | 0 | 0 | 0 | 0 | 0 | 0 | 0 | 0 | 0 | 0 | 0 | 0
Total Energy Use by Sector[transportation sector,electricity] | NoSettings | 10389600000000 | 15326600000000 | 20790300000000 | 26862900000000 | 32823100000000 | 38476100000000 | 44495400000000 | 51764600000000 | 60324200000000 | 71117900000000 | 84054100000000 | 98034700000000 | 114075000000000 | 128895000000000 | 144594000000000 | 160518000000000 | 177674000000000 | 196656000000000 | 217245000000000 | 238779000000000 | 260514000000000 | 282197000000000 | 303053000000000 | 322893000000000 | 342386000000000 | 360311000000000 | 376848000000000 | 391917000000000 | 405733000000000 | 418161000000000 | 429510000000000
Total Energy Use by Sector[transportation sector,hard coal] | NoSettings | 25: 0
Total Energy Use by Sector[transportation sector,natural gas] | NoSettings | 13364000000000 | 13037600000000 | 12387100000000 | 11723900000000 | 11006300000000 | 10299200000000 | 9620090000000 | 8983000000000 | 8383720000000 | 7773310000000 | 7192300000000 | 6680810000000 | 6222290000000 | 5818100000000 | 5478360000000 | 5187990000000 | 4997230000000 | 4866130000000 | 4797380000000 | 4792640000000 | 4851320000000 | 4972720000000 | 5149270000000 | 5486400000000 | 5866920000000 | 6247960000000 | 6646860000000 | 7011810000000 | 7448740000000 | 7974420000000 | 8566750000000
Total Energy Use by Sector[transportation sector,nuclear] | NoSettings | 25: 0
Total Energy Use by Sector[transportation sector,hydro] | NoSettings | 25: 0
Total Energy Use by Sector[transportation sector,wind] | NoSettings | 25: 0
Total Energy Use by Sector[transportation sector,solar] | NoSettings | 25: 0
Total Energy Use by Sector[transportation sector,biomass] | NoSettings | 25: 0
Total Energy Use by Sector[transportation sector,petroleum gasoline] | NoSettings | 1492390000000000 | 1679410000000000 | 1665430000000000 | 1648990000000000 | 1619140000000000 | 1586950000000000 | 1551200000000000 | 1514360000000000 | 1477250000000000 | 1436790000000000 | 1389680000000000 | 1340050000000000 | 1288250000000000 | 1243360000000000 | 1195360000000000 | 1150530000000000 | 1104550000000000 | 1054790000000000 | 1000910000000000 | 944558000000000 | 888388000000000 | 833166000000000 | 781365000000000 | 734044000000000 | 688610000000000 | 647865000000000 | 611811000000000 | 580251000000000 | 552911000000000 | 529517000000000 | 509380000000000
Total Energy Use by Sector[transportation sector,petroleum diesel] | NoSettings | 401946000000000 | 403353000000000 | 397620000000000 | 386240000000000 | 377192000000000 | 367886000000000 | 360193000000000 | 351093000000000 | 343194000000000 | 332896000000000 | 320375000000000 | 319103000000000 | 317526000000000 | 315829000000000 | 315178000000000 | 314119000000000 | 315192000000000 | 313636000000000 | 312539000000000 | 311365000000000 | 311140000000000 | 309280000000000 | 310885000000000 | 310084000000000 | 311084000000000 | 310035000000000 | 313457000000000 | 315879000000000 | 318385000000000 | 322735000000000 | 326580000000000
Total Energy Use by Sector[transportation sector,biofuel gasoline] | NoSettings | 115097000000000 | 129909000000000 | 129215000000000 | 128323000000000 | 126376000000000 | 124232000000000 | 121794000000000 | 119253000000000 | 116674000000000 | 113648000000000 | 110245000000000 | 106307000000000 | 102198000000000 | 98636600000000 | 94828900000000 | 91272500000000 | 87625000000000 | 83677200000000 | 79403200000000 | 74932800000000 | 70476800000000 | 66096100000000 | 61986600000000 | 58232600000000 | 54628300000000 | 51395900000000 | 48535700000000 | 46032000000000 | 43863100000000 | 42007300000000 | 40409800000000
Total Energy Use by Sector[transportation sector,biofuel diesel] | NoSettings | 84691700000000 | 95913800000000 | 104542000000000 | 113193000000000 | 121295000000000 | 129090000000000 | 136814000000000 | 144005000000000 | 150851000000000 | 157163000000000 | 162877000000000 | 161246000000000 | 159350000000000 | 157393000000000 | 155994000000000 | 154244000000000 | 152385000000000 | 150184000000000 | 147997000000000 | 146019000000000 | 144243000000000 | 142505000000000 | 141219000000000 | 139438000000000 | 137826000000000 | 136656000000000 | 136259000000000 | 136141000000000 | 136181000000000 | 137010000000000 | 138033000000000
Total Energy Use by Sector[transportation sector,jet fuel or kerosene] | NoSettings | 41846500000000 | 56401100000000 | 62366200000000 | 64706800000000 | 65608600000000 | 66308400000000 | 66141300000000 | 65915800000000 | 65917200000000 | 65786600000000 | 65881600000000 | 66144700000000 | 66597600000000 | 67088600000000 | 67594900000000 | 68113200000000 | 68419000000000 | 68632400000000 | 68934700000000 | 69268000000000 | 69739300000000 | 70199900000000 | 70789700000000 | 71428200000000 | 72112300000000 | 72694700000000 | 73220000000000 | 73642300000000 | 74006800000000 | 74306000000000 | 74642700000000
Total Energy Use by Sector[transportation sector,heat] | NoSettings | 25: 0
Total Energy Use by Sector[transportation sector,geothermal] | NoSettings | 25: 0
Total Energy Use by Sector[transportation sector,lignite] | NoSettings | 25: 0
Total Energy Use by Sector[transportation sector,crude oil] | NoSettings | 25: 0
Total Energy Use by Sector[transportation sector,heavy or residual fuel oil] | NoSettings | 16976000000000 | 20062200000000 | 20242900000000 | 25527500000000 | 27149600000000 | 28542300000000 | 28799500000000 | 29729000000000 | 29254300000000 | 30563000000000 | 33910300000000 | 35033200000000 | 36469600000000 | 37775100000000 | 38962300000000 | 40272200000000 | 39536800000000 | 41184500000000 | 42067600000000 | 43641500000000 | 44615800000000 | 47142700000000 | 47536000000000 | 49043300000000 | 49673000000000 | 52700900000000 | 52740100000000 | 54057300000000 | 55583400000000 | 57182300000000 | 58373100000000
Total Energy Use by Sector[transportation sector,LPG propane or butane] | NoSettings | 0 | 0 | 0 | 0 | 0 | 0 | 0 | 0 | 0 | 0 | 0 | 0 | 0 | 0 | 0 | 0 | 0 | 0 | 0 | 0 | 0 | 0 | 0 | 0 | 0 | 0 | 0 | 0 | 0 | 0 | 0
Total Energy Use by Sector[transportation sector,municipal solid waste] | NoSettings | 25: 0
Total Energy Use by Sector[transportation sector,hydrogen] | NoSettings | 144140000000 | 153697000000 | 142336000000 | 129864000000 | 116367000000 | 102109000000 | 87510600000 | 73011500000 | 58431700000 | 43802900000 | 29156900000 | 14559500000 | 0 | 0 | 0 | 0 | 0 | 0 | 0 | 0 | 0 | 0 | 0 | 0 | 0 | 0 | 0 | 0 | 0 | 0 | 24432600000
Total Energy Use by Sector[electricity sector,electricity] | NoSettings | 25: 0
Total Energy Use by Sector[electricity sector,hard coal] | NoSettings | 0 | 0 | 0 | 0 | 0 | 0 | 0 | 0 | 0 | 0 | 0 | 0 | 0 | 0 | 0 | 0 | 0 | 0 | 0 | 0 | 0 | 0 | 0 | 0 | 0 | 0 | 0 | 0 | 0 | 0 | 0
Total Energy Use by Sector[electricity sector,natural gas] | NoSettings | 751273000000000 | 717616000000000 | 728718000000000 | 733846000000000 | 740226000000000 | 739673000000000 | 730302000000000 | 715101000000000 | 698094000000000 | 669077000000000 | 629913000000000 | 562822000000000 | 573538000000000 | 566448000000000 | 545455000000000 | 505626000000000 | 423504000000000 | 360133000000000 | 338415000000000 | 309130000000000 | 283270000000000 | 254869000000000 | 203655000000000 | 152970000000000 | 121876000000000 | 121876000000000 | 121876000000000 | 121876000000000 | 121876000000000 | 121876000000000 | 121876000000000
Total Energy Use by Sector[electricity sector,nuclear] | NoSettings | 184185000000000 | 184185000000000 | 184185000000000 | 184185000000000 | 92092700000000 | 0 | 0 | 0 | 0 | 0 | 0 | 0 | 0 | 0 | 0 | 0 | 0 | 0 | 0 | 0 | 0 | 0 | 0 | 0 | 0 | 0 | 0 | 0 | 0 | 0 | 0
Total Energy Use by Sector[electricity sector,hydro] | NoSettings | 0 | 0 | 0 | 0 | 0 | 0 | 0 | 0 | 0 | 0 | 0 | 0 | 0 | 0 | 0 | 0 | 0 | 0 | 0 | 0 | 0 | 0 | 0 | 0 | 0 | 0 | 0 | 0 | 0 | 0 | 0
Total Energy Use by Sector[electricity sector,wind] | NoSettings | 0 | 0 | 0 | 0 | 0 | 0 | 0 | 0 | 0 | 0 | 0 | 0 | 0 | 0 | 0 | 0 | 0 | 0 | 0 | 0 | 0 | 0 | 0 | 0 | 0 | 0 | 0 | 0 | 0 | 0 | 0
Total Energy Use by Sector[electricity sector,solar] | NoSettings | 0 | 0 | 0 | 0 | 0 | 0 | 0 | 0 | 0 | 0 | 0 | 0 | 0 | 0 | 0 | 0 | 0 | 0 | 0 | 0 | 0 | 0 | 0 | 0 | 0 | 0 | 0 | 0 | 0 | 0 | 0
Total Energy Use by Sector[electricity sector,biomass] | NoSettings | 53451900000000 | 55395600000000 | 57339300000000 | 58610200000000 | 60927700000000 | 64441300000000 | 65562700000000 | 66908300000000 | 67057900000000 | 68702500000000 | 70422000000000 | 73113200000000 | 74010300000000 | 75206500000000 | 76626900000000 | 78495800000000 | 81560900000000 | 84401700000000 | 86420200000000 | 88363900000000 | 90307600000000 | 92251300000000 | 94867800000000 | 97409600000000 | 97168800000000 | 93083100000000 | 88477100000000 | 90647500000000 | 90255900000000 | 91479800000000 | 91867400000000
Total Energy Use by Sector[electricity sector,petroleum gasoline] | NoSettings | 25: 0
Total Energy Use by Sector[electricity sector,petroleum diesel] | NoSettings | 0 | 0 | 0 | 0 | 0 | 9636000000 | 9636000000 | 9636000000 | 9636000000 | 9636000000 | 9636000000 | 9636000000 | 9636000000 | 9636000000 | 9636000000 | 9636000000 | 9636000000 | 9636000000 | 9636000000 | 9636000000 | 9636000000 | 9636000000 | 9636000000 | 9636000000 | 9636000000 | 9636000000 | 9636000000 | 9636000000 | 9636000000 | 9636000000 | 9636000000
Total Energy Use by Sector[electricity sector,biofuel gasoline] | NoSettings | 25: 0
Total Energy Use by Sector[electricity sector,biofuel diesel] | NoSettings | 25: 0
Total Energy Use by Sector[electricity sector,jet fuel or kerosene] | NoSettings | 25: 0
Total Energy Use by Sector[electricity sector,heat] | NoSettings | 25: 0
Total Energy Use by Sector[electricity sector,geothermal] | NoSettings | 0 | 0 | 0 | 0 | 0 | 0 | 0 | 0 | 0 | 0 | 0 | 0 | 0 | 0 | 0 | 0 | 0 | 0 | 0 | 0 | 0 | 0 | 0 | 0 | 0 | 0 | 0 | 0 | 0 | 0 | 0
Total Energy Use by Sector[electricity sector,lignite] | NoSettings | 0 | 0 | 0 | 0 | 0 | 0 | 0 | 0 | 0 | 0 | 0 | 0 | 0 | 0 | 0 | 0 | 0 | 0 | 0 | 0 | 0 | 0 | 0 | 0 | 0 | 0 | 0 | 0 | 0 | 0 | 0
Total Energy Use by Sector[electricity sector,crude oil] | NoSettings | 0 | 0 | 0 | 0 | 0 | 0 | 0 | 0 | 0 | 0 | 0 | 0 | 0 | 0 | 0 | 0 | 0 | 0 | 0 | 0 | 0 | 0 | 0 | 0 | 0 | 0 | 0 | 0 | 0 | 0 | 0
Total Energy Use by Sector[electricity sector,heavy or residual fuel oil] | NoSettings | 0 | 0 | 0 | 0 | 0 | 0 | 0 | 0 | 0 | 0 | 0 | 0 | 0 | 0 | 0 | 0 | 0 | 0 | 0 | 0 | 0 | 0 | 0 | 0 | 0 | 0 | 0 | 0 | 0 | 0 | 0
Total Energy Use by Sector[electricity sector,LPG propane or butane] | NoSettings | 25: 0
Total Energy Use by Sector[electricity sector,municipal solid waste] | NoSettings | 0 | 0 | 0 | 0 | 0 | 0 | 0 | 0 | 0 | 0 | 0 | 0 | 0 | 0 | 0 | 0 | 0 | 0 | 0 | 0 | 0 | 0 | 0 | 0 | 0 | 0 | 0 | 0 | 0 | 0 | 0
Total Energy Use by Sector[electricity sector,hydrogen] | NoSettings | 25: 0
Total Energy Use by Sector[residential buildings sector,electricity] | NoSettings | 310030000000000 | 296160000000000 | 289310000000000 | 287350000000000 | 286734000000000 | 286640000000000 | 287023000000000 | 288362000000000 | 289600000000000 | 290911000000000 | 292314000000000 | 293338000000000 | 294365000000000 | 295511000000000 | 296494000000000 | 297617000000000 | 298930000000000 | 300040000000000 | 301290000000000 | 301170000000000 | 302110000000000 | 302810000000000 | 303350000000000 | 303710000000000 | 304100000000000 | 303390000000000 | 303490000000000 | 302570000000000 | 302570000000000 | 301810000000000 | 300880000000000
Total Energy Use by Sector[residential buildings sector,hard coal] | NoSettings | 0 | 0 | 0 | 0 | 0 | 0 | 0 | 0 | 0 | 0 | 0 | 0 | 0 | 0 | 0 | 0 | 0 | 0 | 0 | 0 | 0 | 0 | 0 | 0 | 0 | 0 | 0 | 0 | 0 | 0 | 0
Total Energy Use by Sector[residential buildings sector,natural gas] | NoSettings | 478011000000000 | 493913000000000 | 495008000000000 | 496004000000000 | 494900000000000 | 494995000000000 | 493792000000000 | 491788000000000 | 489684000000000 | 486580000000000 | 482276000000000 | 479173000000000 | 473970000000000 | 470767000000000 | 465464000000000 | 460361000000000 | 457058000000000 | 453855000000000 | 449653000000000 | 448550000000000 | 444448000000000 | 442248000000000 | 441149000000000 | 440200000000000 | 440142000000000 | 439204000000000 | 439086000000000 | 439059000000000 | 439051000000000 | 440153000000000 | 441156000000000
Total Energy Use by Sector[residential buildings sector,nuclear] | NoSettings | 25: 0
Total Energy Use by Sector[residential buildings sector,hydro] | NoSettings | 25: 0
Total Energy Use by Sector[residential buildings sector,wind] | NoSettings | 25: 0
Total Energy Use by Sector[residential buildings sector,solar] | NoSettings | 25: 0
Total Energy Use by Sector[residential buildings sector,biomass] | NoSettings | 21890000000000 | 21890000000000 | 21890000000000 | 21890000000000 | 21890000000000 | 21890000000000 | 21890000000000 | 21890000000000 | 21890000000000 | 21890000000000 | 21890000000000 | 21890000000000 | 21890000000000 | 21890000000000 | 21890000000000 | 21890000000000 | 21890000000000 | 21890000000000 | 21890000000000 | 21890000000000 | 21890000000000 | 21890000000000 | 21890000000000 | 21890000000000 | 21890000000000 | 21890000000000 | 21890000000000 | 21890000000000 | 21890000000000 | 21890000000000 | 21890000000000
Total Energy Use by Sector[residential buildings sector,petroleum gasoline] | NoSettings | 25: 0
Total Energy Use by Sector[residential buildings sector,petroleum diesel] | NoSettings | 313795000000 | 313437000000 | 314121000000 | 313837000000 | 313595000000 | 312385000000 | 312137000000 | 311142000000 | 310099000000 | 308020000000 | 306974000000 | 305010000000 | 303089000000 | 301200000000 | 297426000000 | 294627000000 | 290863000000 | 287337000000 | 281831000000 | 279868000000 | 277163000000 | 274936000000 | 272470000000 | 270748000000 | 270080000000 | 268890000000 | 267080000000 | 267040000000 | 266610000000 | 267380000000 | 266630000000
Total Energy Use by Sector[residential buildings sector,biofuel gasoline] | NoSettings | 25: 0
Total Energy Use by Sector[residential buildings sector,biofuel diesel] | NoSettings | 25: 0
Total Energy Use by Sector[residential buildings sector,jet fuel or kerosene] | NoSettings | 0 | 0 | 0 | 0 | 0 | 0 | 0 | 0 | 0 | 0 | 0 | 0 | 0 | 0 | 0 | 0 | 0 | 0 | 0 | 0 | 0 | 0 | 0 | 0 | 0 | 0 | 0 | 0 | 0 | 0 | 0
Total Energy Use by Sector[residential buildings sector,heat] | NoSettings | 0 | 0 | 0 | 0 | 0 | 0 | 0 | 0 | 0 | 0 | 0 | 0 | 0 | 0 | 0 | 0 | 0 | 0 | 0 | 0 | 0 | 0 | 0 | 0 | 0 | 0 | 0 | 0 | 0 | 0 | 0
Total Energy Use by Sector[residential buildings sector,geothermal] | NoSettings | 25: 0
Total Energy Use by Sector[residential buildings sector,lignite] | NoSettings | 25: 0
Total Energy Use by Sector[residential buildings sector,crude oil] | NoSettings | 25: 0
Total Energy Use by Sector[residential buildings sector,heavy or residual fuel oil] | NoSettings | 0 | 0 | 0 | 0 | 0 | 0 | 0 | 0 | 0 | 0 | 0 | 0 | 0 | 0 | 0 | 0 | 0 | 0 | 0 | 0 | 0 | 0 | 0 | 0 | 0 | 0 | 0 | 0 | 0 | 0 | 0
Total Energy Use by Sector[residential buildings sector,LPG propane or butane] | NoSettings | 19434000000000 | 18596000000000 | 17477000000000 | 17491000000000 | 17345000000000 | 17119000000000 | 16743000000000 | 16649000000000 | 16272000000000 | 15685000000000 | 15249000000000 | 14661000000000 | 14085000000000 | 13649000000000 | 13254000000000 | 12849000000000 | 12455000000000 | 12091000000000 | 11697000000000 | 11274000000000 | 10981000000000 | 10709200000000 | 10467100000000 | 10226100000000 | 10024400000000 | 9914400000000 | 9631800000000 | 9481000000000 | 9319300000000 | 9168400000000 | 9016700000000
Total Energy Use by Sector[residential buildings sector,municipal solid waste] | NoSettings | 25: 0
Total Energy Use by Sector[residential buildings sector,hydrogen] | NoSettings | 0 | 0 | 0 | 0 | 0 | 0 | 0 | 0 | 0 | 0 | 0 | 0 | 0 | 0 | 0 | 0 | 0 | 0 | 0 | 0 | 0 | 0 | 0 | 0 | 0 | 0 | 0 | 0 | 0 | 0 | 0
Total Energy Use by Sector[commercial buildings sector,electricity] | NoSettings | 299760000000000 | 292600000000000 | 303010000000000 | 309200000000000 | 313060000000000 | 317540000000000 | 321950000000000 | 325970000000000 | 331600000000000 | 335140000000000 | 338470000000000 | 343000000000000 | 346410000000000 | 350720000000000 | 353100000000000 | 355050000000000 | 359370000000000 | 362940000000000 | 367810000000000 | 370570000000000 | 374330000000000 | 377080000000000 | 381010000000000 | 383720000000000 | 386600000000000 | 389580000000000 | 392550000000000 | 395700000000000 | 398740000000000 | 401870000000000 | 404990000000000
Total Energy Use by Sector[commercial buildings sector,hard coal] | NoSettings | 0 | 0 | 0 | 0 | 0 | 0 | 0 | 0 | 0 | 0 | 0 | 0 | 0 | 0 | 0 | 0 | 0 | 0 | 0 | 0 | 0 | 0 | 0 | 0 | 0 | 0 | 0 | 0 | 0 | 0 | 0
Total Energy Use by Sector[commercial buildings sector,natural gas] | NoSettings | 181436000000000 | 183852000000000 | 191181000000000 | 194894000000000 | 196698000000000 | 197294000000000 | 197285000000000 | 196573000000000 | 195957000000000 | 195239000000000 | 193916000000000 | 194493000000000 | 192767000000000 | 191439000000000 | 190609000000000 | 189979000000000 | 188549000000000 | 188118000000000 | 187686000000000 | 187355000000000 | 186224000000000 | 186096000000000 | 186968000000000 | 186944000000000 | 188123000000000 | 189203000000000 | 189487000000000 | 189673000000000 | 191060000000000 | 192349000000000 | 192840000000000
Total Energy Use by Sector[commercial buildings sector,nuclear] | NoSettings | 25: 0
Total Energy Use by Sector[commercial buildings sector,hydro] | NoSettings | 25: 0
Total Energy Use by Sector[commercial buildings sector,wind] | NoSettings | 25: 0
Total Energy Use by Sector[commercial buildings sector,solar] | NoSettings | 25: 0
Total Energy Use by Sector[commercial buildings sector,biomass] | NoSettings | 3830000000000 | 3830000000000 | 3830000000000 | 3830000000000 | 3830000000000 | 3830000000000 | 3830000000000 | 3830000000000 | 3830000000000 | 3830000000000 | 3830000000000 | 3830000000000 | 3830000000000 | 3830000000000 | 3830000000000 | 3830000000000 | 3830000000000 | 3830000000000 | 3830000000000 | 3830000000000 | 3830000000000 | 3830000000000 | 3830000000000 | 3830000000000 | 3830000000000 | 3830000000000 | 3830000000000 | 3830000000000 | 3830000000000 | 3830000000000 | 3830000000000
Total Energy Use by Sector[commercial buildings sector,petroleum gasoline] | NoSettings | 25: 0
Total Energy Use by Sector[commercial buildings sector,petroleum diesel] | NoSettings | 20702300000000 | 20702100000000 | 20701900000000 | 20701700000000 | 20601500000000 | 20501400000000 | 20401200000000 | 20301100000000 | 20101000000000 | 19900900000000 | 19700800000000 | 19500800000000 | 19300800000000 | 19100700000000 | 18900700000000 | 18700700000000 | 18500700000000 | 18300700000000 | 18100600000000 | 18000600000000 | 17900600000000 | 17800600000000 | 17700600000000 | 17600600000000 | 17600600000000 | 17600600000000 | 17600500000000 | 17600500000000 | 17600500000000 | 17600500000000 | 17600500000000
Total Energy Use by Sector[commercial buildings sector,biofuel gasoline] | NoSettings | 25: 0
Total Energy Use by Sector[commercial buildings sector,biofuel diesel] | NoSettings | 25: 0
Total Energy Use by Sector[commercial buildings sector,jet fuel or kerosene] | NoSettings | 0 | 0 | 0 | 0 | 0 | 0 | 0 | 0 | 0 | 0 | 0 | 0 | 0 | 0 | 0 | 0 | 0 | 0 | 0 | 0 | 0 | 0 | 0 | 0 | 0 | 0 | 0 | 0 | 0 | 0 | 0
Total Energy Use by Sector[commercial buildings sector,heat] | NoSettings | 0 | 0 | 0 | 0 | 0 | 0 | 0 | 0 | 0 | 0 | 0 | 0 | 0 | 0 | 0 | 0 | 0 | 0 | 0 | 0 | 0 | 0 | 0 | 0 | 0 | 0 | 0 | 0 | 0 | 0 | 0
Total Energy Use by Sector[commercial buildings sector,geothermal] | NoSettings | 25: 0
Total Energy Use by Sector[commercial buildings sector,lignite] | NoSettings | 25: 0
Total Energy Use by Sector[commercial buildings sector,crude oil] | NoSettings | 25: 0
Total Energy Use by Sector[commercial buildings sector,heavy or residual fuel oil] | NoSettings | 0 | 0 | 0 | 0 | 0 | 0 | 0 | 0 | 0 | 0 | 0 | 0 | 0 | 0 | 0 | 0 | 0 | 0 | 0 | 0 | 0 | 0 | 0 | 0 | 0 | 0 | 0 | 0 | 0 | 0 | 0
Total Energy Use by Sector[commercial buildings sector,LPG propane or butane] | NoSettings | 13300000000000 | 13300000000000 | 13300000000000 | 13300000000000 | 13300000000000 | 13200000000000 | 13100000000000 | 13100000000000 | 13000000000000 | 12900000000000 | 12800000000000 | 12700000000000 | 12600000000000 | 12500000000000 | 12400000000000 | 12300000000000 | 12200000000000 | 12100000000000 | 12000000000000 | 11900000000000 | 11800000000000 | 11700000000000 | 11600000000000 | 11500000000000 | 11400000000000 | 11400000000000 | 11300000000000 | 11300000000000 | 11300000000000 | 11300000000000 | 11300000000000
Total Energy Use by Sector[commercial buildings sector,municipal solid waste] | NoSettings | 25: 0
Total Energy Use by Sector[commercial buildings sector,hydrogen] | NoSettings | 0 | 0 | 0 | 0 | 0 | 0 | 0 | 0 | 0 | 0 | 0 | 0 | 0 | 0 | 0 | 0 | 0 | 0 | 0 | 0 | 0 | 0 | 0 | 0 | 0 | 0 | 0 | 0 | 0 | 0 | 0
Total Energy Use by Sector[industry sector,electricity] | NoSettings | 221487000000000 | 220997000000000 | 226464000000000 | 229708000000000 | 231914000000000 | 234078000000000 | 234956000000000 | 235600000000000 | 235672000000000 | 235813000000000 | 236113000000000 | 236585000000000 | 236647000000000 | 237323000000000 | 237787000000000 | 238834000000000 | 239707000000000 | 240498000000000 | 241567000000000 | 242435000000000 | 243137000000000 | 243980000000000 | 245411000000000 | 246835000000000 | 248258000000000 | 249367000000000 | 250795000000000 | 252157000000000 | 253750000000000 | 255321000000000 | 256586000000000
Total Energy Use by Sector[industry sector,hard coal] | NoSettings | 94240100000000 | 93325900000000 | 92425800000000 | 91523100000000 | 90610300000000 | 89697400000000 | 88782900000000 | 87869600000000 | 86955000000000 | 86067300000000 | 85178400000000 | 84290400000000 | 83403600000000 | 82515300000000 | 81623300000000 | 80747400000000 | 80766800000000 | 80758100000000 | 80750200000000 | 80744000000000 | 80738000000000 | 80734100000000 | 80728700000000 | 80723400000000 | 80718100000000 | 63119800000000 | 66633900000000 | 63112400000000 | 59590200000000 | 56068100000000 | 52546500000000
Total Energy Use by Sector[industry sector,natural gas] | NoSettings | 689369000000000 | 677186000000000 | 682423000000000 | 701588000000000 | 711610000000000 | 723646000000000 | 725584000000000 | 725823000000000 | 723141000000000 | 718142000000000 | 712633000000000 | 711330000000000 | 706536000000000 | 708608000000000 | 709051000000000 | 708530000000000 | 708913000000000 | 708762000000000 | 711511000000000 | 713961000000000 | 712614000000000 | 710622000000000 | 712547000000000 | 716280000000000 | 720225000000000 | 723222000000000 | 726444000000000 | 729751000000000 | 733048000000000 | 736343000000000 | 739837000000000
Total Energy Use by Sector[industry sector,nuclear] | NoSettings | 25: 0
Total Energy Use by Sector[industry sector,hydro] | NoSettings | 25: 0
Total Energy Use by Sector[industry sector,wind] | NoSettings | 25: 0
Total Energy Use by Sector[industry sector,solar] | NoSettings | 25: 0
Total Energy Use by Sector[industry sector,biomass] | NoSettings | 12619300000000 | 12581400000000 | 12542100000000 | 12503000000000 | 12463500000000 | 12423900000000 | 12384300000000 | 12344700000000 | 12305100000000 | 12269200000000 | 12233000000000 | 12196600000000 | 12160500000000 | 12124200000000 | 12087700000000 | 12051100000000 | 12054600000000 | 12054100000000 | 12053500000000 | 12053100000000 | 12052700000000 | 12052500000000 | 12052000000000 | 12051600000000 | 12051100000000 | 12051000000000 | 12050400000000 | 12050400000000 | 12050100000000 | 12049900000000 | 12049800000000
Total Energy Use by Sector[industry sector,petroleum gasoline] | NoSettings | 25: 0
Total Energy Use by Sector[industry sector,petroleum diesel] | NoSettings | 67803000000000 | 64963900000000 | 65927600000000 | 67167200000000 | 67593500000000 | 68341500000000 | 68649200000000 | 68708900000000 | 68720100000000 | 68782200000000 | 69033000000000 | 69243200000000 | 69372700000000 | 69746000000000 | 69965500000000 | 69931000000000 | 69825200000000 | 69907300000000 | 70034100000000 | 70210700000000 | 70228600000000 | 70446900000000 | 70924600000000 | 71673400000000 | 72239800000000 | 72512300000000 | 73193200000000 | 73739700000000 | 74285200000000 | 74830600000000 | 75376400000000
Total Energy Use by Sector[industry sector,biofuel gasoline] | NoSettings | 25: 0
Total Energy Use by Sector[industry sector,biofuel diesel] | NoSettings | 25: 0
Total Energy Use by Sector[industry sector,jet fuel or kerosene] | NoSettings | 25: 0
Total Energy Use by Sector[industry sector,heat] | NoSettings | 0 | 0 | 0 | 0 | 0 | 0 | 0 | 0 | 0 | 0 | 0 | 0 | 0 | 0 | 0 | 0 | 0 | 0 | 0 | 0 | 0 | 0 | 0 | 0 | 0 | 0 | 0 | 0 | 0 | 0 | 0
Total Energy Use by Sector[industry sector,geothermal] | NoSettings | 25: 0
Total Energy Use by Sector[industry sector,lignite] | NoSettings | 25: 0
Total Energy Use by Sector[industry sector,crude oil] | NoSettings | 2811000000000000 | 3576070000000000 | 3576100000000000 | 3576140000000000 | 3576160000000000 | 3576180000000000 | 3576190000000000 | 3576210000000000 | 3576230000000000 | 3576380000000000 | 3576510000000000 | 3576640000000000 | 3576790000000000 | 3576920000000000 | 3577050000000000 | 3577180000000000 | 3577300000000000 | 3577280000000000 | 3577260000000000 | 3577250000000000 | 3577230000000000 | 3577230000000000 | 3577210000000000 | 3577190000000000 | 3577180000000000 | 3577170000000000 | 3577150000000000 | 3577150000000000 | 3577140000000000 | 3577140000000000 | 3577130000000000
Total Energy Use by Sector[industry sector,heavy or residual fuel oil] | NoSettings | 2916040000000 | 3119100000000 | 2931540000000 | 2996320000000 | 2978920000000 | 2957880000000 | 2901690000000 | 2891350000000 | 2784840000000 | 2731960000000 | 2680110000000 | 2643330000000 | 2582520000000 | 2575170000000 | 2502220000000 | 2461450000000 | 2476570000000 | 2417180000000 | 2392340000000 | 2391990000000 | 2390110000000 | 2363270000000 | 2354270000000 | 2350480000000 | 2349580000000 | 2338860000000 | 2335250000000 | 2329960000000 | 2324650000000 | 2319320000000 | 2314030000000
Total Energy Use by Sector[industry sector,LPG propane or butane] | NoSettings | 19285500000000 | 19105400000000 | 18225800000000 | 18934300000000 | 19275100000000 | 19759300000000 | 20053700000000 | 20236900000000 | 20389500000000 | 20576500000000 | 20856200000000 | 21107200000000 | 21323800000000 | 21644800000000 | 21892200000000 | 22027700000000 | 22115200000000 | 22288600000000 | 22481200000000 | 22699200000000 | 22849700000000 | 23096200000000 | 23462000000000 | 23952500000000 | 24353500000000 | 24615500000000 | 25075000000000 | 25468700000000 | 25862000000000 | 26255200000000 | 26648700000000
Total Energy Use by Sector[industry sector,municipal solid waste] | NoSettings | 25: 0
Total Energy Use by Sector[industry sector,hydrogen] | NoSettings | 0 | 0 | 0 | 0 | 0 | 0 | 0 | 0 | 0 | 0 | 0 | 0 | 0 | 0 | 0 | 0 | 0 | 0 | 0 | 0 | 0 | 0 | 0 | 0 | 0 | 0 | 0 | 0 | 0 | 0 | 0
Total Energy Use by Sector[district heat and hydrogen sector,electricity] | NoSettings | 10567500000 | 11202400000 | 10314200000 | 9356170000 | 8335730000 | 7272730000 | 6197640000 | 5141660000 | 4086130000 | 3046100000 | 2016380000 | 1004100000 | 0 | 0 | 0 | 0 | 0 | 0 | 0 | 0 | 0 | 0 | 0 | 0 | 0 | 0 | 0 | 0 | 0 | 0 | 1576300000
Total Energy Use by Sector[district heat and hydrogen sector,hard coal] | NoSettings | 0 | 0 | 0 | 0 | 0 | 0 | 0 | 0 | 0 | 0 | 0 | 0 | 0 | 0 | 0 | 0 | 0 | 0 | 0 | 0 | 0 | 0 | 0 | 0 | 0 | 0 | 0 | 0 | 0 | 0 | 0
Total Energy Use by Sector[district heat and hydrogen sector,natural gas] | NoSettings | 243653000000 | 259808000000 | 240603000000 | 219520000000 | 196705000000 | 172604000000 | 147927000000 | 123418000000 | 98772500000 | 74044100000 | 49286500000 | 24611300000 | 0 | 0 | 0 | 0 | 0 | 0 | 0 | 0 | 0 | 0 | 0 | 0 | 0 | 0 | 0 | 0 | 0 | 0 | 41300600000
Total Energy Use by Sector[district heat and hydrogen sector,nuclear] | NoSettings | 25: 0
Total Energy Use by Sector[district heat and hydrogen sector,hydro] | NoSettings | 25: 0
Total Energy Use by Sector[district heat and hydrogen sector,wind] | NoSettings | 25: 0
Total Energy Use by Sector[district heat and hydrogen sector,solar] | NoSettings | 25: 0
Total Energy Use by Sector[district heat and hydrogen sector,biomass] | NoSettings | 0 | 0 | 0 | 0 | 0 | 0 | 0 | 0 | 0 | 0 | 0 | 0 | 0 | 0 | 0 | 0 | 0 | 0 | 0 | 0 | 0 | 0 | 0 | 0 | 0 | 0 | 0 | 0 | 0 | 0 | 0
Total Energy Use by Sector[district heat and hydrogen sector,petroleum gasoline] | NoSettings | 25: 0
Total Energy Use by Sector[district heat and hydrogen sector,petroleum diesel] | NoSettings | 0 | 0 | 0 | 0 | 0 | 0 | 0 | 0 | 0 | 0 | 0 | 0 | 0 | 0 | 0 | 0 | 0 | 0 | 0 | 0 | 0 | 0 | 0 | 0 | 0 | 0 | 0 | 0 | 0 | 0 | 0
Total Energy Use by Sector[district heat and hydrogen sector,biofuel gasoline] | NoSettings | 25: 0
Total Energy Use by Sector[district heat and hydrogen sector,biofuel diesel] | NoSettings | 25: 0
Total Energy Use by Sector[district heat and hydrogen sector,jet fuel or kerosene] | NoSettings | 25: 0
Total Energy Use by Sector[district heat and hydrogen sector,heat] | NoSettings | 0 | 0 | 0 | 0 | 0 | 0 | 0 | 0 | 0 | 0 | 0 | 0 | 0 | 0 | 0 | 0 | 0 | 0 | 0 | 0 | 0 | 0 | 0 | 0 | 0 | 0 | 0 | 0 | 0 | 0 | 0
Total Energy Use by Sector[district heat and hydrogen sector,geothermal] | NoSettings | 25: 0
Total Energy Use by Sector[district heat and hydrogen sector,lignite] | NoSettings | 25: 0
Total Energy Use by Sector[district heat and hydrogen sector,crude oil] | NoSettings | 0 | 0 | 0 | 0 | 0 | 0 | 0 | 0 | 0 | 0 | 0 | 0 | 0 | 0 | 0 | 0 | 0 | 0 | 0 | 0 | 0 | 0 | 0 | 0 | 0 | 0 | 0 | 0 | 0 | 0 | 0
Total Energy Use by Sector[district heat and hydrogen sector,heavy or residual fuel oil] | NoSettings | 0 | 0 | 0 | 0 | 0 | 0 | 0 | 0 | 0 | 0 | 0 | 0 | 0 | 0 | 0 | 0 | 0 | 0 | 0 | 0 | 0 | 0 | 0 | 0 | 0 | 0 | 0 | 0 | 0 | 0 | 0
Total Energy Use by Sector[district heat and hydrogen sector,LPG propane or butane] | NoSettings | 0 | 0 | 0 | 0 | 0 | 0 | 0 | 0 | 0 | 0 | 0 | 0 | 0 | 0 | 0 | 0 | 0 | 0 | 0 | 0 | 0 | 0 | 0 | 0 | 0 | 0 | 0 | 0 | 0 | 0 | 0
Total Energy Use by Sector[district heat and hydrogen sector,municipal solid waste] | NoSettings | 25: 0
Total Energy Use by Sector[district heat and hydrogen sector,hydrogen] | NoSettings | 0 | 0 | 0 | 0 | 0 | 0 | 0 | 0 | 0 | 0 | 0 | 0 | 0 | 0 | 0 | 0 | 0 | 0 | 0 | 0 | 0 | 0 | 0 | 0 | 0 | 0 | 0 | 0 | 0 | 0 | 0
Total Energy Use by Sector[LULUCF sector,electricity] | NoSettings | 25: 0
Total Energy Use by Sector[LULUCF sector,hard coal] | NoSettings | 25: 0
Total Energy Use by Sector[LULUCF sector,natural gas] | NoSettings | 25: 0
Total Energy Use by Sector[LULUCF sector,nuclear] | NoSettings | 25: 0
Total Energy Use by Sector[LULUCF sector,hydro] | NoSettings | 25: 0
Total Energy Use by Sector[LULUCF sector,wind] | NoSettings | 25: 0
Total Energy Use by Sector[LULUCF sector,solar] | NoSettings | 25: 0
Total Energy Use by Sector[LULUCF sector,biomass] | NoSettings | 25: 0
Total Energy Use by Sector[LULUCF sector,petroleum gasoline] | NoSettings | 25: 0
Total Energy Use by Sector[LULUCF sector,petroleum diesel] | NoSettings | 25: 0
Total Energy Use by Sector[LULUCF sector,biofuel gasoline] | NoSettings | 25: 0
Total Energy Use by Sector[LULUCF sector,biofuel diesel] | NoSettings | 25: 0
Total Energy Use by Sector[LULUCF sector,jet fuel or kerosene] | NoSettings | 25: 0
Total Energy Use by Sector[LULUCF sector,heat] | NoSettings | 25: 0
Total Energy Use by Sector[LULUCF sector,geothermal] | NoSettings | 25: 0
Total Energy Use by Sector[LULUCF sector,lignite] | NoSettings | 25: 0
Total Energy Use by Sector[LULUCF sector,crude oil] | NoSettings | 25: 0
Total Energy Use by Sector[LULUCF sector,heavy or residual fuel oil] | NoSettings | 25: 0
Total Energy Use by Sector[LULUCF sector,LPG propane or butane] | NoSettings | 25: 0
Total Energy Use by Sector[LULUCF sector,municipal solid waste] | NoSettings | 25: 0
Total Energy Use by Sector[LULUCF sector,hydrogen] | NoSettings | 25: 0
Total Energy Use by Sector[geoengineering sector,electricity] | NoSettings | 0 | 0 | 0 | 0 | 0 | 0 | 0 | 0 | 0 | 0 | 0 | 0 | 0 | 0 | 0 | 0 | 0 | 0 | 0 | 0 | 0 | 0 | 0 | 0 | 0 | 0 | 0 | 0 | 0 | 0 | 0
Total Energy Use by Sector[geoengineering sector,hard coal] | NoSettings | 0 | 0 | 0 | 0 | 0 | 0 | 0 | 0 | 0 | 0 | 0 | 0 | 0 | 0 | 0 | 0 | 0 | 0 | 0 | 0 | 0 | 0 | 0 | 0 | 0 | 0 | 0 | 0 | 0 | 0 | 0
Total Energy Use by Sector[geoengineering sector,natural gas] | NoSettings | 0 | 0 | 0 | 0 | 0 | 0 | 0 | 0 | 0 | 0 | 0 | 0 | 0 | 0 | 0 | 0 | 0 | 0 | 0 | 0 | 0 | 0 | 0 | 0 | 0 | 0 | 0 | 0 | 0 | 0 | 0
Total Energy Use by Sector[geoengineering sector,nuclear] | NoSettings | 25: 0
Total Energy Use by Sector[geoengineering sector,hydro] | NoSettings | 25: 0
Total Energy Use by Sector[geoengineering sector,wind] | NoSettings | 25: 0
Total Energy Use by Sector[geoengineering sector,solar] | NoSettings | 25: 0
Total Energy Use by Sector[geoengineering sector,biomass] | NoSettings | 0 | 0 | 0 | 0 | 0 | 0 | 0 | 0 | 0 | 0 | 0 | 0 | 0 | 0 | 0 | 0 | 0 | 0 | 0 | 0 | 0 | 0 | 0 | 0 | 0 | 0 | 0 | 0 | 0 | 0 | 0
Total Energy Use by Sector[geoengineering sector,petroleum gasoline] | NoSettings | 25: 0
Total Energy Use by Sector[geoengineering sector,petroleum diesel] | NoSettings | 0 | 0 | 0 | 0 | 0 | 0 | 0 | 0 | 0 | 0 | 0 | 0 | 0 | 0 | 0 | 0 | 0 | 0 | 0 | 0 | 0 | 0 | 0 | 0 | 0 | 0 | 0 | 0 | 0 | 0 | 0
Total Energy Use by Sector[geoengineering sector,biofuel gasoline] | NoSettings | 25: 0
Total Energy Use by Sector[geoengineering sector,biofuel diesel] | NoSettings | 25: 0
Total Energy Use by Sector[geoengineering sector,jet fuel or kerosene] | NoSettings | 25: 0
Total Energy Use by Sector[geoengineering sector,heat] | NoSettings | 0 | 0 | 0 | 0 | 0 | 0 | 0 | 0 | 0 | 0 | 0 | 0 | 0 | 0 | 0 | 0 | 0 | 0 | 0 | 0 | 0 | 0 | 0 | 0 | 0 | 0 | 0 | 0 | 0 | 0 | 0
Total Energy Use by Sector[geoengineering sector,geothermal] | NoSettings | 25: 0
Total Energy Use by Sector[geoengineering sector,lignite] | NoSettings | 25: 0
Total Energy Use by Sector[geoengineering sector,crude oil] | NoSettings | 0 | 0 | 0 | 0 | 0 | 0 | 0 | 0 | 0 | 0 | 0 | 0 | 0 | 0 | 0 | 0 | 0 | 0 | 0 | 0 | 0 | 0 | 0 | 0 | 0 | 0 | 0 | 0 | 0 | 0 | 0
Total Energy Use by Sector[geoengineering sector,heavy or residual fuel oil] | NoSettings | 0 | 0 | 0 | 0 | 0 | 0 | 0 | 0 | 0 | 0 | 0 | 0 | 0 | 0 | 0 | 0 | 0 | 0 | 0 | 0 | 0 | 0 | 0 | 0 | 0 | 0 | 0 | 0 | 0 | 0 | 0
Total Energy Use by Sector[geoengineering sector,LPG propane or butane] | NoSettings | 0 | 0 | 0 | 0 | 0 | 0 | 0 | 0 | 0 | 0 | 0 | 0 | 0 | 0 | 0 | 0 | 0 | 0 | 0 | 0 | 0 | 0 | 0 | 0 | 0 | 0 | 0 | 0 | 0 | 0 | 0
Total Energy Use by Sector[geoengineering sector,municipal solid waste] | NoSettings | 25: 0
Total Energy Use by Sector[geoengineering sector,hydrogen] | NoSettings | 0 | 0 | 0 | 0 | 0 | 0 | 0 | 0 | 0 | 0 | 0 | 0 | 0 | 0 | 0 | 0 | 0 | 0 | 0 | 0 | 0 | 0 | 0 | 0 | 0 | 0 | 0 | 0 | 0 | 0 | 0
Output Distributed Solar PV Capacity | NoSettings | 8.7259 | 10.2552 | 11.346 | 12.6395 | 13.9334 | 15.2167 | 16.4359 | 17.7615 | 19.024 | 20.2855 | 21.5481 | 22.8416 | 24.0921 | 25.3657 | 26.6382 | 27.9208 | 29.2043 | 30.4869 | 31.7604 | 33.0329 | 34.3155 | 35.5991 | 36.8826 | 38.1541 | 39.4377 | 40.7102 | 41.9938 | 43.2773 | 44.5599 | 45.8224 | 47.095
BPHC BAU Pumped Hydro Capacity | NoSettings | 3912 | 3912 | 3912 | 3912 | 3912 | 3912 | 4108 | 4108 | 4108 | 4108 | 4912 | 4912 | 4912 | 4912 | 4912 | 4912 | 4912 | 4912 | 4912 | 4912 | 4912 | 4912 | 4912 | 4912 | 4912 | 4912 | 4912 | 4912 | 4912 | 4912 | 4912
GBSC BAU Grid Battery Storage Capacity | NoSettings | 524 | 2842 | 5160 | 7563 | 13055 | 14769 | 14983 | 15586 | 16188 | 16577 | 16966 | 17554 | 18142 | 19501 | 20860 | 22219 | 24395 | 26571 | 28747 | 30924 | 33100 | 35535 | 37971 | 40406 | 42842 | 45277 | 47713 | 50148 | 52584 | 55020 | 57455
Output Distributed Solar PV Output | NoSettings | 15.953 | 18.496 | 20.866 | 22.972 | 24.96 | 26.873 | 28.881 | 30.957 | 33.05 | 35.187 | 37.364 | 39.479 | 41.579 | 43.681 | 45.774 | 47.787 | 49.997 | 52.087 | 54.197 | 56.296 | 58.378 | 60.492 | 62.587 | 64.702 | 66.81 | 68.923 | 71.076 | 73.22 | 75.352 | 77.445 | 79.587
Net Imports of Electricity | NoSettings | 81585000 | 79198000 | 76721000 | 74234000 | 71757000 | 69299000 | 68812000 | 68325000 | 67838000 | 67350000 | 66863000 | 66366000 | 65878800 | 65391600 | 64904400 | 64417200 | 63930000 | 63432700 | 62945500 | 62458300 | 61971100 | 61483900 | 60996700 | 60502400 | 60014200 | 59525000 | 59525000 | 59525000 | 59525000 | 59525000 | 59525000
Curtailed Electricity Output[hard coal es] | NoSettings | 0 | 0 | 0 | 0 | 0 | 0 | 0 | 0 | 0 | 0 | 0 | 0 | 0 | 0 | 0 | 0 | 0 | 0 | 0 | 0 | 0 | 0 | 0 | 0 | 0 | 0 | 0 | 0 | 0 | 0 | 0
Curtailed Electricity Output[natural gas nonpeaker es] | NoSettings | 0 | 0 | 0 | 0 | 0 | 0 | 0 | 0 | 0 | 0 | 0 | 0 | 0 | 0 | 0 | 0 | 0 | 0 | 0 | 0 | 0 | 0 | 0 | 0 | 0 | 0 | 0 | 0 | 0 | 0 | 0
Curtailed Electricity Output[nuclear es] | NoSettings | 0 | 0 | 0 | 0 | 0 | 0 | 0 | 0 | 0 | 0 | 0 | 0 | 0 | 0 | 0 | 0 | 0 | 0 | 0 | 0 | 0 | 0 | 0 | 0 | 0 | 0 | 0 | 0 | 0 | 0 | 0
Curtailed Electricity Output[hydro es] | NoSettings | 0 | 0 | 0 | 0 | 0 | 0 | 0 | 0 | 0 | 0 | 0 | 0 | 0 | 0 | 0 | 0 | 0 | 0 | 0 | 0 | 0 | 0 | 0 | 0 | 0 | 0 | 0 | 0 | 0 | 0 | 0
Curtailed Electricity Output[onshore wind es] | NoSettings | 0 | 0 | 0 | 0 | 0 | 0 | 0 | 0 | 0 | 0 | 0 | 0 | 0 | 0 | 0 | 0 | 0 | 0 | 0 | 0 | 0 | 0 | 0 | 0 | 0 | 0 | 0 | 0 | 0 | 0 | 0
Curtailed Electricity Output[solar PV es] | NoSettings | 661729 | 965198 | 1264910 | 1588840 | 1851070 | 2729520 | 3755730 | 4408490 | 4867130 | 5533680 | 6520350 | 8445430 | 10159100 | 11032000 | 12199500 | 13832100 | 16329700 | 19643900 | 22399500 | 24540000 | 26695400 | 28864500 | 31670700 | 35185500 | 39006300 | 42797200 | 47038400 | 50597700 | 52305800 | 53809900 | 54689200
Curtailed Electricity Output[solar thermal es] | NoSettings | 0 | 0 | 0 | 0 | 0 | 0 | 0 | 0 | 0 | 0 | 0 | 0 | 0 | 0 | 0 | 0 | 0 | 0 | 0 | 0 | 0 | 0 | 0 | 0 | 0 | 0 | 0 | 0 | 0 | 0 | 0
Curtailed Electricity Output[biomass es] | NoSettings | 0 | 0 | 0 | 0 | 0 | 0 | 0 | 0 | 0 | 0 | 0 | 0 | 0 | 0 | 0 | 0 | 0 | 0 | 0 | 0 | 0 | 0 | 0 | 0 | 0 | 0 | 0 | 0 | 0 | 0 | 0
Curtailed Electricity Output[geothermal es] | NoSettings | 0 | 0 | 0 | 0 | 0 | 0 | 0 | 0 | 0 | 0 | 0 | 0 | 0 | 0 | 0 | 0 | 0 | 0 | 0 | 0 | 0 | 0 | 0 | 0 | 0 | 0 | 0 | 0 | 0 | 0 | 0
Curtailed Electricity Output[petroleum es] | NoSettings | 0 | 0 | 0 | 0 | 0 | 0 | 0 | 0 | 0 | 0 | 0 | 0 | 0 | 0 | 0 | 0 | 0 | 0 | 0 | 0 | 0 | 0 | 0 | 0 | 0 | 0 | 0 | 0 | 0 | 0 | 0
Curtailed Electricity Output[natural gas peaker es] | NoSettings | 0 | 0 | 0 | 0 | 0 | 0 | 0 | 0 | 0 | 0 | 0 | 0 | 0 | 0 | 0 | 0 | 0 | 0 | 0 | 0 | 0 | 0 | 0 | 0 | 0 | 0 | 0 | 0 | 0 | 0 | 0
Curtailed Electricity Output[lignite es] | NoSettings | 0 | 0 | 0 | 0 | 0 | 0 | 0 | 0 | 0 | 0 | 0 | 0 | 0 | 0 | 0 | 0 | 0 | 0 | 0 | 0 | 0 | 0 | 0 | 0 | 0 | 0 | 0 | 0 | 0 | 0 | 0
Curtailed Electricity Output[offshore wind es] | NoSettings | 0 | 0 | 0 | 0 | 0 | 0 | 0 | 0 | 0 | 0 | 0 | 0 | 0 | 0 | 0 | 0 | 0 | 0 | 0 | 0 | 0 | 0 | 0 | 0 | 0 | 0 | 0 | 0 | 0 | 0 | 0
Curtailed Electricity Output[crude oil es] | NoSettings | 0 | 0 | 0 | 0 | 0 | 0 | 0 | 0 | 0 | 0 | 0 | 0 | 0 | 0 | 0 | 0 | 0 | 0 | 0 | 0 | 0 | 0 | 0 | 0 | 0 | 0 | 0 | 0 | 0 | 0 | 0
Curtailed Electricity Output[heavy or residual fuel oil es] | NoSettings | 0 | 0 | 0 | 0 | 0 | 0 | 0 | 0 | 0 | 0 | 0 | 0 | 0 | 0 | 0 | 0 | 0 | 0 | 0 | 0 | 0 | 0 | 0 | 0 | 0 | 0 | 0 | 0 | 0 | 0 | 0
Curtailed Electricity Output[municipal solid waste es] | NoSettings | 0 | 0 | 0 | 0 | 0 | 0 | 0 | 0 | 0 | 0 | 0 | 0 | 0 | 0 | 0 | 0 | 0 | 0 | 0 | 0 | 0 | 0 | 0 | 0 | 0 | 0 | 0 | 0 | 0 | 0 | 0
Imported Electricity[hard coal es] | NoSettings | 9880000 | 7900000 | 5930000 | 3950000 | 1980000 | 0 | 0 | 0 | 0 | 0 | 0 | 0 | 0 | 0 | 0 | 0 | 0 | 0 | 0 | 0 | 0 | 0 | 0 | 0 | 0 | 0 | 0 | 0 | 0 | 0 | 0
Imported Electricity[natural gas nonpeaker es] | NoSettings | 12000000 | 11600000 | 11100000 | 10600000 | 10100000 | 9630000 | 9150000 | 8670000 | 8190000 | 7710000 | 7230000 | 6740000 | 6260000 | 5780000 | 5300000 | 4820000 | 4340000 | 3850000 | 3370000 | 2890000 | 2410000 | 1930000 | 1450000 | 963000 | 482000 | 0 | 0 | 0 | 0 | 0 | 0
Imported Electricity[nuclear es] | NoSettings | 12600000 | 12600000 | 12600000 | 12600000 | 12600000 | 12600000 | 12600000 | 12600000 | 12600000 | 12600000 | 12600000 | 12600000 | 12600000 | 12600000 | 12600000 | 12600000 | 12600000 | 12600000 | 12600000 | 12600000 | 12600000 | 12600000 | 12600000 | 12600000 | 12600000 | 12600000 | 12600000 | 12600000 | 12600000 | 12600000 | 12600000
Imported Electricity[hydro es] | NoSettings | 21600000 | 21600000 | 21600000 | 21600000 | 21600000 | 21600000 | 21600000 | 21600000 | 21600000 | 21600000 | 21600000 | 21600000 | 21600000 | 21600000 | 21600000 | 21600000 | 21600000 | 21600000 | 21600000 | 21600000 | 21600000 | 21600000 | 21600000 | 21600000 | 21600000 | 21600000 | 21600000 | 21600000 | 21600000 | 21600000 | 21600000
Imported Electricity[onshore wind es] | NoSettings | 23000000 | 23000000 | 23000000 | 23000000 | 23000000 | 23000000 | 23000000 | 23000000 | 23000000 | 23000000 | 23000000 | 23000000 | 23000000 | 23000000 | 23000000 | 23000000 | 23000000 | 23000000 | 23000000 | 23000000 | 23000000 | 23000000 | 23000000 | 23000000 | 23000000 | 23000000 | 23000000 | 23000000 | 23000000 | 23000000 | 23000000
Imported Electricity[solar PV es] | NoSettings | 9110000 | 9110000 | 9110000 | 9110000 | 9110000 | 9110000 | 9110000 | 9110000 | 9110000 | 9110000 | 9110000 | 9110000 | 9110000 | 9110000 | 9110000 | 9110000 | 9110000 | 9110000 | 9110000 | 9110000 | 9110000 | 9110000 | 9110000 | 9110000 | 9110000 | 9110000 | 9110000 | 9110000 | 9110000 | 9110000 | 9110000
Imported Electricity[solar thermal es] | NoSettings | 0 | 0 | 0 | 0 | 0 | 0 | 0 | 0 | 0 | 0 | 0 | 0 | 0 | 0 | 0 | 0 | 0 | 0 | 0 | 0 | 0 | 0 | 0 | 0 | 0 | 0 | 0 | 0 | 0 | 0 | 0
Imported Electricity[biomass es] | NoSettings | 1380000 | 1380000 | 1380000 | 1380000 | 1380000 | 1380000 | 1380000 | 1380000 | 1380000 | 1380000 | 1380000 | 1380000 | 1380000 | 1380000 | 1380000 | 1380000 | 1380000 | 1380000 | 1380000 | 1380000 | 1380000 | 1380000 | 1380000 | 1380000 | 1380000 | 1380000 | 1380000 | 1380000 | 1380000 | 1380000 | 1380000
Imported Electricity[geothermal es] | NoSettings | 2750000 | 2750000 | 2750000 | 2750000 | 2750000 | 2750000 | 2750000 | 2750000 | 2750000 | 2750000 | 2750000 | 2750000 | 2750000 | 2750000 | 2750000 | 2750000 | 2750000 | 2750000 | 2750000 | 2750000 | 2750000 | 2750000 | 2750000 | 2750000 | 2750000 | 2750000 | 2750000 | 2750000 | 2750000 | 2750000 | 2750000
Imported Electricity[petroleum es] | NoSettings | 180000 | 173000 | 166000 | 159000 | 152000 | 144000 | 137000 | 130000 | 123000 | 115000 | 108000 | 101000 | 93800 | 86600 | 79400 | 72200 | 65000 | 57700 | 50500 | 43300 | 36100 | 28900 | 21700 | 14400 | 7220 | 0 | 0 | 0 | 0 | 0 | 0
Imported Electricity[natural gas peaker es] | NoSettings | 0 | 0 | 0 | 0 | 0 | 0 | 0 | 0 | 0 | 0 | 0 | 0 | 0 | 0 | 0 | 0 | 0 | 0 | 0 | 0 | 0 | 0 | 0 | 0 | 0 | 0 | 0 | 0 | 0 | 0 | 0
Imported Electricity[lignite es] | NoSettings | 0 | 0 | 0 | 0 | 0 | 0 | 0 | 0 | 0 | 0 | 0 | 0 | 0 | 0 | 0 | 0 | 0 | 0 | 0 | 0 | 0 | 0 | 0 | 0 | 0 | 0 | 0 | 0 | 0 | 0 | 0
Imported Electricity[offshore wind es] | NoSettings | 0 | 0 | 0 | 0 | 0 | 0 | 0 | 0 | 0 | 0 | 0 | 0 | 0 | 0 | 0 | 0 | 0 | 0 | 0 | 0 | 0 | 0 | 0 | 0 | 0 | 0 | 0 | 0 | 0 | 0 | 0
Imported Electricity[crude oil es] | NoSettings | 0 | 0 | 0 | 0 | 0 | 0 | 0 | 0 | 0 | 0 | 0 | 0 | 0 | 0 | 0 | 0 | 0 | 0 | 0 | 0 | 0 | 0 | 0 | 0 | 0 | 0 | 0 | 0 | 0 | 0 | 0
Imported Electricity[heavy or residual fuel oil es] | NoSettings | 0 | 0 | 0 | 0 | 0 | 0 | 0 | 0 | 0 | 0 | 0 | 0 | 0 | 0 | 0 | 0 | 0 | 0 | 0 | 0 | 0 | 0 | 0 | 0 | 0 | 0 | 0 | 0 | 0 | 0 | 0
Imported Electricity[municipal solid waste es] | NoSettings | 0 | 0 | 0 | 0 | 0 | 0 | 0 | 0 | 0 | 0 | 0 | 0 | 0 | 0 | 0 | 0 | 0 | 0 | 0 | 0 | 0 | 0 | 0 | 0 | 0 | 0 | 0 | 0 | 0 | 0 | 0
Exported Electricity | NoSettings | 10915000 | 10915000 | 10915000 | 10915000 | 10915000 | 10915000 | 10915000 | 10915000 | 10915000 | 10915000 | 10915000 | 10915000 | 10915000 | 10915000 | 10915000 | 10915000 | 10915000 | 10915000 | 10915000 | 10915000 | 10915000 | 10915000 | 10915000 | 10915000 | 10915000 | 10915000 | 10915000 | 10915000 | 10915000 | 10915000 | 10915000
This Year Demand Response Capacity | NoSettings | 2131.05 | 2154.05 | 2347.05 | 2347.05 | 2548.04 | 2636.04 | 2636.03 | 2636.03 | 2636.02 | 2636.02 | 2636.01 | 2636.01 | 2636 | 2636 | 2636 | 2636 | 2636 | 2636 | 2636 | 2636 | 2636 | 2636 | 2636 | 2636 | 2636 | 2636 | 2636 | 2636 | 2636 | 2636 | 2636.01
BAU Buildings Sector Electricity Demand[urban residential,heating] | NoSettings | 9555060 | 9437820 | 9525750 | 9818850 | 10141300 | 10493000 | 10874000 | 11313700 | 11724000 | 12134300 | 12574000 | 12984300 | 13394700 | 13805000 | 14156700 | 14537800 | 14889500 | 15299800 | 15710200 | 16061900 | 16472200 | 16823900 | 17146300 | 17410100 | 17703200 | 17937700 | 18142900 | 18318700 | 18230800 | 18113600 | 17967000
BAU Buildings Sector Electricity Demand[urban residential,cooling and ventilation] | NoSettings | 6369060 | 5967520 | 5730100 | 5621660 | 5536660 | 5457520 | 5416490 | 5407690 | 5401830 | 5407690 | 5419420 | 5448730 | 5483900 | 5516140 | 5536660 | 5560110 | 5607000 | 5636310 | 5674420 | 5715450 | 5756480 | 5850280 | 5944070 | 6032000 | 6131650 | 6234240 | 6328030 | 6439410 | 6459920 | 6480440 | 6500960
BAU Buildings Sector Electricity Demand[urban residential,envelope] | NoSettings | 0 | 0 | 0 | 0 | 0 | 0 | 0 | 0 | 0 | 0 | 0 | 0 | 0 | 0 | 0 | 0 | 0 | 0 | 0 | 0 | 0 | 0 | 0 | 0 | 0 | 0 | 0 | 0 | 0 | 0 | 0
BAU Buildings Sector Electricity Demand[urban residential,lighting] | NoSettings | 6624060 | 6330960 | 6243030 | 6301650 | 6330960 | 6418890 | 6565440 | 6711990 | 6829230 | 6946470 | 7063710 | 7151640 | 7268880 | 7386120 | 7503360 | 7620600 | 7708530 | 7767150 | 7855080 | 7913700 | 7972320 | 8060250 | 8148180 | 8265420 | 8353350 | 8470590 | 8587830 | 8734380 | 8763690 | 8793000 | 8793000
BAU Buildings Sector Electricity Demand[urban residential,appliances] | NoSettings | 26701400 | 25734200 | 25353100 | 25499700 | 25704900 | 25968700 | 26320400 | 26760000 | 27199700 | 27668600 | 28196200 | 28753100 | 29310000 | 29896200 | 30482400 | 31068600 | 31654800 | 32241000 | 32827200 | 33120300 | 33706500 | 34292700 | 34878900 | 35465100 | 36051300 | 36344400 | 36930600 | 37223700 | 37516800 | 37516800 | 37516800
BAU Buildings Sector Electricity Demand[urban residential,other component] | NoSettings | 37077100 | 34996100 | 33706500 | 32768600 | 32123800 | 31478900 | 30746200 | 30101400 | 29485900 | 28844000 | 28140500 | 27337400 | 26502100 | 25678500 | 24875400 | 24078200 | 23360100 | 22586300 | 21809600 | 21015300 | 20182900 | 19262500 | 18321700 | 17369100 | 16416500 | 15464000 | 14493800 | 13494300 | 13254000 | 13116200 | 12978500
BAU Buildings Sector Electricity Demand[rural residential,heating] | NoSettings | 504132 | 495339 | 501201 | 515856 | 533442 | 551028 | 571545 | 592062 | 615510 | 636027 | 659475 | 682923 | 706371 | 726888 | 747405 | 770853 | 797232 | 820680 | 847059 | 864645 | 888093 | 908610 | 926196 | 943782 | 958437 | 967230 | 978954 | 990678 | 984816 | 976023 | 970161
BAU Buildings Sector Electricity Demand[rural residential,cooling and ventilation] | NoSettings | 334134 | 313617 | 301893 | 296031 | 291341 | 287238 | 285186 | 284893 | 284307 | 284600 | 285479 | 286652 | 288703 | 290462 | 291341 | 292221 | 296031 | 296031 | 298962 | 301893 | 304824 | 307755 | 313617 | 316548 | 322410 | 328272 | 334134 | 339996 | 339996 | 339996 | 342927
BAU Buildings Sector Electricity Demand[rural residential,envelope] | NoSettings | 0 | 0 | 0 | 0 | 0 | 0 | 0 | 0 | 0 | 0 | 0 | 0 | 0 | 0 | 0 | 0 | 0 | 0 | 0 | 0 | 0 | 0 | 0 | 0 | 0 | 0 | 0 | 0 | 0 | 0 | 0
BAU Buildings Sector Electricity Demand[rural residential,lighting] | NoSettings | 348789 | 334134 | 328272 | 331203 | 334134 | 337065 | 345858 | 351720 | 360513 | 366375 | 372237 | 378099 | 383961 | 389823 | 395685 | 401547 | 407409 | 410340 | 413271 | 419133 | 422064 | 424995 | 430857 | 436719 | 442581 | 448443 | 454305 | 460167 | 463098 | 463098 | 463098
BAU Buildings Sector Electricity Demand[rural residential,appliances] | NoSettings | 1403950 | 1354120 | 1333600 | 1342400 | 1354120 | 1365850 | 1383430 | 1409810 | 1430330 | 1459640 | 1486020 | 1515330 | 1544640 | 1573950 | 1603260 | 1632570 | 1664810 | 1694120 | 1723430 | 1752740 | 1779120 | 1808430 | 1837740 | 1864120 | 1887560 | 1916870 | 1940320 | 1969630 | 1972560 | 1969630 | 1972560
BAU Buildings Sector Electricity Demand[rural residential,other component] | NoSettings | 1952050 | 1840670 | 1773250 | 1726360 | 1691190 | 1656010 | 1617910 | 1585670 | 1550500 | 1518260 | 1480150 | 1439120 | 1395160 | 1351190 | 1310160 | 1269120 | 1231020 | 1189990 | 1148950 | 1107920 | 1063950 | 1014130 | 964299 | 914472 | 864645 | 811887 | 762060 | 712233 | 697578 | 691716 | 682923
BAU Buildings Sector Electricity Demand[commercial,heating] | NoSettings | 2157220 | 2051700 | 2083940 | 2081010 | 2069290 | 2063420 | 2066350 | 2072220 | 2081010 | 2092730 | 2101530 | 2110320 | 2113250 | 2116180 | 2110320 | 2095660 | 2101530 | 2092730 | 2083940 | 2072220 | 2060490 | 2045840 | 2025320 | 1998940 | 1963770 | 1928600 | 1890490 | 1846530 | 1799630 | 1749810 | 1697050
BAU Buildings Sector Electricity Demand[commercial,cooling and ventilation] | NoSettings | 16120500 | 15563600 | 16032600 | 16179100 | 16179100 | 16179100 | 16179100 | 16120500 | 16003300 | 15886000 | 15680800 | 15505000 | 15270500 | 15006700 | 14742900 | 14420500 | 14244700 | 13980900 | 13775700 | 13541200 | 13336000 | 13130900 | 12955000 | 12779200 | 12632600 | 12515400 | 12398100 | 12310200 | 12222300 | 12134300 | 12046400
BAU Buildings Sector Electricity Demand[commercial,envelope] | NoSettings | 0 | 0 | 0 | 0 | 0 | 0 | 0 | 0 | 0 | 0 | 0 | 0 | 0 | 0 | 0 | 0 | 0 | 0 | 0 | 0 | 0 | 0 | 0 | 0 | 0 | 0 | 0 | 0 | 0 | 0 | 0
BAU Buildings Sector Electricity Demand[commercial,lighting] | NoSettings | 8675760 | 8265420 | 8206800 | 7884390 | 7474050 | 7063710 | 6711990 | 6360270 | 6037860 | 5744760 | 5480970 | 5246490 | 5041320 | 4836150 | 4660290 | 4484430 | 4337880 | 4191330 | 4074090 | 3956850 | 3839610 | 3722370 | 3663750 | 3575820 | 3487890 | 3429270 | 3370650 | 3312030 | 3253410 | 3224100 | 3165480
BAU Buildings Sector Electricity Demand[commercial,appliances] | NoSettings | 16355000 | 16208400 | 17058400 | 17586000 | 17967000 | 18230800 | 18406700 | 18523900 | 18553200 | 18523900 | 18494600 | 18465300 | 18436000 | 18406700 | 18377400 | 18289400 | 18406700 | 18406700 | 18406700 | 18406700 | 18377400 | 18348100 | 18289400 | 18201500 | 18142900 | 18055000 | 17967000 | 17908400 | 17820500 | 17732500 | 17673900
BAU Buildings Sector Electricity Demand[commercial,other component] | NoSettings | 44551200 | 43671900 | 45430500 | 46896000 | 48068400 | 49533900 | 50999400 | 52464900 | 54516600 | 55982100 | 57447600 | 59206200 | 60671700 | 62430300 | 63602700 | 64775100 | 66240600 | 67706100 | 69464700 | 70637100 | 72102600 | 73275000 | 74740500 | 75912900 | 77085300 | 78257700 | 79430100 | 80602500 | 81774900 | 82947300 | 84119700
BAU Buildings Sector Pollutant Emissions[urban residential,CO2] | NoSettings | 25132300000000 | 25883400000000 | 25876700000000 | 25929500000000 | 25868200000000 | 25855600000000 | 25782100000000 | 25670800000000 | 25544700000000 | 25353200000000 | 25118600000000 | 24928400000000 | 24632700000000 | 24450500000000 | 24163900000000 | 23877300000000 | 23697500000000 | 23519500000000 | 23286400000000 | 23211600000000 | 22984300000000 | 22863900000000 | 22798400000000 | 22733000000000 | 22722600000000 | 22664000000000 | 22649200000000 | 22642000000000 | 22633500000000 | 22678700000000 | 22724500000000
BAU Buildings Sector Pollutant Emissions[urban residential,VOC] | NoSettings | 1117280000 | 1148780000 | 1147220000 | 1149500000 | 1146680000 | 1145880000 | 1142260000 | 1137350000 | 1131480000 | 1122530000 | 1111920000 | 1103050000 | 1089630000 | 1081270000 | 1068450000 | 1055620000 | 1047420000 | 1039340000 | 1028850000 | 1025160000 | 1015030000 | 1009530000 | 1006440000 | 1003350000 | 1002680000 | 1000030000 | 999083000 | 998612000 | 998061000 | 999844000 | 1001670000
BAU Buildings Sector Pollutant Emissions[urban residential,CO] | NoSettings | 10459900000 | 10795600000 | 10814900000 | 10837300000 | 10814300000 | 10813500000 | 10789800000 | 10744300000 | 10698100000 | 10628600000 | 10537200000 | 10467800000 | 10353400000 | 10284500000 | 10170500000 | 10056600000 | 9987750000 | 9919010000 | 9827590000 | 9803810000 | 9712760000 | 9666880000 | 9643650000 | 9620440000 | 9619900000 | 9597080000 | 9596300000 | 9595960000 | 9595540000 | 9617720000 | 9639910000
BAU Buildings Sector Pollutant Emissions[urban residential,NOx] | NoSettings | 18974000000 | 19482700000 | 19457100000 | 19494000000 | 19448400000 | 19435300000 | 19376800000 | 19297300000 | 19202300000 | 19057400000 | 18885800000 | 18742100000 | 18525000000 | 18389800000 | 18182200000 | 17974700000 | 17842000000 | 17711200000 | 17541200000 | 17481400000 | 17317500000 | 17228400000 | 17178300000 | 17128300000 | 17117400000 | 17074500000 | 17059000000 | 17051300000 | 17042400000 | 17071200000 | 17100500000
BAU Buildings Sector Pollutant Emissions[urban residential,PM10] | NoSettings | 1521250000 | 1566210000 | 1566000000 | 1569150000 | 1565520000 | 1564800000 | 1560470000 | 1553840000 | 1546380000 | 1535050000 | 1521110000 | 1509860000 | 1492300000 | 1481490000 | 1464440000 | 1447400000 | 1436720000 | 1426150000 | 1412290000 | 1407880000 | 1394360000 | 1387210000 | 1383340000 | 1379470000 | 1378880000 | 1375390000 | 1374550000 | 1374140000 | 1373660000 | 1376390000 | 1379140000
BAU Buildings Sector Pollutant Emissions[urban residential,PM25] | NoSettings | 1518230000 | 1563190000 | 1562970000 | 1566120000 | 1562490000 | 1561780000 | 1557450000 | 1550820000 | 1543360000 | 1532030000 | 1518100000 | 1506840000 | 1489290000 | 1478480000 | 1461430000 | 1444390000 | 1433720000 | 1423150000 | 1409290000 | 1404890000 | 1391370000 | 1384220000 | 1380350000 | 1376480000 | 1375890000 | 1372410000 | 1371570000 | 1371160000 | 1370680000 | 1373400000 | 1376150000
BAU Buildings Sector Pollutant Emissions[urban residential,SOx] | NoSettings | 831520000 | 835150000 | 835391000 | 835632000 | 835389000 | 835387000 | 835144000 | 834659000 | 834173000 | 833445000 | 832476000 | 831748000 | 830537000 | 829809000 | 828597000 | 827385000 | 826656000 | 825928000 | 824957000 | 824713000 | 823743000 | 823258000 | 823015000 | 822773000 | 822773000 | 822531000 | 822530000 | 822531000 | 822531000 | 822774000 | 823016000
BAU Buildings Sector Pollutant Emissions[urban residential,BC] | NoSettings | 249624000 | 257036000 | 257000000 | 257520000 | 256921000 | 256804000 | 256091000 | 254998000 | 253768000 | 251901000 | 249604000 | 247749000 | 244855000 | 243074000 | 240265000 | 237457000 | 235698000 | 233957000 | 231675000 | 230950000 | 228721000 | 227544000 | 226906000 | 226269000 | 226172000 | 225599000 | 225461000 | 225393000 | 225314000 | 225763000 | 226217000
BAU Buildings Sector Pollutant Emissions[urban residential,OC] | NoSettings | 647265000 | 666506000 | 666414000 | 667763000 | 666209000 | 665904000 | 664053000 | 661217000 | 658024000 | 653178000 | 647216000 | 642400000 | 634889000 | 630267000 | 622976000 | 615687000 | 611122000 | 606601000 | 600678000 | 598796000 | 593012000 | 589956000 | 588301000 | 586647000 | 586395000 | 584907000 | 584550000 | 584375000 | 584169000 | 585335000 | 586513000
BAU Buildings Sector Pollutant Emissions[urban residential,CH4] | NoSettings | 504415000 | 517225000 | 515313000 | 516308000 | 514914000 | 514306000 | 512312000 | 510065000 | 507098000 | 502528000 | 497442000 | 492933000 | 486455000 | 482337000 | 476302000 | 470272000 | 466269000 | 462356000 | 457348000 | 455290000 | 450560000 | 447864000 | 446258000 | 444654000 | 444144000 | 442872000 | 442149000 | 441792000 | 441373000 | 441987000 | 442628000
BAU Buildings Sector Pollutant Emissions[urban residential,N2O] | NoSettings | 55462900 | 56524900 | 56042800 | 56142300 | 55963700 | 55842600 | 55544200 | 55295100 | 54902100 | 54288600 | 53671700 | 53070200 | 52274800 | 51751500 | 51045000 | 50339100 | 49838800 | 49356500 | 48755100 | 48443800 | 47898000 | 47558700 | 47337400 | 47116600 | 47014400 | 46859900 | 46715100 | 46643300 | 46559300 | 46581900 | 46609700
BAU Buildings Sector Pollutant Emissions[urban residential,F gases] | NoSettings | 0 | 0 | 0 | 0 | 0 | 0 | 0 | 0 | 0 | 0 | 0 | 0 | 0 | 0 | 0 | 0 | 0 | 0 | 0 | 0 | 0 | 0 | 0 | 0 | 0 | 0 | 0 | 0 | 0 | 0 | 0
BAU Buildings Sector Pollutant Emissions[rural residential,CO2] | NoSettings | 1448560000000 | 1489680000000 | 1485820000000 | 1486660000000 | 1480360000000 | 1484060000000 | 1470600000000 | 1469740000000 | 1460920000000 | 1451480000000 | 1430870000000 | 1420140000000 | 1404230000000 | 1389550000000 | 1370230000000 | 1360910000000 | 1341030000000 | 1326470000000 | 1311890000000 | 1302090000000 | 1293510000000 | 1280320000000 | 1272420000000 | 1272540000000 | 1267410000000 | 1269370000000 | 1260380000000 | 1256900000000 | 1255040000000 | 1259070000000 | 1257130000000
BAU Buildings Sector Pollutant Emissions[rural residential,VOC] | NoSettings | 68845100 | 70480000 | 70117300 | 70172400 | 69879100 | 70004700 | 69362900 | 69307000 | 68850900 | 68355100 | 67365000 | 66785800 | 65985400 | 65264300 | 64357500 | 63869600 | 62927100 | 62213900 | 61500500 | 60981100 | 60541000 | 59916300 | 59519800 | 59471600 | 59208300 | 59266800 | 58822600 | 58631800 | 58522900 | 58669600 | 58544000
BAU Buildings Sector Pollutant Emissions[rural residential,CO] | NoSettings | 584021000 | 603952000 | 605712000 | 605753000 | 603441000 | 605605000 | 600939000 | 600891000 | 598446000 | 595966000 | 588948000 | 586400000 | 581604000 | 576874000 | 569926000 | 567451000 | 560471000 | 555745000 | 551016000 | 548519000 | 546086000 | 541439000 | 539044000 | 540035000 | 538579000 | 539868000 | 537023000 | 536248000 | 535953000 | 538143000 | 538041000
BAU Buildings Sector Pollutant Emissions[rural residential,NOx] | NoSettings | 1321100000 | 1347480000 | 1341560000 | 1342460000 | 1337710000 | 1339730000 | 1329340000 | 1328430000 | 1321050000 | 1313010000 | 1296970000 | 1287580000 | 1274610000 | 1262930000 | 1248250000 | 1240340000 | 1225070000 | 1213520000 | 1201950000 | 1193530000 | 1186390000 | 1176280000 | 1169850000 | 1169050000 | 1164780000 | 1165720000 | 1158520000 | 1155430000 | 1153660000 | 1156030000 | 1153980000
BAU Buildings Sector Pollutant Emissions[rural residential,PM10] | NoSettings | 91377300 | 93851400 | 93649600 | 93697500 | 93324500 | 93550100 | 92755600 | 92707100 | 92191800 | 91641100 | 90426000 | 89802400 | 88869200 | 88005600 | 86863500 | 86319200 | 85144500 | 84287200 | 83428500 | 82857600 | 82355500 | 81576400 | 81112300 | 81127400 | 80827100 | 80947900 | 80419500 | 80217600 | 80110700 | 80355600 | 80245500
BAU Buildings Sector Pollutant Emissions[rural residential,PM25] | NoSettings | 90726300 | 93200400 | 92998600 | 93046500 | 92673500 | 92899200 | 92104800 | 92056200 | 91540900 | 90990300 | 89775200 | 89151700 | 88218600 | 87355000 | 86213000 | 85668900 | 84494400 | 83637200 | 82778800 | 82207900 | 81706000 | 80926900 | 80463000 | 80478200 | 80177900 | 80298800 | 79770400 | 79568600 | 79461700 | 79706600 | 79596500
BAU Buildings Sector Pollutant Emissions[rural residential,SOx] | NoSettings | 171542000 | 171760000 | 171784000 | 171784000 | 171760000 | 171784000 | 171735000 | 171735000 | 171711000 | 171687000 | 171614000 | 171590000 | 171541000 | 171493000 | 171420000 | 171396000 | 171323000 | 171274000 | 171226000 | 171202000 | 171177000 | 171129000 | 171105000 | 171117000 | 171102000 | 171117000 | 171088000 | 171080000 | 171078000 | 171102000 | 171102000
BAU Buildings Sector Pollutant Emissions[rural residential,BC] | NoSettings | 14822400 | 15230300 | 15197000 | 15204900 | 15143400 | 15180600 | 15049700 | 15041600 | 14956700 | 14865900 | 14665600 | 14562800 | 14409000 | 14266600 | 14078400 | 13988700 | 13795200 | 13653900 | 13512500 | 13418400 | 13335700 | 13207300 | 13130900 | 13133400 | 13083900 | 13103900 | 13016800 | 12983500 | 12965900 | 13006200 | 12988100
BAU Buildings Sector Pollutant Emissions[rural residential,OC] | NoSettings | 38317700 | 39376600 | 39290200 | 39310800 | 39151100 | 39247700 | 38907800 | 38886900 | 38666400 | 38430800 | 37910900 | 37644200 | 37244900 | 36875400 | 36386700 | 36154100 | 35651800 | 35285100 | 34918100 | 34673800 | 34459200 | 34125800 | 33927500 | 33934100 | 33805700 | 33857400 | 33631400 | 33545100 | 33499400 | 33604100 | 33557000
BAU Buildings Sector Pollutant Emissions[rural residential,CH4] | NoSettings | 32839700 | 33415700 | 33068400 | 33110200 | 32961900 | 32983700 | 32645200 | 32603300 | 32332100 | 32030600 | 31502100 | 31137700 | 30679300 | 30280800 | 29815400 | 29519700 | 29026800 | 28634100 | 28240900 | 27921700 | 27662200 | 27336500 | 27109800 | 27036400 | 26881200 | 26881400 | 26633300 | 26511000 | 26435900 | 26473500 | 26378400
BAU Buildings Sector Pollutant Emissions[rural residential,N2O] | NoSettings | 4186890 | 4212080 | 4132650 | 4141020 | 4121390 | 4115770 | 4068080 | 4059720 | 4015500 | 3965220 | 3889540 | 3826670 | 3755000 | 3695330 | 3632260 | 3583140 | 3514560 | 3456050 | 3397420 | 3343590 | 3301700 | 3256560 | 3221210 | 3201540 | 3176490 | 3170500 | 3132890 | 3111400 | 3097370 | 3094890 | 3075850
BAU Buildings Sector Pollutant Emissions[rural residential,F gases] | NoSettings | 0 | 0 | 0 | 0 | 0 | 0 | 0 | 0 | 0 | 0 | 0 | 0 | 0 | 0 | 0 | 0 | 0 | 0 | 0 | 0 | 0 | 0 | 0 | 0 | 0 | 0 | 0 | 0 | 0 | 0 | 0
BAU Buildings Sector Pollutant Emissions[commercial,CO2] | NoSettings | 11975600000000 | 12103700000000 | 12492600000000 | 12689600000000 | 12777900000000 | 12796000000000 | 12781900000000 | 12736800000000 | 12683100000000 | 12624100000000 | 12532900000000 | 12542600000000 | 12430100000000 | 12338700000000 | 12273700000000 | 12219300000000 | 12122500000000 | 12078700000000 | 12034900000000 | 12003800000000 | 11930200000000 | 11909900000000 | 11942600000000 | 11927800000000 | 11984200000000 | 12041500000000 | 12050400000000 | 12060300000000 | 12133900000000 | 12202300000000 | 12228300000000
BAU Buildings Sector Pollutant Emissions[commercial,VOC] | NoSettings | 494277000 | 499817000 | 516622000 | 525136000 | 529160000 | 530017000 | 529487000 | 527742000 | 525707000 | 523439000 | 519784000 | 520485000 | 515906000 | 512239000 | 509715000 | 507648000 | 503748000 | 502138000 | 500526000 | 499257000 | 496155000 | 495352000 | 496842000 | 496278000 | 498584000 | 501060000 | 501315000 | 501741000 | 504922000 | 507877000 | 509003000
BAU Buildings Sector Pollutant Emissions[commercial,CO] | NoSettings | 4653950000 | 4708400000 | 4873590000 | 4957270000 | 4995580000 | 5006330000 | 5003450000 | 4985050000 | 4966140000 | 4944930000 | 4910080000 | 4918060000 | 4874140000 | 4839180000 | 4815450000 | 4796220000 | 4758970000 | 4744230000 | 4729470000 | 4719330000 | 4691160000 | 4685600000 | 4702580000 | 4699360000 | 4725600000 | 4749950000 | 4756020000 | 4760210000 | 4791470000 | 4820520000 | 4831590000
BAU Buildings Sector Pollutant Emissions[commercial,NOx] | NoSettings | 9098090000 | 9187600000 | 9459160000 | 9596730000 | 9657340000 | 9666740000 | 9653730000 | 9621110000 | 9579390000 | 9533880000 | 9465960000 | 9468440000 | 9385590000 | 9317490000 | 9267840000 | 9225600000 | 9153720000 | 9118850000 | 9083950000 | 9059010000 | 9004430000 | 8987010000 | 9006650000 | 8993090000 | 9030320000 | 9070340000 | 9074410000 | 9081300000 | 9132700000 | 9180460000 | 9198650000
BAU Buildings Sector Pollutant Emissions[commercial,PM10] | NoSettings | 788430000 | 796077000 | 819279000 | 831033000 | 835958000 | 836710000 | 835547000 | 832506000 | 828636000 | 824443000 | 818335000 | 818243000 | 810859000 | 804735000 | 800188000 | 796274000 | 789828000 | 786544000 | 783257000 | 781076000 | 776362000 | 774824000 | 776451000 | 775242000 | 778627000 | 782046000 | 782598000 | 783187000 | 787578000 | 791659000 | 793213000
BAU Buildings Sector Pollutant Emissions[commercial,PM25] | NoSettings | 770753000 | 778401000 | 801603000 | 813357000 | 818364000 | 819199000 | 818119000 | 815160000 | 811455000 | 807428000 | 801485000 | 801557000 | 794338000 | 788380000 | 783998000 | 780249000 | 773967000 | 770849000 | 767727000 | 765628000 | 760997000 | 759541000 | 761251000 | 760124000 | 763509000 | 766928000 | 767480000 | 768069000 | 772460000 | 776541000 | 778095000
BAU Buildings Sector Pollutant Emissions[commercial,SOx] | NoSettings | 209637000 | 210222000 | 211995000 | 212894000 | 213280000 | 213373000 | 213320000 | 213097000 | 212847000 | 212571000 | 212150000 | 212188000 | 211669000 | 211246000 | 210944000 | 210690000 | 210242000 | 210037000 | 209831000 | 209700000 | 209376000 | 209294000 | 209454000 | 209398000 | 209683000 | 209944000 | 210013000 | 210058000 | 210394000 | 210706000 | 210824000
BAU Buildings Sector Pollutant Emissions[commercial,BC] | NoSettings | 117508000 | 118770000 | 122595000 | 124533000 | 125404000 | 125588000 | 125455000 | 125013000 | 124494000 | 123921000 | 123033000 | 123136000 | 122037000 | 121146000 | 120515000 | 119988000 | 119043000 | 118621000 | 118197000 | 117897000 | 117179000 | 116984000 | 117312000 | 117172000 | 117730000 | 118294000 | 118385000 | 118482000 | 119206000 | 119879000 | 120135000
BAU Buildings Sector Pollutant Emissions[commercial,OC] | NoSettings | 303492000 | 306765000 | 316696000 | 321727000 | 323995000 | 324478000 | 324141000 | 323000000 | 321665000 | 320191000 | 317898000 | 318180000 | 315341000 | 313041000 | 311416000 | 310062000 | 307624000 | 306540000 | 305454000 | 304681000 | 302824000 | 302326000 | 303183000 | 302826000 | 304275000 | 305738000 | 305974000 | 306226000 | 308106000 | 309852000 | 310518000
BAU Buildings Sector Pollutant Emissions[commercial,CH4] | NoSettings | 283443000 | 285858000 | 293187000 | 296899000 | 298403000 | 298398000 | 297789000 | 296776000 | 295260000 | 293642000 | 291419000 | 291095000 | 288469000 | 286241000 | 284511000 | 282981000 | 280651000 | 279320000 | 277988000 | 277057000 | 275326000 | 274598000 | 274870000 | 274246000 | 275125000 | 276205000 | 276189000 | 276375000 | 277762000 | 279051000 | 279542000
BAU Buildings Sector Pollutant Emissions[commercial,N2O] | NoSettings | 38545000 | 38786500 | 39519200 | 39890400 | 40010700 | 39950200 | 39829200 | 39698000 | 39456300 | 39204400 | 38892100 | 38769800 | 38417200 | 38104300 | 37841300 | 37598300 | 37275300 | 37052200 | 36829000 | 36675900 | 36442800 | 36310000 | 36277200 | 36154700 | 36212600 | 36320600 | 36289000 | 36307600 | 36446300 | 36575200 | 36624300
BAU Buildings Sector Pollutant Emissions[commercial,F gases] | NoSettings | 0 | 0 | 0 | 0 | 0 | 0 | 0 | 0 | 0 | 0 | 0 | 0 | 0 | 0 | 0 | 0 | 0 | 0 | 0 | 0 | 0 | 0 | 0 | 0 | 0 | 0 | 0 | 0 | 0 | 0 | 0
Building Components Energy Use[urban residential,electricity bf,heating] | NoSettings | 32600000000000 | 32200000000000 | 32500000000000 | 33500000000000 | 34600000000000 | 35800000000000 | 37100000000000 | 38600000000000 | 40000000000000 | 41400000000000 | 42900000000000 | 44300000000000 | 45700000000000 | 47100000000000 | 48300000000000 | 49600000000000 | 50800000000000 | 52200000000000 | 53600000000000 | 54800000000000 | 56200000000000 | 57400000000000 | 58500000000000 | 59400000000000 | 60400000000000 | 61200000000000 | 61900000000000 | 62500000000000 | 62200000000000 | 61800000000000 | 61300000000000
Building Components Energy Use[urban residential,electricity bf,cooling and ventilation] | NoSettings | 21730000000000 | 20360000000000 | 19550000000000 | 19180000000000 | 18890000000000 | 18620000000000 | 18480000000000 | 18450000000000 | 18430000000000 | 18450000000000 | 18490000000000 | 18590000000000 | 18710000000000 | 18820000000000 | 18890000000000 | 18970000000000 | 19130000000000 | 19230000000000 | 19360000000000 | 19500000000000 | 19640000000000 | 19960000000000 | 20280000000000 | 20580000000000 | 20920000000000 | 21270000000000 | 21590000000000 | 21970000000000 | 22040000000000 | 22110000000000 | 22180000000000
Building Components Energy Use[urban residential,electricity bf,envelope] | NoSettings | 0 | 0 | 0 | 0 | 0 | 0 | 0 | 0 | 0 | 0 | 0 | 0 | 0 | 0 | 0 | 0 | 0 | 0 | 0 | 0 | 0 | 0 | 0 | 0 | 0 | 0 | 0 | 0 | 0 | 0 | 0
Building Components Energy Use[urban residential,electricity bf,lighting] | NoSettings | 22600000000000 | 21600000000000 | 21300000000000 | 21500000000000 | 21600000000000 | 21900000000000 | 22400000000000 | 22900000000000 | 23300000000000 | 23700000000000 | 24100000000000 | 24400000000000 | 24800000000000 | 25200000000000 | 25600000000000 | 26000000000000 | 26300000000000 | 26500000000000 | 26800000000000 | 27000000000000 | 27200000000000 | 27500000000000 | 27800000000000 | 28200000000000 | 28500000000000 | 28900000000000 | 29300000000000 | 29800000000000 | 29900000000000 | 30000000000000 | 30000000000000
Building Components Energy Use[urban residential,electricity bf,appliances] | NoSettings | 91100000000000 | 87800000000000 | 86500000000000 | 87000000000000 | 87700000000000 | 88600000000000 | 89800000000000 | 91300000000000 | 92800000000000 | 94400000000000 | 96200000000000 | 98100000000000 | 100000000000000 | 102000000000000 | 104000000000000 | 106000000000000 | 108000000000000 | 110000000000000 | 112000000000000 | 113000000000000 | 115000000000000 | 117000000000000 | 119000000000000 | 121000000000000 | 123000000000000 | 124000000000000 | 126000000000000 | 127000000000000 | 128000000000000 | 128000000000000 | 128000000000000
Building Components Energy Use[urban residential,electricity bf,other component] | NoSettings | 126500000000000 | 119400000000000 | 115000000000000 | 111800000000000 | 109600000000000 | 107400000000000 | 104900000000000 | 102700000000000 | 100600000000000 | 98410000000000 | 96010000000000 | 93270000000000 | 90420000000000 | 87610000000000 | 84870000000000 | 82150000000000 | 79700000000000 | 77060000000000 | 74410000000000 | 71700000000000 | 68860000000000 | 65720000000000 | 62510000000000 | 59260000000000 | 56010000000000 | 52760000000000 | 49450000000000 | 46040000000000 | 45220000000000 | 44750000000000 | 44280000000000
Building Components Energy Use[urban residential,hard coal bf,heating] | NoSettings | 0 | 0 | 0 | 0 | 0 | 0 | 0 | 0 | 0 | 0 | 0 | 0 | 0 | 0 | 0 | 0 | 0 | 0 | 0 | 0 | 0 | 0 | 0 | 0 | 0 | 0 | 0 | 0 | 0 | 0 | 0
Building Components Energy Use[urban residential,hard coal bf,cooling and ventilation] | NoSettings | 0 | 0 | 0 | 0 | 0 | 0 | 0 | 0 | 0 | 0 | 0 | 0 | 0 | 0 | 0 | 0 | 0 | 0 | 0 | 0 | 0 | 0 | 0 | 0 | 0 | 0 | 0 | 0 | 0 | 0 | 0
Building Components Energy Use[urban residential,hard coal bf,envelope] | NoSettings | 0 | 0 | 0 | 0 | 0 | 0 | 0 | 0 | 0 | 0 | 0 | 0 | 0 | 0 | 0 | 0 | 0 | 0 | 0 | 0 | 0 | 0 | 0 | 0 | 0 | 0 | 0 | 0 | 0 | 0 | 0
Building Components Energy Use[urban residential,hard coal bf,lighting] | NoSettings | 0 | 0 | 0 | 0 | 0 | 0 | 0 | 0 | 0 | 0 | 0 | 0 | 0 | 0 | 0 | 0 | 0 | 0 | 0 | 0 | 0 | 0 | 0 | 0 | 0 | 0 | 0 | 0 | 0 | 0 | 0
Building Components Energy Use[urban residential,hard coal bf,appliances] | NoSettings | 0 | 0 | 0 | 0 | 0 | 0 | 0 | 0 | 0 | 0 | 0 | 0 | 0 | 0 | 0 | 0 | 0 | 0 | 0 | 0 | 0 | 0 | 0 | 0 | 0 | 0 | 0 | 0 | 0 | 0 | 0
Building Components Energy Use[urban residential,hard coal bf,other component] | NoSettings | 0 | 0 | 0 | 0 | 0 | 0 | 0 | 0 | 0 | 0 | 0 | 0 | 0 | 0 | 0 | 0 | 0 | 0 | 0 | 0 | 0 | 0 | 0 | 0 | 0 | 0 | 0 | 0 | 0 | 0 | 0
Building Components Energy Use[urban residential,natural gas bf,heating] | NoSettings | 216000000000000 | 223000000000000 | 224000000000000 | 224000000000000 | 224000000000000 | 224000000000000 | 222000000000000 | 221000000000000 | 220000000000000 | 217000000000000 | 215000000000000 | 213000000000000 | 210000000000000 | 208000000000000 | 205000000000000 | 203000000000000 | 201000000000000 | 199000000000000 | 197000000000000 | 197000000000000 | 195000000000000 | 192000000000000 | 191000000000000 | 189000000000000 | 188000000000000 | 187000000000000 | 186000000000000 | 185000000000000 | 184000000000000 | 184000000000000 | 184000000000000
Building Components Energy Use[urban residential,natural gas bf,cooling and ventilation] | NoSettings | 200800000000 | 202200000000 | 197800000000 | 193700000000 | 189800000000 | 185700000000 | 182000000000 | 178200000000 | 174500000000 | 171000000000 | 167400000000 | 164400000000 | 161400000000 | 158500000000 | 155400000000 | 152600000000 | 150300000000 | 147500000000 | 145000000000 | 142800000000 | 140800000000 | 140800000000 | 141600000000 | 142500000000 | 144100000000 | 146100000000 | 148300000000 | 150600000000 | 152800000000 | 155100000000 | 157600000000
Building Components Energy Use[urban residential,natural gas bf,envelope] | NoSettings | 0 | 0 | 0 | 0 | 0 | 0 | 0 | 0 | 0 | 0 | 0 | 0 | 0 | 0 | 0 | 0 | 0 | 0 | 0 | 0 | 0 | 0 | 0 | 0 | 0 | 0 | 0 | 0 | 0 | 0 | 0
Building Components Energy Use[urban residential,natural gas bf,lighting] | NoSettings | 0 | 0 | 0 | 0 | 0 | 0 | 0 | 0 | 0 | 0 | 0 | 0 | 0 | 0 | 0 | 0 | 0 | 0 | 0 | 0 | 0 | 0 | 0 | 0 | 0 | 0 | 0 | 0 | 0 | 0 | 0
Building Components Energy Use[urban residential,natural gas bf,appliances] | NoSettings | 238000000000000 | 246000000000000 | 246000000000000 | 247000000000000 | 246000000000000 | 246000000000000 | 247000000000000 | 246000000000000 | 245000000000000 | 245000000000000 | 243000000000000 | 242000000000000 | 240000000000000 | 239000000000000 | 237000000000000 | 234000000000000 | 233000000000000 | 232000000000000 | 230000000000000 | 229000000000000 | 227000000000000 | 228000000000000 | 228000000000000 | 229000000000000 | 230000000000000 | 230000000000000 | 231000000000000 | 232000000000000 | 233000000000000 | 234000000000000 | 235000000000000
Building Components Energy Use[urban residential,natural gas bf,other component] | NoSettings | 0 | 0 | 0 | 0 | 0 | 0 | 0 | 0 | 0 | 0 | 0 | 0 | 0 | 0 | 0 | 0 | 0 | 0 | 0 | 0 | 0 | 0 | 0 | 0 | 0 | 0 | 0 | 0 | 0 | 0 | 0
Building Components Energy Use[urban residential,petroleum diesel bf,heating] | NoSettings | 294000000000 | 294000000000 | 295000000000 | 295000000000 | 295000000000 | 294000000000 | 294000000000 | 293000000000 | 292000000000 | 290000000000 | 289000000000 | 287000000000 | 285000000000 | 283000000000 | 279000000000 | 276000000000 | 272000000000 | 268000000000 | 262000000000 | 259000000000 | 255000000000 | 251000000000 | 246000000000 | 241000000000 | 236000000000 | 229000000000 | 220000000000 | 211000000000 | 200000000000 | 189000000000 | 176000000000
Building Components Energy Use[urban residential,petroleum diesel bf,cooling and ventilation] | NoSettings | 0 | 0 | 0 | 0 | 0 | 0 | 0 | 0 | 0 | 0 | 0 | 0 | 0 | 0 | 0 | 0 | 0 | 0 | 0 | 0 | 0 | 0 | 0 | 0 | 0 | 0 | 0 | 0 | 0 | 0 | 0
Building Components Energy Use[urban residential,petroleum diesel bf,envelope] | NoSettings | 0 | 0 | 0 | 0 | 0 | 0 | 0 | 0 | 0 | 0 | 0 | 0 | 0 | 0 | 0 | 0 | 0 | 0 | 0 | 0 | 0 | 0 | 0 | 0 | 0 | 0 | 0 | 0 | 0 | 0 | 0
Building Components Energy Use[urban residential,petroleum diesel bf,lighting] | NoSettings | 0 | 0 | 0 | 0 | 0 | 0 | 0 | 0 | 0 | 0 | 0 | 0 | 0 | 0 | 0 | 0 | 0 | 0 | 0 | 0 | 0 | 0 | 0 | 0 | 0 | 0 | 0 | 0 | 0 | 0 | 0
Building Components Energy Use[urban residential,petroleum diesel bf,appliances] | NoSettings | 4080000000 | 3740000000 | 3440000000 | 3170000000 | 2940000000 | 2740000000 | 2600000000 | 2510000000 | 2470000000 | 2490000000 | 2540000000 | 2670000000 | 2840000000 | 3040000000 | 3350000000 | 3730000000 | 4240000000 | 4880000000 | 5730000000 | 6810000000 | 8230000000 | 10100000000 | 12800000000 | 16200000000 | 20600000000 | 26400000000 | 33700000000 | 42700000000 | 53300000000 | 65000000000 | 77300000000
Building Components Energy Use[urban residential,petroleum diesel bf,other component] | NoSettings | 0 | 0 | 0 | 0 | 0 | 0 | 0 | 0 | 0 | 0 | 0 | 0 | 0 | 0 | 0 | 0 | 0 | 0 | 0 | 0 | 0 | 0 | 0 | 0 | 0 | 0 | 0 | 0 | 0 | 0 | 0
Building Components Energy Use[urban residential,heat bf,heating] | NoSettings | 0 | 0 | 0 | 0 | 0 | 0 | 0 | 0 | 0 | 0 | 0 | 0 | 0 | 0 | 0 | 0 | 0 | 0 | 0 | 0 | 0 | 0 | 0 | 0 | 0 | 0 | 0 | 0 | 0 | 0 | 0
Building Components Energy Use[urban residential,heat bf,cooling and ventilation] | NoSettings | 0 | 0 | 0 | 0 | 0 | 0 | 0 | 0 | 0 | 0 | 0 | 0 | 0 | 0 | 0 | 0 | 0 | 0 | 0 | 0 | 0 | 0 | 0 | 0 | 0 | 0 | 0 | 0 | 0 | 0 | 0
Building Components Energy Use[urban residential,heat bf,envelope] | NoSettings | 0 | 0 | 0 | 0 | 0 | 0 | 0 | 0 | 0 | 0 | 0 | 0 | 0 | 0 | 0 | 0 | 0 | 0 | 0 | 0 | 0 | 0 | 0 | 0 | 0 | 0 | 0 | 0 | 0 | 0 | 0
Building Components Energy Use[urban residential,heat bf,lighting] | NoSettings | 0 | 0 | 0 | 0 | 0 | 0 | 0 | 0 | 0 | 0 | 0 | 0 | 0 | 0 | 0 | 0 | 0 | 0 | 0 | 0 | 0 | 0 | 0 | 0 | 0 | 0 | 0 | 0 | 0 | 0 | 0
Building Components Energy Use[urban residential,heat bf,appliances] | NoSettings | 0 | 0 | 0 | 0 | 0 | 0 | 0 | 0 | 0 | 0 | 0 | 0 | 0 | 0 | 0 | 0 | 0 | 0 | 0 | 0 | 0 | 0 | 0 | 0 | 0 | 0 | 0 | 0 | 0 | 0 | 0
Building Components Energy Use[urban residential,heat bf,other component] | NoSettings | 0 | 0 | 0 | 0 | 0 | 0 | 0 | 0 | 0 | 0 | 0 | 0 | 0 | 0 | 0 | 0 | 0 | 0 | 0 | 0 | 0 | 0 | 0 | 0 | 0 | 0 | 0 | 0 | 0 | 0 | 0
Building Components Energy Use[urban residential,biomass bf,heating] | NoSettings | 17800000000000 | 17800000000000 | 17800000000000 | 17800000000000 | 17800000000000 | 17800000000000 | 17800000000000 | 17800000000000 | 17800000000000 | 17800000000000 | 17800000000000 | 17800000000000 | 17800000000000 | 17800000000000 | 17800000000000 | 17800000000000 | 17800000000000 | 17800000000000 | 17800000000000 | 17800000000000 | 17800000000000 | 17800000000000 | 17800000000000 | 17800000000000 | 17800000000000 | 17800000000000 | 17800000000000 | 17800000000000 | 17800000000000 | 17800000000000 | 17800000000000
Building Components Energy Use[urban residential,biomass bf,cooling and ventilation] | NoSettings | 0 | 0 | 0 | 0 | 0 | 0 | 0 | 0 | 0 | 0 | 0 | 0 | 0 | 0 | 0 | 0 | 0 | 0 | 0 | 0 | 0 | 0 | 0 | 0 | 0 | 0 | 0 | 0 | 0 | 0 | 0
Building Components Energy Use[urban residential,biomass bf,envelope] | NoSettings | 0 | 0 | 0 | 0 | 0 | 0 | 0 | 0 | 0 | 0 | 0 | 0 | 0 | 0 | 0 | 0 | 0 | 0 | 0 | 0 | 0 | 0 | 0 | 0 | 0 | 0 | 0 | 0 | 0 | 0 | 0
Building Components Energy Use[urban residential,biomass bf,lighting] | NoSettings | 0 | 0 | 0 | 0 | 0 | 0 | 0 | 0 | 0 | 0 | 0 | 0 | 0 | 0 | 0 | 0 | 0 | 0 | 0 | 0 | 0 | 0 | 0 | 0 | 0 | 0 | 0 | 0 | 0 | 0 | 0
Building Components Energy Use[urban residential,biomass bf,appliances] | NoSettings | 0 | 0 | 0 | 0 | 0 | 0 | 0 | 0 | 0 | 0 | 0 | 0 | 0 | 0 | 0 | 0 | 0 | 0 | 0 | 0 | 0 | 0 | 0 | 0 | 0 | 0 | 0 | 0 | 0 | 0 | 0
Building Components Energy Use[urban residential,biomass bf,other component] | NoSettings | 0 | 0 | 0 | 0 | 0 | 0 | 0 | 0 | 0 | 0 | 0 | 0 | 0 | 0 | 0 | 0 | 0 | 0 | 0 | 0 | 0 | 0 | 0 | 0 | 0 | 0 | 0 | 0 | 0 | 0 | 0
Building Components Energy Use[urban residential,kerosene bf,heating] | NoSettings | 0 | 0 | 0 | 0 | 0 | 0 | 0 | 0 | 0 | 0 | 0 | 0 | 0 | 0 | 0 | 0 | 0 | 0 | 0 | 0 | 0 | 0 | 0 | 0 | 0 | 0 | 0 | 0 | 0 | 0 | 0
Building Components Energy Use[urban residential,kerosene bf,cooling and ventilation] | NoSettings | 0 | 0 | 0 | 0 | 0 | 0 | 0 | 0 | 0 | 0 | 0 | 0 | 0 | 0 | 0 | 0 | 0 | 0 | 0 | 0 | 0 | 0 | 0 | 0 | 0 | 0 | 0 | 0 | 0 | 0 | 0
Building Components Energy Use[urban residential,kerosene bf,envelope] | NoSettings | 0 | 0 | 0 | 0 | 0 | 0 | 0 | 0 | 0 | 0 | 0 | 0 | 0 | 0 | 0 | 0 | 0 | 0 | 0 | 0 | 0 | 0 | 0 | 0 | 0 | 0 | 0 | 0 | 0 | 0 | 0
Building Components Energy Use[urban residential,kerosene bf,lighting] | NoSettings | 0 | 0 | 0 | 0 | 0 | 0 | 0 | 0 | 0 | 0 | 0 | 0 | 0 | 0 | 0 | 0 | 0 | 0 | 0 | 0 | 0 | 0 | 0 | 0 | 0 | 0 | 0 | 0 | 0 | 0 | 0
Building Components Energy Use[urban residential,kerosene bf,appliances] | NoSettings | 0 | 0 | 0 | 0 | 0 | 0 | 0 | 0 | 0 | 0 | 0 | 0 | 0 | 0 | 0 | 0 | 0 | 0 | 0 | 0 | 0 | 0 | 0 | 0 | 0 | 0 | 0 | 0 | 0 | 0 | 0
Building Components Energy Use[urban residential,kerosene bf,other component] | NoSettings | 0 | 0 | 0 | 0 | 0 | 0 | 0 | 0 | 0 | 0 | 0 | 0 | 0 | 0 | 0 | 0 | 0 | 0 | 0 | 0 | 0 | 0 | 0 | 0 | 0 | 0 | 0 | 0 | 0 | 0 | 0
Building Components Energy Use[urban residential,heavy or residual fuel oil bf,heating] | NoSettings | 0 | 0 | 0 | 0 | 0 | 0 | 0 | 0 | 0 | 0 | 0 | 0 | 0 | 0 | 0 | 0 | 0 | 0 | 0 | 0 | 0 | 0 | 0 | 0 | 0 | 0 | 0 | 0 | 0 | 0 | 0
Building Components Energy Use[urban residential,heavy or residual fuel oil bf,cooling and ventilation] | NoSettings | 0 | 0 | 0 | 0 | 0 | 0 | 0 | 0 | 0 | 0 | 0 | 0 | 0 | 0 | 0 | 0 | 0 | 0 | 0 | 0 | 0 | 0 | 0 | 0 | 0 | 0 | 0 | 0 | 0 | 0 | 0
Building Components Energy Use[urban residential,heavy or residual fuel oil bf,envelope] | NoSettings | 0 | 0 | 0 | 0 | 0 | 0 | 0 | 0 | 0 | 0 | 0 | 0 | 0 | 0 | 0 | 0 | 0 | 0 | 0 | 0 | 0 | 0 | 0 | 0 | 0 | 0 | 0 | 0 | 0 | 0 | 0
Building Components Energy Use[urban residential,heavy or residual fuel oil bf,lighting] | NoSettings | 0 | 0 | 0 | 0 | 0 | 0 | 0 | 0 | 0 | 0 | 0 | 0 | 0 | 0 | 0 | 0 | 0 | 0 | 0 | 0 | 0 | 0 | 0 | 0 | 0 | 0 | 0 | 0 | 0 | 0 | 0
Building Components Energy Use[urban residential,heavy or residual fuel oil bf,appliances] | NoSettings | 0 | 0 | 0 | 0 | 0 | 0 | 0 | 0 | 0 | 0 | 0 | 0 | 0 | 0 | 0 | 0 | 0 | 0 | 0 | 0 | 0 | 0 | 0 | 0 | 0 | 0 | 0 | 0 | 0 | 0 | 0
Building Components Energy Use[urban residential,heavy or residual fuel oil bf,other component] | NoSettings | 0 | 0 | 0 | 0 | 0 | 0 | 0 | 0 | 0 | 0 | 0 | 0 | 0 | 0 | 0 | 0 | 0 | 0 | 0 | 0 | 0 | 0 | 0 | 0 | 0 | 0 | 0 | 0 | 0 | 0 | 0
Building Components Energy Use[urban residential,LPG propane or butane bf,heating] | NoSettings | 12000000000000 | 11600000000000 | 11000000000000 | 11100000000000 | 11100000000000 | 11000000000000 | 10800000000000 | 10800000000000 | 10600000000000 | 10200000000000 | 9960000000000 | 9600000000000 | 9250000000000 | 8990000000000 | 8740000000000 | 8490000000000 | 8240000000000 | 8010000000000 | 7750000000000 | 7480000000000 | 7290000000000 | 7100000000000 | 6930000000000 | 6760000000000 | 6620000000000 | 6530000000000 | 6340000000000 | 6230000000000 | 6120000000000 | 6020000000000 | 5920000000000
Building Components Energy Use[urban residential,LPG propane or butane bf,cooling and ventilation] | NoSettings | 0 | 0 | 0 | 0 | 0 | 0 | 0 | 0 | 0 | 0 | 0 | 0 | 0 | 0 | 0 | 0 | 0 | 0 | 0 | 0 | 0 | 0 | 0 | 0 | 0 | 0 | 0 | 0 | 0 | 0 | 0
Building Components Energy Use[urban residential,LPG propane or butane bf,envelope] | NoSettings | 0 | 0 | 0 | 0 | 0 | 0 | 0 | 0 | 0 | 0 | 0 | 0 | 0 | 0 | 0 | 0 | 0 | 0 | 0 | 0 | 0 | 0 | 0 | 0 | 0 | 0 | 0 | 0 | 0 | 0 | 0
Building Components Energy Use[urban residential,LPG propane or butane bf,lighting] | NoSettings | 0 | 0 | 0 | 0 | 0 | 0 | 0 | 0 | 0 | 0 | 0 | 0 | 0 | 0 | 0 | 0 | 0 | 0 | 0 | 0 | 0 | 0 | 0 | 0 | 0 | 0 | 0 | 0 | 0 | 0 | 0
Building Components Energy Use[urban residential,LPG propane or butane bf,appliances] | NoSettings | 4440000000000 | 4110000000000 | 3740000000000 | 3640000000000 | 3510000000000 | 3410000000000 | 3280000000000 | 3200000000000 | 3080000000000 | 2960000000000 | 2840000000000 | 2700000000000 | 2560000000000 | 2450000000000 | 2360000000000 | 2270000000000 | 2190000000000 | 2120000000000 | 2050000000000 | 1970000000000 | 1920000000000 | 1880000000000 | 1850000000000 | 1820000000000 | 1790000000000 | 1790000000000 | 1740000000000 | 1730000000000 | 1700000000000 | 1670000000000 | 1650000000000
Building Components Energy Use[urban residential,LPG propane or butane bf,other component] | NoSettings | 0 | 0 | 0 | 0 | 0 | 0 | 0 | 0 | 0 | 0 | 0 | 0 | 0 | 0 | 0 | 0 | 0 | 0 | 0 | 0 | 0 | 0 | 0 | 0 | 0 | 0 | 0 | 0 | 0 | 0 | 0
Building Components Energy Use[urban residential,hydrogen bf,heating] | NoSettings | 0 | 0 | 0 | 0 | 0 | 0 | 0 | 0 | 0 | 0 | 0 | 0 | 0 | 0 | 0 | 0 | 0 | 0 | 0 | 0 | 0 | 0 | 0 | 0 | 0 | 0 | 0 | 0 | 0 | 0 | 0
Building Components Energy Use[urban residential,hydrogen bf,cooling and ventilation] | NoSettings | 0 | 0 | 0 | 0 | 0 | 0 | 0 | 0 | 0 | 0 | 0 | 0 | 0 | 0 | 0 | 0 | 0 | 0 | 0 | 0 | 0 | 0 | 0 | 0 | 0 | 0 | 0 | 0 | 0 | 0 | 0
Building Components Energy Use[urban residential,hydrogen bf,envelope] | NoSettings | 0 | 0 | 0 | 0 | 0 | 0 | 0 | 0 | 0 | 0 | 0 | 0 | 0 | 0 | 0 | 0 | 0 | 0 | 0 | 0 | 0 | 0 | 0 | 0 | 0 | 0 | 0 | 0 | 0 | 0 | 0
Building Components Energy Use[urban residential,hydrogen bf,lighting] | NoSettings | 0 | 0 | 0 | 0 | 0 | 0 | 0 | 0 | 0 | 0 | 0 | 0 | 0 | 0 | 0 | 0 | 0 | 0 | 0 | 0 | 0 | 0 | 0 | 0 | 0 | 0 | 0 | 0 | 0 | 0 | 0
Building Components Energy Use[urban residential,hydrogen bf,appliances] | NoSettings | 0 | 0 | 0 | 0 | 0 | 0 | 0 | 0 | 0 | 0 | 0 | 0 | 0 | 0 | 0 | 0 | 0 | 0 | 0 | 0 | 0 | 0 | 0 | 0 | 0 | 0 | 0 | 0 | 0 | 0 | 0
Building Components Energy Use[urban residential,hydrogen bf,other component] | NoSettings | 0 | 0 | 0 | 0 | 0 | 0 | 0 | 0 | 0 | 0 | 0 | 0 | 0 | 0 | 0 | 0 | 0 | 0 | 0 | 0 | 0 | 0 | 0 | 0 | 0 | 0 | 0 | 0 | 0 | 0 | 0
Building Components Energy Use[rural residential,electricity bf,heating] | NoSettings | 1720000000000 | 1690000000000 | 1710000000000 | 1760000000000 | 1820000000000 | 1880000000000 | 1950000000000 | 2020000000000 | 2100000000000 | 2170000000000 | 2250000000000 | 2330000000000 | 2410000000000 | 2480000000000 | 2550000000000 | 2630000000000 | 2720000000000 | 2800000000000 | 2890000000000 | 2950000000000 | 3030000000000 | 3100000000000 | 3160000000000 | 3220000000000 | 3270000000000 | 3300000000000 | 3340000000000 | 3380000000000 | 3360000000000 | 3330000000000 | 3310000000000
Building Components Energy Use[rural residential,electricity bf,cooling and ventilation] | NoSettings | 1140000000000 | 1070000000000 | 1030000000000 | 1010000000000 | 994000000000 | 980000000000 | 973000000000 | 972000000000 | 970000000000 | 971000000000 | 974000000000 | 978000000000 | 985000000000 | 991000000000 | 994000000000 | 997000000000 | 1010000000000 | 1010000000000 | 1020000000000 | 1030000000000 | 1040000000000 | 1050000000000 | 1070000000000 | 1080000000000 | 1100000000000 | 1120000000000 | 1140000000000 | 1160000000000 | 1160000000000 | 1160000000000 | 1170000000000
Building Components Energy Use[rural residential,electricity bf,envelope] | NoSettings | 0 | 0 | 0 | 0 | 0 | 0 | 0 | 0 | 0 | 0 | 0 | 0 | 0 | 0 | 0 | 0 | 0 | 0 | 0 | 0 | 0 | 0 | 0 | 0 | 0 | 0 | 0 | 0 | 0 | 0 | 0
Building Components Energy Use[rural residential,electricity bf,lighting] | NoSettings | 1190000000000 | 1140000000000 | 1120000000000 | 1130000000000 | 1140000000000 | 1150000000000 | 1180000000000 | 1200000000000 | 1230000000000 | 1250000000000 | 1270000000000 | 1290000000000 | 1310000000000 | 1330000000000 | 1350000000000 | 1370000000000 | 1390000000000 | 1400000000000 | 1410000000000 | 1430000000000 | 1440000000000 | 1450000000000 | 1470000000000 | 1490000000000 | 1510000000000 | 1530000000000 | 1550000000000 | 1570000000000 | 1580000000000 | 1580000000000 | 1580000000000
Building Components Energy Use[rural residential,electricity bf,appliances] | NoSettings | 4790000000000 | 4620000000000 | 4550000000000 | 4580000000000 | 4620000000000 | 4660000000000 | 4720000000000 | 4810000000000 | 4880000000000 | 4980000000000 | 5070000000000 | 5170000000000 | 5270000000000 | 5370000000000 | 5470000000000 | 5570000000000 | 5680000000000 | 5780000000000 | 5880000000000 | 5980000000000 | 6070000000000 | 6170000000000 | 6270000000000 | 6360000000000 | 6440000000000 | 6540000000000 | 6620000000000 | 6720000000000 | 6730000000000 | 6720000000000 | 6730000000000
Building Components Energy Use[rural residential,electricity bf,other component] | NoSettings | 6660000000000 | 6280000000000 | 6050000000000 | 5890000000000 | 5770000000000 | 5650000000000 | 5520000000000 | 5410000000000 | 5290000000000 | 5180000000000 | 5050000000000 | 4910000000000 | 4760000000000 | 4610000000000 | 4470000000000 | 4330000000000 | 4200000000000 | 4060000000000 | 3920000000000 | 3780000000000 | 3630000000000 | 3460000000000 | 3290000000000 | 3120000000000 | 2950000000000 | 2770000000000 | 2600000000000 | 2430000000000 | 2380000000000 | 2360000000000 | 2330000000000
Building Components Energy Use[rural residential,hard coal bf,heating] | NoSettings | 0 | 0 | 0 | 0 | 0 | 0 | 0 | 0 | 0 | 0 | 0 | 0 | 0 | 0 | 0 | 0 | 0 | 0 | 0 | 0 | 0 | 0 | 0 | 0 | 0 | 0 | 0 | 0 | 0 | 0 | 0
Building Components Energy Use[rural residential,hard coal bf,cooling and ventilation] | NoSettings | 0 | 0 | 0 | 0 | 0 | 0 | 0 | 0 | 0 | 0 | 0 | 0 | 0 | 0 | 0 | 0 | 0 | 0 | 0 | 0 | 0 | 0 | 0 | 0 | 0 | 0 | 0 | 0 | 0 | 0 | 0
Building Components Energy Use[rural residential,hard coal bf,envelope] | NoSettings | 0 | 0 | 0 | 0 | 0 | 0 | 0 | 0 | 0 | 0 | 0 | 0 | 0 | 0 | 0 | 0 | 0 | 0 | 0 | 0 | 0 | 0 | 0 | 0 | 0 | 0 | 0 | 0 | 0 | 0 | 0
Building Components Energy Use[rural residential,hard coal bf,lighting] | NoSettings | 0 | 0 | 0 | 0 | 0 | 0 | 0 | 0 | 0 | 0 | 0 | 0 | 0 | 0 | 0 | 0 | 0 | 0 | 0 | 0 | 0 | 0 | 0 | 0 | 0 | 0 | 0 | 0 | 0 | 0 | 0
Building Components Energy Use[rural residential,hard coal bf,appliances] | NoSettings | 0 | 0 | 0 | 0 | 0 | 0 | 0 | 0 | 0 | 0 | 0 | 0 | 0 | 0 | 0 | 0 | 0 | 0 | 0 | 0 | 0 | 0 | 0 | 0 | 0 | 0 | 0 | 0 | 0 | 0 | 0
Building Components Energy Use[rural residential,hard coal bf,other component] | NoSettings | 0 | 0 | 0 | 0 | 0 | 0 | 0 | 0 | 0 | 0 | 0 | 0 | 0 | 0 | 0 | 0 | 0 | 0 | 0 | 0 | 0 | 0 | 0 | 0 | 0 | 0 | 0 | 0 | 0 | 0 | 0
Building Components Energy Use[rural residential,natural gas bf,heating] | NoSettings | 11300000000000 | 11800000000000 | 11800000000000 | 11800000000000 | 11800000000000 | 11800000000000 | 11700000000000 | 11700000000000 | 11600000000000 | 11500000000000 | 11400000000000 | 11300000000000 | 11200000000000 | 11000000000000 | 10900000000000 | 10800000000000 | 10700000000000 | 10500000000000 | 10400000000000 | 10400000000000 | 10300000000000 | 10100000000000 | 10000000000000 | 9950000000000 | 9890000000000 | 9850000000000 | 9730000000000 | 9700000000000 | 9690000000000 | 9690000000000 | 9690000000000
Building Components Energy Use[rural residential,natural gas bf,cooling and ventilation] | NoSettings | 10600000000 | 10600000000 | 10400000000 | 10200000000 | 9970000000 | 9780000000 | 9580000000 | 9380000000 | 9190000000 | 9010000000 | 8820000000 | 8660000000 | 8510000000 | 8350000000 | 8180000000 | 8030000000 | 7910000000 | 7760000000 | 7630000000 | 7520000000 | 7410000000 | 7410000000 | 7450000000 | 7500000000 | 7590000000 | 7690000000 | 7800000000 | 7930000000 | 8040000000 | 8170000000 | 8300000000
Building Components Energy Use[rural residential,natural gas bf,envelope] | NoSettings | 0 | 0 | 0 | 0 | 0 | 0 | 0 | 0 | 0 | 0 | 0 | 0 | 0 | 0 | 0 | 0 | 0 | 0 | 0 | 0 | 0 | 0 | 0 | 0 | 0 | 0 | 0 | 0 | 0 | 0 | 0
Building Components Energy Use[rural residential,natural gas bf,lighting] | NoSettings | 0 | 0 | 0 | 0 | 0 | 0 | 0 | 0 | 0 | 0 | 0 | 0 | 0 | 0 | 0 | 0 | 0 | 0 | 0 | 0 | 0 | 0 | 0 | 0 | 0 | 0 | 0 | 0 | 0 | 0 | 0
Building Components Energy Use[rural residential,natural gas bf,appliances] | NoSettings | 12500000000000 | 12900000000000 | 13000000000000 | 13000000000000 | 12900000000000 | 13000000000000 | 12900000000000 | 12900000000000 | 12900000000000 | 12900000000000 | 12700000000000 | 12700000000000 | 12600000000000 | 12600000000000 | 12400000000000 | 12400000000000 | 12200000000000 | 12200000000000 | 12100000000000 | 12000000000000 | 12000000000000 | 12000000000000 | 12000000000000 | 12100000000000 | 12100000000000 | 12200000000000 | 12200000000000 | 12200000000000 | 12200000000000 | 12300000000000 | 12300000000000
Building Components Energy Use[rural residential,natural gas bf,other component] | NoSettings | 0 | 0 | 0 | 0 | 0 | 0 | 0 | 0 | 0 | 0 | 0 | 0 | 0 | 0 | 0 | 0 | 0 | 0 | 0 | 0 | 0 | 0 | 0 | 0 | 0 | 0 | 0 | 0 | 0 | 0 | 0
Building Components Energy Use[rural residential,petroleum diesel bf,heating] | NoSettings | 15500000000 | 15500000000 | 15500000000 | 15500000000 | 15500000000 | 15500000000 | 15400000000 | 15500000000 | 15500000000 | 15400000000 | 15300000000 | 15200000000 | 15100000000 | 15000000000 | 14900000000 | 14700000000 | 14400000000 | 14200000000 | 13800000000 | 13700000000 | 13500000000 | 13300000000 | 13000000000 | 12700000000 | 12400000000 | 12100000000 | 11600000000 | 11100000000 | 10500000000 | 9950000000 | 9270000000
Building Components Energy Use[rural residential,petroleum diesel bf,cooling and ventilation] | NoSettings | 0 | 0 | 0 | 0 | 0 | 0 | 0 | 0 | 0 | 0 | 0 | 0 | 0 | 0 | 0 | 0 | 0 | 0 | 0 | 0 | 0 | 0 | 0 | 0 | 0 | 0 | 0 | 0 | 0 | 0 | 0
Building Components Energy Use[rural residential,petroleum diesel bf,envelope] | NoSettings | 0 | 0 | 0 | 0 | 0 | 0 | 0 | 0 | 0 | 0 | 0 | 0 | 0 | 0 | 0 | 0 | 0 | 0 | 0 | 0 | 0 | 0 | 0 | 0 | 0 | 0 | 0 | 0 | 0 | 0 | 0
Building Components Energy Use[rural residential,petroleum diesel bf,lighting] | NoSettings | 0 | 0 | 0 | 0 | 0 | 0 | 0 | 0 | 0 | 0 | 0 | 0 | 0 | 0 | 0 | 0 | 0 | 0 | 0 | 0 | 0 | 0 | 0 | 0 | 0 | 0 | 0 | 0 | 0 | 0 | 0
Building Components Energy Use[rural residential,petroleum diesel bf,appliances] | NoSettings | 215000000 | 197000000 | 181000000 | 167000000 | 155000000 | 145000000 | 137000000 | 132000000 | 129000000 | 130000000 | 134000000 | 140000000 | 149000000 | 160000000 | 176000000 | 197000000 | 223000000 | 257000000 | 301000000 | 358000000 | 433000000 | 536000000 | 670000000 | 848000000 | 1080000000 | 1390000000 | 1780000000 | 2240000000 | 2810000000 | 3430000000 | 4060000000
Building Components Energy Use[rural residential,petroleum diesel bf,other component] | NoSettings | 0 | 0 | 0 | 0 | 0 | 0 | 0 | 0 | 0 | 0 | 0 | 0 | 0 | 0 | 0 | 0 | 0 | 0 | 0 | 0 | 0 | 0 | 0 | 0 | 0 | 0 | 0 | 0 | 0 | 0 | 0
Building Components Energy Use[rural residential,heat bf,heating] | NoSettings | 0 | 0 | 0 | 0 | 0 | 0 | 0 | 0 | 0 | 0 | 0 | 0 | 0 | 0 | 0 | 0 | 0 | 0 | 0 | 0 | 0 | 0 | 0 | 0 | 0 | 0 | 0 | 0 | 0 | 0 | 0
Building Components Energy Use[rural residential,heat bf,cooling and ventilation] | NoSettings | 0 | 0 | 0 | 0 | 0 | 0 | 0 | 0 | 0 | 0 | 0 | 0 | 0 | 0 | 0 | 0 | 0 | 0 | 0 | 0 | 0 | 0 | 0 | 0 | 0 | 0 | 0 | 0 | 0 | 0 | 0
Building Components Energy Use[rural residential,heat bf,envelope] | NoSettings | 0 | 0 | 0 | 0 | 0 | 0 | 0 | 0 | 0 | 0 | 0 | 0 | 0 | 0 | 0 | 0 | 0 | 0 | 0 | 0 | 0 | 0 | 0 | 0 | 0 | 0 | 0 | 0 | 0 | 0 | 0
Building Components Energy Use[rural residential,heat bf,lighting] | NoSettings | 0 | 0 | 0 | 0 | 0 | 0 | 0 | 0 | 0 | 0 | 0 | 0 | 0 | 0 | 0 | 0 | 0 | 0 | 0 | 0 | 0 | 0 | 0 | 0 | 0 | 0 | 0 | 0 | 0 | 0 | 0
Building Components Energy Use[rural residential,heat bf,appliances] | NoSettings | 0 | 0 | 0 | 0 | 0 | 0 | 0 | 0 | 0 | 0 | 0 | 0 | 0 | 0 | 0 | 0 | 0 | 0 | 0 | 0 | 0 | 0 | 0 | 0 | 0 | 0 | 0 | 0 | 0 | 0 | 0
Building Components Energy Use[rural residential,heat bf,other component] | NoSettings | 0 | 0 | 0 | 0 | 0 | 0 | 0 | 0 | 0 | 0 | 0 | 0 | 0 | 0 | 0 | 0 | 0 | 0 | 0 | 0 | 0 | 0 | 0 | 0 | 0 | 0 | 0 | 0 | 0 | 0 | 0
Building Components Energy Use[rural residential,biomass bf,heating] | NoSettings | 4090000000000 | 4090000000000 | 4090000000000 | 4090000000000 | 4090000000000 | 4090000000000 | 4090000000000 | 4090000000000 | 4090000000000 | 4090000000000 | 4090000000000 | 4090000000000 | 4090000000000 | 4090000000000 | 4090000000000 | 4090000000000 | 4090000000000 | 4090000000000 | 4090000000000 | 4090000000000 | 4090000000000 | 4090000000000 | 4090000000000 | 4090000000000 | 4090000000000 | 4090000000000 | 4090000000000 | 4090000000000 | 4090000000000 | 4090000000000 | 4090000000000
Building Components Energy Use[rural residential,biomass bf,cooling and ventilation] | NoSettings | 0 | 0 | 0 | 0 | 0 | 0 | 0 | 0 | 0 | 0 | 0 | 0 | 0 | 0 | 0 | 0 | 0 | 0 | 0 | 0 | 0 | 0 | 0 | 0 | 0 | 0 | 0 | 0 | 0 | 0 | 0
Building Components Energy Use[rural residential,biomass bf,envelope] | NoSettings | 0 | 0 | 0 | 0 | 0 | 0 | 0 | 0 | 0 | 0 | 0 | 0 | 0 | 0 | 0 | 0 | 0 | 0 | 0 | 0 | 0 | 0 | 0 | 0 | 0 | 0 | 0 | 0 | 0 | 0 | 0
Building Components Energy Use[rural residential,biomass bf,lighting] | NoSettings | 0 | 0 | 0 | 0 | 0 | 0 | 0 | 0 | 0 | 0 | 0 | 0 | 0 | 0 | 0 | 0 | 0 | 0 | 0 | 0 | 0 | 0 | 0 | 0 | 0 | 0 | 0 | 0 | 0 | 0 | 0
Building Components Energy Use[rural residential,biomass bf,appliances] | NoSettings | 0 | 0 | 0 | 0 | 0 | 0 | 0 | 0 | 0 | 0 | 0 | 0 | 0 | 0 | 0 | 0 | 0 | 0 | 0 | 0 | 0 | 0 | 0 | 0 | 0 | 0 | 0 | 0 | 0 | 0 | 0
Building Components Energy Use[rural residential,biomass bf,other component] | NoSettings | 0 | 0 | 0 | 0 | 0 | 0 | 0 | 0 | 0 | 0 | 0 | 0 | 0 | 0 | 0 | 0 | 0 | 0 | 0 | 0 | 0 | 0 | 0 | 0 | 0 | 0 | 0 | 0 | 0 | 0 | 0
Building Components Energy Use[rural residential,kerosene bf,heating] | NoSettings | 0 | 0 | 0 | 0 | 0 | 0 | 0 | 0 | 0 | 0 | 0 | 0 | 0 | 0 | 0 | 0 | 0 | 0 | 0 | 0 | 0 | 0 | 0 | 0 | 0 | 0 | 0 | 0 | 0 | 0 | 0
Building Components Energy Use[rural residential,kerosene bf,cooling and ventilation] | NoSettings | 0 | 0 | 0 | 0 | 0 | 0 | 0 | 0 | 0 | 0 | 0 | 0 | 0 | 0 | 0 | 0 | 0 | 0 | 0 | 0 | 0 | 0 | 0 | 0 | 0 | 0 | 0 | 0 | 0 | 0 | 0
Building Components Energy Use[rural residential,kerosene bf,envelope] | NoSettings | 0 | 0 | 0 | 0 | 0 | 0 | 0 | 0 | 0 | 0 | 0 | 0 | 0 | 0 | 0 | 0 | 0 | 0 | 0 | 0 | 0 | 0 | 0 | 0 | 0 | 0 | 0 | 0 | 0 | 0 | 0
Building Components Energy Use[rural residential,kerosene bf,lighting] | NoSettings | 0 | 0 | 0 | 0 | 0 | 0 | 0 | 0 | 0 | 0 | 0 | 0 | 0 | 0 | 0 | 0 | 0 | 0 | 0 | 0 | 0 | 0 | 0 | 0 | 0 | 0 | 0 | 0 | 0 | 0 | 0
Building Components Energy Use[rural residential,kerosene bf,appliances] | NoSettings | 0 | 0 | 0 | 0 | 0 | 0 | 0 | 0 | 0 | 0 | 0 | 0 | 0 | 0 | 0 | 0 | 0 | 0 | 0 | 0 | 0 | 0 | 0 | 0 | 0 | 0 | 0 | 0 | 0 | 0 | 0
Building Components Energy Use[rural residential,kerosene bf,other component] | NoSettings | 0 | 0 | 0 | 0 | 0 | 0 | 0 | 0 | 0 | 0 | 0 | 0 | 0 | 0 | 0 | 0 | 0 | 0 | 0 | 0 | 0 | 0 | 0 | 0 | 0 | 0 | 0 | 0 | 0 | 0 | 0
Building Components Energy Use[rural residential,heavy or residual fuel oil bf,heating] | NoSettings | 0 | 0 | 0 | 0 | 0 | 0 | 0 | 0 | 0 | 0 | 0 | 0 | 0 | 0 | 0 | 0 | 0 | 0 | 0 | 0 | 0 | 0 | 0 | 0 | 0 | 0 | 0 | 0 | 0 | 0 | 0
Building Components Energy Use[rural residential,heavy or residual fuel oil bf,cooling and ventilation] | NoSettings | 0 | 0 | 0 | 0 | 0 | 0 | 0 | 0 | 0 | 0 | 0 | 0 | 0 | 0 | 0 | 0 | 0 | 0 | 0 | 0 | 0 | 0 | 0 | 0 | 0 | 0 | 0 | 0 | 0 | 0 | 0
Building Components Energy Use[rural residential,heavy or residual fuel oil bf,envelope] | NoSettings | 0 | 0 | 0 | 0 | 0 | 0 | 0 | 0 | 0 | 0 | 0 | 0 | 0 | 0 | 0 | 0 | 0 | 0 | 0 | 0 | 0 | 0 | 0 | 0 | 0 | 0 | 0 | 0 | 0 | 0 | 0
Building Components Energy Use[rural residential,heavy or residual fuel oil bf,lighting] | NoSettings | 0 | 0 | 0 | 0 | 0 | 0 | 0 | 0 | 0 | 0 | 0 | 0 | 0 | 0 | 0 | 0 | 0 | 0 | 0 | 0 | 0 | 0 | 0 | 0 | 0 | 0 | 0 | 0 | 0 | 0 | 0
Building Components Energy Use[rural residential,heavy or residual fuel oil bf,appliances] | NoSettings | 0 | 0 | 0 | 0 | 0 | 0 | 0 | 0 | 0 | 0 | 0 | 0 | 0 | 0 | 0 | 0 | 0 | 0 | 0 | 0 | 0 | 0 | 0 | 0 | 0 | 0 | 0 | 0 | 0 | 0 | 0
Building Components Energy Use[rural residential,heavy or residual fuel oil bf,other component] | NoSettings | 0 | 0 | 0 | 0 | 0 | 0 | 0 | 0 | 0 | 0 | 0 | 0 | 0 | 0 | 0 | 0 | 0 | 0 | 0 | 0 | 0 | 0 | 0 | 0 | 0 | 0 | 0 | 0 | 0 | 0 | 0
Building Components Energy Use[rural residential,LPG propane or butane bf,heating] | NoSettings | 2760000000000 | 2670000000000 | 2540000000000 | 2560000000000 | 2550000000000 | 2530000000000 | 2490000000000 | 2480000000000 | 2430000000000 | 2370000000000 | 2300000000000 | 2220000000000 | 2140000000000 | 2080000000000 | 2030000000000 | 1970000000000 | 1910000000000 | 1850000000000 | 1790000000000 | 1720000000000 | 1670000000000 | 1630000000000 | 1590000000000 | 1550000000000 | 1520000000000 | 1500000000000 | 1460000000000 | 1430000000000 | 1410000000000 | 1390000000000 | 1360000000000
Building Components Energy Use[rural residential,LPG propane or butane bf,cooling and ventilation] | NoSettings | 0 | 0 | 0 | 0 | 0 | 0 | 0 | 0 | 0 | 0 | 0 | 0 | 0 | 0 | 0 | 0 | 0 | 0 | 0 | 0 | 0 | 0 | 0 | 0 | 0 | 0 | 0 | 0 | 0 | 0 | 0
Building Components Energy Use[rural residential,LPG propane or butane bf,envelope] | NoSettings | 0 | 0 | 0 | 0 | 0 | 0 | 0 | 0 | 0 | 0 | 0 | 0 | 0 | 0 | 0 | 0 | 0 | 0 | 0 | 0 | 0 | 0 | 0 | 0 | 0 | 0 | 0 | 0 | 0 | 0 | 0
Building Components Energy Use[rural residential,LPG propane or butane bf,lighting] | NoSettings | 0 | 0 | 0 | 0 | 0 | 0 | 0 | 0 | 0 | 0 | 0 | 0 | 0 | 0 | 0 | 0 | 0 | 0 | 0 | 0 | 0 | 0 | 0 | 0 | 0 | 0 | 0 | 0 | 0 | 0 | 0
Building Components Energy Use[rural residential,LPG propane or butane bf,appliances] | NoSettings | 234000000000 | 216000000000 | 197000000000 | 191000000000 | 185000000000 | 179000000000 | 173000000000 | 169000000000 | 162000000000 | 155000000000 | 149000000000 | 141000000000 | 135000000000 | 129000000000 | 124000000000 | 119000000000 | 115000000000 | 111000000000 | 107000000000 | 104000000000 | 101000000000 | 99200000000 | 97100000000 | 96100000000 | 94400000000 | 94400000000 | 91800000000 | 91000000000 | 89300000000 | 88400000000 | 86700000000
Building Components Energy Use[rural residential,LPG propane or butane bf,other component] | NoSettings | 0 | 0 | 0 | 0 | 0 | 0 | 0 | 0 | 0 | 0 | 0 | 0 | 0 | 0 | 0 | 0 | 0 | 0 | 0 | 0 | 0 | 0 | 0 | 0 | 0 | 0 | 0 | 0 | 0 | 0 | 0
Building Components Energy Use[rural residential,hydrogen bf,heating] | NoSettings | 0 | 0 | 0 | 0 | 0 | 0 | 0 | 0 | 0 | 0 | 0 | 0 | 0 | 0 | 0 | 0 | 0 | 0 | 0 | 0 | 0 | 0 | 0 | 0 | 0 | 0 | 0 | 0 | 0 | 0 | 0
Building Components Energy Use[rural residential,hydrogen bf,cooling and ventilation] | NoSettings | 0 | 0 | 0 | 0 | 0 | 0 | 0 | 0 | 0 | 0 | 0 | 0 | 0 | 0 | 0 | 0 | 0 | 0 | 0 | 0 | 0 | 0 | 0 | 0 | 0 | 0 | 0 | 0 | 0 | 0 | 0
Building Components Energy Use[rural residential,hydrogen bf,envelope] | NoSettings | 0 | 0 | 0 | 0 | 0 | 0 | 0 | 0 | 0 | 0 | 0 | 0 | 0 | 0 | 0 | 0 | 0 | 0 | 0 | 0 | 0 | 0 | 0 | 0 | 0 | 0 | 0 | 0 | 0 | 0 | 0
Building Components Energy Use[rural residential,hydrogen bf,lighting] | NoSettings | 0 | 0 | 0 | 0 | 0 | 0 | 0 | 0 | 0 | 0 | 0 | 0 | 0 | 0 | 0 | 0 | 0 | 0 | 0 | 0 | 0 | 0 | 0 | 0 | 0 | 0 | 0 | 0 | 0 | 0 | 0
Building Components Energy Use[rural residential,hydrogen bf,appliances] | NoSettings | 0 | 0 | 0 | 0 | 0 | 0 | 0 | 0 | 0 | 0 | 0 | 0 | 0 | 0 | 0 | 0 | 0 | 0 | 0 | 0 | 0 | 0 | 0 | 0 | 0 | 0 | 0 | 0 | 0 | 0 | 0
Building Components Energy Use[rural residential,hydrogen bf,other component] | NoSettings | 0 | 0 | 0 | 0 | 0 | 0 | 0 | 0 | 0 | 0 | 0 | 0 | 0 | 0 | 0 | 0 | 0 | 0 | 0 | 0 | 0 | 0 | 0 | 0 | 0 | 0 | 0 | 0 | 0 | 0 | 0
Building Components Energy Use[commercial,electricity bf,heating] | NoSettings | 7360000000000 | 7000000000000 | 7110000000000 | 7100000000000 | 7060000000000 | 7040000000000 | 7050000000000 | 7070000000000 | 7100000000000 | 7140000000000 | 7170000000000 | 7200000000000 | 7210000000000 | 7220000000000 | 7200000000000 | 7150000000000 | 7170000000000 | 7140000000000 | 7110000000000 | 7070000000000 | 7030000000000 | 6980000000000 | 6910000000000 | 6820000000000 | 6700000000000 | 6580000000000 | 6450000000000 | 6300000000000 | 6140000000000 | 5970000000000 | 5790000000000
Building Components Energy Use[commercial,electricity bf,cooling and ventilation] | NoSettings | 55000000000000 | 53100000000000 | 54700000000000 | 55200000000000 | 55200000000000 | 55200000000000 | 55200000000000 | 55000000000000 | 54600000000000 | 54200000000000 | 53500000000000 | 52900000000000 | 52100000000000 | 51200000000000 | 50300000000000 | 49200000000000 | 48600000000000 | 47700000000000 | 47000000000000 | 46200000000000 | 45500000000000 | 44800000000000 | 44200000000000 | 43600000000000 | 43100000000000 | 42700000000000 | 42300000000000 | 42000000000000 | 41700000000000 | 41400000000000 | 41100000000000
Building Components Energy Use[commercial,electricity bf,envelope] | NoSettings | 0 | 0 | 0 | 0 | 0 | 0 | 0 | 0 | 0 | 0 | 0 | 0 | 0 | 0 | 0 | 0 | 0 | 0 | 0 | 0 | 0 | 0 | 0 | 0 | 0 | 0 | 0 | 0 | 0 | 0 | 0
Building Components Energy Use[commercial,electricity bf,lighting] | NoSettings | 29600000000000 | 28200000000000 | 28000000000000 | 26900000000000 | 25500000000000 | 24100000000000 | 22900000000000 | 21700000000000 | 20600000000000 | 19600000000000 | 18700000000000 | 17900000000000 | 17200000000000 | 16500000000000 | 15900000000000 | 15300000000000 | 14800000000000 | 14300000000000 | 13900000000000 | 13500000000000 | 13100000000000 | 12700000000000 | 12500000000000 | 12200000000000 | 11900000000000 | 11700000000000 | 11500000000000 | 11300000000000 | 11100000000000 | 11000000000000 | 10800000000000
Building Components Energy Use[commercial,electricity bf,appliances] | NoSettings | 55800000000000 | 55300000000000 | 58200000000000 | 60000000000000 | 61300000000000 | 62200000000000 | 62800000000000 | 63200000000000 | 63300000000000 | 63200000000000 | 63100000000000 | 63000000000000 | 62900000000000 | 62800000000000 | 62700000000000 | 62400000000000 | 62800000000000 | 62800000000000 | 62800000000000 | 62800000000000 | 62700000000000 | 62600000000000 | 62400000000000 | 62100000000000 | 61900000000000 | 61600000000000 | 61300000000000 | 61100000000000 | 60800000000000 | 60500000000000 | 60300000000000
Building Components Energy Use[commercial,electricity bf,other component] | NoSettings | 152000000000000 | 149000000000000 | 155000000000000 | 160000000000000 | 164000000000000 | 169000000000000 | 174000000000000 | 179000000000000 | 186000000000000 | 191000000000000 | 196000000000000 | 202000000000000 | 207000000000000 | 213000000000000 | 217000000000000 | 221000000000000 | 226000000000000 | 231000000000000 | 237000000000000 | 241000000000000 | 246000000000000 | 250000000000000 | 255000000000000 | 259000000000000 | 263000000000000 | 267000000000000 | 271000000000000 | 275000000000000 | 279000000000000 | 283000000000000 | 287000000000000
Building Components Energy Use[commercial,hard coal bf,heating] | NoSettings | 0 | 0 | 0 | 0 | 0 | 0 | 0 | 0 | 0 | 0 | 0 | 0 | 0 | 0 | 0 | 0 | 0 | 0 | 0 | 0 | 0 | 0 | 0 | 0 | 0 | 0 | 0 | 0 | 0 | 0 | 0
Building Components Energy Use[commercial,hard coal bf,cooling and ventilation] | NoSettings | 0 | 0 | 0 | 0 | 0 | 0 | 0 | 0 | 0 | 0 | 0 | 0 | 0 | 0 | 0 | 0 | 0 | 0 | 0 | 0 | 0 | 0 | 0 | 0 | 0 | 0 | 0 | 0 | 0 | 0 | 0
Building Components Energy Use[commercial,hard coal bf,envelope] | NoSettings | 0 | 0 | 0 | 0 | 0 | 0 | 0 | 0 | 0 | 0 | 0 | 0 | 0 | 0 | 0 | 0 | 0 | 0 | 0 | 0 | 0 | 0 | 0 | 0 | 0 | 0 | 0 | 0 | 0 | 0 | 0
Building Components Energy Use[commercial,hard coal bf,lighting] | NoSettings | 0 | 0 | 0 | 0 | 0 | 0 | 0 | 0 | 0 | 0 | 0 | 0 | 0 | 0 | 0 | 0 | 0 | 0 | 0 | 0 | 0 | 0 | 0 | 0 | 0 | 0 | 0 | 0 | 0 | 0 | 0
Building Components Energy Use[commercial,hard coal bf,appliances] | NoSettings | 0 | 0 | 0 | 0 | 0 | 0 | 0 | 0 | 0 | 0 | 0 | 0 | 0 | 0 | 0 | 0 | 0 | 0 | 0 | 0 | 0 | 0 | 0 | 0 | 0 | 0 | 0 | 0 | 0 | 0 | 0
Building Components Energy Use[commercial,hard coal bf,other component] | NoSettings | 0 | 0 | 0 | 0 | 0 | 0 | 0 | 0 | 0 | 0 | 0 | 0 | 0 | 0 | 0 | 0 | 0 | 0 | 0 | 0 | 0 | 0 | 0 | 0 | 0 | 0 | 0 | 0 | 0 | 0 | 0
Building Components Energy Use[commercial,natural gas bf,heating] | NoSettings | 46500000000000 | 46500000000000 | 47400000000000 | 47300000000000 | 46700000000000 | 45900000000000 | 45000000000000 | 44100000000000 | 43100000000000 | 42200000000000 | 41100000000000 | 40300000000000 | 39300000000000 | 38500000000000 | 37500000000000 | 36700000000000 | 36000000000000 | 35300000000000 | 34600000000000 | 33800000000000 | 33200000000000 | 32400000000000 | 31700000000000 | 31100000000000 | 30600000000000 | 30000000000000 | 29500000000000 | 29000000000000 | 28600000000000 | 28200000000000 | 27900000000000
Building Components Energy Use[commercial,natural gas bf,cooling and ventilation] | NoSettings | 736000000000 | 752000000000 | 781000000000 | 794000000000 | 798000000000 | 794000000000 | 785000000000 | 773000000000 | 757000000000 | 739000000000 | 716000000000 | 693000000000 | 667000000000 | 639000000000 | 609000000000 | 579000000000 | 549000000000 | 518000000000 | 486000000000 | 455000000000 | 424000000000 | 396000000000 | 368000000000 | 344000000000 | 323000000000 | 303000000000 | 287000000000 | 273000000000 | 260000000000 | 249000000000 | 240000000000
Building Components Energy Use[commercial,natural gas bf,envelope] | NoSettings | 0 | 0 | 0 | 0 | 0 | 0 | 0 | 0 | 0 | 0 | 0 | 0 | 0 | 0 | 0 | 0 | 0 | 0 | 0 | 0 | 0 | 0 | 0 | 0 | 0 | 0 | 0 | 0 | 0 | 0 | 0
Building Components Energy Use[commercial,natural gas bf,lighting] | NoSettings | 0 | 0 | 0 | 0 | 0 | 0 | 0 | 0 | 0 | 0 | 0 | 0 | 0 | 0 | 0 | 0 | 0 | 0 | 0 | 0 | 0 | 0 | 0 | 0 | 0 | 0 | 0 | 0 | 0 | 0 | 0
Building Components Energy Use[commercial,natural gas bf,appliances] | NoSettings | 81000000000000 | 84100000000000 | 88800000000000 | 91800000000000 | 93900000000000 | 95500000000000 | 96700000000000 | 97600000000000 | 98700000000000 | 99500000000000 | 100000000000000 | 102000000000000 | 102000000000000 | 102000000000000 | 103000000000000 | 104000000000000 | 104000000000000 | 105000000000000 | 106000000000000 | 107000000000000 | 107000000000000 | 108000000000000 | 110000000000000 | 111000000000000 | 113000000000000 | 115000000000000 | 116000000000000 | 117000000000000 | 119000000000000 | 121000000000000 | 122000000000000
Building Components Energy Use[commercial,natural gas bf,other component] | NoSettings | 53200000000000 | 52500000000000 | 54200000000000 | 55000000000000 | 55300000000000 | 55100000000000 | 54800000000000 | 54100000000000 | 53400000000000 | 52800000000000 | 52100000000000 | 51500000000000 | 50800000000000 | 50300000000000 | 49500000000000 | 48700000000000 | 48000000000000 | 47300000000000 | 46600000000000 | 46100000000000 | 45600000000000 | 45300000000000 | 44900000000000 | 44500000000000 | 44200000000000 | 43900000000000 | 43700000000000 | 43400000000000 | 43200000000000 | 42900000000000 | 42700000000000
Building Components Energy Use[commercial,petroleum diesel bf,heating] | NoSettings | 0 | 0 | 0 | 0 | 0 | 0 | 0 | 0 | 0 | 0 | 0 | 0 | 0 | 0 | 0 | 0 | 0 | 0 | 0 | 0 | 0 | 0 | 0 | 0 | 0 | 0 | 0 | 0 | 0 | 0 | 0
Building Components Energy Use[commercial,petroleum diesel bf,cooling and ventilation] | NoSettings | 0 | 0 | 0 | 0 | 0 | 0 | 0 | 0 | 0 | 0 | 0 | 0 | 0 | 0 | 0 | 0 | 0 | 0 | 0 | 0 | 0 | 0 | 0 | 0 | 0 | 0 | 0 | 0 | 0 | 0 | 0
Building Components Energy Use[commercial,petroleum diesel bf,envelope] | NoSettings | 0 | 0 | 0 | 0 | 0 | 0 | 0 | 0 | 0 | 0 | 0 | 0 | 0 | 0 | 0 | 0 | 0 | 0 | 0 | 0 | 0 | 0 | 0 | 0 | 0 | 0 | 0 | 0 | 0 | 0 | 0
Building Components Energy Use[commercial,petroleum diesel bf,lighting] | NoSettings | 0 | 0 | 0 | 0 | 0 | 0 | 0 | 0 | 0 | 0 | 0 | 0 | 0 | 0 | 0 | 0 | 0 | 0 | 0 | 0 | 0 | 0 | 0 | 0 | 0 | 0 | 0 | 0 | 0 | 0 | 0
Building Components Energy Use[commercial,petroleum diesel bf,appliances] | NoSettings | 2300000000 | 2100000000 | 1890000000 | 1700000000 | 1520000000 | 1370000000 | 1230000000 | 1100000000 | 999000000 | 912000000 | 848000000 | 801000000 | 768000000 | 741000000 | 718000000 | 696000000 | 679000000 | 661000000 | 644000000 | 630000000 | 616000000 | 604000000 | 590000000 | 578000000 | 568000000 | 558000000 | 547000000 | 538000000 | 529000000 | 519000000 | 509000000
Building Components Energy Use[commercial,petroleum diesel bf,other component] | NoSettings | 20700000000000 | 20700000000000 | 20700000000000 | 20700000000000 | 20600000000000 | 20500000000000 | 20400000000000 | 20300000000000 | 20100000000000 | 19900000000000 | 19700000000000 | 19500000000000 | 19300000000000 | 19100000000000 | 18900000000000 | 18700000000000 | 18500000000000 | 18300000000000 | 18100000000000 | 18000000000000 | 17900000000000 | 17800000000000 | 17700000000000 | 17600000000000 | 17600000000000 | 17600000000000 | 17600000000000 | 17600000000000 | 17600000000000 | 17600000000000 | 17600000000000
Building Components Energy Use[commercial,heat bf,heating] | NoSettings | 0 | 0 | 0 | 0 | 0 | 0 | 0 | 0 | 0 | 0 | 0 | 0 | 0 | 0 | 0 | 0 | 0 | 0 | 0 | 0 | 0 | 0 | 0 | 0 | 0 | 0 | 0 | 0 | 0 | 0 | 0
Building Components Energy Use[commercial,heat bf,cooling and ventilation] | NoSettings | 0 | 0 | 0 | 0 | 0 | 0 | 0 | 0 | 0 | 0 | 0 | 0 | 0 | 0 | 0 | 0 | 0 | 0 | 0 | 0 | 0 | 0 | 0 | 0 | 0 | 0 | 0 | 0 | 0 | 0 | 0
Building Components Energy Use[commercial,heat bf,envelope] | NoSettings | 0 | 0 | 0 | 0 | 0 | 0 | 0 | 0 | 0 | 0 | 0 | 0 | 0 | 0 | 0 | 0 | 0 | 0 | 0 | 0 | 0 | 0 | 0 | 0 | 0 | 0 | 0 | 0 | 0 | 0 | 0
Building Components Energy Use[commercial,heat bf,lighting] | NoSettings | 0 | 0 | 0 | 0 | 0 | 0 | 0 | 0 | 0 | 0 | 0 | 0 | 0 | 0 | 0 | 0 | 0 | 0 | 0 | 0 | 0 | 0 | 0 | 0 | 0 | 0 | 0 | 0 | 0 | 0 | 0
Building Components Energy Use[commercial,heat bf,appliances] | NoSettings | 0 | 0 | 0 | 0 | 0 | 0 | 0 | 0 | 0 | 0 | 0 | 0 | 0 | 0 | 0 | 0 | 0 | 0 | 0 | 0 | 0 | 0 | 0 | 0 | 0 | 0 | 0 | 0 | 0 | 0 | 0
Building Components Energy Use[commercial,heat bf,other component] | NoSettings | 0 | 0 | 0 | 0 | 0 | 0 | 0 | 0 | 0 | 0 | 0 | 0 | 0 | 0 | 0 | 0 | 0 | 0 | 0 | 0 | 0 | 0 | 0 | 0 | 0 | 0 | 0 | 0 | 0 | 0 | 0
Building Components Energy Use[commercial,biomass bf,heating] | NoSettings | 3830000000000 | 3830000000000 | 3830000000000 | 3830000000000 | 3830000000000 | 3830000000000 | 3830000000000 | 3830000000000 | 3830000000000 | 3830000000000 | 3830000000000 | 3830000000000 | 3830000000000 | 3830000000000 | 3830000000000 | 3830000000000 | 3830000000000 | 3830000000000 | 3830000000000 | 3830000000000 | 3830000000000 | 3830000000000 | 3830000000000 | 3830000000000 | 3830000000000 | 3830000000000 | 3830000000000 | 3830000000000 | 3830000000000 | 3830000000000 | 3830000000000
Building Components Energy Use[commercial,biomass bf,cooling and ventilation] | NoSettings | 0 | 0 | 0 | 0 | 0 | 0 | 0 | 0 | 0 | 0 | 0 | 0 | 0 | 0 | 0 | 0 | 0 | 0 | 0 | 0 | 0 | 0 | 0 | 0 | 0 | 0 | 0 | 0 | 0 | 0 | 0
Building Components Energy Use[commercial,biomass bf,envelope] | NoSettings | 0 | 0 | 0 | 0 | 0 | 0 | 0 | 0 | 0 | 0 | 0 | 0 | 0 | 0 | 0 | 0 | 0 | 0 | 0 | 0 | 0 | 0 | 0 | 0 | 0 | 0 | 0 | 0 | 0 | 0 | 0
Building Components Energy Use[commercial,biomass bf,lighting] | NoSettings | 0 | 0 | 0 | 0 | 0 | 0 | 0 | 0 | 0 | 0 | 0 | 0 | 0 | 0 | 0 | 0 | 0 | 0 | 0 | 0 | 0 | 0 | 0 | 0 | 0 | 0 | 0 | 0 | 0 | 0 | 0
Building Components Energy Use[commercial,biomass bf,appliances] | NoSettings | 0 | 0 | 0 | 0 | 0 | 0 | 0 | 0 | 0 | 0 | 0 | 0 | 0 | 0 | 0 | 0 | 0 | 0 | 0 | 0 | 0 | 0 | 0 | 0 | 0 | 0 | 0 | 0 | 0 | 0 | 0
Building Components Energy Use[commercial,biomass bf,other component] | NoSettings | 0 | 0 | 0 | 0 | 0 | 0 | 0 | 0 | 0 | 0 | 0 | 0 | 0 | 0 | 0 | 0 | 0 | 0 | 0 | 0 | 0 | 0 | 0 | 0 | 0 | 0 | 0 | 0 | 0 | 0 | 0
Building Components Energy Use[commercial,kerosene bf,heating] | NoSettings | 0 | 0 | 0 | 0 | 0 | 0 | 0 | 0 | 0 | 0 | 0 | 0 | 0 | 0 | 0 | 0 | 0 | 0 | 0 | 0 | 0 | 0 | 0 | 0 | 0 | 0 | 0 | 0 | 0 | 0 | 0
Building Components Energy Use[commercial,kerosene bf,cooling and ventilation] | NoSettings | 0 | 0 | 0 | 0 | 0 | 0 | 0 | 0 | 0 | 0 | 0 | 0 | 0 | 0 | 0 | 0 | 0 | 0 | 0 | 0 | 0 | 0 | 0 | 0 | 0 | 0 | 0 | 0 | 0 | 0 | 0
Building Components Energy Use[commercial,kerosene bf,envelope] | NoSettings | 0 | 0 | 0 | 0 | 0 | 0 | 0 | 0 | 0 | 0 | 0 | 0 | 0 | 0 | 0 | 0 | 0 | 0 | 0 | 0 | 0 | 0 | 0 | 0 | 0 | 0 | 0 | 0 | 0 | 0 | 0
Building Components Energy Use[commercial,kerosene bf,lighting] | NoSettings | 0 | 0 | 0 | 0 | 0 | 0 | 0 | 0 | 0 | 0 | 0 | 0 | 0 | 0 | 0 | 0 | 0 | 0 | 0 | 0 | 0 | 0 | 0 | 0 | 0 | 0 | 0 | 0 | 0 | 0 | 0
Building Components Energy Use[commercial,kerosene bf,appliances] | NoSettings | 0 | 0 | 0 | 0 | 0 | 0 | 0 | 0 | 0 | 0 | 0 | 0 | 0 | 0 | 0 | 0 | 0 | 0 | 0 | 0 | 0 | 0 | 0 | 0 | 0 | 0 | 0 | 0 | 0 | 0 | 0
Building Components Energy Use[commercial,kerosene bf,other component] | NoSettings | 0 | 0 | 0 | 0 | 0 | 0 | 0 | 0 | 0 | 0 | 0 | 0 | 0 | 0 | 0 | 0 | 0 | 0 | 0 | 0 | 0 | 0 | 0 | 0 | 0 | 0 | 0 | 0 | 0 | 0 | 0
Building Components Energy Use[commercial,heavy or residual fuel oil bf,heating] | NoSettings | 0 | 0 | 0 | 0 | 0 | 0 | 0 | 0 | 0 | 0 | 0 | 0 | 0 | 0 | 0 | 0 | 0 | 0 | 0 | 0 | 0 | 0 | 0 | 0 | 0 | 0 | 0 | 0 | 0 | 0 | 0
Building Components Energy Use[commercial,heavy or residual fuel oil bf,cooling and ventilation] | NoSettings | 0 | 0 | 0 | 0 | 0 | 0 | 0 | 0 | 0 | 0 | 0 | 0 | 0 | 0 | 0 | 0 | 0 | 0 | 0 | 0 | 0 | 0 | 0 | 0 | 0 | 0 | 0 | 0 | 0 | 0 | 0
Building Components Energy Use[commercial,heavy or residual fuel oil bf,envelope] | NoSettings | 0 | 0 | 0 | 0 | 0 | 0 | 0 | 0 | 0 | 0 | 0 | 0 | 0 | 0 | 0 | 0 | 0 | 0 | 0 | 0 | 0 | 0 | 0 | 0 | 0 | 0 | 0 | 0 | 0 | 0 | 0
Building Components Energy Use[commercial,heavy or residual fuel oil bf,lighting] | NoSettings | 0 | 0 | 0 | 0 | 0 | 0 | 0 | 0 | 0 | 0 | 0 | 0 | 0 | 0 | 0 | 0 | 0 | 0 | 0 | 0 | 0 | 0 | 0 | 0 | 0 | 0 | 0 | 0 | 0 | 0 | 0
Building Components Energy Use[commercial,heavy or residual fuel oil bf,appliances] | NoSettings | 0 | 0 | 0 | 0 | 0 | 0 | 0 | 0 | 0 | 0 | 0 | 0 | 0 | 0 | 0 | 0 | 0 | 0 | 0 | 0 | 0 | 0 | 0 | 0 | 0 | 0 | 0 | 0 | 0 | 0 | 0
Building Components Energy Use[commercial,heavy or residual fuel oil bf,other component] | NoSettings | 0 | 0 | 0 | 0 | 0 | 0 | 0 | 0 | 0 | 0 | 0 | 0 | 0 | 0 | 0 | 0 | 0 | 0 | 0 | 0 | 0 | 0 | 0 | 0 | 0 | 0 | 0 | 0 | 0 | 0 | 0
Building Components Energy Use[commercial,LPG propane or butane bf,heating] | NoSettings | 13300000000000 | 13300000000000 | 13300000000000 | 13300000000000 | 13300000000000 | 13200000000000 | 13100000000000 | 13100000000000 | 13000000000000 | 12900000000000 | 12800000000000 | 12700000000000 | 12600000000000 | 12500000000000 | 12400000000000 | 12300000000000 | 12200000000000 | 12100000000000 | 12000000000000 | 11900000000000 | 11800000000000 | 11700000000000 | 11600000000000 | 11500000000000 | 11400000000000 | 11400000000000 | 11300000000000 | 11300000000000 | 11300000000000 | 11300000000000 | 11300000000000
Building Components Energy Use[commercial,LPG propane or butane bf,cooling and ventilation] | NoSettings | 0 | 0 | 0 | 0 | 0 | 0 | 0 | 0 | 0 | 0 | 0 | 0 | 0 | 0 | 0 | 0 | 0 | 0 | 0 | 0 | 0 | 0 | 0 | 0 | 0 | 0 | 0 | 0 | 0 | 0 | 0
Building Components Energy Use[commercial,LPG propane or butane bf,envelope] | NoSettings | 0 | 0 | 0 | 0 | 0 | 0 | 0 | 0 | 0 | 0 | 0 | 0 | 0 | 0 | 0 | 0 | 0 | 0 | 0 | 0 | 0 | 0 | 0 | 0 | 0 | 0 | 0 | 0 | 0 | 0 | 0
Building Components Energy Use[commercial,LPG propane or butane bf,lighting] | NoSettings | 0 | 0 | 0 | 0 | 0 | 0 | 0 | 0 | 0 | 0 | 0 | 0 | 0 | 0 | 0 | 0 | 0 | 0 | 0 | 0 | 0 | 0 | 0 | 0 | 0 | 0 | 0 | 0 | 0 | 0 | 0
Building Components Energy Use[commercial,LPG propane or butane bf,appliances] | NoSettings | 0 | 0 | 0 | 0 | 0 | 0 | 0 | 0 | 0 | 0 | 0 | 0 | 0 | 0 | 0 | 0 | 0 | 0 | 0 | 0 | 0 | 0 | 0 | 0 | 0 | 0 | 0 | 0 | 0 | 0 | 0
Building Components Energy Use[commercial,LPG propane or butane bf,other component] | NoSettings | 0 | 0 | 0 | 0 | 0 | 0 | 0 | 0 | 0 | 0 | 0 | 0 | 0 | 0 | 0 | 0 | 0 | 0 | 0 | 0 | 0 | 0 | 0 | 0 | 0 | 0 | 0 | 0 | 0 | 0 | 0
Building Components Energy Use[commercial,hydrogen bf,heating] | NoSettings | 0 | 0 | 0 | 0 | 0 | 0 | 0 | 0 | 0 | 0 | 0 | 0 | 0 | 0 | 0 | 0 | 0 | 0 | 0 | 0 | 0 | 0 | 0 | 0 | 0 | 0 | 0 | 0 | 0 | 0 | 0
Building Components Energy Use[commercial,hydrogen bf,cooling and ventilation] | NoSettings | 0 | 0 | 0 | 0 | 0 | 0 | 0 | 0 | 0 | 0 | 0 | 0 | 0 | 0 | 0 | 0 | 0 | 0 | 0 | 0 | 0 | 0 | 0 | 0 | 0 | 0 | 0 | 0 | 0 | 0 | 0
Building Components Energy Use[commercial,hydrogen bf,envelope] | NoSettings | 0 | 0 | 0 | 0 | 0 | 0 | 0 | 0 | 0 | 0 | 0 | 0 | 0 | 0 | 0 | 0 | 0 | 0 | 0 | 0 | 0 | 0 | 0 | 0 | 0 | 0 | 0 | 0 | 0 | 0 | 0
Building Components Energy Use[commercial,hydrogen bf,lighting] | NoSettings | 0 | 0 | 0 | 0 | 0 | 0 | 0 | 0 | 0 | 0 | 0 | 0 | 0 | 0 | 0 | 0 | 0 | 0 | 0 | 0 | 0 | 0 | 0 | 0 | 0 | 0 | 0 | 0 | 0 | 0 | 0
Building Components Energy Use[commercial,hydrogen bf,appliances] | NoSettings | 0 | 0 | 0 | 0 | 0 | 0 | 0 | 0 | 0 | 0 | 0 | 0 | 0 | 0 | 0 | 0 | 0 | 0 | 0 | 0 | 0 | 0 | 0 | 0 | 0 | 0 | 0 | 0 | 0 | 0 | 0
Building Components Energy Use[commercial,hydrogen bf,other component] | NoSettings | 0 | 0 | 0 | 0 | 0 | 0 | 0 | 0 | 0 | 0 | 0 | 0 | 0 | 0 | 0 | 0 | 0 | 0 | 0 | 0 | 0 | 0 | 0 | 0 | 0 | 0 | 0 | 0 | 0 | 0 | 0
Output Electricity Generation by Type[hard coal es] | NoSettings | 0 | 0 | 0 | 0 | 0 | 0 | 0 | 0 | 0 | 0 | 0 | 0 | 0 | 0 | 0 | 0 | 0 | 0 | 0 | 0 | 0 | 0 | 0 | 0 | 0 | 0 | 0 | 0 | 0 | 0 | 0
Output Electricity Generation by Type[natural gas nonpeaker es] | NoSettings | 73.1408 | 69.1398 | 70.5099 | 71.1344 | 75.208 | 75.5978 | 74.5412 | 72.6788 | 70.5952 | 67.0402 | 62.2421 | 54.0224 | 55.3354 | 54.4668 | 51.8948 | 47.0152 | 36.954 | 29.19 | 26.5294 | 22.9415 | 19.7732 | 16.2936 | 10.0192 | 3.8095 | 0 | 0 | 0 | 0 | 0 | 0 | 0
Output Electricity Generation by Type[nuclear es] | NoSettings | 16.2081 | 16.2081 | 16.2081 | 16.2081 | 8.1041 | 0 | 0 | 0 | 0 | 0 | 0 | 0 | 0 | 0 | 0 | 0 | 0 | 0 | 0 | 0 | 0 | 0 | 0 | 0 | 0 | 0 | 0 | 0 | 0 | 0 | 0
Output Electricity Generation by Type[hydro es] | NoSettings | 21.2096 | 21.2096 | 21.2096 | 21.2096 | 21.2096 | 21.2096 | 21.2096 | 21.2096 | 21.2096 | 21.2096 | 21.2076 | 21.2076 | 21.2076 | 21.2076 | 21.2076 | 21.2076 | 21.2076 | 21.2076 | 21.2076 | 21.2076 | 21.2076 | 21.2076 | 21.2076 | 21.2076 | 20.571 | 19.2605 | 17.7758 | 17.9952 | 17.6824 | 17.7749 | 17.7047
Output Electricity Generation by Type[onshore wind es] | NoSettings | 13.3458 | 13.8234 | 14.3514 | 14.7285 | 15.4702 | 16.4758 | 16.8278 | 17.2678 | 17.3306 | 17.9466 | 18.6883 | 19.7819 | 20.1716 | 20.6744 | 21.2904 | 22.1326 | 23.5154 | 24.8353 | 25.8032 | 26.7586 | 27.7517 | 28.7699 | 30.1275 | 31.5103 | 33.0187 | 34.3009 | 36.0483 | 36.8151 | 37.6824 | 38.2607 | 38.8138
Output Electricity Generation by Type[solar PV es] | NoSettings | 24.4033 | 28.0994 | 32.0939 | 34.9606 | 41.2844 | 50.7918 | 53.0062 | 56.5677 | 56.843 | 62.6077 | 69.9247 | 79.9933 | 82.5289 | 87.1036 | 92.597 | 99.9322 | 112.08 | 122.487 | 129.628 | 137.094 | 144.89 | 152.832 | 163.363 | 173.2 | 183.74 | 191.962 | 203.794 | 207.101 | 213.182 | 216.826 | 220.885
Output Electricity Generation by Type[solar thermal es] | NoSettings | 2.4409 | 0.33239 | 0.56292 | 0.72375 | 1.0454 | 1.5279 | 1.6673 | 1.8442 | 1.871 | 2.1123 | 2.4071 | 2.8468 | 3.0076 | 3.2167 | 3.4794 | 3.8386 | 4.4337 | 5.0019 | 5.4147 | 5.8168 | 6.235 | 6.6585 | 7.2161 | 7.7736 | 8.1227 | 8.0629 | 8.0031 | 8.3475 | 8.4706 | 8.6901 | 8.8572
Output Electricity Generation by Type[biomass es] | NoSettings | 5.6371 | 5.842 | 6.047 | 6.1811 | 6.4255 | 6.796 | 6.9143 | 7.0562 | 7.072 | 7.2454 | 7.4267 | 7.7105 | 7.8052 | 7.9313 | 8.0811 | 8.2782 | 8.6014 | 8.901 | 9.1139 | 9.3189 | 9.5239 | 9.7289 | 10.0048 | 10.2729 | 10.2475 | 9.8166 | 9.3308 | 9.5597 | 9.5184 | 9.6475 | 9.6884
Output Electricity Generation by Type[geothermal es] | NoSettings | 11.1908 | 9.7912 | 9.9552 | 10.5564 | 10.7204 | 10.9391 | 11.3764 | 11.431 | 16.7333 | 16.8426 | 17.0066 | 17.2253 | 17.2799 | 17.3346 | 17.4439 | 17.6079 | 17.8812 | 18.0999 | 18.2638 | 18.4278 | 18.5918 | 18.7558 | 18.9745 | 19.1931 | 18.8291 | 19.6153 | 18.3324 | 18.6514 | 18.4183 | 18.5605 | 18.5328
Output Electricity Generation by Type[petroleum es] | NoSettings | 0 | 0 | 0 | 0 | 0 | 0.0009636 | 0.0009636 | 0.0009636 | 0.0009636 | 0.0009636 | 0.0009636 | 0.0009636 | 0.0009636 | 0.0009636 | 0.0009636 | 0.0009636 | 0.0009636 | 0.0009636 | 0.0009636 | 0.0009636 | 0.0009636 | 0.0009636 | 0.0009636 | 0.0009636 | 0.0009636 | 0.0009636 | 0.0009636 | 0.0009636 | 0.0009636 | 0.0009636 | 0.0009636
Output Electricity Generation by Type[natural gas peaker es] | NoSettings | 9.6331 | 9.6331 | 9.6331 | 9.6331 | 9.6331 | 9.3484 | 9.2915 | 9.2915 | 9.2915 | 9.2915 | 9.2915 | 9.2915 | 9.2915 | 9.2915 | 9.2915 | 9.2915 | 9.2915 | 9.2915 | 9.2915 | 9.2915 | 9.2915 | 9.2915 | 9.2915 | 9.2915 | 9.2915 | 9.2915 | 9.2915 | 9.2915 | 9.2915 | 9.2915 | 9.2915
Output Electricity Generation by Type[lignite es] | NoSettings | 0 | 0 | 0 | 0 | 0 | 0 | 0 | 0 | 0 | 0 | 0 | 0 | 0 | 0 | 0 | 0 | 0 | 0 | 0 | 0 | 0 | 0 | 0 | 0 | 0 | 0 | 0 | 0 | 0 | 0 | 0
Output Electricity Generation by Type[offshore wind es] | NoSettings | 0.29188 | 0.69635 | 1.1508 | 3.0398 | 5.2539 | 7.8808 | 9.8365 | 11.8963 | 13.5434 | 15.5574 | 17.6673 | 20.436 | 22.6877 | 25.0352 | 27.4829 | 30.1182 | 33.2246 | 36.206 | 38.9956 | 41.5975 | 44.0118 | 46.2385 | 48.2775 | 50.2248 | 50.6061 | 49.1505 | 45.3619 | 45.9218 | 45.1234 | 45.3594 | 45.1803
Output Electricity Generation by Type[crude oil es] | NoSettings | 0 | 0 | 0 | 0 | 0 | 0 | 0 | 0 | 0 | 0 | 0 | 0 | 0 | 0 | 0 | 0 | 0 | 0 | 0 | 0 | 0 | 0 | 0 | 0 | 0 | 0 | 0 | 0 | 0 | 0 | 0
Output Electricity Generation by Type[heavy or residual fuel oil es] | NoSettings | 0 | 0 | 0 | 0 | 0 | 0 | 0 | 0 | 0 | 0 | 0 | 0 | 0 | 0 | 0 | 0 | 0 | 0 | 0 | 0 | 0 | 0 | 0 | 0 | 0 | 0 | 0 | 0 | 0 | 0 | 0
Output Electricity Generation by Type[municipal solid waste es] | NoSettings | 0 | 0 | 0 | 0 | 0 | 0 | 0 | 0 | 0 | 0 | 0 | 0 | 0 | 0 | 0 | 0 | 0 | 0 | 0 | 0 | 0 | 0 | 0 | 0 | 0 | 0 | 0 | 0 | 0 | 0 | 0
Industrial Fuel Use for Energy Purposes before CCS and Methane Capture[electricity if,agriculture and forestry 01T03] | NoSettings | 64300000000000 | 65000000000000 | 65700000000000 | 66400000000000 | 67100000000000 | 67800000000000 | 68500000000000 | 69200000000000 | 69900000000000 | 70600000000000 | 71300000000000 | 72000000000000 | 72700000000000 | 73400000000000 | 74100000000000 | 74800000000000 | 75500000000000 | 76200000000000 | 77000000000000 | 77700000000000 | 78400000000000 | 79100000000000 | 79800000000000 | 80500000000000 | 81200000000000 | 81900000000000 | 82600000000000 | 83300000000000 | 84000000000000 | 84700000000000 | 85400000000000
Industrial Fuel Use for Energy Purposes before CCS and Methane Capture[electricity if,coal mining 05] | NoSettings | 0 | 0 | 0 | 0 | 0 | 0 | 0 | 0 | 0 | 0 | 0 | 0 | 0 | 0 | 0 | 0 | 0 | 0 | 0 | 0 | 0 | 0 | 0 | 0 | 0 | 0 | 0 | 0 | 0 | 0 | 0
Industrial Fuel Use for Energy Purposes before CCS and Methane Capture[electricity if,oil and gas extraction 06] | NoSettings | 11800000000000 | 11000000000000 | 11100000000000 | 11600000000000 | 11900000000000 | 12300000000000 | 12400000000000 | 12400000000000 | 12500000000000 | 12400000000000 | 12200000000000 | 12200000000000 | 12100000000000 | 12200000000000 | 12300000000000 | 12300000000000 | 12200000000000 | 12300000000000 | 12400000000000 | 12400000000000 | 12300000000000 | 12200000000000 | 12100000000000 | 12100000000000 | 12200000000000 | 12200000000000 | 12200000000000 | 12200000000000 | 12300000000000 | 12300000000000 | 12300000000000
Industrial Fuel Use for Energy Purposes before CCS and Methane Capture[electricity if,other mining and quarrying 07T08] | NoSettings | 16000000000000 | 15900000000000 | 16800000000000 | 17100000000000 | 17500000000000 | 17800000000000 | 17900000000000 | 18000000000000 | 18000000000000 | 18000000000000 | 18100000000000 | 18200000000000 | 18200000000000 | 18200000000000 | 18300000000000 | 18500000000000 | 18600000000000 | 18700000000000 | 18800000000000 | 18900000000000 | 19000000000000 | 19200000000000 | 19400000000000 | 19700000000000 | 19800000000000 | 20000000000000 | 20200000000000 | 20400000000000 | 20700000000000 | 20900000000000 | 21100000000000
Industrial Fuel Use for Energy Purposes before CCS and Methane Capture[electricity if,food beverage and tobacco 10T12] | NoSettings | 10900000000000 | 10900000000000 | 11500000000000 | 11700000000000 | 11900000000000 | 12100000000000 | 12300000000000 | 12300000000000 | 12300000000000 | 12300000000000 | 12400000000000 | 12400000000000 | 12400000000000 | 12500000000000 | 12500000000000 | 12600000000000 | 12700000000000 | 12800000000000 | 12900000000000 | 13000000000000 | 13000000000000 | 13100000000000 | 13300000000000 | 13400000000000 | 13600000000000 | 13700000000000 | 13800000000000 | 14000000000000 | 14100000000000 | 14300000000000 | 14400000000000
Industrial Fuel Use for Energy Purposes before CCS and Methane Capture[electricity if,textiles apparel and leather 13T15] | NoSettings | 731000000000 | 727000000000 | 767000000000 | 783000000000 | 799000000000 | 813000000000 | 820000000000 | 824000000000 | 825000000000 | 825000000000 | 828000000000 | 831000000000 | 832000000000 | 834000000000 | 838000000000 | 844000000000 | 849000000000 | 854000000000 | 861000000000 | 866000000000 | 870000000000 | 877000000000 | 888000000000 | 899000000000 | 907000000000 | 915000000000 | 926000000000 | 935000000000 | 945000000000 | 954000000000 | 964000000000
Industrial Fuel Use for Energy Purposes before CCS and Methane Capture[electricity if,wood products 16] | NoSettings | 887000000000 | 882000000000 | 930000000000 | 949000000000 | 968000000000 | 985000000000 | 994000000000 | 999000000000 | 1000000000000 | 1000000000000 | 1000000000000 | 1010000000000 | 1010000000000 | 1010000000000 | 1020000000000 | 1020000000000 | 1030000000000 | 1040000000000 | 1040000000000 | 1050000000000 | 1060000000000 | 1060000000000 | 1080000000000 | 1090000000000 | 1100000000000 | 1110000000000 | 1120000000000 | 1130000000000 | 1150000000000 | 1160000000000 | 1170000000000
Industrial Fuel Use for Energy Purposes before CCS and Methane Capture[electricity if,pulp paper and printing 17T18] | NoSettings | 4040000000000 | 4020000000000 | 4240000000000 | 4330000000000 | 4420000000000 | 4490000000000 | 4530000000000 | 4550000000000 | 4560000000000 | 4560000000000 | 4580000000000 | 4590000000000 | 4600000000000 | 4610000000000 | 4630000000000 | 4670000000000 | 4690000000000 | 4720000000000 | 4760000000000 | 4790000000000 | 4810000000000 | 4850000000000 | 4910000000000 | 4970000000000 | 5010000000000 | 5060000000000 | 5120000000000 | 5170000000000 | 5220000000000 | 5280000000000 | 5330000000000
Industrial Fuel Use for Energy Purposes before CCS and Methane Capture[electricity if,refined petroleum and coke 19] | NoSettings | 15500000000000 | 16600000000000 | 15500000000000 | 15800000000000 | 15600000000000 | 15500000000000 | 15100000000000 | 15000000000000 | 14400000000000 | 14100000000000 | 13800000000000 | 13600000000000 | 13200000000000 | 13100000000000 | 12700000000000 | 12500000000000 | 12500000000000 | 12200000000000 | 12000000000000 | 12000000000000 | 11900000000000 | 11800000000000 | 11700000000000 | 11600000000000 | 11600000000000 | 11500000000000 | 11400000000000 | 11400000000000 | 11300000000000 | 11300000000000 | 11200000000000
Industrial Fuel Use for Energy Purposes before CCS and Methane Capture[electricity if,chemicals 20] | NoSettings | 6060000000000 | 6030000000000 | 6360000000000 | 6490000000000 | 6620000000000 | 6740000000000 | 6800000000000 | 6830000000000 | 6840000000000 | 6850000000000 | 6860000000000 | 6890000000000 | 6900000000000 | 6910000000000 | 6950000000000 | 7000000000000 | 7040000000000 | 7080000000000 | 7140000000000 | 7180000000000 | 7220000000000 | 7270000000000 | 7360000000000 | 7450000000000 | 7520000000000 | 7590000000000 | 7680000000000 | 7760000000000 | 7840000000000 | 7910000000000 | 7990000000000
Industrial Fuel Use for Energy Purposes before CCS and Methane Capture[electricity if,rubber and plastic products 22] | NoSettings | 4360000000000 | 4330000000000 | 4570000000000 | 4670000000000 | 4760000000000 | 4840000000000 | 4890000000000 | 4910000000000 | 4910000000000 | 4920000000000 | 4930000000000 | 4950000000000 | 4960000000000 | 4970000000000 | 5000000000000 | 5030000000000 | 5060000000000 | 5090000000000 | 5130000000000 | 5160000000000 | 5190000000000 | 5230000000000 | 5290000000000 | 5360000000000 | 5410000000000 | 5450000000000 | 5520000000000 | 5570000000000 | 5630000000000 | 5690000000000 | 5740000000000
Industrial Fuel Use for Energy Purposes before CCS and Methane Capture[electricity if,glass and glass products 231] | NoSettings | 8240000000000 | 8200000000000 | 8640000000000 | 8830000000000 | 9000000000000 | 9160000000000 | 9240000000000 | 9290000000000 | 9300000000000 | 9310000000000 | 9330000000000 | 9370000000000 | 9380000000000 | 9400000000000 | 9450000000000 | 9520000000000 | 9570000000000 | 9630000000000 | 9700000000000 | 9770000000000 | 9810000000000 | 9890000000000 | 10000000000000 | 10100000000000 | 10200000000000 | 10300000000000 | 10400000000000 | 10500000000000 | 10700000000000 | 10800000000000 | 10900000000000
Industrial Fuel Use for Energy Purposes before CCS and Methane Capture[electricity if,cement and other nonmetallic minerals 239] | NoSettings | 10200000000000 | 10100000000000 | 10700000000000 | 10900000000000 | 11100000000000 | 11300000000000 | 11400000000000 | 11400000000000 | 11500000000000 | 11500000000000 | 11500000000000 | 11500000000000 | 11600000000000 | 11600000000000 | 11600000000000 | 11700000000000 | 11800000000000 | 11900000000000 | 12000000000000 | 12000000000000 | 12100000000000 | 12200000000000 | 12300000000000 | 12500000000000 | 12600000000000 | 12700000000000 | 12900000000000 | 13000000000000 | 13100000000000 | 13300000000000 | 13400000000000
Industrial Fuel Use for Energy Purposes before CCS and Methane Capture[electricity if,iron and steel 241] | NoSettings | 1830000000000 | 1630000000000 | 1770000000000 | 1780000000000 | 1850000000000 | 1940000000000 | 1940000000000 | 1950000000000 | 1960000000000 | 1970000000000 | 1990000000000 | 2000000000000 | 2000000000000 | 1990000000000 | 1990000000000 | 2000000000000 | 2000000000000 | 2000000000000 | 2030000000000 | 2040000000000 | 2020000000000 | 2040000000000 | 2080000000000 | 2120000000000 | 2130000000000 | 2140000000000 | 2170000000000 | 2190000000000 | 2220000000000 | 2250000000000 | 2300000000000
Industrial Fuel Use for Energy Purposes before CCS and Methane Capture[electricity if,other metals 242] | NoSettings | 3380000000000 | 3560000000000 | 3690000000000 | 3800000000000 | 3850000000000 | 3860000000000 | 3910000000000 | 3920000000000 | 3920000000000 | 3920000000000 | 3910000000000 | 3920000000000 | 3940000000000 | 3960000000000 | 3990000000000 | 4020000000000 | 4060000000000 | 4080000000000 | 4110000000000 | 4140000000000 | 4180000000000 | 4220000000000 | 4250000000000 | 4290000000000 | 4340000000000 | 4380000000000 | 4430000000000 | 4480000000000 | 4520000000000 | 4550000000000 | 4570000000000
Industrial Fuel Use for Energy Purposes before CCS and Methane Capture[electricity if,metal products except machinery and vehicles 25] | NoSettings | 0 | 0 | 0 | 0 | 0 | 0 | 0 | 0 | 0 | 0 | 0 | 0 | 0 | 0 | 0 | 0 | 0 | 0 | 0 | 0 | 0 | 0 | 0 | 0 | 0 | 0 | 0 | 0 | 0 | 0 | 0
Industrial Fuel Use for Energy Purposes before CCS and Methane Capture[electricity if,computers and electronics 26] | NoSettings | 8500000000000 | 8470000000000 | 8930000000000 | 9120000000000 | 9320000000000 | 9470000000000 | 9560000000000 | 9610000000000 | 9620000000000 | 9630000000000 | 9660000000000 | 9690000000000 | 9700000000000 | 9730000000000 | 9790000000000 | 9860000000000 | 9920000000000 | 9980000000000 | 10100000000000 | 10100000000000 | 10200000000000 | 10200000000000 | 10400000000000 | 10500000000000 | 10600000000000 | 10700000000000 | 10800000000000 | 10900000000000 | 11000000000000 | 11200000000000 | 11300000000000
Industrial Fuel Use for Energy Purposes before CCS and Methane Capture[electricity if,appliances and electrical equipment 27] | NoSettings | 490000000000 | 474000000000 | 494000000000 | 500000000000 | 505000000000 | 515000000000 | 521000000000 | 522000000000 | 520000000000 | 518000000000 | 518000000000 | 521000000000 | 520000000000 | 517000000000 | 518000000000 | 520000000000 | 521000000000 | 522000000000 | 526000000000 | 529000000000 | 531000000000 | 534000000000 | 541000000000 | 549000000000 | 554000000000 | 557000000000 | 562000000000 | 566000000000 | 571000000000 | 576000000000 | 583000000000
Industrial Fuel Use for Energy Purposes before CCS and Methane Capture[electricity if,other machinery 28] | NoSettings | 1790000000000 | 1780000000000 | 1880000000000 | 1920000000000 | 1960000000000 | 1990000000000 | 2010000000000 | 2020000000000 | 2020000000000 | 2020000000000 | 2030000000000 | 2040000000000 | 2040000000000 | 2040000000000 | 2050000000000 | 2070000000000 | 2080000000000 | 2090000000000 | 2110000000000 | 2120000000000 | 2130000000000 | 2150000000000 | 2180000000000 | 2200000000000 | 2220000000000 | 2240000000000 | 2270000000000 | 2290000000000 | 2320000000000 | 2340000000000 | 2360000000000
Industrial Fuel Use for Energy Purposes before CCS and Methane Capture[electricity if,road vehicles 29] | NoSettings | 230000000000 | 229000000000 | 241000000000 | 246000000000 | 251000000000 | 256000000000 | 258000000000 | 259000000000 | 259000000000 | 260000000000 | 260000000000 | 261000000000 | 262000000000 | 262000000000 | 264000000000 | 266000000000 | 267000000000 | 269000000000 | 271000000000 | 273000000000 | 274000000000 | 276000000000 | 279000000000 | 283000000000 | 285000000000 | 288000000000 | 291000000000 | 294000000000 | 297000000000 | 300000000000 | 303000000000
Industrial Fuel Use for Energy Purposes before CCS and Methane Capture[electricity if,nonroad vehicles 30] | NoSettings | 2380000000000 | 2370000000000 | 2490000000000 | 2550000000000 | 2600000000000 | 2640000000000 | 2670000000000 | 2680000000000 | 2680000000000 | 2690000000000 | 2690000000000 | 2700000000000 | 2710000000000 | 2710000000000 | 2730000000000 | 2750000000000 | 2760000000000 | 2780000000000 | 2800000000000 | 2820000000000 | 2830000000000 | 2850000000000 | 2890000000000 | 2920000000000 | 2950000000000 | 2980000000000 | 3010000000000 | 3040000000000 | 3070000000000 | 3110000000000 | 3140000000000
Industrial Fuel Use for Energy Purposes before CCS and Methane Capture[electricity if,other manufacturing 31T33] | NoSettings | 369000000000 | 367000000000 | 387000000000 | 395000000000 | 403000000000 | 410000000000 | 414000000000 | 416000000000 | 417000000000 | 417000000000 | 418000000000 | 420000000000 | 420000000000 | 421000000000 | 423000000000 | 427000000000 | 429000000000 | 431000000000 | 435000000000 | 438000000000 | 440000000000 | 443000000000 | 448000000000 | 454000000000 | 458000000000 | 462000000000 | 468000000000 | 472000000000 | 477000000000 | 482000000000 | 487000000000
Industrial Fuel Use for Energy Purposes before CCS and Methane Capture[electricity if,energy pipelines and gas processing 352T353] | NoSettings | 0 | 0 | 0 | 0 | 0 | 0 | 0 | 0 | 0 | 0 | 0 | 0 | 0 | 0 | 0 | 0 | 0 | 0 | 0 | 0 | 0 | 0 | 0 | 0 | 0 | 0 | 0 | 0 | 0 | 0 | 0
Industrial Fuel Use for Energy Purposes before CCS and Methane Capture[electricity if,water and waste 36T39] | NoSettings | 47100000000000 | 46000000000000 | 47200000000000 | 47200000000000 | 46800000000000 | 46400000000000 | 46000000000000 | 45700000000000 | 45400000000000 | 45100000000000 | 44800000000000 | 44400000000000 | 44000000000000 | 43700000000000 | 43300000000000 | 43000000000000 | 42600000000000 | 42300000000000 | 41900000000000 | 41600000000000 | 41300000000000 | 40900000000000 | 40600000000000 | 40200000000000 | 39900000000000 | 39500000000000 | 39200000000000 | 38800000000000 | 38500000000000 | 38100000000000 | 37800000000000
Industrial Fuel Use for Energy Purposes before CCS and Methane Capture[electricity if,construction 41T43] | NoSettings | 2400000000000 | 2390000000000 | 2520000000000 | 2570000000000 | 2620000000000 | 2670000000000 | 2690000000000 | 2700000000000 | 2710000000000 | 2710000000000 | 2720000000000 | 2730000000000 | 2730000000000 | 2740000000000 | 2750000000000 | 2770000000000 | 2790000000000 | 2800000000000 | 2830000000000 | 2840000000000 | 2860000000000 | 2880000000000 | 2910000000000 | 2950000000000 | 2980000000000 | 3000000000000 | 3040000000000 | 3070000000000 | 3100000000000 | 3130000000000 | 3160000000000
Industrial Fuel Use for Energy Purposes before CCS and Methane Capture[hard coal if,agriculture and forestry 01T03] | NoSettings | 0 | 0 | 0 | 0 | 0 | 0 | 0 | 0 | 0 | 0 | 0 | 0 | 0 | 0 | 0 | 0 | 0 | 0 | 0 | 0 | 0 | 0 | 0 | 0 | 0 | 0 | 0 | 0 | 0 | 0 | 0
Industrial Fuel Use for Energy Purposes before CCS and Methane Capture[hard coal if,coal mining 05] | NoSettings | 0 | 0 | 0 | 0 | 0 | 0 | 0 | 0 | 0 | 0 | 0 | 0 | 0 | 0 | 0 | 0 | 0 | 0 | 0 | 0 | 0 | 0 | 0 | 0 | 0 | 0 | 0 | 0 | 0 | 0 | 0
Industrial Fuel Use for Energy Purposes before CCS and Methane Capture[hard coal if,oil and gas extraction 06] | NoSettings | 0 | 0 | 0 | 0 | 0 | 0 | 0 | 0 | 0 | 0 | 0 | 0 | 0 | 0 | 0 | 0 | 0 | 0 | 0 | 0 | 0 | 0 | 0 | 0 | 0 | 0 | 0 | 0 | 0 | 0 | 0
Industrial Fuel Use for Energy Purposes before CCS and Methane Capture[hard coal if,other mining and quarrying 07T08] | NoSettings | 0 | 0 | 0 | 0 | 0 | 0 | 0 | 0 | 0 | 0 | 0 | 0 | 0 | 0 | 0 | 0 | 0 | 0 | 0 | 0 | 0 | 0 | 0 | 0 | 0 | 0 | 0 | 0 | 0 | 0 | 0
Industrial Fuel Use for Energy Purposes before CCS and Methane Capture[hard coal if,food beverage and tobacco 10T12] | NoSettings | 0 | 0 | 0 | 0 | 0 | 0 | 0 | 0 | 0 | 0 | 0 | 0 | 0 | 0 | 0 | 0 | 0 | 0 | 0 | 0 | 0 | 0 | 0 | 0 | 0 | 0 | 0 | 0 | 0 | 0 | 0
Industrial Fuel Use for Energy Purposes before CCS and Methane Capture[hard coal if,textiles apparel and leather 13T15] | NoSettings | 0 | 0 | 0 | 0 | 0 | 0 | 0 | 0 | 0 | 0 | 0 | 0 | 0 | 0 | 0 | 0 | 0 | 0 | 0 | 0 | 0 | 0 | 0 | 0 | 0 | 0 | 0 | 0 | 0 | 0 | 0
Industrial Fuel Use for Energy Purposes before CCS and Methane Capture[hard coal if,wood products 16] | NoSettings | 0 | 0 | 0 | 0 | 0 | 0 | 0 | 0 | 0 | 0 | 0 | 0 | 0 | 0 | 0 | 0 | 0 | 0 | 0 | 0 | 0 | 0 | 0 | 0 | 0 | 0 | 0 | 0 | 0 | 0 | 0
Industrial Fuel Use for Energy Purposes before CCS and Methane Capture[hard coal if,pulp paper and printing 17T18] | NoSettings | 0 | 0 | 0 | 0 | 0 | 0 | 0 | 0 | 0 | 0 | 0 | 0 | 0 | 0 | 0 | 0 | 0 | 0 | 0 | 0 | 0 | 0 | 0 | 0 | 0 | 0 | 0 | 0 | 0 | 0 | 0
Industrial Fuel Use for Energy Purposes before CCS and Methane Capture[hard coal if,refined petroleum and coke 19] | NoSettings | 58081200000000 | 58081200000000 | 58081200000000 | 58081200000000 | 58081200000000 | 58081200000000 | 58081200000000 | 58081200000000 | 58081200000000 | 58081200000000 | 58081200000000 | 58081200000000 | 58081200000000 | 58081200000000 | 58081200000000 | 58081200000000 | 58081200000000 | 58081200000000 | 58081200000000 | 58081200000000 | 58081200000000 | 58081200000000 | 58081200000000 | 58081200000000 | 58081200000000 | 40220300000000 | 43792500000000 | 40220300000000 | 36648100000000 | 33075900000000 | 29503800000000
Industrial Fuel Use for Energy Purposes before CCS and Methane Capture[hard coal if,chemicals 20] | NoSettings | 0 | 0 | 0 | 0 | 0 | 0 | 0 | 0 | 0 | 0 | 0 | 0 | 0 | 0 | 0 | 0 | 0 | 0 | 0 | 0 | 0 | 0 | 0 | 0 | 0 | 0 | 0 | 0 | 0 | 0 | 0
Industrial Fuel Use for Energy Purposes before CCS and Methane Capture[hard coal if,rubber and plastic products 22] | NoSettings | 0 | 0 | 0 | 0 | 0 | 0 | 0 | 0 | 0 | 0 | 0 | 0 | 0 | 0 | 0 | 0 | 0 | 0 | 0 | 0 | 0 | 0 | 0 | 0 | 0 | 0 | 0 | 0 | 0 | 0 | 0
Industrial Fuel Use for Energy Purposes before CCS and Methane Capture[hard coal if,glass and glass products 231] | NoSettings | 0 | 0 | 0 | 0 | 0 | 0 | 0 | 0 | 0 | 0 | 0 | 0 | 0 | 0 | 0 | 0 | 0 | 0 | 0 | 0 | 0 | 0 | 0 | 0 | 0 | 0 | 0 | 0 | 0 | 0 | 0
Industrial Fuel Use for Energy Purposes before CCS and Methane Capture[hard coal if,cement and other nonmetallic minerals 239] | NoSettings | 35775800000000 | 34877000000000 | 33978200000000 | 33079400000000 | 32180600000000 | 31281800000000 | 30383000000000 | 29484200000000 | 28585400000000 | 27686600000000 | 26787800000000 | 25888900000000 | 24990100000000 | 24091300000000 | 23192500000000 | 22293700000000 | 22293700000000 | 22293700000000 | 22293700000000 | 22293700000000 | 22293700000000 | 22293700000000 | 22293700000000 | 22293700000000 | 22293700000000 | 22293700000000 | 22293700000000 | 22293700000000 | 22293700000000 | 22293700000000 | 22293700000000
Industrial Fuel Use for Energy Purposes before CCS and Methane Capture[hard coal if,iron and steel 241] | NoSettings | 0 | 0 | 0 | 0 | 0 | 0 | 0 | 0 | 0 | 0 | 0 | 0 | 0 | 0 | 0 | 0 | 0 | 0 | 0 | 0 | 0 | 0 | 0 | 0 | 0 | 0 | 0 | 0 | 0 | 0 | 0
Industrial Fuel Use for Energy Purposes before CCS and Methane Capture[hard coal if,other metals 242] | NoSettings | 0 | 0 | 0 | 0 | 0 | 0 | 0 | 0 | 0 | 0 | 0 | 0 | 0 | 0 | 0 | 0 | 0 | 0 | 0 | 0 | 0 | 0 | 0 | 0 | 0 | 0 | 0 | 0 | 0 | 0 | 0
Industrial Fuel Use for Energy Purposes before CCS and Methane Capture[hard coal if,metal products except machinery and vehicles 25] | NoSettings | 0 | 0 | 0 | 0 | 0 | 0 | 0 | 0 | 0 | 0 | 0 | 0 | 0 | 0 | 0 | 0 | 0 | 0 | 0 | 0 | 0 | 0 | 0 | 0 | 0 | 0 | 0 | 0 | 0 | 0 | 0
Industrial Fuel Use for Energy Purposes before CCS and Methane Capture[hard coal if,computers and electronics 26] | NoSettings | 0 | 0 | 0 | 0 | 0 | 0 | 0 | 0 | 0 | 0 | 0 | 0 | 0 | 0 | 0 | 0 | 0 | 0 | 0 | 0 | 0 | 0 | 0 | 0 | 0 | 0 | 0 | 0 | 0 | 0 | 0
Industrial Fuel Use for Energy Purposes before CCS and Methane Capture[hard coal if,appliances and electrical equipment 27] | NoSettings | 0 | 0 | 0 | 0 | 0 | 0 | 0 | 0 | 0 | 0 | 0 | 0 | 0 | 0 | 0 | 0 | 0 | 0 | 0 | 0 | 0 | 0 | 0 | 0 | 0 | 0 | 0 | 0 | 0 | 0 | 0
Industrial Fuel Use for Energy Purposes before CCS and Methane Capture[hard coal if,other machinery 28] | NoSettings | 0 | 0 | 0 | 0 | 0 | 0 | 0 | 0 | 0 | 0 | 0 | 0 | 0 | 0 | 0 | 0 | 0 | 0 | 0 | 0 | 0 | 0 | 0 | 0 | 0 | 0 | 0 | 0 | 0 | 0 | 0
Industrial Fuel Use for Energy Purposes before CCS and Methane Capture[hard coal if,road vehicles 29] | NoSettings | 0 | 0 | 0 | 0 | 0 | 0 | 0 | 0 | 0 | 0 | 0 | 0 | 0 | 0 | 0 | 0 | 0 | 0 | 0 | 0 | 0 | 0 | 0 | 0 | 0 | 0 | 0 | 0 | 0 | 0 | 0
Industrial Fuel Use for Energy Purposes before CCS and Methane Capture[hard coal if,nonroad vehicles 30] | NoSettings | 0 | 0 | 0 | 0 | 0 | 0 | 0 | 0 | 0 | 0 | 0 | 0 | 0 | 0 | 0 | 0 | 0 | 0 | 0 | 0 | 0 | 0 | 0 | 0 | 0 | 0 | 0 | 0 | 0 | 0 | 0
Industrial Fuel Use for Energy Purposes before CCS and Methane Capture[hard coal if,other manufacturing 31T33] | NoSettings | 383136000000 | 351694000000 | 344022000000 | 332647000000 | 314093000000 | 296381000000 | 277667000000 | 259536000000 | 240175000000 | 221868000000 | 205241000000 | 191316000000 | 176278000000 | 162393000000 | 145737000000 | 146922000000 | 142256000000 | 137272000000 | 133276000000 | 129648000000 | 126739000000 | 124271000000 | 121757000000 | 119596000000 | 117689000000 | 430043000000 | 364914000000 | 425662000000 | 486410000000 | 547157000000 | 607905000000
Industrial Fuel Use for Energy Purposes before CCS and Methane Capture[hard coal if,energy pipelines and gas processing 352T353] | NoSettings | 0 | 0 | 0 | 0 | 0 | 0 | 0 | 0 | 0 | 0 | 0 | 0 | 0 | 0 | 0 | 0 | 0 | 0 | 0 | 0 | 0 | 0 | 0 | 0 | 0 | 0 | 0 | 0 | 0 | 0 | 0
Industrial Fuel Use for Energy Purposes before CCS and Methane Capture[hard coal if,water and waste 36T39] | NoSettings | 0 | 0 | 0 | 0 | 0 | 0 | 0 | 0 | 0 | 0 | 0 | 0 | 0 | 0 | 0 | 0 | 0 | 0 | 0 | 0 | 0 | 0 | 0 | 0 | 0 | 0 | 0 | 0 | 0 | 0 | 0
Industrial Fuel Use for Energy Purposes before CCS and Methane Capture[hard coal if,construction 41T43] | NoSettings | 0 | 0 | 0 | 0 | 0 | 0 | 0 | 0 | 0 | 0 | 0 | 0 | 0 | 0 | 0 | 0 | 0 | 0 | 0 | 0 | 0 | 0 | 0 | 0 | 0 | 0 | 0 | 0 | 0 | 0 | 0
Industrial Fuel Use for Energy Purposes before CCS and Methane Capture[natural gas if,agriculture and forestry 01T03] | NoSettings | 12353600000000 | 11933800000000 | 11513900000000 | 11094000000000 | 10674200000000 | 10254300000000 | 9834450000000 | 9414590000000 | 8994720000000 | 8574860000000 | 8155000000000 | 7735140000000 | 7315280000000 | 6895420000000 | 6475560000000 | 6055690000000 | 5635830000000 | 5215970000000 | 4796110000000 | 4376250000000 | 3956390000000 | 3536520000000 | 3116660000000 | 2696800000000 | 2279430000000 | 1886950000000 | 1462360000000 | 1048720000000 | 635084000000 | 221446000000 | 0
Industrial Fuel Use for Energy Purposes before CCS and Methane Capture[natural gas if,coal mining 05] | NoSettings | 29800000 | 29800000 | 30200000 | 30900000 | 31500000 | 32100000 | 32400000 | 32500000 | 32500000 | 32600000 | 32700000 | 32800000 | 32800000 | 32900000 | 33100000 | 33300000 | 33500000 | 33700000 | 34000000 | 34200000 | 34300000 | 34600000 | 35000000 | 35500000 | 35800000 | 36100000 | 36500000 | 36900000 | 37300000 | 37700000 | 38000000
Industrial Fuel Use for Energy Purposes before CCS and Methane Capture[natural gas if,oil and gas extraction 06] | NoSettings | 240190000000000 | 220126000000000 | 229683000000000 | 240315000000000 | 245567000000000 | 253855000000000 | 256086000000000 | 256082000000000 | 258524000000000 | 256149000000000 | 252666000000000 | 252375000000000 | 250471000000000 | 252669000000000 | 255062000000000 | 254376000000000 | 252806000000000 | 253897000000000 | 255628000000000 | 256563000000000 | 254413000000000 | 251626000000000 | 250268000000000 | 250372000000000 | 251742000000000 | 252703000000000 | 252431000000000 | 252794000000000 | 253157000000000 | 253519000000000 | 253882000000000
Industrial Fuel Use for Energy Purposes before CCS and Methane Capture[natural gas if,other mining and quarrying 07T08] | NoSettings | 5642730000000 | 5633260000000 | 5724440000000 | 5845810000000 | 5964320000000 | 6067190000000 | 6123270000000 | 6151510000000 | 6158020000000 | 6163900000000 | 6180320000000 | 6203220000000 | 6210050000000 | 6225420000000 | 6259020000000 | 6305880000000 | 6339370000000 | 6376520000000 | 6427990000000 | 6469240000000 | 6498560000000 | 6547270000000 | 6628280000000 | 6711850000000 | 6773360000000 | 6831370000000 | 6912410000000 | 6983740000000 | 7055060000000 | 7126390000000 | 7197720000000
Industrial Fuel Use for Energy Purposes before CCS and Methane Capture[natural gas if,food beverage and tobacco 10T12] | NoSettings | 59764800000000 | 59664500000000 | 60630300000000 | 61915800000000 | 63170900000000 | 64260400000000 | 64854500000000 | 65153500000000 | 65222500000000 | 65284800000000 | 65458700000000 | 65701300000000 | 65773600000000 | 65936300000000 | 66292300000000 | 66788600000000 | 67143200000000 | 67536700000000 | 68081900000000 | 68518800000000 | 68829300000000 | 69345200000000 | 70203300000000 | 71088400000000 | 71739800000000 | 72354200000000 | 73212600000000 | 73968100000000 | 74723500000000 | 75479000000000 | 76234400000000
Industrial Fuel Use for Energy Purposes before CCS and Methane Capture[natural gas if,textiles apparel and leather 13T15] | NoSettings | 3123100000000 | 3117860000000 | 3168330000000 | 3235500000000 | 3301090000000 | 3358030000000 | 3389070000000 | 3404690000000 | 3408300000000 | 3411550000000 | 3420640000000 | 3433320000000 | 3437100000000 | 3445600000000 | 3464200000000 | 3490140000000 | 3508670000000 | 3529230000000 | 3557720000000 | 3580550000000 | 3596780000000 | 3623740000000 | 3668580000000 | 3714830000000 | 3748870000000 | 3780980000000 | 3825830000000 | 3865310000000 | 3904790000000 | 3944270000000 | 3983740000000
Industrial Fuel Use for Energy Purposes before CCS and Methane Capture[natural gas if,wood products 16] | NoSettings | 7255680000000 | 7243510000000 | 7360750000000 | 7516820000000 | 7669200000000 | 7801470000000 | 7873590000000 | 7909890000000 | 7918270000000 | 7925830000000 | 7946940000000 | 7976390000000 | 7985170000000 | 8004930000000 | 8048140000000 | 8108390000000 | 8151450000000 | 8199220000000 | 8265400000000 | 8318450000000 | 8356140000000 | 8418780000000 | 8522950000000 | 8630410000000 | 8709500000000 | 8784090000000 | 8888300000000 | 8980010000000 | 9071730000000 | 9163450000000 | 9255160000000
Industrial Fuel Use for Energy Purposes before CCS and Methane Capture[natural gas if,pulp paper and printing 17T18] | NoSettings | 12535400000000 | 12514400000000 | 12717000000000 | 12986600000000 | 13249900000000 | 13478400000000 | 13603000000000 | 13665700000000 | 13680200000000 | 13693200000000 | 13729700000000 | 13780600000000 | 13795800000000 | 13829900000000 | 13904500000000 | 14008600000000 | 14083000000000 | 14165600000000 | 14279900000000 | 14371500000000 | 14436700000000 | 14544900000000 | 14724900000000 | 14910500000000 | 15047200000000 | 15176000000000 | 15356100000000 | 15514500000000 | 15673000000000 | 15831400000000 | 15989900000000
Industrial Fuel Use for Energy Purposes before CCS and Methane Capture[natural gas if,refined petroleum and coke 19] | NoSettings | 115758000000000 | 123747000000000 | 115786000000000 | 118000000000000 | 116959000000000 | 115761000000000 | 113193000000000 | 112474000000000 | 107948000000000 | 105530000000000 | 103159000000000 | 101398000000000 | 98704800000000 | 98107500000000 | 94963900000000 | 93103800000000 | 93427900000000 | 90888800000000 | 89693300000000 | 89442400000000 | 89143000000000 | 87875000000000 | 87282800000000 | 86877800000000 | 86595900000000 | 85955900000000 | 85559900000000 | 85107500000000 | 84654900000000 | 84202400000000 | 83749900000000
Industrial Fuel Use for Energy Purposes before CCS and Methane Capture[natural gas if,chemicals 20] | NoSettings | 136589000000000 | 136359000000000 | 138567000000000 | 141505000000000 | 144373000000000 | 146863000000000 | 148221000000000 | 148904000000000 | 149062000000000 | 149204000000000 | 149602000000000 | 150156000000000 | 150321000000000 | 150693000000000 | 151507000000000 | 152641000000000 | 153451000000000 | 154351000000000 | 155597000000000 | 156595000000000 | 157305000000000 | 158484000000000 | 160445000000000 | 162468000000000 | 163957000000000 | 165361000000000 | 167323000000000 | 169049000000000 | 170776000000000 | 172502000000000 | 174229000000000
Industrial Fuel Use for Energy Purposes before CCS and Methane Capture[natural gas if,rubber and plastic products 22] | NoSettings | 1638690000000 | 1635940000000 | 1662420000000 | 1697670000000 | 1732080000000 | 1761960000000 | 1778240000000 | 1786440000000 | 1788330000000 | 1790040000000 | 1794810000000 | 1801460000000 | 1803440000000 | 1807910000000 | 1817670000000 | 1831270000000 | 1841000000000 | 1851790000000 | 1866730000000 | 1878710000000 | 1887230000000 | 1901370000000 | 1924900000000 | 1949170000000 | 1967030000000 | 1983880000000 | 2007410000000 | 2028130000000 | 2048840000000 | 2069560000000 | 2090270000000
Industrial Fuel Use for Energy Purposes before CCS and Methane Capture[natural gas if,glass and glass products 231] | NoSettings | 13693700000000 | 13670700000000 | 13892000000000 | 14186600000000 | 14474200000000 | 14723800000000 | 14859900000000 | 14928400000000 | 14944200000000 | 14958500000000 | 14998300000000 | 15053900000000 | 15070500000000 | 15107800000000 | 15189300000000 | 15303100000000 | 15384300000000 | 15474500000000 | 15599400000000 | 15699500000000 | 15770600000000 | 15888800000000 | 16085500000000 | 16288300000000 | 16437500000000 | 16578300000000 | 16775000000000 | 16948100000000 | 17121200000000 | 17294300000000 | 17467400000000
Industrial Fuel Use for Energy Purposes before CCS and Methane Capture[natural gas if,cement and other nonmetallic minerals 239] | NoSettings | 4658520000000 | 4556690000000 | 4454860000000 | 4353040000000 | 4251210000000 | 4149390000000 | 4047560000000 | 3945730000000 | 3843910000000 | 3742080000000 | 3640260000000 | 3538430000000 | 3436600000000 | 3334780000000 | 3232950000000 | 3131130000000 | 3131130000000 | 3131130000000 | 3131130000000 | 3131130000000 | 3131130000000 | 3131130000000 | 3131130000000 | 3131130000000 | 3131130000000 | 3131130000000 | 3131130000000 | 3131130000000 | 3131130000000 | 3131130000000 | 3131130000000
Industrial Fuel Use for Energy Purposes before CCS and Methane Capture[natural gas if,iron and steel 241] | NoSettings | 0 | 0 | 0 | 0 | 0 | 0 | 0 | 0 | 0 | 0 | 0 | 0 | 0 | 0 | 0 | 0 | 0 | 0 | 0 | 0 | 0 | 0 | 0 | 0 | 0 | 0 | 0 | 0 | 0 | 0 | 0
Industrial Fuel Use for Energy Purposes before CCS and Methane Capture[natural gas if,other metals 242] | NoSettings | 0 | 0 | 0 | 0 | 0 | 0 | 0 | 0 | 0 | 0 | 0 | 0 | 0 | 0 | 0 | 0 | 0 | 0 | 0 | 0 | 0 | 0 | 0 | 0 | 0 | 0 | 0 | 0 | 0 | 0 | 0
Industrial Fuel Use for Energy Purposes before CCS and Methane Capture[natural gas if,metal products except machinery and vehicles 25] | NoSettings | 7754210000000 | 7741200000000 | 7866500000000 | 8033290000000 | 8196140000000 | 8337500000000 | 8414580000000 | 8453370000000 | 8462330000000 | 8470400000000 | 8492970000000 | 8524440000000 | 8533820000000 | 8554940000000 | 8601120000000 | 8665510000000 | 8711530000000 | 8762580000000 | 8833310000000 | 8890000000000 | 8930280000000 | 8997220000000 | 9108560000000 | 9223400000000 | 9307920000000 | 9387630000000 | 9499000000000 | 9597020000000 | 9695040000000 | 9793050000000 | 9891070000000
Industrial Fuel Use for Energy Purposes before CCS and Methane Capture[natural gas if,computers and electronics 26] | NoSettings | 400066000000 | 399395000000 | 405859000000 | 414464000000 | 422866000000 | 430160000000 | 434136000000 | 436138000000 | 436600000000 | 437016000000 | 438181000000 | 439805000000 | 440289000000 | 441378000000 | 443761000000 | 447083000000 | 449457000000 | 452091000000 | 455740000000 | 458665000000 | 460743000000 | 464197000000 | 469941000000 | 475866000000 | 480227000000 | 484339000000 | 490085000000 | 495142000000 | 500199000000 | 505257000000 | 510314000000
Industrial Fuel Use for Energy Purposes before CCS and Methane Capture[natural gas if,appliances and electrical equipment 27] | NoSettings | 0 | 0 | 0 | 0 | 0 | 0 | 0 | 0 | 0 | 0 | 0 | 0 | 0 | 0 | 0 | 0 | 0 | 0 | 0 | 0 | 0 | 0 | 0 | 0 | 0 | 0 | 0 | 0 | 0 | 0 | 0
Industrial Fuel Use for Energy Purposes before CCS and Methane Capture[natural gas if,other machinery 28] | NoSettings | 1556070000000 | 1553460000000 | 1578600000000 | 1612070000000 | 1644750000000 | 1673120000000 | 1688590000000 | 1696370000000 | 1698170000000 | 1699790000000 | 1704320000000 | 1710630000000 | 1712520000000 | 1716750000000 | 1726020000000 | 1738940000000 | 1748180000000 | 1758420000000 | 1772610000000 | 1783990000000 | 1792070000000 | 1805510000000 | 1827850000000 | 1850890000000 | 1867860000000 | 1883850000000 | 1906200000000 | 1925870000000 | 1945540000000 | 1965210000000 | 1984880000000
Industrial Fuel Use for Energy Purposes before CCS and Methane Capture[natural gas if,road vehicles 29] | NoSettings | 180665000000 | 180362000000 | 183281000000 | 187167000000 | 190961000000 | 194255000000 | 196050000000 | 196954000000 | 197163000000 | 197351000000 | 197877000000 | 198610000000 | 198829000000 | 199321000000 | 200397000000 | 201897000000 | 202969000000 | 204159000000 | 205806000000 | 207127000000 | 208066000000 | 209625000000 | 212219000000 | 214895000000 | 216864000000 | 218722000000 | 221316000000 | 223600000000 | 225884000000 | 228167000000 | 230451000000
Industrial Fuel Use for Energy Purposes before CCS and Methane Capture[natural gas if,nonroad vehicles 30] | NoSettings | 3368390000000 | 3362740000000 | 3417170000000 | 3489630000000 | 3560370000000 | 3621770000000 | 3655250000000 | 3672110000000 | 3676000000000 | 3679500000000 | 3689310000000 | 3702980000000 | 3707050000000 | 3716230000000 | 3736290000000 | 3764260000000 | 3784250000000 | 3806430000000 | 3837150000000 | 3861780000000 | 3879270000000 | 3908350000000 | 3956710000000 | 4006600000000 | 4043320000000 | 4077940000000 | 4126320000000 | 4168900000000 | 4211480000000 | 4254060000000 | 4296640000000
Industrial Fuel Use for Energy Purposes before CCS and Methane Capture[natural gas if,other manufacturing 31T33] | NoSettings | 29336700000000 | 29287500000000 | 29761500000000 | 30392600000000 | 31008700000000 | 31543500000000 | 31835100000000 | 31981900000000 | 32015700000000 | 32046300000000 | 32131700000000 | 32250700000000 | 32286200000000 | 32366100000000 | 32540800000000 | 32784500000000 | 32958500000000 | 33151700000000 | 33419300000000 | 33633800000000 | 33786200000000 | 34039400000000 | 34460600000000 | 34895100000000 | 35214900000000 | 35516500000000 | 35937800000000 | 36308600000000 | 36679500000000 | 37050300000000 | 37421200000000
Industrial Fuel Use for Energy Purposes before CCS and Methane Capture[natural gas if,energy pipelines and gas processing 352T353] | NoSettings | 20028800000000 | 19995200000000 | 20318900000000 | 20749700000000 | 21170300000000 | 21535500000000 | 21734500000000 | 21834800000000 | 21857900000000 | 21878700000000 | 21937000000000 | 22018300000000 | 22042600000000 | 22097100000000 | 22216400000000 | 22382700000000 | 22501600000000 | 22633400000000 | 22816100000000 | 22962500000000 | 23066600000000 | 23239500000000 | 23527100000000 | 23823700000000 | 24042000000000 | 24247900000000 | 24535600000000 | 24788700000000 | 25041900000000 | 25295100000000 | 25548300000000
Industrial Fuel Use for Energy Purposes before CCS and Methane Capture[natural gas if,water and waste 36T39] | NoSettings | 0 | 0 | 0 | 0 | 0 | 0 | 0 | 0 | 0 | 0 | 0 | 0 | 0 | 0 | 0 | 0 | 0 | 0 | 0 | 0 | 0 | 0 | 0 | 0 | 0 | 0 | 0 | 0 | 0 | 0 | 0
Industrial Fuel Use for Energy Purposes before CCS and Methane Capture[natural gas if,construction 41T43] | NoSettings | 1781270000000 | 1778280000000 | 1807060000000 | 1845380000000 | 1882790000000 | 1915260000000 | 1932970000000 | 1941880000000 | 1943930000000 | 1945790000000 | 1950970000000 | 1958200000000 | 1960360000000 | 1965210000000 | 1975820000000 | 1990610000000 | 2001180000000 | 2012910000000 | 2029160000000 | 2042180000000 | 2051430000000 | 2066810000000 | 2092380000000 | 2118770000000 | 2138180000000 | 2156490000000 | 2182080000000 | 2204590000000 | 2227110000000 | 2249620000000 | 2272140000000
Industrial Fuel Use for Energy Purposes before CCS and Methane Capture[biomass if,agriculture and forestry 01T03] | NoSettings | 0 | 0 | 0 | 0 | 0 | 0 | 0 | 0 | 0 | 0 | 0 | 0 | 0 | 0 | 0 | 0 | 0 | 0 | 0 | 0 | 0 | 0 | 0 | 0 | 0 | 0 | 0 | 0 | 0 | 0 | 0
Industrial Fuel Use for Energy Purposes before CCS and Methane Capture[biomass if,coal mining 05] | NoSettings | 0 | 0 | 0 | 0 | 0 | 0 | 0 | 0 | 0 | 0 | 0 | 0 | 0 | 0 | 0 | 0 | 0 | 0 | 0 | 0 | 0 | 0 | 0 | 0 | 0 | 0 | 0 | 0 | 0 | 0 | 0
Industrial Fuel Use for Energy Purposes before CCS and Methane Capture[biomass if,oil and gas extraction 06] | NoSettings | 0 | 0 | 0 | 0 | 0 | 0 | 0 | 0 | 0 | 0 | 0 | 0 | 0 | 0 | 0 | 0 | 0 | 0 | 0 | 0 | 0 | 0 | 0 | 0 | 0 | 0 | 0 | 0 | 0 | 0 | 0
Industrial Fuel Use for Energy Purposes before CCS and Methane Capture[biomass if,other mining and quarrying 07T08] | NoSettings | 0 | 0 | 0 | 0 | 0 | 0 | 0 | 0 | 0 | 0 | 0 | 0 | 0 | 0 | 0 | 0 | 0 | 0 | 0 | 0 | 0 | 0 | 0 | 0 | 0 | 0 | 0 | 0 | 0 | 0 | 0
Industrial Fuel Use for Energy Purposes before CCS and Methane Capture[biomass if,food beverage and tobacco 10T12] | NoSettings | 0 | 0 | 0 | 0 | 0 | 0 | 0 | 0 | 0 | 0 | 0 | 0 | 0 | 0 | 0 | 0 | 0 | 0 | 0 | 0 | 0 | 0 | 0 | 0 | 0 | 0 | 0 | 0 | 0 | 0 | 0
Industrial Fuel Use for Energy Purposes before CCS and Methane Capture[biomass if,textiles apparel and leather 13T15] | NoSettings | 0 | 0 | 0 | 0 | 0 | 0 | 0 | 0 | 0 | 0 | 0 | 0 | 0 | 0 | 0 | 0 | 0 | 0 | 0 | 0 | 0 | 0 | 0 | 0 | 0 | 0 | 0 | 0 | 0 | 0 | 0
Industrial Fuel Use for Energy Purposes before CCS and Methane Capture[biomass if,wood products 16] | NoSettings | 6016440000000 | 6016440000000 | 6016440000000 | 6016440000000 | 6016440000000 | 6016440000000 | 6016440000000 | 6016440000000 | 6016440000000 | 6016440000000 | 6016440000000 | 6016440000000 | 6016440000000 | 6016440000000 | 6016440000000 | 6016440000000 | 6016440000000 | 6016440000000 | 6016440000000 | 6016440000000 | 6016440000000 | 6016440000000 | 6016440000000 | 6016440000000 | 6016440000000 | 6016440000000 | 6016440000000 | 6016440000000 | 6016440000000 | 6016440000000 | 6016440000000
Industrial Fuel Use for Energy Purposes before CCS and Methane Capture[biomass if,pulp paper and printing 17T18] | NoSettings | 5098060000000 | 5098060000000 | 5098060000000 | 5098060000000 | 5098060000000 | 5098060000000 | 5098060000000 | 5098060000000 | 5098060000000 | 5098060000000 | 5098060000000 | 5098060000000 | 5098060000000 | 5098060000000 | 5098060000000 | 5098060000000 | 5098060000000 | 5098060000000 | 5098060000000 | 5098060000000 | 5098060000000 | 5098060000000 | 5098060000000 | 5098060000000 | 5098060000000 | 5098060000000 | 5098060000000 | 5098060000000 | 5098060000000 | 5098060000000 | 5098060000000
Industrial Fuel Use for Energy Purposes before CCS and Methane Capture[biomass if,refined petroleum and coke 19] | NoSettings | 0 | 0 | 0 | 0 | 0 | 0 | 0 | 0 | 0 | 0 | 0 | 0 | 0 | 0 | 0 | 0 | 0 | 0 | 0 | 0 | 0 | 0 | 0 | 0 | 0 | 0 | 0 | 0 | 0 | 0 | 0
Industrial Fuel Use for Energy Purposes before CCS and Methane Capture[biomass if,chemicals 20] | NoSettings | 0 | 0 | 0 | 0 | 0 | 0 | 0 | 0 | 0 | 0 | 0 | 0 | 0 | 0 | 0 | 0 | 0 | 0 | 0 | 0 | 0 | 0 | 0 | 0 | 0 | 0 | 0 | 0 | 0 | 0 | 0
Industrial Fuel Use for Energy Purposes before CCS and Methane Capture[biomass if,rubber and plastic products 22] | NoSettings | 0 | 0 | 0 | 0 | 0 | 0 | 0 | 0 | 0 | 0 | 0 | 0 | 0 | 0 | 0 | 0 | 0 | 0 | 0 | 0 | 0 | 0 | 0 | 0 | 0 | 0 | 0 | 0 | 0 | 0 | 0
Industrial Fuel Use for Energy Purposes before CCS and Methane Capture[biomass if,glass and glass products 231] | NoSettings | 0 | 0 | 0 | 0 | 0 | 0 | 0 | 0 | 0 | 0 | 0 | 0 | 0 | 0 | 0 | 0 | 0 | 0 | 0 | 0 | 0 | 0 | 0 | 0 | 0 | 0 | 0 | 0 | 0 | 0 | 0
Industrial Fuel Use for Energy Purposes before CCS and Methane Capture[biomass if,cement and other nonmetallic minerals 239] | NoSettings | 1504830000000 | 1464700000000 | 1424570000000 | 1384440000000 | 1344310000000 | 1304180000000 | 1264050000000 | 1223930000000 | 1183800000000 | 1143670000000 | 1103540000000 | 1063410000000 | 1023280000000 | 983153000000 | 943024000000 | 902896000000 | 902896000000 | 902896000000 | 902896000000 | 902896000000 | 902896000000 | 902896000000 | 902896000000 | 902896000000 | 902896000000 | 902896000000 | 902896000000 | 902896000000 | 902896000000 | 902896000000 | 902896000000
Industrial Fuel Use for Energy Purposes before CCS and Methane Capture[biomass if,iron and steel 241] | NoSettings | 0 | 0 | 0 | 0 | 0 | 0 | 0 | 0 | 0 | 0 | 0 | 0 | 0 | 0 | 0 | 0 | 0 | 0 | 0 | 0 | 0 | 0 | 0 | 0 | 0 | 0 | 0 | 0 | 0 | 0 | 0
Industrial Fuel Use for Energy Purposes before CCS and Methane Capture[biomass if,other metals 242] | NoSettings | 0 | 0 | 0 | 0 | 0 | 0 | 0 | 0 | 0 | 0 | 0 | 0 | 0 | 0 | 0 | 0 | 0 | 0 | 0 | 0 | 0 | 0 | 0 | 0 | 0 | 0 | 0 | 0 | 0 | 0 | 0
Industrial Fuel Use for Energy Purposes before CCS and Methane Capture[biomass if,metal products except machinery and vehicles 25] | NoSettings | 0 | 0 | 0 | 0 | 0 | 0 | 0 | 0 | 0 | 0 | 0 | 0 | 0 | 0 | 0 | 0 | 0 | 0 | 0 | 0 | 0 | 0 | 0 | 0 | 0 | 0 | 0 | 0 | 0 | 0 | 0
Industrial Fuel Use for Energy Purposes before CCS and Methane Capture[biomass if,computers and electronics 26] | NoSettings | 0 | 0 | 0 | 0 | 0 | 0 | 0 | 0 | 0 | 0 | 0 | 0 | 0 | 0 | 0 | 0 | 0 | 0 | 0 | 0 | 0 | 0 | 0 | 0 | 0 | 0 | 0 | 0 | 0 | 0 | 0
Industrial Fuel Use for Energy Purposes before CCS and Methane Capture[biomass if,appliances and electrical equipment 27] | NoSettings | 0 | 0 | 0 | 0 | 0 | 0 | 0 | 0 | 0 | 0 | 0 | 0 | 0 | 0 | 0 | 0 | 0 | 0 | 0 | 0 | 0 | 0 | 0 | 0 | 0 | 0 | 0 | 0 | 0 | 0 | 0
Industrial Fuel Use for Energy Purposes before CCS and Methane Capture[biomass if,other machinery 28] | NoSettings | 0 | 0 | 0 | 0 | 0 | 0 | 0 | 0 | 0 | 0 | 0 | 0 | 0 | 0 | 0 | 0 | 0 | 0 | 0 | 0 | 0 | 0 | 0 | 0 | 0 | 0 | 0 | 0 | 0 | 0 | 0
Industrial Fuel Use for Energy Purposes before CCS and Methane Capture[biomass if,road vehicles 29] | NoSettings | 0 | 0 | 0 | 0 | 0 | 0 | 0 | 0 | 0 | 0 | 0 | 0 | 0 | 0 | 0 | 0 | 0 | 0 | 0 | 0 | 0 | 0 | 0 | 0 | 0 | 0 | 0 | 0 | 0 | 0 | 0
Industrial Fuel Use for Energy Purposes before CCS and Methane Capture[biomass if,nonroad vehicles 30] | NoSettings | 0 | 0 | 0 | 0 | 0 | 0 | 0 | 0 | 0 | 0 | 0 | 0 | 0 | 0 | 0 | 0 | 0 | 0 | 0 | 0 | 0 | 0 | 0 | 0 | 0 | 0 | 0 | 0 | 0 | 0 | 0
Industrial Fuel Use for Energy Purposes before CCS and Methane Capture[biomass if,other manufacturing 31T33] | NoSettings | 0 | 0 | 0 | 0 | 0 | 0 | 0 | 0 | 0 | 0 | 0 | 0 | 0 | 0 | 0 | 0 | 0 | 0 | 0 | 0 | 0 | 0 | 0 | 0 | 0 | 0 | 0 | 0 | 0 | 0 | 0
Industrial Fuel Use for Energy Purposes before CCS and Methane Capture[biomass if,energy pipelines and gas processing 352T353] | NoSettings | 0 | 0 | 0 | 0 | 0 | 0 | 0 | 0 | 0 | 0 | 0 | 0 | 0 | 0 | 0 | 0 | 0 | 0 | 0 | 0 | 0 | 0 | 0 | 0 | 0 | 0 | 0 | 0 | 0 | 0 | 0
Industrial Fuel Use for Energy Purposes before CCS and Methane Capture[biomass if,water and waste 36T39] | NoSettings | 0 | 0 | 0 | 0 | 0 | 0 | 0 | 0 | 0 | 0 | 0 | 0 | 0 | 0 | 0 | 0 | 0 | 0 | 0 | 0 | 0 | 0 | 0 | 0 | 0 | 0 | 0 | 0 | 0 | 0 | 0
Industrial Fuel Use for Energy Purposes before CCS and Methane Capture[biomass if,construction 41T43] | NoSettings | 0 | 0 | 0 | 0 | 0 | 0 | 0 | 0 | 0 | 0 | 0 | 0 | 0 | 0 | 0 | 0 | 0 | 0 | 0 | 0 | 0 | 0 | 0 | 0 | 0 | 0 | 0 | 0 | 0 | 0 | 0
Industrial Fuel Use for Energy Purposes before CCS and Methane Capture[petroleum diesel if,agriculture and forestry 01T03] | NoSettings | 24793600000000 | 24524800000000 | 24256000000000 | 23987200000000 | 23718400000000 | 23449700000000 | 23180900000000 | 22912100000000 | 22643300000000 | 22374600000000 | 22105800000000 | 21837000000000 | 21568200000000 | 21299400000000 | 21030700000000 | 20761900000000 | 20493100000000 | 20224300000000 | 19955600000000 | 19686800000000 | 19418000000000 | 19149200000000 | 18880400000000 | 18611700000000 | 18342900000000 | 18074100000000 | 17805300000000 | 17536500000000 | 17267800000000 | 16999000000000 | 16730200000000
Industrial Fuel Use for Energy Purposes before CCS and Methane Capture[petroleum diesel if,coal mining 05] | NoSettings | 0 | 0 | 0 | 0 | 0 | 0 | 0 | 0 | 0 | 0 | 0 | 0 | 0 | 0 | 0 | 0 | 0 | 0 | 0 | 0 | 0 | 0 | 0 | 0 | 0 | 0 | 0 | 0 | 0 | 0 | 0
Industrial Fuel Use for Energy Purposes before CCS and Methane Capture[petroleum diesel if,oil and gas extraction 06] | NoSettings | 1725150000000 | 1578370000000 | 1568900000000 | 1615160000000 | 1624370000000 | 1653060000000 | 1642040000000 | 1617230000000 | 1608380000000 | 1570260000000 | 1526540000000 | 1503080000000 | 1470810000000 | 1463180000000 | 1456880000000 | 1433400000000 | 1405620000000 | 1393170000000 | 1384520000000 | 1371820000000 | 1343170000000 | 1311900000000 | 1288770000000 | 1273630000000 | 1265210000000 | 1254970000000 | 1237670000000 | 1223930000000 | 1210190000000 | 1196450000000 | 1182710000000
Industrial Fuel Use for Energy Purposes before CCS and Methane Capture[petroleum diesel if,other mining and quarrying 07T08] | NoSettings | 0 | 0 | 0 | 0 | 0 | 0 | 0 | 0 | 0 | 0 | 0 | 0 | 0 | 0 | 0 | 0 | 0 | 0 | 0 | 0 | 0 | 0 | 0 | 0 | 0 | 0 | 0 | 0 | 0 | 0 | 0
Industrial Fuel Use for Energy Purposes before CCS and Methane Capture[petroleum diesel if,food beverage and tobacco 10T12] | NoSettings | 0 | 0 | 0 | 0 | 0 | 0 | 0 | 0 | 0 | 0 | 0 | 0 | 0 | 0 | 0 | 0 | 0 | 0 | 0 | 0 | 0 | 0 | 0 | 0 | 0 | 0 | 0 | 0 | 0 | 0 | 0
Industrial Fuel Use for Energy Purposes before CCS and Methane Capture[petroleum diesel if,textiles apparel and leather 13T15] | NoSettings | 0 | 0 | 0 | 0 | 0 | 0 | 0 | 0 | 0 | 0 | 0 | 0 | 0 | 0 | 0 | 0 | 0 | 0 | 0 | 0 | 0 | 0 | 0 | 0 | 0 | 0 | 0 | 0 | 0 | 0 | 0
Industrial Fuel Use for Energy Purposes before CCS and Methane Capture[petroleum diesel if,wood products 16] | NoSettings | 0 | 0 | 0 | 0 | 0 | 0 | 0 | 0 | 0 | 0 | 0 | 0 | 0 | 0 | 0 | 0 | 0 | 0 | 0 | 0 | 0 | 0 | 0 | 0 | 0 | 0 | 0 | 0 | 0 | 0 | 0
Industrial Fuel Use for Energy Purposes before CCS and Methane Capture[petroleum diesel if,pulp paper and printing 17T18] | NoSettings | 0 | 0 | 0 | 0 | 0 | 0 | 0 | 0 | 0 | 0 | 0 | 0 | 0 | 0 | 0 | 0 | 0 | 0 | 0 | 0 | 0 | 0 | 0 | 0 | 0 | 0 | 0 | 0 | 0 | 0 | 0
Industrial Fuel Use for Energy Purposes before CCS and Methane Capture[petroleum diesel if,refined petroleum and coke 19] | NoSettings | 82148400000 | 88070800000 | 82621200000 | 84412400000 | 83877800000 | 83226500000 | 81582700000 | 81265700000 | 78188700000 | 76626100000 | 75088300000 | 73987300000 | 72198200000 | 71936000000 | 69800000000 | 68598800000 | 69003700000 | 67289900000 | 66564100000 | 66536600000 | 66472000000 | 65682200000 | 65394100000 | 65244400000 | 65185800000 | 64856000000 | 64714300000 | 64528300000 | 64342200000 | 64156100000 | 63970100000
Industrial Fuel Use for Energy Purposes before CCS and Methane Capture[petroleum diesel if,chemicals 20] | NoSettings | 0 | 0 | 0 | 0 | 0 | 0 | 0 | 0 | 0 | 0 | 0 | 0 | 0 | 0 | 0 | 0 | 0 | 0 | 0 | 0 | 0 | 0 | 0 | 0 | 0 | 0 | 0 | 0 | 0 | 0 | 0
Industrial Fuel Use for Energy Purposes before CCS and Methane Capture[petroleum diesel if,rubber and plastic products 22] | NoSettings | 0 | 0 | 0 | 0 | 0 | 0 | 0 | 0 | 0 | 0 | 0 | 0 | 0 | 0 | 0 | 0 | 0 | 0 | 0 | 0 | 0 | 0 | 0 | 0 | 0 | 0 | 0 | 0 | 0 | 0 | 0
Industrial Fuel Use for Energy Purposes before CCS and Methane Capture[petroleum diesel if,glass and glass products 231] | NoSettings | 0 | 0 | 0 | 0 | 0 | 0 | 0 | 0 | 0 | 0 | 0 | 0 | 0 | 0 | 0 | 0 | 0 | 0 | 0 | 0 | 0 | 0 | 0 | 0 | 0 | 0 | 0 | 0 | 0 | 0 | 0
Industrial Fuel Use for Energy Purposes before CCS and Methane Capture[petroleum diesel if,cement and other nonmetallic minerals 239] | NoSettings | 1732270000000 | 1698400000000 | 1664530000000 | 1630660000000 | 1596790000000 | 1562920000000 | 1529050000000 | 1495180000000 | 1461310000000 | 1427440000000 | 1393570000000 | 1359700000000 | 1325830000000 | 1291960000000 | 1258090000000 | 1224220000000 | 1224220000000 | 1224220000000 | 1224220000000 | 1224220000000 | 1224220000000 | 1224220000000 | 1224220000000 | 1224220000000 | 1224220000000 | 1224220000000 | 1224220000000 | 1224220000000 | 1224220000000 | 1224220000000 | 1224220000000
Industrial Fuel Use for Energy Purposes before CCS and Methane Capture[petroleum diesel if,iron and steel 241] | NoSettings | 0 | 0 | 0 | 0 | 0 | 0 | 0 | 0 | 0 | 0 | 0 | 0 | 0 | 0 | 0 | 0 | 0 | 0 | 0 | 0 | 0 | 0 | 0 | 0 | 0 | 0 | 0 | 0 | 0 | 0 | 0
Industrial Fuel Use for Energy Purposes before CCS and Methane Capture[petroleum diesel if,other metals 242] | NoSettings | 0 | 0 | 0 | 0 | 0 | 0 | 0 | 0 | 0 | 0 | 0 | 0 | 0 | 0 | 0 | 0 | 0 | 0 | 0 | 0 | 0 | 0 | 0 | 0 | 0 | 0 | 0 | 0 | 0 | 0 | 0
Industrial Fuel Use for Energy Purposes before CCS and Methane Capture[petroleum diesel if,metal products except machinery and vehicles 25] | NoSettings | 0 | 0 | 0 | 0 | 0 | 0 | 0 | 0 | 0 | 0 | 0 | 0 | 0 | 0 | 0 | 0 | 0 | 0 | 0 | 0 | 0 | 0 | 0 | 0 | 0 | 0 | 0 | 0 | 0 | 0 | 0
Industrial Fuel Use for Energy Purposes before CCS and Methane Capture[petroleum diesel if,computers and electronics 26] | NoSettings | 0 | 0 | 0 | 0 | 0 | 0 | 0 | 0 | 0 | 0 | 0 | 0 | 0 | 0 | 0 | 0 | 0 | 0 | 0 | 0 | 0 | 0 | 0 | 0 | 0 | 0 | 0 | 0 | 0 | 0 | 0
Industrial Fuel Use for Energy Purposes before CCS and Methane Capture[petroleum diesel if,appliances and electrical equipment 27] | NoSettings | 0 | 0 | 0 | 0 | 0 | 0 | 0 | 0 | 0 | 0 | 0 | 0 | 0 | 0 | 0 | 0 | 0 | 0 | 0 | 0 | 0 | 0 | 0 | 0 | 0 | 0 | 0 | 0 | 0 | 0 | 0
Industrial Fuel Use for Energy Purposes before CCS and Methane Capture[petroleum diesel if,other machinery 28] | NoSettings | 0 | 0 | 0 | 0 | 0 | 0 | 0 | 0 | 0 | 0 | 0 | 0 | 0 | 0 | 0 | 0 | 0 | 0 | 0 | 0 | 0 | 0 | 0 | 0 | 0 | 0 | 0 | 0 | 0 | 0 | 0
Industrial Fuel Use for Energy Purposes before CCS and Methane Capture[petroleum diesel if,road vehicles 29] | NoSettings | 0 | 0 | 0 | 0 | 0 | 0 | 0 | 0 | 0 | 0 | 0 | 0 | 0 | 0 | 0 | 0 | 0 | 0 | 0 | 0 | 0 | 0 | 0 | 0 | 0 | 0 | 0 | 0 | 0 | 0 | 0
Industrial Fuel Use for Energy Purposes before CCS and Methane Capture[petroleum diesel if,nonroad vehicles 30] | NoSettings | 0 | 0 | 0 | 0 | 0 | 0 | 0 | 0 | 0 | 0 | 0 | 0 | 0 | 0 | 0 | 0 | 0 | 0 | 0 | 0 | 0 | 0 | 0 | 0 | 0 | 0 | 0 | 0 | 0 | 0 | 0
Industrial Fuel Use for Energy Purposes before CCS and Methane Capture[petroleum diesel if,other manufacturing 31T33] | NoSettings | 9762100000000 | 9166860000000 | 9482550000000 | 9850650000000 | 10027900000000 | 10280000000000 | 10433400000000 | 10528400000000 | 10608200000000 | 10702300000000 | 10844900000000 | 10972500000000 | 11081900000000 | 11245400000000 | 11371100000000 | 11438400000000 | 11480500000000 | 11571500000000 | 11672400000000 | 11786100000000 | 11864700000000 | 11993300000000 | 12184000000000 | 12439600000000 | 12648600000000 | 12785100000000 | 13024600000000 | 13229400000000 | 13434200000000 | 13639000000000 | 13843800000000
Industrial Fuel Use for Energy Purposes before CCS and Methane Capture[petroleum diesel if,energy pipelines and gas processing 352T353] | NoSettings | 0 | 0 | 0 | 0 | 0 | 0 | 0 | 0 | 0 | 0 | 0 | 0 | 0 | 0 | 0 | 0 | 0 | 0 | 0 | 0 | 0 | 0 | 0 | 0 | 0 | 0 | 0 | 0 | 0 | 0 | 0
Industrial Fuel Use for Energy Purposes before CCS and Methane Capture[petroleum diesel if,water and waste 36T39] | NoSettings | 0 | 0 | 0 | 0 | 0 | 0 | 0 | 0 | 0 | 0 | 0 | 0 | 0 | 0 | 0 | 0 | 0 | 0 | 0 | 0 | 0 | 0 | 0 | 0 | 0 | 0 | 0 | 0 | 0 | 0 | 0
Industrial Fuel Use for Energy Purposes before CCS and Methane Capture[petroleum diesel if,construction 41T43] | NoSettings | 29707700000000 | 27896300000000 | 28857000000000 | 29977200000000 | 30516500000000 | 31283700000000 | 31750500000000 | 32039800000000 | 32282600000000 | 32568900000000 | 33002700000000 | 33391000000000 | 33724000000000 | 34221700000000 | 34604200000000 | 34809100000000 | 34937000000000 | 35214000000000 | 35520900000000 | 35867000000000 | 36106400000000 | 36497600000000 | 37077900000000 | 37855700000000 | 38491800000000 | 38907100000000 | 39635900000000 | 40259200000000 | 40882500000000 | 41505800000000 | 42129100000000
Industrial Fuel Use for Energy Purposes before CCS and Methane Capture[heat if,agriculture and forestry 01T03] | NoSettings | 0 | 0 | 0 | 0 | 0 | 0 | 0 | 0 | 0 | 0 | 0 | 0 | 0 | 0 | 0 | 0 | 0 | 0 | 0 | 0 | 0 | 0 | 0 | 0 | 0 | 0 | 0 | 0 | 0 | 0 | 0
Industrial Fuel Use for Energy Purposes before CCS and Methane Capture[heat if,coal mining 05] | NoSettings | 0 | 0 | 0 | 0 | 0 | 0 | 0 | 0 | 0 | 0 | 0 | 0 | 0 | 0 | 0 | 0 | 0 | 0 | 0 | 0 | 0 | 0 | 0 | 0 | 0 | 0 | 0 | 0 | 0 | 0 | 0
Industrial Fuel Use for Energy Purposes before CCS and Methane Capture[heat if,oil and gas extraction 06] | NoSettings | 0 | 0 | 0 | 0 | 0 | 0 | 0 | 0 | 0 | 0 | 0 | 0 | 0 | 0 | 0 | 0 | 0 | 0 | 0 | 0 | 0 | 0 | 0 | 0 | 0 | 0 | 0 | 0 | 0 | 0 | 0
Industrial Fuel Use for Energy Purposes before CCS and Methane Capture[heat if,other mining and quarrying 07T08] | NoSettings | 0 | 0 | 0 | 0 | 0 | 0 | 0 | 0 | 0 | 0 | 0 | 0 | 0 | 0 | 0 | 0 | 0 | 0 | 0 | 0 | 0 | 0 | 0 | 0 | 0 | 0 | 0 | 0 | 0 | 0 | 0
Industrial Fuel Use for Energy Purposes before CCS and Methane Capture[heat if,food beverage and tobacco 10T12] | NoSettings | 0 | 0 | 0 | 0 | 0 | 0 | 0 | 0 | 0 | 0 | 0 | 0 | 0 | 0 | 0 | 0 | 0 | 0 | 0 | 0 | 0 | 0 | 0 | 0 | 0 | 0 | 0 | 0 | 0 | 0 | 0
Industrial Fuel Use for Energy Purposes before CCS and Methane Capture[heat if,textiles apparel and leather 13T15] | NoSettings | 0 | 0 | 0 | 0 | 0 | 0 | 0 | 0 | 0 | 0 | 0 | 0 | 0 | 0 | 0 | 0 | 0 | 0 | 0 | 0 | 0 | 0 | 0 | 0 | 0 | 0 | 0 | 0 | 0 | 0 | 0
Industrial Fuel Use for Energy Purposes before CCS and Methane Capture[heat if,wood products 16] | NoSettings | 0 | 0 | 0 | 0 | 0 | 0 | 0 | 0 | 0 | 0 | 0 | 0 | 0 | 0 | 0 | 0 | 0 | 0 | 0 | 0 | 0 | 0 | 0 | 0 | 0 | 0 | 0 | 0 | 0 | 0 | 0
Industrial Fuel Use for Energy Purposes before CCS and Methane Capture[heat if,pulp paper and printing 17T18] | NoSettings | 0 | 0 | 0 | 0 | 0 | 0 | 0 | 0 | 0 | 0 | 0 | 0 | 0 | 0 | 0 | 0 | 0 | 0 | 0 | 0 | 0 | 0 | 0 | 0 | 0 | 0 | 0 | 0 | 0 | 0 | 0
Industrial Fuel Use for Energy Purposes before CCS and Methane Capture[heat if,refined petroleum and coke 19] | NoSettings | 0 | 0 | 0 | 0 | 0 | 0 | 0 | 0 | 0 | 0 | 0 | 0 | 0 | 0 | 0 | 0 | 0 | 0 | 0 | 0 | 0 | 0 | 0 | 0 | 0 | 0 | 0 | 0 | 0 | 0 | 0
Industrial Fuel Use for Energy Purposes before CCS and Methane Capture[heat if,chemicals 20] | NoSettings | 0 | 0 | 0 | 0 | 0 | 0 | 0 | 0 | 0 | 0 | 0 | 0 | 0 | 0 | 0 | 0 | 0 | 0 | 0 | 0 | 0 | 0 | 0 | 0 | 0 | 0 | 0 | 0 | 0 | 0 | 0
Industrial Fuel Use for Energy Purposes before CCS and Methane Capture[heat if,rubber and plastic products 22] | NoSettings | 0 | 0 | 0 | 0 | 0 | 0 | 0 | 0 | 0 | 0 | 0 | 0 | 0 | 0 | 0 | 0 | 0 | 0 | 0 | 0 | 0 | 0 | 0 | 0 | 0 | 0 | 0 | 0 | 0 | 0 | 0
Industrial Fuel Use for Energy Purposes before CCS and Methane Capture[heat if,glass and glass products 231] | NoSettings | 0 | 0 | 0 | 0 | 0 | 0 | 0 | 0 | 0 | 0 | 0 | 0 | 0 | 0 | 0 | 0 | 0 | 0 | 0 | 0 | 0 | 0 | 0 | 0 | 0 | 0 | 0 | 0 | 0 | 0 | 0
Industrial Fuel Use for Energy Purposes before CCS and Methane Capture[heat if,cement and other nonmetallic minerals 239] | NoSettings | 0 | 0 | 0 | 0 | 0 | 0 | 0 | 0 | 0 | 0 | 0 | 0 | 0 | 0 | 0 | 0 | 0 | 0 | 0 | 0 | 0 | 0 | 0 | 0 | 0 | 0 | 0 | 0 | 0 | 0 | 0
Industrial Fuel Use for Energy Purposes before CCS and Methane Capture[heat if,iron and steel 241] | NoSettings | 0 | 0 | 0 | 0 | 0 | 0 | 0 | 0 | 0 | 0 | 0 | 0 | 0 | 0 | 0 | 0 | 0 | 0 | 0 | 0 | 0 | 0 | 0 | 0 | 0 | 0 | 0 | 0 | 0 | 0 | 0
Industrial Fuel Use for Energy Purposes before CCS and Methane Capture[heat if,other metals 242] | NoSettings | 0 | 0 | 0 | 0 | 0 | 0 | 0 | 0 | 0 | 0 | 0 | 0 | 0 | 0 | 0 | 0 | 0 | 0 | 0 | 0 | 0 | 0 | 0 | 0 | 0 | 0 | 0 | 0 | 0 | 0 | 0
Industrial Fuel Use for Energy Purposes before CCS and Methane Capture[heat if,metal products except machinery and vehicles 25] | NoSettings | 0 | 0 | 0 | 0 | 0 | 0 | 0 | 0 | 0 | 0 | 0 | 0 | 0 | 0 | 0 | 0 | 0 | 0 | 0 | 0 | 0 | 0 | 0 | 0 | 0 | 0 | 0 | 0 | 0 | 0 | 0
Industrial Fuel Use for Energy Purposes before CCS and Methane Capture[heat if,computers and electronics 26] | NoSettings | 0 | 0 | 0 | 0 | 0 | 0 | 0 | 0 | 0 | 0 | 0 | 0 | 0 | 0 | 0 | 0 | 0 | 0 | 0 | 0 | 0 | 0 | 0 | 0 | 0 | 0 | 0 | 0 | 0 | 0 | 0
Industrial Fuel Use for Energy Purposes before CCS and Methane Capture[heat if,appliances and electrical equipment 27] | NoSettings | 0 | 0 | 0 | 0 | 0 | 0 | 0 | 0 | 0 | 0 | 0 | 0 | 0 | 0 | 0 | 0 | 0 | 0 | 0 | 0 | 0 | 0 | 0 | 0 | 0 | 0 | 0 | 0 | 0 | 0 | 0
Industrial Fuel Use for Energy Purposes before CCS and Methane Capture[heat if,other machinery 28] | NoSettings | 0 | 0 | 0 | 0 | 0 | 0 | 0 | 0 | 0 | 0 | 0 | 0 | 0 | 0 | 0 | 0 | 0 | 0 | 0 | 0 | 0 | 0 | 0 | 0 | 0 | 0 | 0 | 0 | 0 | 0 | 0
Industrial Fuel Use for Energy Purposes before CCS and Methane Capture[heat if,road vehicles 29] | NoSettings | 0 | 0 | 0 | 0 | 0 | 0 | 0 | 0 | 0 | 0 | 0 | 0 | 0 | 0 | 0 | 0 | 0 | 0 | 0 | 0 | 0 | 0 | 0 | 0 | 0 | 0 | 0 | 0 | 0 | 0 | 0
Industrial Fuel Use for Energy Purposes before CCS and Methane Capture[heat if,nonroad vehicles 30] | NoSettings | 0 | 0 | 0 | 0 | 0 | 0 | 0 | 0 | 0 | 0 | 0 | 0 | 0 | 0 | 0 | 0 | 0 | 0 | 0 | 0 | 0 | 0 | 0 | 0 | 0 | 0 | 0 | 0 | 0 | 0 | 0
Industrial Fuel Use for Energy Purposes before CCS and Methane Capture[heat if,other manufacturing 31T33] | NoSettings | 0 | 0 | 0 | 0 | 0 | 0 | 0 | 0 | 0 | 0 | 0 | 0 | 0 | 0 | 0 | 0 | 0 | 0 | 0 | 0 | 0 | 0 | 0 | 0 | 0 | 0 | 0 | 0 | 0 | 0 | 0
Industrial Fuel Use for Energy Purposes before CCS and Methane Capture[heat if,energy pipelines and gas processing 352T353] | NoSettings | 0 | 0 | 0 | 0 | 0 | 0 | 0 | 0 | 0 | 0 | 0 | 0 | 0 | 0 | 0 | 0 | 0 | 0 | 0 | 0 | 0 | 0 | 0 | 0 | 0 | 0 | 0 | 0 | 0 | 0 | 0
Industrial Fuel Use for Energy Purposes before CCS and Methane Capture[heat if,water and waste 36T39] | NoSettings | 0 | 0 | 0 | 0 | 0 | 0 | 0 | 0 | 0 | 0 | 0 | 0 | 0 | 0 | 0 | 0 | 0 | 0 | 0 | 0 | 0 | 0 | 0 | 0 | 0 | 0 | 0 | 0 | 0 | 0 | 0
Industrial Fuel Use for Energy Purposes before CCS and Methane Capture[heat if,construction 41T43] | NoSettings | 0 | 0 | 0 | 0 | 0 | 0 | 0 | 0 | 0 | 0 | 0 | 0 | 0 | 0 | 0 | 0 | 0 | 0 | 0 | 0 | 0 | 0 | 0 | 0 | 0 | 0 | 0 | 0 | 0 | 0 | 0
Industrial Fuel Use for Energy Purposes before CCS and Methane Capture[crude oil if,agriculture and forestry 01T03] | NoSettings | 0 | 0 | 0 | 0 | 0 | 0 | 0 | 0 | 0 | 0 | 0 | 0 | 0 | 0 | 0 | 0 | 0 | 0 | 0 | 0 | 0 | 0 | 0 | 0 | 0 | 0 | 0 | 0 | 0 | 0 | 0
Industrial Fuel Use for Energy Purposes before CCS and Methane Capture[crude oil if,coal mining 05] | NoSettings | 0 | 0 | 0 | 0 | 0 | 0 | 0 | 0 | 0 | 0 | 0 | 0 | 0 | 0 | 0 | 0 | 0 | 0 | 0 | 0 | 0 | 0 | 0 | 0 | 0 | 0 | 0 | 0 | 0 | 0 | 0
Industrial Fuel Use for Energy Purposes before CCS and Methane Capture[crude oil if,oil and gas extraction 06] | NoSettings | 0 | 0 | 0 | 0 | 0 | 0 | 0 | 0 | 0 | 0 | 0 | 0 | 0 | 0 | 0 | 0 | 0 | 0 | 0 | 0 | 0 | 0 | 0 | 0 | 0 | 0 | 0 | 0 | 0 | 0 | 0
Industrial Fuel Use for Energy Purposes before CCS and Methane Capture[crude oil if,other mining and quarrying 07T08] | NoSettings | 0 | 0 | 0 | 0 | 0 | 0 | 0 | 0 | 0 | 0 | 0 | 0 | 0 | 0 | 0 | 0 | 0 | 0 | 0 | 0 | 0 | 0 | 0 | 0 | 0 | 0 | 0 | 0 | 0 | 0 | 0
Industrial Fuel Use for Energy Purposes before CCS and Methane Capture[crude oil if,food beverage and tobacco 10T12] | NoSettings | 0 | 0 | 0 | 0 | 0 | 0 | 0 | 0 | 0 | 0 | 0 | 0 | 0 | 0 | 0 | 0 | 0 | 0 | 0 | 0 | 0 | 0 | 0 | 0 | 0 | 0 | 0 | 0 | 0 | 0 | 0
Industrial Fuel Use for Energy Purposes before CCS and Methane Capture[crude oil if,textiles apparel and leather 13T15] | NoSettings | 0 | 0 | 0 | 0 | 0 | 0 | 0 | 0 | 0 | 0 | 0 | 0 | 0 | 0 | 0 | 0 | 0 | 0 | 0 | 0 | 0 | 0 | 0 | 0 | 0 | 0 | 0 | 0 | 0 | 0 | 0
Industrial Fuel Use for Energy Purposes before CCS and Methane Capture[crude oil if,wood products 16] | NoSettings | 0 | 0 | 0 | 0 | 0 | 0 | 0 | 0 | 0 | 0 | 0 | 0 | 0 | 0 | 0 | 0 | 0 | 0 | 0 | 0 | 0 | 0 | 0 | 0 | 0 | 0 | 0 | 0 | 0 | 0 | 0
Industrial Fuel Use for Energy Purposes before CCS and Methane Capture[crude oil if,pulp paper and printing 17T18] | NoSettings | 0 | 0 | 0 | 0 | 0 | 0 | 0 | 0 | 0 | 0 | 0 | 0 | 0 | 0 | 0 | 0 | 0 | 0 | 0 | 0 | 0 | 0 | 0 | 0 | 0 | 0 | 0 | 0 | 0 | 0 | 0
Industrial Fuel Use for Energy Purposes before CCS and Methane Capture[crude oil if,refined petroleum and coke 19] | NoSettings | 329908000000000 | 419771000000000 | 419771000000000 | 419771000000000 | 419771000000000 | 419771000000000 | 419771000000000 | 419771000000000 | 419771000000000 | 419771000000000 | 419771000000000 | 419771000000000 | 419771000000000 | 419771000000000 | 419771000000000 | 419771000000000 | 419771000000000 | 419771000000000 | 419771000000000 | 419771000000000 | 419771000000000 | 419771000000000 | 419771000000000 | 419771000000000 | 419771000000000 | 419771000000000 | 419771000000000 | 419771000000000 | 419771000000000 | 419771000000000 | 419771000000000
Industrial Fuel Use for Energy Purposes before CCS and Methane Capture[crude oil if,chemicals 20] | NoSettings | 0 | 0 | 0 | 0 | 0 | 0 | 0 | 0 | 0 | 0 | 0 | 0 | 0 | 0 | 0 | 0 | 0 | 0 | 0 | 0 | 0 | 0 | 0 | 0 | 0 | 0 | 0 | 0 | 0 | 0 | 0
Industrial Fuel Use for Energy Purposes before CCS and Methane Capture[crude oil if,rubber and plastic products 22] | NoSettings | 0 | 0 | 0 | 0 | 0 | 0 | 0 | 0 | 0 | 0 | 0 | 0 | 0 | 0 | 0 | 0 | 0 | 0 | 0 | 0 | 0 | 0 | 0 | 0 | 0 | 0 | 0 | 0 | 0 | 0 | 0
Industrial Fuel Use for Energy Purposes before CCS and Methane Capture[crude oil if,glass and glass products 231] | NoSettings | 0 | 0 | 0 | 0 | 0 | 0 | 0 | 0 | 0 | 0 | 0 | 0 | 0 | 0 | 0 | 0 | 0 | 0 | 0 | 0 | 0 | 0 | 0 | 0 | 0 | 0 | 0 | 0 | 0 | 0 | 0
Industrial Fuel Use for Energy Purposes before CCS and Methane Capture[crude oil if,cement and other nonmetallic minerals 239] | NoSettings | 0 | 0 | 0 | 0 | 0 | 0 | 0 | 0 | 0 | 0 | 0 | 0 | 0 | 0 | 0 | 0 | 0 | 0 | 0 | 0 | 0 | 0 | 0 | 0 | 0 | 0 | 0 | 0 | 0 | 0 | 0
Industrial Fuel Use for Energy Purposes before CCS and Methane Capture[crude oil if,iron and steel 241] | NoSettings | 0 | 0 | 0 | 0 | 0 | 0 | 0 | 0 | 0 | 0 | 0 | 0 | 0 | 0 | 0 | 0 | 0 | 0 | 0 | 0 | 0 | 0 | 0 | 0 | 0 | 0 | 0 | 0 | 0 | 0 | 0
Industrial Fuel Use for Energy Purposes before CCS and Methane Capture[crude oil if,other metals 242] | NoSettings | 0 | 0 | 0 | 0 | 0 | 0 | 0 | 0 | 0 | 0 | 0 | 0 | 0 | 0 | 0 | 0 | 0 | 0 | 0 | 0 | 0 | 0 | 0 | 0 | 0 | 0 | 0 | 0 | 0 | 0 | 0
Industrial Fuel Use for Energy Purposes before CCS and Methane Capture[crude oil if,metal products except machinery and vehicles 25] | NoSettings | 0 | 0 | 0 | 0 | 0 | 0 | 0 | 0 | 0 | 0 | 0 | 0 | 0 | 0 | 0 | 0 | 0 | 0 | 0 | 0 | 0 | 0 | 0 | 0 | 0 | 0 | 0 | 0 | 0 | 0 | 0
Industrial Fuel Use for Energy Purposes before CCS and Methane Capture[crude oil if,computers and electronics 26] | NoSettings | 0 | 0 | 0 | 0 | 0 | 0 | 0 | 0 | 0 | 0 | 0 | 0 | 0 | 0 | 0 | 0 | 0 | 0 | 0 | 0 | 0 | 0 | 0 | 0 | 0 | 0 | 0 | 0 | 0 | 0 | 0
Industrial Fuel Use for Energy Purposes before CCS and Methane Capture[crude oil if,appliances and electrical equipment 27] | NoSettings | 0 | 0 | 0 | 0 | 0 | 0 | 0 | 0 | 0 | 0 | 0 | 0 | 0 | 0 | 0 | 0 | 0 | 0 | 0 | 0 | 0 | 0 | 0 | 0 | 0 | 0 | 0 | 0 | 0 | 0 | 0
Industrial Fuel Use for Energy Purposes before CCS and Methane Capture[crude oil if,other machinery 28] | NoSettings | 0 | 0 | 0 | 0 | 0 | 0 | 0 | 0 | 0 | 0 | 0 | 0 | 0 | 0 | 0 | 0 | 0 | 0 | 0 | 0 | 0 | 0 | 0 | 0 | 0 | 0 | 0 | 0 | 0 | 0 | 0
Industrial Fuel Use for Energy Purposes before CCS and Methane Capture[crude oil if,road vehicles 29] | NoSettings | 0 | 0 | 0 | 0 | 0 | 0 | 0 | 0 | 0 | 0 | 0 | 0 | 0 | 0 | 0 | 0 | 0 | 0 | 0 | 0 | 0 | 0 | 0 | 0 | 0 | 0 | 0 | 0 | 0 | 0 | 0
Industrial Fuel Use for Energy Purposes before CCS and Methane Capture[crude oil if,nonroad vehicles 30] | NoSettings | 0 | 0 | 0 | 0 | 0 | 0 | 0 | 0 | 0 | 0 | 0 | 0 | 0 | 0 | 0 | 0 | 0 | 0 | 0 | 0 | 0 | 0 | 0 | 0 | 0 | 0 | 0 | 0 | 0 | 0 | 0
Industrial Fuel Use for Energy Purposes before CCS and Methane Capture[crude oil if,other manufacturing 31T33] | NoSettings | 0 | 0 | 0 | 0 | 0 | 0 | 0 | 0 | 0 | 0 | 0 | 0 | 0 | 0 | 0 | 0 | 0 | 0 | 0 | 0 | 0 | 0 | 0 | 0 | 0 | 0 | 0 | 0 | 0 | 0 | 0
Industrial Fuel Use for Energy Purposes before CCS and Methane Capture[crude oil if,energy pipelines and gas processing 352T353] | NoSettings | 0 | 0 | 0 | 0 | 0 | 0 | 0 | 0 | 0 | 0 | 0 | 0 | 0 | 0 | 0 | 0 | 0 | 0 | 0 | 0 | 0 | 0 | 0 | 0 | 0 | 0 | 0 | 0 | 0 | 0 | 0
Industrial Fuel Use for Energy Purposes before CCS and Methane Capture[crude oil if,water and waste 36T39] | NoSettings | 0 | 0 | 0 | 0 | 0 | 0 | 0 | 0 | 0 | 0 | 0 | 0 | 0 | 0 | 0 | 0 | 0 | 0 | 0 | 0 | 0 | 0 | 0 | 0 | 0 | 0 | 0 | 0 | 0 | 0 | 0
Industrial Fuel Use for Energy Purposes before CCS and Methane Capture[crude oil if,construction 41T43] | NoSettings | 0 | 0 | 0 | 0 | 0 | 0 | 0 | 0 | 0 | 0 | 0 | 0 | 0 | 0 | 0 | 0 | 0 | 0 | 0 | 0 | 0 | 0 | 0 | 0 | 0 | 0 | 0 | 0 | 0 | 0 | 0
Industrial Fuel Use for Energy Purposes before CCS and Methane Capture[heavy or residual fuel oil if,agriculture and forestry 01T03] | NoSettings | 0 | 0 | 0 | 0 | 0 | 0 | 0 | 0 | 0 | 0 | 0 | 0 | 0 | 0 | 0 | 0 | 0 | 0 | 0 | 0 | 0 | 0 | 0 | 0 | 0 | 0 | 0 | 0 | 0 | 0 | 0
Industrial Fuel Use for Energy Purposes before CCS and Methane Capture[heavy or residual fuel oil if,coal mining 05] | NoSettings | 0 | 0 | 0 | 0 | 0 | 0 | 0 | 0 | 0 | 0 | 0 | 0 | 0 | 0 | 0 | 0 | 0 | 0 | 0 | 0 | 0 | 0 | 0 | 0 | 0 | 0 | 0 | 0 | 0 | 0 | 0
Industrial Fuel Use for Energy Purposes before CCS and Methane Capture[heavy or residual fuel oil if,oil and gas extraction 06] | NoSettings | 0 | 0 | 0 | 0 | 0 | 0 | 0 | 0 | 0 | 0 | 0 | 0 | 0 | 0 | 0 | 0 | 0 | 0 | 0 | 0 | 0 | 0 | 0 | 0 | 0 | 0 | 0 | 0 | 0 | 0 | 0
Industrial Fuel Use for Energy Purposes before CCS and Methane Capture[heavy or residual fuel oil if,other mining and quarrying 07T08] | NoSettings | 0 | 0 | 0 | 0 | 0 | 0 | 0 | 0 | 0 | 0 | 0 | 0 | 0 | 0 | 0 | 0 | 0 | 0 | 0 | 0 | 0 | 0 | 0 | 0 | 0 | 0 | 0 | 0 | 0 | 0 | 0
Industrial Fuel Use for Energy Purposes before CCS and Methane Capture[heavy or residual fuel oil if,food beverage and tobacco 10T12] | NoSettings | 0 | 0 | 0 | 0 | 0 | 0 | 0 | 0 | 0 | 0 | 0 | 0 | 0 | 0 | 0 | 0 | 0 | 0 | 0 | 0 | 0 | 0 | 0 | 0 | 0 | 0 | 0 | 0 | 0 | 0 | 0
Industrial Fuel Use for Energy Purposes before CCS and Methane Capture[heavy or residual fuel oil if,textiles apparel and leather 13T15] | NoSettings | 0 | 0 | 0 | 0 | 0 | 0 | 0 | 0 | 0 | 0 | 0 | 0 | 0 | 0 | 0 | 0 | 0 | 0 | 0 | 0 | 0 | 0 | 0 | 0 | 0 | 0 | 0 | 0 | 0 | 0 | 0
Industrial Fuel Use for Energy Purposes before CCS and Methane Capture[heavy or residual fuel oil if,wood products 16] | NoSettings | 0 | 0 | 0 | 0 | 0 | 0 | 0 | 0 | 0 | 0 | 0 | 0 | 0 | 0 | 0 | 0 | 0 | 0 | 0 | 0 | 0 | 0 | 0 | 0 | 0 | 0 | 0 | 0 | 0 | 0 | 0
Industrial Fuel Use for Energy Purposes before CCS and Methane Capture[heavy or residual fuel oil if,pulp paper and printing 17T18] | NoSettings | 0 | 0 | 0 | 0 | 0 | 0 | 0 | 0 | 0 | 0 | 0 | 0 | 0 | 0 | 0 | 0 | 0 | 0 | 0 | 0 | 0 | 0 | 0 | 0 | 0 | 0 | 0 | 0 | 0 | 0 | 0
Industrial Fuel Use for Energy Purposes before CCS and Methane Capture[heavy or residual fuel oil if,refined petroleum and coke 19] | NoSettings | 2858100000000 | 3064150000000 | 2874550000000 | 2936870000000 | 2918270000000 | 2895610000000 | 2838420000000 | 2827390000000 | 2720330000000 | 2665970000000 | 2612460000000 | 2574160000000 | 2511910000000 | 2502790000000 | 2428480000000 | 2386680000000 | 2400770000000 | 2341140000000 | 2315890000000 | 2314940000000 | 2312690000000 | 2285210000000 | 2275180000000 | 2269980000000 | 2267940000000 | 2256460000000 | 2251540000000 | 2245060000000 | 2238590000000 | 2232110000000 | 2225640000000
Industrial Fuel Use for Energy Purposes before CCS and Methane Capture[heavy or residual fuel oil if,chemicals 20] | NoSettings | 0 | 0 | 0 | 0 | 0 | 0 | 0 | 0 | 0 | 0 | 0 | 0 | 0 | 0 | 0 | 0 | 0 | 0 | 0 | 0 | 0 | 0 | 0 | 0 | 0 | 0 | 0 | 0 | 0 | 0 | 0
Industrial Fuel Use for Energy Purposes before CCS and Methane Capture[heavy or residual fuel oil if,rubber and plastic products 22] | NoSettings | 0 | 0 | 0 | 0 | 0 | 0 | 0 | 0 | 0 | 0 | 0 | 0 | 0 | 0 | 0 | 0 | 0 | 0 | 0 | 0 | 0 | 0 | 0 | 0 | 0 | 0 | 0 | 0 | 0 | 0 | 0
Industrial Fuel Use for Energy Purposes before CCS and Methane Capture[heavy or residual fuel oil if,glass and glass products 231] | NoSettings | 0 | 0 | 0 | 0 | 0 | 0 | 0 | 0 | 0 | 0 | 0 | 0 | 0 | 0 | 0 | 0 | 0 | 0 | 0 | 0 | 0 | 0 | 0 | 0 | 0 | 0 | 0 | 0 | 0 | 0 | 0
Industrial Fuel Use for Energy Purposes before CCS and Methane Capture[heavy or residual fuel oil if,cement and other nonmetallic minerals 239] | NoSettings | 0 | 0 | 0 | 0 | 0 | 0 | 0 | 0 | 0 | 0 | 0 | 0 | 0 | 0 | 0 | 0 | 0 | 0 | 0 | 0 | 0 | 0 | 0 | 0 | 0 | 0 | 0 | 0 | 0 | 0 | 0
Industrial Fuel Use for Energy Purposes before CCS and Methane Capture[heavy or residual fuel oil if,iron and steel 241] | NoSettings | 0 | 0 | 0 | 0 | 0 | 0 | 0 | 0 | 0 | 0 | 0 | 0 | 0 | 0 | 0 | 0 | 0 | 0 | 0 | 0 | 0 | 0 | 0 | 0 | 0 | 0 | 0 | 0 | 0 | 0 | 0
Industrial Fuel Use for Energy Purposes before CCS and Methane Capture[heavy or residual fuel oil if,other metals 242] | NoSettings | 0 | 0 | 0 | 0 | 0 | 0 | 0 | 0 | 0 | 0 | 0 | 0 | 0 | 0 | 0 | 0 | 0 | 0 | 0 | 0 | 0 | 0 | 0 | 0 | 0 | 0 | 0 | 0 | 0 | 0 | 0
Industrial Fuel Use for Energy Purposes before CCS and Methane Capture[heavy or residual fuel oil if,metal products except machinery and vehicles 25] | NoSettings | 0 | 0 | 0 | 0 | 0 | 0 | 0 | 0 | 0 | 0 | 0 | 0 | 0 | 0 | 0 | 0 | 0 | 0 | 0 | 0 | 0 | 0 | 0 | 0 | 0 | 0 | 0 | 0 | 0 | 0 | 0
Industrial Fuel Use for Energy Purposes before CCS and Methane Capture[heavy or residual fuel oil if,computers and electronics 26] | NoSettings | 0 | 0 | 0 | 0 | 0 | 0 | 0 | 0 | 0 | 0 | 0 | 0 | 0 | 0 | 0 | 0 | 0 | 0 | 0 | 0 | 0 | 0 | 0 | 0 | 0 | 0 | 0 | 0 | 0 | 0 | 0
Industrial Fuel Use for Energy Purposes before CCS and Methane Capture[heavy or residual fuel oil if,appliances and electrical equipment 27] | NoSettings | 0 | 0 | 0 | 0 | 0 | 0 | 0 | 0 | 0 | 0 | 0 | 0 | 0 | 0 | 0 | 0 | 0 | 0 | 0 | 0 | 0 | 0 | 0 | 0 | 0 | 0 | 0 | 0 | 0 | 0 | 0
Industrial Fuel Use for Energy Purposes before CCS and Methane Capture[heavy or residual fuel oil if,other machinery 28] | NoSettings | 0 | 0 | 0 | 0 | 0 | 0 | 0 | 0 | 0 | 0 | 0 | 0 | 0 | 0 | 0 | 0 | 0 | 0 | 0 | 0 | 0 | 0 | 0 | 0 | 0 | 0 | 0 | 0 | 0 | 0 | 0
Industrial Fuel Use for Energy Purposes before CCS and Methane Capture[heavy or residual fuel oil if,road vehicles 29] | NoSettings | 0 | 0 | 0 | 0 | 0 | 0 | 0 | 0 | 0 | 0 | 0 | 0 | 0 | 0 | 0 | 0 | 0 | 0 | 0 | 0 | 0 | 0 | 0 | 0 | 0 | 0 | 0 | 0 | 0 | 0 | 0
Industrial Fuel Use for Energy Purposes before CCS and Methane Capture[heavy or residual fuel oil if,nonroad vehicles 30] | NoSettings | 0 | 0 | 0 | 0 | 0 | 0 | 0 | 0 | 0 | 0 | 0 | 0 | 0 | 0 | 0 | 0 | 0 | 0 | 0 | 0 | 0 | 0 | 0 | 0 | 0 | 0 | 0 | 0 | 0 | 0 | 0
Industrial Fuel Use for Energy Purposes before CCS and Methane Capture[heavy or residual fuel oil if,other manufacturing 31T33] | NoSettings | 57944000000 | 54410800000 | 56284700000 | 58469600000 | 59521600000 | 61018000000 | 61928400000 | 62492700000 | 62966200000 | 63524700000 | 64370800000 | 65128200000 | 65777600000 | 66748400000 | 67494500000 | 67894000000 | 68143500000 | 68683900000 | 69282500000 | 69957600000 | 70424500000 | 71187400000 | 72319400000 | 73836400000 | 75077100000 | 75887200000 | 77308700000 | 78524400000 | 79740100000 | 80955900000 | 82171600000
Industrial Fuel Use for Energy Purposes before CCS and Methane Capture[heavy or residual fuel oil if,energy pipelines and gas processing 352T353] | NoSettings | 0 | 0 | 0 | 0 | 0 | 0 | 0 | 0 | 0 | 0 | 0 | 0 | 0 | 0 | 0 | 0 | 0 | 0 | 0 | 0 | 0 | 0 | 0 | 0 | 0 | 0 | 0 | 0 | 0 | 0 | 0
Industrial Fuel Use for Energy Purposes before CCS and Methane Capture[heavy or residual fuel oil if,water and waste 36T39] | NoSettings | 0 | 0 | 0 | 0 | 0 | 0 | 0 | 0 | 0 | 0 | 0 | 0 | 0 | 0 | 0 | 0 | 0 | 0 | 0 | 0 | 0 | 0 | 0 | 0 | 0 | 0 | 0 | 0 | 0 | 0 | 0
Industrial Fuel Use for Energy Purposes before CCS and Methane Capture[heavy or residual fuel oil if,construction 41T43] | NoSettings | 0 | 0 | 0 | 0 | 0 | 0 | 0 | 0 | 0 | 0 | 0 | 0 | 0 | 0 | 0 | 0 | 0 | 0 | 0 | 0 | 0 | 0 | 0 | 0 | 0 | 0 | 0 | 0 | 0 | 0 | 0
Industrial Fuel Use for Energy Purposes before CCS and Methane Capture[LPG propane or butane if,agriculture and forestry 01T03] | NoSettings | 0 | 0 | 0 | 0 | 0 | 0 | 0 | 0 | 0 | 0 | 0 | 0 | 0 | 0 | 0 | 0 | 0 | 0 | 0 | 0 | 0 | 0 | 0 | 0 | 0 | 0 | 0 | 0 | 0 | 0 | 0
Industrial Fuel Use for Energy Purposes before CCS and Methane Capture[LPG propane or butane if,coal mining 05] | NoSettings | 0 | 0 | 0 | 0 | 0 | 0 | 0 | 0 | 0 | 0 | 0 | 0 | 0 | 0 | 0 | 0 | 0 | 0 | 0 | 0 | 0 | 0 | 0 | 0 | 0 | 0 | 0 | 0 | 0 | 0 | 0
Industrial Fuel Use for Energy Purposes before CCS and Methane Capture[LPG propane or butane if,oil and gas extraction 06] | NoSettings | 0 | 0 | 0 | 0 | 0 | 0 | 0 | 0 | 0 | 0 | 0 | 0 | 0 | 0 | 0 | 0 | 0 | 0 | 0 | 0 | 0 | 0 | 0 | 0 | 0 | 0 | 0 | 0 | 0 | 0 | 0
Industrial Fuel Use for Energy Purposes before CCS and Methane Capture[LPG propane or butane if,other mining and quarrying 07T08] | NoSettings | 0 | 0 | 0 | 0 | 0 | 0 | 0 | 0 | 0 | 0 | 0 | 0 | 0 | 0 | 0 | 0 | 0 | 0 | 0 | 0 | 0 | 0 | 0 | 0 | 0 | 0 | 0 | 0 | 0 | 0 | 0
Industrial Fuel Use for Energy Purposes before CCS and Methane Capture[LPG propane or butane if,food beverage and tobacco 10T12] | NoSettings | 0 | 0 | 0 | 0 | 0 | 0 | 0 | 0 | 0 | 0 | 0 | 0 | 0 | 0 | 0 | 0 | 0 | 0 | 0 | 0 | 0 | 0 | 0 | 0 | 0 | 0 | 0 | 0 | 0 | 0 | 0
Industrial Fuel Use for Energy Purposes before CCS and Methane Capture[LPG propane or butane if,textiles apparel and leather 13T15] | NoSettings | 0 | 0 | 0 | 0 | 0 | 0 | 0 | 0 | 0 | 0 | 0 | 0 | 0 | 0 | 0 | 0 | 0 | 0 | 0 | 0 | 0 | 0 | 0 | 0 | 0 | 0 | 0 | 0 | 0 | 0 | 0
Industrial Fuel Use for Energy Purposes before CCS and Methane Capture[LPG propane or butane if,wood products 16] | NoSettings | 0 | 0 | 0 | 0 | 0 | 0 | 0 | 0 | 0 | 0 | 0 | 0 | 0 | 0 | 0 | 0 | 0 | 0 | 0 | 0 | 0 | 0 | 0 | 0 | 0 | 0 | 0 | 0 | 0 | 0 | 0
Industrial Fuel Use for Energy Purposes before CCS and Methane Capture[LPG propane or butane if,pulp paper and printing 17T18] | NoSettings | 0 | 0 | 0 | 0 | 0 | 0 | 0 | 0 | 0 | 0 | 0 | 0 | 0 | 0 | 0 | 0 | 0 | 0 | 0 | 0 | 0 | 0 | 0 | 0 | 0 | 0 | 0 | 0 | 0 | 0 | 0
Industrial Fuel Use for Energy Purposes before CCS and Methane Capture[LPG propane or butane if,refined petroleum and coke 19] | NoSettings | 35652500000 | 38222800000 | 35857700000 | 36635100000 | 36403100000 | 36120400000 | 35407000000 | 35269400000 | 33934000000 | 33255800000 | 32588400000 | 32110600000 | 31334100000 | 31220300000 | 30293300000 | 29772000000 | 29947700000 | 29203900000 | 28888900000 | 28877000000 | 28848900000 | 28506100000 | 28381100000 | 28316200000 | 28290700000 | 28147600000 | 28086100000 | 28005300000 | 27924600000 | 27843800000 | 27763100000
Industrial Fuel Use for Energy Purposes before CCS and Methane Capture[LPG propane or butane if,chemicals 20] | NoSettings | 0 | 0 | 0 | 0 | 0 | 0 | 0 | 0 | 0 | 0 | 0 | 0 | 0 | 0 | 0 | 0 | 0 | 0 | 0 | 0 | 0 | 0 | 0 | 0 | 0 | 0 | 0 | 0 | 0 | 0 | 0
Industrial Fuel Use for Energy Purposes before CCS and Methane Capture[LPG propane or butane if,rubber and plastic products 22] | NoSettings | 0 | 0 | 0 | 0 | 0 | 0 | 0 | 0 | 0 | 0 | 0 | 0 | 0 | 0 | 0 | 0 | 0 | 0 | 0 | 0 | 0 | 0 | 0 | 0 | 0 | 0 | 0 | 0 | 0 | 0 | 0
Industrial Fuel Use for Energy Purposes before CCS and Methane Capture[LPG propane or butane if,glass and glass products 231] | NoSettings | 0 | 0 | 0 | 0 | 0 | 0 | 0 | 0 | 0 | 0 | 0 | 0 | 0 | 0 | 0 | 0 | 0 | 0 | 0 | 0 | 0 | 0 | 0 | 0 | 0 | 0 | 0 | 0 | 0 | 0 | 0
Industrial Fuel Use for Energy Purposes before CCS and Methane Capture[LPG propane or butane if,cement and other nonmetallic minerals 239] | NoSettings | 491459000 | 481214000 | 470970000 | 460726000 | 450481000 | 440237000 | 429992000 | 419748000 | 409504000 | 399259000 | 389015000 | 378770000 | 368526000 | 358282000 | 348037000 | 337793000 | 337793000 | 337793000 | 337793000 | 337793000 | 337793000 | 337793000 | 337793000 | 337793000 | 337793000 | 337793000 | 337793000 | 337793000 | 337793000 | 337793000 | 337793000
Industrial Fuel Use for Energy Purposes before CCS and Methane Capture[LPG propane or butane if,iron and steel 241] | NoSettings | 0 | 0 | 0 | 0 | 0 | 0 | 0 | 0 | 0 | 0 | 0 | 0 | 0 | 0 | 0 | 0 | 0 | 0 | 0 | 0 | 0 | 0 | 0 | 0 | 0 | 0 | 0 | 0 | 0 | 0 | 0
Industrial Fuel Use for Energy Purposes before CCS and Methane Capture[LPG propane or butane if,other metals 242] | NoSettings | 0 | 0 | 0 | 0 | 0 | 0 | 0 | 0 | 0 | 0 | 0 | 0 | 0 | 0 | 0 | 0 | 0 | 0 | 0 | 0 | 0 | 0 | 0 | 0 | 0 | 0 | 0 | 0 | 0 | 0 | 0
Industrial Fuel Use for Energy Purposes before CCS and Methane Capture[LPG propane or butane if,metal products except machinery and vehicles 25] | NoSettings | 0 | 0 | 0 | 0 | 0 | 0 | 0 | 0 | 0 | 0 | 0 | 0 | 0 | 0 | 0 | 0 | 0 | 0 | 0 | 0 | 0 | 0 | 0 | 0 | 0 | 0 | 0 | 0 | 0 | 0 | 0
Industrial Fuel Use for Energy Purposes before CCS and Methane Capture[LPG propane or butane if,computers and electronics 26] | NoSettings | 0 | 0 | 0 | 0 | 0 | 0 | 0 | 0 | 0 | 0 | 0 | 0 | 0 | 0 | 0 | 0 | 0 | 0 | 0 | 0 | 0 | 0 | 0 | 0 | 0 | 0 | 0 | 0 | 0 | 0 | 0
Industrial Fuel Use for Energy Purposes before CCS and Methane Capture[LPG propane or butane if,appliances and electrical equipment 27] | NoSettings | 0 | 0 | 0 | 0 | 0 | 0 | 0 | 0 | 0 | 0 | 0 | 0 | 0 | 0 | 0 | 0 | 0 | 0 | 0 | 0 | 0 | 0 | 0 | 0 | 0 | 0 | 0 | 0 | 0 | 0 | 0
Industrial Fuel Use for Energy Purposes before CCS and Methane Capture[LPG propane or butane if,other machinery 28] | NoSettings | 0 | 0 | 0 | 0 | 0 | 0 | 0 | 0 | 0 | 0 | 0 | 0 | 0 | 0 | 0 | 0 | 0 | 0 | 0 | 0 | 0 | 0 | 0 | 0 | 0 | 0 | 0 | 0 | 0 | 0 | 0
Industrial Fuel Use for Energy Purposes before CCS and Methane Capture[LPG propane or butane if,road vehicles 29] | NoSettings | 0 | 0 | 0 | 0 | 0 | 0 | 0 | 0 | 0 | 0 | 0 | 0 | 0 | 0 | 0 | 0 | 0 | 0 | 0 | 0 | 0 | 0 | 0 | 0 | 0 | 0 | 0 | 0 | 0 | 0 | 0
Industrial Fuel Use for Energy Purposes before CCS and Methane Capture[LPG propane or butane if,nonroad vehicles 30] | NoSettings | 0 | 0 | 0 | 0 | 0 | 0 | 0 | 0 | 0 | 0 | 0 | 0 | 0 | 0 | 0 | 0 | 0 | 0 | 0 | 0 | 0 | 0 | 0 | 0 | 0 | 0 | 0 | 0 | 0 | 0 | 0
Industrial Fuel Use for Energy Purposes before CCS and Methane Capture[LPG propane or butane if,other manufacturing 31T33] | NoSettings | 19249400000000 | 19063400000000 | 18185100000000 | 18891000000000 | 19230900000000 | 19714400000000 | 20008600000000 | 20190900000000 | 20343900000000 | 20524300000000 | 20797700000000 | 21042400000000 | 21252200000000 | 21565900000000 | 21806900000000 | 21936000000000 | 22016600000000 | 22191200000000 | 22384600000000 | 22602700000000 | 22753600000000 | 23000100000000 | 23365800000000 | 23855900000000 | 24256800000000 | 24518500000000 | 24977800000000 | 25370600000000 | 25763400000000 | 26156200000000 | 26549000000000
Industrial Fuel Use for Energy Purposes before CCS and Methane Capture[LPG propane or butane if,energy pipelines and gas processing 352T353] | NoSettings | 0 | 0 | 0 | 0 | 0 | 0 | 0 | 0 | 0 | 0 | 0 | 0 | 0 | 0 | 0 | 0 | 0 | 0 | 0 | 0 | 0 | 0 | 0 | 0 | 0 | 0 | 0 | 0 | 0 | 0 | 0
Industrial Fuel Use for Energy Purposes before CCS and Methane Capture[LPG propane or butane if,water and waste 36T39] | NoSettings | 0 | 0 | 0 | 0 | 0 | 0 | 0 | 0 | 0 | 0 | 0 | 0 | 0 | 0 | 0 | 0 | 0 | 0 | 0 | 0 | 0 | 0 | 0 | 0 | 0 | 0 | 0 | 0 | 0 | 0 | 0
Industrial Fuel Use for Energy Purposes before CCS and Methane Capture[LPG propane or butane if,construction 41T43] | NoSettings | 0 | 0 | 0 | 0 | 0 | 0 | 0 | 0 | 0 | 0 | 0 | 0 | 0 | 0 | 0 | 0 | 0 | 0 | 0 | 0 | 0 | 0 | 0 | 0 | 0 | 0 | 0 | 0 | 0 | 0 | 0
Industrial Fuel Use for Energy Purposes before CCS and Methane Capture[hydrogen if,agriculture and forestry 01T03] | NoSettings | 0 | 0 | 0 | 0 | 0 | 0 | 0 | 0 | 0 | 0 | 0 | 0 | 0 | 0 | 0 | 0 | 0 | 0 | 0 | 0 | 0 | 0 | 0 | 0 | 0 | 0 | 0 | 0 | 0 | 0 | 0
Industrial Fuel Use for Energy Purposes before CCS and Methane Capture[hydrogen if,coal mining 05] | NoSettings | 0 | 0 | 0 | 0 | 0 | 0 | 0 | 0 | 0 | 0 | 0 | 0 | 0 | 0 | 0 | 0 | 0 | 0 | 0 | 0 | 0 | 0 | 0 | 0 | 0 | 0 | 0 | 0 | 0 | 0 | 0
Industrial Fuel Use for Energy Purposes before CCS and Methane Capture[hydrogen if,oil and gas extraction 06] | NoSettings | 0 | 0 | 0 | 0 | 0 | 0 | 0 | 0 | 0 | 0 | 0 | 0 | 0 | 0 | 0 | 0 | 0 | 0 | 0 | 0 | 0 | 0 | 0 | 0 | 0 | 0 | 0 | 0 | 0 | 0 | 0
Industrial Fuel Use for Energy Purposes before CCS and Methane Capture[hydrogen if,other mining and quarrying 07T08] | NoSettings | 0 | 0 | 0 | 0 | 0 | 0 | 0 | 0 | 0 | 0 | 0 | 0 | 0 | 0 | 0 | 0 | 0 | 0 | 0 | 0 | 0 | 0 | 0 | 0 | 0 | 0 | 0 | 0 | 0 | 0 | 0
Industrial Fuel Use for Energy Purposes before CCS and Methane Capture[hydrogen if,food beverage and tobacco 10T12] | NoSettings | 0 | 0 | 0 | 0 | 0 | 0 | 0 | 0 | 0 | 0 | 0 | 0 | 0 | 0 | 0 | 0 | 0 | 0 | 0 | 0 | 0 | 0 | 0 | 0 | 0 | 0 | 0 | 0 | 0 | 0 | 0
Industrial Fuel Use for Energy Purposes before CCS and Methane Capture[hydrogen if,textiles apparel and leather 13T15] | NoSettings | 0 | 0 | 0 | 0 | 0 | 0 | 0 | 0 | 0 | 0 | 0 | 0 | 0 | 0 | 0 | 0 | 0 | 0 | 0 | 0 | 0 | 0 | 0 | 0 | 0 | 0 | 0 | 0 | 0 | 0 | 0
Industrial Fuel Use for Energy Purposes before CCS and Methane Capture[hydrogen if,wood products 16] | NoSettings | 0 | 0 | 0 | 0 | 0 | 0 | 0 | 0 | 0 | 0 | 0 | 0 | 0 | 0 | 0 | 0 | 0 | 0 | 0 | 0 | 0 | 0 | 0 | 0 | 0 | 0 | 0 | 0 | 0 | 0 | 0
Industrial Fuel Use for Energy Purposes before CCS and Methane Capture[hydrogen if,pulp paper and printing 17T18] | NoSettings | 0 | 0 | 0 | 0 | 0 | 0 | 0 | 0 | 0 | 0 | 0 | 0 | 0 | 0 | 0 | 0 | 0 | 0 | 0 | 0 | 0 | 0 | 0 | 0 | 0 | 0 | 0 | 0 | 0 | 0 | 0
Industrial Fuel Use for Energy Purposes before CCS and Methane Capture[hydrogen if,refined petroleum and coke 19] | NoSettings | 0 | 0 | 0 | 0 | 0 | 0 | 0 | 0 | 0 | 0 | 0 | 0 | 0 | 0 | 0 | 0 | 0 | 0 | 0 | 0 | 0 | 0 | 0 | 0 | 0 | 0 | 0 | 0 | 0 | 0 | 0
Industrial Fuel Use for Energy Purposes before CCS and Methane Capture[hydrogen if,chemicals 20] | NoSettings | 0 | 0 | 0 | 0 | 0 | 0 | 0 | 0 | 0 | 0 | 0 | 0 | 0 | 0 | 0 | 0 | 0 | 0 | 0 | 0 | 0 | 0 | 0 | 0 | 0 | 0 | 0 | 0 | 0 | 0 | 0
Industrial Fuel Use for Energy Purposes before CCS and Methane Capture[hydrogen if,rubber and plastic products 22] | NoSettings | 0 | 0 | 0 | 0 | 0 | 0 | 0 | 0 | 0 | 0 | 0 | 0 | 0 | 0 | 0 | 0 | 0 | 0 | 0 | 0 | 0 | 0 | 0 | 0 | 0 | 0 | 0 | 0 | 0 | 0 | 0
Industrial Fuel Use for Energy Purposes before CCS and Methane Capture[hydrogen if,glass and glass products 231] | NoSettings | 0 | 0 | 0 | 0 | 0 | 0 | 0 | 0 | 0 | 0 | 0 | 0 | 0 | 0 | 0 | 0 | 0 | 0 | 0 | 0 | 0 | 0 | 0 | 0 | 0 | 0 | 0 | 0 | 0 | 0 | 0
Industrial Fuel Use for Energy Purposes before CCS and Methane Capture[hydrogen if,cement and other nonmetallic minerals 239] | NoSettings | 0 | 0 | 0 | 0 | 0 | 0 | 0 | 0 | 0 | 0 | 0 | 0 | 0 | 0 | 0 | 0 | 0 | 0 | 0 | 0 | 0 | 0 | 0 | 0 | 0 | 0 | 0 | 0 | 0 | 0 | 0
Industrial Fuel Use for Energy Purposes before CCS and Methane Capture[hydrogen if,iron and steel 241] | NoSettings | 0 | 0 | 0 | 0 | 0 | 0 | 0 | 0 | 0 | 0 | 0 | 0 | 0 | 0 | 0 | 0 | 0 | 0 | 0 | 0 | 0 | 0 | 0 | 0 | 0 | 0 | 0 | 0 | 0 | 0 | 0
Industrial Fuel Use for Energy Purposes before CCS and Methane Capture[hydrogen if,other metals 242] | NoSettings | 0 | 0 | 0 | 0 | 0 | 0 | 0 | 0 | 0 | 0 | 0 | 0 | 0 | 0 | 0 | 0 | 0 | 0 | 0 | 0 | 0 | 0 | 0 | 0 | 0 | 0 | 0 | 0 | 0 | 0 | 0
Industrial Fuel Use for Energy Purposes before CCS and Methane Capture[hydrogen if,metal products except machinery and vehicles 25] | NoSettings | 0 | 0 | 0 | 0 | 0 | 0 | 0 | 0 | 0 | 0 | 0 | 0 | 0 | 0 | 0 | 0 | 0 | 0 | 0 | 0 | 0 | 0 | 0 | 0 | 0 | 0 | 0 | 0 | 0 | 0 | 0
Industrial Fuel Use for Energy Purposes before CCS and Methane Capture[hydrogen if,computers and electronics 26] | NoSettings | 0 | 0 | 0 | 0 | 0 | 0 | 0 | 0 | 0 | 0 | 0 | 0 | 0 | 0 | 0 | 0 | 0 | 0 | 0 | 0 | 0 | 0 | 0 | 0 | 0 | 0 | 0 | 0 | 0 | 0 | 0
Industrial Fuel Use for Energy Purposes before CCS and Methane Capture[hydrogen if,appliances and electrical equipment 27] | NoSettings | 0 | 0 | 0 | 0 | 0 | 0 | 0 | 0 | 0 | 0 | 0 | 0 | 0 | 0 | 0 | 0 | 0 | 0 | 0 | 0 | 0 | 0 | 0 | 0 | 0 | 0 | 0 | 0 | 0 | 0 | 0
Industrial Fuel Use for Energy Purposes before CCS and Methane Capture[hydrogen if,other machinery 28] | NoSettings | 0 | 0 | 0 | 0 | 0 | 0 | 0 | 0 | 0 | 0 | 0 | 0 | 0 | 0 | 0 | 0 | 0 | 0 | 0 | 0 | 0 | 0 | 0 | 0 | 0 | 0 | 0 | 0 | 0 | 0 | 0
Industrial Fuel Use for Energy Purposes before CCS and Methane Capture[hydrogen if,road vehicles 29] | NoSettings | 0 | 0 | 0 | 0 | 0 | 0 | 0 | 0 | 0 | 0 | 0 | 0 | 0 | 0 | 0 | 0 | 0 | 0 | 0 | 0 | 0 | 0 | 0 | 0 | 0 | 0 | 0 | 0 | 0 | 0 | 0
Industrial Fuel Use for Energy Purposes before CCS and Methane Capture[hydrogen if,nonroad vehicles 30] | NoSettings | 0 | 0 | 0 | 0 | 0 | 0 | 0 | 0 | 0 | 0 | 0 | 0 | 0 | 0 | 0 | 0 | 0 | 0 | 0 | 0 | 0 | 0 | 0 | 0 | 0 | 0 | 0 | 0 | 0 | 0 | 0
Industrial Fuel Use for Energy Purposes before CCS and Methane Capture[hydrogen if,other manufacturing 31T33] | NoSettings | 0 | 0 | 0 | 0 | 0 | 0 | 0 | 0 | 0 | 0 | 0 | 0 | 0 | 0 | 0 | 0 | 0 | 0 | 0 | 0 | 0 | 0 | 0 | 0 | 0 | 0 | 0 | 0 | 0 | 0 | 0
Industrial Fuel Use for Energy Purposes before CCS and Methane Capture[hydrogen if,energy pipelines and gas processing 352T353] | NoSettings | 0 | 0 | 0 | 0 | 0 | 0 | 0 | 0 | 0 | 0 | 0 | 0 | 0 | 0 | 0 | 0 | 0 | 0 | 0 | 0 | 0 | 0 | 0 | 0 | 0 | 0 | 0 | 0 | 0 | 0 | 0
Industrial Fuel Use for Energy Purposes before CCS and Methane Capture[hydrogen if,water and waste 36T39] | NoSettings | 0 | 0 | 0 | 0 | 0 | 0 | 0 | 0 | 0 | 0 | 0 | 0 | 0 | 0 | 0 | 0 | 0 | 0 | 0 | 0 | 0 | 0 | 0 | 0 | 0 | 0 | 0 | 0 | 0 | 0 | 0
Industrial Fuel Use for Energy Purposes before CCS and Methane Capture[hydrogen if,construction 41T43] | NoSettings | 0 | 0 | 0 | 0 | 0 | 0 | 0 | 0 | 0 | 0 | 0 | 0 | 0 | 0 | 0 | 0 | 0 | 0 | 0 | 0 | 0 | 0 | 0 | 0 | 0 | 0 | 0 | 0 | 0 | 0 | 0
Transportation Sector Fuel Used[LDVs,passenger,battery electric vehicle,electricity tf] | NoSettings | 6392580000000 | 10528000000000 | 15496100000000 | 21063100000000 | 26400800000000 | 31374500000000 | 36707200000000 | 42866700000000 | 49963000000000 | 58859100000000 | 69553700000000 | 80937900000000 | 94142400000000 | 106300000000000 | 119387000000000 | 132560000000000 | 146817000000000 | 162749000000000 | 180197000000000 | 198356000000000 | 216789000000000 | 235200000000000 | 252719000000000 | 269158000000000 | 285129000000000 | 299572000000000 | 312489000000000 | 323938000000000 | 334023000000000 | 342847000000000 | 350497000000000
Transportation Sector Fuel Used[LDVs,passenger,battery electric vehicle,natural gas tf] | NoSettings | 0 | 0 | 0 | 0 | 0 | 0 | 0 | 0 | 0 | 0 | 0 | 0 | 0 | 0 | 0 | 0 | 0 | 0 | 0 | 0 | 0 | 0 | 0 | 0 | 0 | 0 | 0 | 0 | 0 | 0 | 0
Transportation Sector Fuel Used[LDVs,passenger,battery electric vehicle,petroleum gasoline tf] | NoSettings | 0 | 0 | 0 | 0 | 0 | 0 | 0 | 0 | 0 | 0 | 0 | 0 | 0 | 0 | 0 | 0 | 0 | 0 | 0 | 0 | 0 | 0 | 0 | 0 | 0 | 0 | 0 | 0 | 0 | 0 | 0
Transportation Sector Fuel Used[LDVs,passenger,battery electric vehicle,petroleum diesel tf] | NoSettings | 0 | 0 | 0 | 0 | 0 | 0 | 0 | 0 | 0 | 0 | 0 | 0 | 0 | 0 | 0 | 0 | 0 | 0 | 0 | 0 | 0 | 0 | 0 | 0 | 0 | 0 | 0 | 0 | 0 | 0 | 0
Transportation Sector Fuel Used[LDVs,passenger,battery electric vehicle,biofuel gasoline tf] | NoSettings | 0 | 0 | 0 | 0 | 0 | 0 | 0 | 0 | 0 | 0 | 0 | 0 | 0 | 0 | 0 | 0 | 0 | 0 | 0 | 0 | 0 | 0 | 0 | 0 | 0 | 0 | 0 | 0 | 0 | 0 | 0
Transportation Sector Fuel Used[LDVs,passenger,battery electric vehicle,biofuel diesel tf] | NoSettings | 0 | 0 | 0 | 0 | 0 | 0 | 0 | 0 | 0 | 0 | 0 | 0 | 0 | 0 | 0 | 0 | 0 | 0 | 0 | 0 | 0 | 0 | 0 | 0 | 0 | 0 | 0 | 0 | 0 | 0 | 0
Transportation Sector Fuel Used[LDVs,passenger,battery electric vehicle,jet fuel tf] | NoSettings | 0 | 0 | 0 | 0 | 0 | 0 | 0 | 0 | 0 | 0 | 0 | 0 | 0 | 0 | 0 | 0 | 0 | 0 | 0 | 0 | 0 | 0 | 0 | 0 | 0 | 0 | 0 | 0 | 0 | 0 | 0
Transportation Sector Fuel Used[LDVs,passenger,battery electric vehicle,heavy or residual fuel oil tf] | NoSettings | 0 | 0 | 0 | 0 | 0 | 0 | 0 | 0 | 0 | 0 | 0 | 0 | 0 | 0 | 0 | 0 | 0 | 0 | 0 | 0 | 0 | 0 | 0 | 0 | 0 | 0 | 0 | 0 | 0 | 0 | 0
Transportation Sector Fuel Used[LDVs,passenger,battery electric vehicle,LPG propane or butane tf] | NoSettings | 0 | 0 | 0 | 0 | 0 | 0 | 0 | 0 | 0 | 0 | 0 | 0 | 0 | 0 | 0 | 0 | 0 | 0 | 0 | 0 | 0 | 0 | 0 | 0 | 0 | 0 | 0 | 0 | 0 | 0 | 0
Transportation Sector Fuel Used[LDVs,passenger,battery electric vehicle,hydrogen tf] | NoSettings | 0 | 0 | 0 | 0 | 0 | 0 | 0 | 0 | 0 | 0 | 0 | 0 | 0 | 0 | 0 | 0 | 0 | 0 | 0 | 0 | 0 | 0 | 0 | 0 | 0 | 0 | 0 | 0 | 0 | 0 | 0
Transportation Sector Fuel Used[LDVs,passenger,natural gas vehicle,electricity tf] | NoSettings | 0 | 0 | 0 | 0 | 0 | 0 | 0 | 0 | 0 | 0 | 0 | 0 | 0 | 0 | 0 | 0 | 0 | 0 | 0 | 0 | 0 | 0 | 0 | 0 | 0 | 0 | 0 | 0 | 0 | 0 | 0
Transportation Sector Fuel Used[LDVs,passenger,natural gas vehicle,natural gas tf] | NoSettings | 465849000000 | 456164000000 | 384739000000 | 316503000000 | 252563000000 | 194279000000 | 142990000000 | 99610800000 | 63906600000 | 36010800000 | 16023000000 | 4007750000 | 0 | 0 | 0 | 0 | 0 | 0 | 0 | 0 | 0 | 0 | 0 | 0 | 0 | 0 | 0 | 0 | 0 | 0 | 0
Transportation Sector Fuel Used[LDVs,passenger,natural gas vehicle,petroleum gasoline tf] | NoSettings | 0 | 0 | 0 | 0 | 0 | 0 | 0 | 0 | 0 | 0 | 0 | 0 | 0 | 0 | 0 | 0 | 0 | 0 | 0 | 0 | 0 | 0 | 0 | 0 | 0 | 0 | 0 | 0 | 0 | 0 | 0
Transportation Sector Fuel Used[LDVs,passenger,natural gas vehicle,petroleum diesel tf] | NoSettings | 0 | 0 | 0 | 0 | 0 | 0 | 0 | 0 | 0 | 0 | 0 | 0 | 0 | 0 | 0 | 0 | 0 | 0 | 0 | 0 | 0 | 0 | 0 | 0 | 0 | 0 | 0 | 0 | 0 | 0 | 0
Transportation Sector Fuel Used[LDVs,passenger,natural gas vehicle,biofuel gasoline tf] | NoSettings | 0 | 0 | 0 | 0 | 0 | 0 | 0 | 0 | 0 | 0 | 0 | 0 | 0 | 0 | 0 | 0 | 0 | 0 | 0 | 0 | 0 | 0 | 0 | 0 | 0 | 0 | 0 | 0 | 0 | 0 | 0
Transportation Sector Fuel Used[LDVs,passenger,natural gas vehicle,biofuel diesel tf] | NoSettings | 0 | 0 | 0 | 0 | 0 | 0 | 0 | 0 | 0 | 0 | 0 | 0 | 0 | 0 | 0 | 0 | 0 | 0 | 0 | 0 | 0 | 0 | 0 | 0 | 0 | 0 | 0 | 0 | 0 | 0 | 0
Transportation Sector Fuel Used[LDVs,passenger,natural gas vehicle,jet fuel tf] | NoSettings | 0 | 0 | 0 | 0 | 0 | 0 | 0 | 0 | 0 | 0 | 0 | 0 | 0 | 0 | 0 | 0 | 0 | 0 | 0 | 0 | 0 | 0 | 0 | 0 | 0 | 0 | 0 | 0 | 0 | 0 | 0
Transportation Sector Fuel Used[LDVs,passenger,natural gas vehicle,heavy or residual fuel oil tf] | NoSettings | 0 | 0 | 0 | 0 | 0 | 0 | 0 | 0 | 0 | 0 | 0 | 0 | 0 | 0 | 0 | 0 | 0 | 0 | 0 | 0 | 0 | 0 | 0 | 0 | 0 | 0 | 0 | 0 | 0 | 0 | 0
Transportation Sector Fuel Used[LDVs,passenger,natural gas vehicle,LPG propane or butane tf] | NoSettings | 0 | 0 | 0 | 0 | 0 | 0 | 0 | 0 | 0 | 0 | 0 | 0 | 0 | 0 | 0 | 0 | 0 | 0 | 0 | 0 | 0 | 0 | 0 | 0 | 0 | 0 | 0 | 0 | 0 | 0 | 0
Transportation Sector Fuel Used[LDVs,passenger,natural gas vehicle,hydrogen tf] | NoSettings | 0 | 0 | 0 | 0 | 0 | 0 | 0 | 0 | 0 | 0 | 0 | 0 | 0 | 0 | 0 | 0 | 0 | 0 | 0 | 0 | 0 | 0 | 0 | 0 | 0 | 0 | 0 | 0 | 0 | 0 | 0
Transportation Sector Fuel Used[LDVs,passenger,gasoline vehicle,electricity tf] | NoSettings | 0 | 0 | 0 | 0 | 0 | 0 | 0 | 0 | 0 | 0 | 0 | 0 | 0 | 0 | 0 | 0 | 0 | 0 | 0 | 0 | 0 | 0 | 0 | 0 | 0 | 0 | 0 | 0 | 0 | 0 | 0
Transportation Sector Fuel Used[LDVs,passenger,gasoline vehicle,natural gas tf] | NoSettings | 0 | 0 | 0 | 0 | 0 | 0 | 0 | 0 | 0 | 0 | 0 | 0 | 0 | 0 | 0 | 0 | 0 | 0 | 0 | 0 | 0 | 0 | 0 | 0 | 0 | 0 | 0 | 0 | 0 | 0 | 0
Transportation Sector Fuel Used[LDVs,passenger,gasoline vehicle,petroleum gasoline tf] | NoSettings | 1369600000000000 | 1546770000000000 | 1533520000000000 | 1517790000000000 | 1489030000000000 | 1458110000000000 | 1423640000000000 | 1388300000000000 | 1352780000000000 | 1314080000000000 | 1269100000000000 | 1221340000000000 | 1171710000000000 | 1129020000000000 | 1086330000000000 | 1046180000000000 | 1004670000000000 | 959615000000000 | 910246000000000 | 858427000000000 | 806601000000000 | 755295000000000 | 706986000000000 | 662079000000000 | 618446000000000 | 579108000000000 | 544015000000000 | 512968000000000 | 485723000000000 | 461942000000000 | 441379000000000
Transportation Sector Fuel Used[LDVs,passenger,gasoline vehicle,petroleum diesel tf] | NoSettings | 0 | 0 | 0 | 0 | 0 | 0 | 0 | 0 | 0 | 0 | 0 | 0 | 0 | 0 | 0 | 0 | 0 | 0 | 0 | 0 | 0 | 0 | 0 | 0 | 0 | 0 | 0 | 0 | 0 | 0 | 0
Transportation Sector Fuel Used[LDVs,passenger,gasoline vehicle,biofuel gasoline tf] | NoSettings | 105626000000000 | 119649000000000 | 118980000000000 | 118112000000000 | 116220000000000 | 114146000000000 | 111778000000000 | 109327000000000 | 106845000000000 | 103941000000000 | 100679000000000 | 96890000000000 | 92952400000000 | 89566100000000 | 86179300000000 | 82994200000000 | 79701400000000 | 76127100000000 | 72210500000000 | 68099700000000 | 63988300000000 | 59918200000000 | 56085800000000 | 52523300000000 | 49061800000000 | 45941100000000 | 43157100000000 | 40694100000000 | 38532800000000 | 36646200000000 | 35014900000000
Transportation Sector Fuel Used[LDVs,passenger,gasoline vehicle,biofuel diesel tf] | NoSettings | 0 | 0 | 0 | 0 | 0 | 0 | 0 | 0 | 0 | 0 | 0 | 0 | 0 | 0 | 0 | 0 | 0 | 0 | 0 | 0 | 0 | 0 | 0 | 0 | 0 | 0 | 0 | 0 | 0 | 0 | 0
Transportation Sector Fuel Used[LDVs,passenger,gasoline vehicle,jet fuel tf] | NoSettings | 0 | 0 | 0 | 0 | 0 | 0 | 0 | 0 | 0 | 0 | 0 | 0 | 0 | 0 | 0 | 0 | 0 | 0 | 0 | 0 | 0 | 0 | 0 | 0 | 0 | 0 | 0 | 0 | 0 | 0 | 0
Transportation Sector Fuel Used[LDVs,passenger,gasoline vehicle,heavy or residual fuel oil tf] | NoSettings | 0 | 0 | 0 | 0 | 0 | 0 | 0 | 0 | 0 | 0 | 0 | 0 | 0 | 0 | 0 | 0 | 0 | 0 | 0 | 0 | 0 | 0 | 0 | 0 | 0 | 0 | 0 | 0 | 0 | 0 | 0
Transportation Sector Fuel Used[LDVs,passenger,gasoline vehicle,LPG propane or butane tf] | NoSettings | 0 | 0 | 0 | 0 | 0 | 0 | 0 | 0 | 0 | 0 | 0 | 0 | 0 | 0 | 0 | 0 | 0 | 0 | 0 | 0 | 0 | 0 | 0 | 0 | 0 | 0 | 0 | 0 | 0 | 0 | 0
Transportation Sector Fuel Used[LDVs,passenger,gasoline vehicle,hydrogen tf] | NoSettings | 0 | 0 | 0 | 0 | 0 | 0 | 0 | 0 | 0 | 0 | 0 | 0 | 0 | 0 | 0 | 0 | 0 | 0 | 0 | 0 | 0 | 0 | 0 | 0 | 0 | 0 | 0 | 0 | 0 | 0 | 0
Transportation Sector Fuel Used[LDVs,passenger,diesel vehicle,electricity tf] | NoSettings | 0 | 0 | 0 | 0 | 0 | 0 | 0 | 0 | 0 | 0 | 0 | 0 | 0 | 0 | 0 | 0 | 0 | 0 | 0 | 0 | 0 | 0 | 0 | 0 | 0 | 0 | 0 | 0 | 0 | 0 | 0
Transportation Sector Fuel Used[LDVs,passenger,diesel vehicle,natural gas tf] | NoSettings | 0 | 0 | 0 | 0 | 0 | 0 | 0 | 0 | 0 | 0 | 0 | 0 | 0 | 0 | 0 | 0 | 0 | 0 | 0 | 0 | 0 | 0 | 0 | 0 | 0 | 0 | 0 | 0 | 0 | 0 | 0
Transportation Sector Fuel Used[LDVs,passenger,diesel vehicle,petroleum gasoline tf] | NoSettings | 0 | 0 | 0 | 0 | 0 | 0 | 0 | 0 | 0 | 0 | 0 | 0 | 0 | 0 | 0 | 0 | 0 | 0 | 0 | 0 | 0 | 0 | 0 | 0 | 0 | 0 | 0 | 0 | 0 | 0 | 0
Transportation Sector Fuel Used[LDVs,passenger,diesel vehicle,petroleum diesel tf] | NoSettings | 5428540000000 | 5549260000000 | 4943800000000 | 4350790000000 | 3735830000000 | 3147040000000 | 2586300000000 | 2052110000000 | 1552730000000 | 1086910000000 | 650035000000 | 263616000000 | 0 | 0 | 0 | 0 | 0 | 0 | 0 | 0 | 0 | 0 | 0 | 0 | 0 | 0 | 0 | 0 | 0 | 0 | 0
Transportation Sector Fuel Used[LDVs,passenger,diesel vehicle,biofuel gasoline tf] | NoSettings | 0 | 0 | 0 | 0 | 0 | 0 | 0 | 0 | 0 | 0 | 0 | 0 | 0 | 0 | 0 | 0 | 0 | 0 | 0 | 0 | 0 | 0 | 0 | 0 | 0 | 0 | 0 | 0 | 0 | 0 | 0
Transportation Sector Fuel Used[LDVs,passenger,diesel vehicle,biofuel diesel tf] | NoSettings | 1337180000000 | 1536310000000 | 1527190000000 | 1490670000000 | 1412570000000 | 1307700000000 | 1176880000000 | 1019540000000 | 840142000000 | 639121000000 | 414665000000 | 168164000000 | 0 | 0 | 0 | 0 | 0 | 0 | 0 | 0 | 0 | 0 | 0 | 0 | 0 | 0 | 0 | 0 | 0 | 0 | 0
Transportation Sector Fuel Used[LDVs,passenger,diesel vehicle,jet fuel tf] | NoSettings | 0 | 0 | 0 | 0 | 0 | 0 | 0 | 0 | 0 | 0 | 0 | 0 | 0 | 0 | 0 | 0 | 0 | 0 | 0 | 0 | 0 | 0 | 0 | 0 | 0 | 0 | 0 | 0 | 0 | 0 | 0
Transportation Sector Fuel Used[LDVs,passenger,diesel vehicle,heavy or residual fuel oil tf] | NoSettings | 0 | 0 | 0 | 0 | 0 | 0 | 0 | 0 | 0 | 0 | 0 | 0 | 0 | 0 | 0 | 0 | 0 | 0 | 0 | 0 | 0 | 0 | 0 | 0 | 0 | 0 | 0 | 0 | 0 | 0 | 0
Transportation Sector Fuel Used[LDVs,passenger,diesel vehicle,LPG propane or butane tf] | NoSettings | 0 | 0 | 0 | 0 | 0 | 0 | 0 | 0 | 0 | 0 | 0 | 0 | 0 | 0 | 0 | 0 | 0 | 0 | 0 | 0 | 0 | 0 | 0 | 0 | 0 | 0 | 0 | 0 | 0 | 0 | 0
Transportation Sector Fuel Used[LDVs,passenger,diesel vehicle,hydrogen tf] | NoSettings | 0 | 0 | 0 | 0 | 0 | 0 | 0 | 0 | 0 | 0 | 0 | 0 | 0 | 0 | 0 | 0 | 0 | 0 | 0 | 0 | 0 | 0 | 0 | 0 | 0 | 0 | 0 | 0 | 0 | 0 | 0
Transportation Sector Fuel Used[LDVs,passenger,plugin hybrid vehicle,electricity tf] | NoSettings | 3073600000000 | 3862260000000 | 4316320000000 | 4747670000000 | 5127140000000 | 5478120000000 | 5686660000000 | 6064500000000 | 6537190000000 | 7071540000000 | 7653110000000 | 8222120000000 | 8745290000000 | 8942360000000 | 9011410000000 | 8955750000000 | 8893770000000 | 8821650000000 | 8730230000000 | 8742620000000 | 8567930000000 | 8278830000000 | 7908650000000 | 7469490000000 | 7032790000000 | 6635380000000 | 6277880000000 | 5959490000000 | 5678070000000 | 5430870000000 | 5214030000000
Transportation Sector Fuel Used[LDVs,passenger,plugin hybrid vehicle,natural gas tf] | NoSettings | 0 | 0 | 0 | 0 | 0 | 0 | 0 | 0 | 0 | 0 | 0 | 0 | 0 | 0 | 0 | 0 | 0 | 0 | 0 | 0 | 0 | 0 | 0 | 0 | 0 | 0 | 0 | 0 | 0 | 0 | 0
Transportation Sector Fuel Used[LDVs,passenger,plugin hybrid vehicle,petroleum gasoline tf] | NoSettings | 2334820000000 | 2933210000000 | 3277270000000 | 3603910000000 | 3891030000000 | 4156400000000 | 4313590000000 | 4600200000000 | 4957570000000 | 5361510000000 | 5801060000000 | 6232370000000 | 6628930000000 | 6778310000000 | 6830650000000 | 6788460000000 | 6741480000000 | 6686810000000 | 6617510000000 | 6626910000000 | 6494490000000 | 6275350000000 | 5994760000000 | 5661880000000 | 5330850000000 | 5029620000000 | 4758640000000 | 4517290000000 | 4303980000000 | 4116600000000 | 3952240000000
Transportation Sector Fuel Used[LDVs,passenger,plugin hybrid vehicle,petroleum diesel tf] | NoSettings | 0 | 0 | 0 | 0 | 0 | 0 | 0 | 0 | 0 | 0 | 0 | 0 | 0 | 0 | 0 | 0 | 0 | 0 | 0 | 0 | 0 | 0 | 0 | 0 | 0 | 0 | 0 | 0 | 0 | 0 | 0
Transportation Sector Fuel Used[LDVs,passenger,plugin hybrid vehicle,biofuel gasoline tf] | NoSettings | 179945000000 | 226820000000 | 254271000000 | 280544000000 | 303900000000 | 325699000000 | 339132000000 | 361665000000 | 391043000000 | 424292000000 | 460578000000 | 494822000000 | 526308000000 | 538168000000 | 542323000000 | 538974000000 | 535243000000 | 530903000000 | 525401000000 | 526147000000 | 515634000000 | 498235000000 | 475957000000 | 449528000000 | 423246000000 | 399329000000 | 377814000000 | 358653000000 | 341717000000 | 326839000000 | 313790000000
Transportation Sector Fuel Used[LDVs,passenger,plugin hybrid vehicle,biofuel diesel tf] | NoSettings | 0 | 0 | 0 | 0 | 0 | 0 | 0 | 0 | 0 | 0 | 0 | 0 | 0 | 0 | 0 | 0 | 0 | 0 | 0 | 0 | 0 | 0 | 0 | 0 | 0 | 0 | 0 | 0 | 0 | 0 | 0
Transportation Sector Fuel Used[LDVs,passenger,plugin hybrid vehicle,jet fuel tf] | NoSettings | 0 | 0 | 0 | 0 | 0 | 0 | 0 | 0 | 0 | 0 | 0 | 0 | 0 | 0 | 0 | 0 | 0 | 0 | 0 | 0 | 0 | 0 | 0 | 0 | 0 | 0 | 0 | 0 | 0 | 0 | 0
Transportation Sector Fuel Used[LDVs,passenger,plugin hybrid vehicle,heavy or residual fuel oil tf] | NoSettings | 0 | 0 | 0 | 0 | 0 | 0 | 0 | 0 | 0 | 0 | 0 | 0 | 0 | 0 | 0 | 0 | 0 | 0 | 0 | 0 | 0 | 0 | 0 | 0 | 0 | 0 | 0 | 0 | 0 | 0 | 0
Transportation Sector Fuel Used[LDVs,passenger,plugin hybrid vehicle,LPG propane or butane tf] | NoSettings | 0 | 0 | 0 | 0 | 0 | 0 | 0 | 0 | 0 | 0 | 0 | 0 | 0 | 0 | 0 | 0 | 0 | 0 | 0 | 0 | 0 | 0 | 0 | 0 | 0 | 0 | 0 | 0 | 0 | 0 | 0
Transportation Sector Fuel Used[LDVs,passenger,plugin hybrid vehicle,hydrogen tf] | NoSettings | 0 | 0 | 0 | 0 | 0 | 0 | 0 | 0 | 0 | 0 | 0 | 0 | 0 | 0 | 0 | 0 | 0 | 0 | 0 | 0 | 0 | 0 | 0 | 0 | 0 | 0 | 0 | 0 | 0 | 0 | 0
Transportation Sector Fuel Used[LDVs,passenger,LPG vehicle,electricity tf] | NoSettings | 0 | 0 | 0 | 0 | 0 | 0 | 0 | 0 | 0 | 0 | 0 | 0 | 0 | 0 | 0 | 0 | 0 | 0 | 0 | 0 | 0 | 0 | 0 | 0 | 0 | 0 | 0 | 0 | 0 | 0 | 0
Transportation Sector Fuel Used[LDVs,passenger,LPG vehicle,natural gas tf] | NoSettings | 0 | 0 | 0 | 0 | 0 | 0 | 0 | 0 | 0 | 0 | 0 | 0 | 0 | 0 | 0 | 0 | 0 | 0 | 0 | 0 | 0 | 0 | 0 | 0 | 0 | 0 | 0 | 0 | 0 | 0 | 0
Transportation Sector Fuel Used[LDVs,passenger,LPG vehicle,petroleum gasoline tf] | NoSettings | 0 | 0 | 0 | 0 | 0 | 0 | 0 | 0 | 0 | 0 | 0 | 0 | 0 | 0 | 0 | 0 | 0 | 0 | 0 | 0 | 0 | 0 | 0 | 0 | 0 | 0 | 0 | 0 | 0 | 0 | 0
Transportation Sector Fuel Used[LDVs,passenger,LPG vehicle,petroleum diesel tf] | NoSettings | 0 | 0 | 0 | 0 | 0 | 0 | 0 | 0 | 0 | 0 | 0 | 0 | 0 | 0 | 0 | 0 | 0 | 0 | 0 | 0 | 0 | 0 | 0 | 0 | 0 | 0 | 0 | 0 | 0 | 0 | 0
Transportation Sector Fuel Used[LDVs,passenger,LPG vehicle,biofuel gasoline tf] | NoSettings | 0 | 0 | 0 | 0 | 0 | 0 | 0 | 0 | 0 | 0 | 0 | 0 | 0 | 0 | 0 | 0 | 0 | 0 | 0 | 0 | 0 | 0 | 0 | 0 | 0 | 0 | 0 | 0 | 0 | 0 | 0
Transportation Sector Fuel Used[LDVs,passenger,LPG vehicle,biofuel diesel tf] | NoSettings | 0 | 0 | 0 | 0 | 0 | 0 | 0 | 0 | 0 | 0 | 0 | 0 | 0 | 0 | 0 | 0 | 0 | 0 | 0 | 0 | 0 | 0 | 0 | 0 | 0 | 0 | 0 | 0 | 0 | 0 | 0
Transportation Sector Fuel Used[LDVs,passenger,LPG vehicle,jet fuel tf] | NoSettings | 0 | 0 | 0 | 0 | 0 | 0 | 0 | 0 | 0 | 0 | 0 | 0 | 0 | 0 | 0 | 0 | 0 | 0 | 0 | 0 | 0 | 0 | 0 | 0 | 0 | 0 | 0 | 0 | 0 | 0 | 0
Transportation Sector Fuel Used[LDVs,passenger,LPG vehicle,heavy or residual fuel oil tf] | NoSettings | 0 | 0 | 0 | 0 | 0 | 0 | 0 | 0 | 0 | 0 | 0 | 0 | 0 | 0 | 0 | 0 | 0 | 0 | 0 | 0 | 0 | 0 | 0 | 0 | 0 | 0 | 0 | 0 | 0 | 0 | 0
Transportation Sector Fuel Used[LDVs,passenger,LPG vehicle,LPG propane or butane tf] | NoSettings | 0 | 0 | 0 | 0 | 0 | 0 | 0 | 0 | 0 | 0 | 0 | 0 | 0 | 0 | 0 | 0 | 0 | 0 | 0 | 0 | 0 | 0 | 0 | 0 | 0 | 0 | 0 | 0 | 0 | 0 | 0
Transportation Sector Fuel Used[LDVs,passenger,LPG vehicle,hydrogen tf] | NoSettings | 0 | 0 | 0 | 0 | 0 | 0 | 0 | 0 | 0 | 0 | 0 | 0 | 0 | 0 | 0 | 0 | 0 | 0 | 0 | 0 | 0 | 0 | 0 | 0 | 0 | 0 | 0 | 0 | 0 | 0 | 0
Transportation Sector Fuel Used[LDVs,passenger,hydrogen vehicle,electricity tf] | NoSettings | 0 | 0 | 0 | 0 | 0 | 0 | 0 | 0 | 0 | 0 | 0 | 0 | 0 | 0 | 0 | 0 | 0 | 0 | 0 | 0 | 0 | 0 | 0 | 0 | 0 | 0 | 0 | 0 | 0 | 0 | 0
Transportation Sector Fuel Used[LDVs,passenger,hydrogen vehicle,natural gas tf] | NoSettings | 0 | 0 | 0 | 0 | 0 | 0 | 0 | 0 | 0 | 0 | 0 | 0 | 0 | 0 | 0 | 0 | 0 | 0 | 0 | 0 | 0 | 0 | 0 | 0 | 0 | 0 | 0 | 0 | 0 | 0 | 0
Transportation Sector Fuel Used[LDVs,passenger,hydrogen vehicle,petroleum gasoline tf] | NoSettings | 0 | 0 | 0 | 0 | 0 | 0 | 0 | 0 | 0 | 0 | 0 | 0 | 0 | 0 | 0 | 0 | 0 | 0 | 0 | 0 | 0 | 0 | 0 | 0 | 0 | 0 | 0 | 0 | 0 | 0 | 0
Transportation Sector Fuel Used[LDVs,passenger,hydrogen vehicle,petroleum diesel tf] | NoSettings | 0 | 0 | 0 | 0 | 0 | 0 | 0 | 0 | 0 | 0 | 0 | 0 | 0 | 0 | 0 | 0 | 0 | 0 | 0 | 0 | 0 | 0 | 0 | 0 | 0 | 0 | 0 | 0 | 0 | 0 | 0
Transportation Sector Fuel Used[LDVs,passenger,hydrogen vehicle,biofuel gasoline tf] | NoSettings | 0 | 0 | 0 | 0 | 0 | 0 | 0 | 0 | 0 | 0 | 0 | 0 | 0 | 0 | 0 | 0 | 0 | 0 | 0 | 0 | 0 | 0 | 0 | 0 | 0 | 0 | 0 | 0 | 0 | 0 | 0
Transportation Sector Fuel Used[LDVs,passenger,hydrogen vehicle,biofuel diesel tf] | NoSettings | 0 | 0 | 0 | 0 | 0 | 0 | 0 | 0 | 0 | 0 | 0 | 0 | 0 | 0 | 0 | 0 | 0 | 0 | 0 | 0 | 0 | 0 | 0 | 0 | 0 | 0 | 0 | 0 | 0 | 0 | 0
Transportation Sector Fuel Used[LDVs,passenger,hydrogen vehicle,jet fuel tf] | NoSettings | 0 | 0 | 0 | 0 | 0 | 0 | 0 | 0 | 0 | 0 | 0 | 0 | 0 | 0 | 0 | 0 | 0 | 0 | 0 | 0 | 0 | 0 | 0 | 0 | 0 | 0 | 0 | 0 | 0 | 0 | 0
Transportation Sector Fuel Used[LDVs,passenger,hydrogen vehicle,heavy or residual fuel oil tf] | NoSettings | 0 | 0 | 0 | 0 | 0 | 0 | 0 | 0 | 0 | 0 | 0 | 0 | 0 | 0 | 0 | 0 | 0 | 0 | 0 | 0 | 0 | 0 | 0 | 0 | 0 | 0 | 0 | 0 | 0 | 0 | 0
Transportation Sector Fuel Used[LDVs,passenger,hydrogen vehicle,LPG propane or butane tf] | NoSettings | 0 | 0 | 0 | 0 | 0 | 0 | 0 | 0 | 0 | 0 | 0 | 0 | 0 | 0 | 0 | 0 | 0 | 0 | 0 | 0 | 0 | 0 | 0 | 0 | 0 | 0 | 0 | 0 | 0 | 0 | 0
Transportation Sector Fuel Used[LDVs,passenger,hydrogen vehicle,hydrogen tf] | NoSettings | 144140000000 | 153697000000 | 142336000000 | 129864000000 | 116367000000 | 102109000000 | 87510600000 | 73011500000 | 58431700000 | 43802900000 | 29156900000 | 14559500000 | 0 | 0 | 0 | 0 | 0 | 0 | 0 | 0 | 0 | 0 | 0 | 0 | 0 | 0 | 0 | 0 | 0 | 0 | 0
Transportation Sector Fuel Used[LDVs,freight,battery electric vehicle,electricity tf] | NoSettings | 0 | 0 | 0 | 0 | 0 | 0 | 0 | 0 | 0 | 0 | 0 | 0 | 0 | 0 | 0 | 0 | 0 | 0 | 0 | 0 | 0 | 0 | 0 | 0 | 0 | 0 | 0 | 0 | 0 | 0 | 0
Transportation Sector Fuel Used[LDVs,freight,battery electric vehicle,natural gas tf] | NoSettings | 0 | 0 | 0 | 0 | 0 | 0 | 0 | 0 | 0 | 0 | 0 | 0 | 0 | 0 | 0 | 0 | 0 | 0 | 0 | 0 | 0 | 0 | 0 | 0 | 0 | 0 | 0 | 0 | 0 | 0 | 0
Transportation Sector Fuel Used[LDVs,freight,battery electric vehicle,petroleum gasoline tf] | NoSettings | 0 | 0 | 0 | 0 | 0 | 0 | 0 | 0 | 0 | 0 | 0 | 0 | 0 | 0 | 0 | 0 | 0 | 0 | 0 | 0 | 0 | 0 | 0 | 0 | 0 | 0 | 0 | 0 | 0 | 0 | 0
Transportation Sector Fuel Used[LDVs,freight,battery electric vehicle,petroleum diesel tf] | NoSettings | 0 | 0 | 0 | 0 | 0 | 0 | 0 | 0 | 0 | 0 | 0 | 0 | 0 | 0 | 0 | 0 | 0 | 0 | 0 | 0 | 0 | 0 | 0 | 0 | 0 | 0 | 0 | 0 | 0 | 0 | 0
Transportation Sector Fuel Used[LDVs,freight,battery electric vehicle,biofuel gasoline tf] | NoSettings | 0 | 0 | 0 | 0 | 0 | 0 | 0 | 0 | 0 | 0 | 0 | 0 | 0 | 0 | 0 | 0 | 0 | 0 | 0 | 0 | 0 | 0 | 0 | 0 | 0 | 0 | 0 | 0 | 0 | 0 | 0
Transportation Sector Fuel Used[LDVs,freight,battery electric vehicle,biofuel diesel tf] | NoSettings | 0 | 0 | 0 | 0 | 0 | 0 | 0 | 0 | 0 | 0 | 0 | 0 | 0 | 0 | 0 | 0 | 0 | 0 | 0 | 0 | 0 | 0 | 0 | 0 | 0 | 0 | 0 | 0 | 0 | 0 | 0
Transportation Sector Fuel Used[LDVs,freight,battery electric vehicle,jet fuel tf] | NoSettings | 0 | 0 | 0 | 0 | 0 | 0 | 0 | 0 | 0 | 0 | 0 | 0 | 0 | 0 | 0 | 0 | 0 | 0 | 0 | 0 | 0 | 0 | 0 | 0 | 0 | 0 | 0 | 0 | 0 | 0 | 0
Transportation Sector Fuel Used[LDVs,freight,battery electric vehicle,heavy or residual fuel oil tf] | NoSettings | 0 | 0 | 0 | 0 | 0 | 0 | 0 | 0 | 0 | 0 | 0 | 0 | 0 | 0 | 0 | 0 | 0 | 0 | 0 | 0 | 0 | 0 | 0 | 0 | 0 | 0 | 0 | 0 | 0 | 0 | 0
Transportation Sector Fuel Used[LDVs,freight,battery electric vehicle,LPG propane or butane tf] | NoSettings | 0 | 0 | 0 | 0 | 0 | 0 | 0 | 0 | 0 | 0 | 0 | 0 | 0 | 0 | 0 | 0 | 0 | 0 | 0 | 0 | 0 | 0 | 0 | 0 | 0 | 0 | 0 | 0 | 0 | 0 | 0
Transportation Sector Fuel Used[LDVs,freight,battery electric vehicle,hydrogen tf] | NoSettings | 0 | 0 | 0 | 0 | 0 | 0 | 0 | 0 | 0 | 0 | 0 | 0 | 0 | 0 | 0 | 0 | 0 | 0 | 0 | 0 | 0 | 0 | 0 | 0 | 0 | 0 | 0 | 0 | 0 | 0 | 0
Transportation Sector Fuel Used[LDVs,freight,natural gas vehicle,electricity tf] | NoSettings | 0 | 0 | 0 | 0 | 0 | 0 | 0 | 0 | 0 | 0 | 0 | 0 | 0 | 0 | 0 | 0 | 0 | 0 | 0 | 0 | 0 | 0 | 0 | 0 | 0 | 0 | 0 | 0 | 0 | 0 | 0
Transportation Sector Fuel Used[LDVs,freight,natural gas vehicle,natural gas tf] | NoSettings | 331677000000 | 326772000000 | 294322000000 | 261145000000 | 227260000000 | 193950000000 | 162617000000 | 133699000000 | 106915000000 | 82425900000 | 60442300000 | 41745800000 | 25938600000 | 13606200000 | 12165300000 | 10202700000 | 7752550000 | 5981050000 | 4779300000 | 3919150000 | 3238080000 | 2612600000 | 2045340000 | 1620080000 | 1311420000 | 1032500000 | 843469000 | 619080000 | 472160000 | 344135000 | 269579000
Transportation Sector Fuel Used[LDVs,freight,natural gas vehicle,petroleum gasoline tf] | NoSettings | 0 | 0 | 0 | 0 | 0 | 0 | 0 | 0 | 0 | 0 | 0 | 0 | 0 | 0 | 0 | 0 | 0 | 0 | 0 | 0 | 0 | 0 | 0 | 0 | 0 | 0 | 0 | 0 | 0 | 0 | 0
Transportation Sector Fuel Used[LDVs,freight,natural gas vehicle,petroleum diesel tf] | NoSettings | 0 | 0 | 0 | 0 | 0 | 0 | 0 | 0 | 0 | 0 | 0 | 0 | 0 | 0 | 0 | 0 | 0 | 0 | 0 | 0 | 0 | 0 | 0 | 0 | 0 | 0 | 0 | 0 | 0 | 0 | 0
Transportation Sector Fuel Used[LDVs,freight,natural gas vehicle,biofuel gasoline tf] | NoSettings | 0 | 0 | 0 | 0 | 0 | 0 | 0 | 0 | 0 | 0 | 0 | 0 | 0 | 0 | 0 | 0 | 0 | 0 | 0 | 0 | 0 | 0 | 0 | 0 | 0 | 0 | 0 | 0 | 0 | 0 | 0
Transportation Sector Fuel Used[LDVs,freight,natural gas vehicle,biofuel diesel tf] | NoSettings | 0 | 0 | 0 | 0 | 0 | 0 | 0 | 0 | 0 | 0 | 0 | 0 | 0 | 0 | 0 | 0 | 0 | 0 | 0 | 0 | 0 | 0 | 0 | 0 | 0 | 0 | 0 | 0 | 0 | 0 | 0
Transportation Sector Fuel Used[LDVs,freight,natural gas vehicle,jet fuel tf] | NoSettings | 0 | 0 | 0 | 0 | 0 | 0 | 0 | 0 | 0 | 0 | 0 | 0 | 0 | 0 | 0 | 0 | 0 | 0 | 0 | 0 | 0 | 0 | 0 | 0 | 0 | 0 | 0 | 0 | 0 | 0 | 0
Transportation Sector Fuel Used[LDVs,freight,natural gas vehicle,heavy or residual fuel oil tf] | NoSettings | 0 | 0 | 0 | 0 | 0 | 0 | 0 | 0 | 0 | 0 | 0 | 0 | 0 | 0 | 0 | 0 | 0 | 0 | 0 | 0 | 0 | 0 | 0 | 0 | 0 | 0 | 0 | 0 | 0 | 0 | 0
Transportation Sector Fuel Used[LDVs,freight,natural gas vehicle,LPG propane or butane tf] | NoSettings | 0 | 0 | 0 | 0 | 0 | 0 | 0 | 0 | 0 | 0 | 0 | 0 | 0 | 0 | 0 | 0 | 0 | 0 | 0 | 0 | 0 | 0 | 0 | 0 | 0 | 0 | 0 | 0 | 0 | 0 | 0
Transportation Sector Fuel Used[LDVs,freight,natural gas vehicle,hydrogen tf] | NoSettings | 0 | 0 | 0 | 0 | 0 | 0 | 0 | 0 | 0 | 0 | 0 | 0 | 0 | 0 | 0 | 0 | 0 | 0 | 0 | 0 | 0 | 0 | 0 | 0 | 0 | 0 | 0 | 0 | 0 | 0 | 0
Transportation Sector Fuel Used[LDVs,freight,gasoline vehicle,electricity tf] | NoSettings | 0 | 0 | 0 | 0 | 0 | 0 | 0 | 0 | 0 | 0 | 0 | 0 | 0 | 0 | 0 | 0 | 0 | 0 | 0 | 0 | 0 | 0 | 0 | 0 | 0 | 0 | 0 | 0 | 0 | 0 | 0
Transportation Sector Fuel Used[LDVs,freight,gasoline vehicle,natural gas tf] | NoSettings | 0 | 0 | 0 | 0 | 0 | 0 | 0 | 0 | 0 | 0 | 0 | 0 | 0 | 0 | 0 | 0 | 0 | 0 | 0 | 0 | 0 | 0 | 0 | 0 | 0 | 0 | 0 | 0 | 0 | 0 | 0
Transportation Sector Fuel Used[LDVs,freight,gasoline vehicle,petroleum gasoline tf] | NoSettings | 100431000000000 | 109317000000000 | 109017000000000 | 108775000000000 | 108223000000000 | 107475000000000 | 106828000000000 | 105840000000000 | 104650000000000 | 103288000000000 | 101524000000000 | 100018000000000 | 98248100000000 | 96687000000000 | 92119300000000 | 88281800000000 | 84591900000000 | 80687900000000 | 77019800000000 | 73222500000000 | 69750500000000 | 66781200000000 | 64286900000000 | 62368900000000 | 61027400000000 | 60030900000000 | 59470000000000 | 59338300000000 | 59608700000000 | 60316400000000 | 61045100000000
Transportation Sector Fuel Used[LDVs,freight,gasoline vehicle,petroleum diesel tf] | NoSettings | 0 | 0 | 0 | 0 | 0 | 0 | 0 | 0 | 0 | 0 | 0 | 0 | 0 | 0 | 0 | 0 | 0 | 0 | 0 | 0 | 0 | 0 | 0 | 0 | 0 | 0 | 0 | 0 | 0 | 0 | 0
Transportation Sector Fuel Used[LDVs,freight,gasoline vehicle,biofuel gasoline tf] | NoSettings | 7745450000000 | 8456130000000 | 8458250000000 | 8464710000000 | 8446880000000 | 8413510000000 | 8387670000000 | 8334750000000 | 8265410000000 | 8169880000000 | 8054020000000 | 7934480000000 | 7794100000000 | 7670260000000 | 7307900000000 | 7003470000000 | 6710740000000 | 6401030000000 | 6110050000000 | 5808800000000 | 5533360000000 | 5297810000000 | 5099930000000 | 4947770000000 | 4841360000000 | 4762300000000 | 4717800000000 | 4707360000000 | 4728810000000 | 4784950000000 | 4842760000000
Transportation Sector Fuel Used[LDVs,freight,gasoline vehicle,biofuel diesel tf] | NoSettings | 0 | 0 | 0 | 0 | 0 | 0 | 0 | 0 | 0 | 0 | 0 | 0 | 0 | 0 | 0 | 0 | 0 | 0 | 0 | 0 | 0 | 0 | 0 | 0 | 0 | 0 | 0 | 0 | 0 | 0 | 0
Transportation Sector Fuel Used[LDVs,freight,gasoline vehicle,jet fuel tf] | NoSettings | 0 | 0 | 0 | 0 | 0 | 0 | 0 | 0 | 0 | 0 | 0 | 0 | 0 | 0 | 0 | 0 | 0 | 0 | 0 | 0 | 0 | 0 | 0 | 0 | 0 | 0 | 0 | 0 | 0 | 0 | 0
Transportation Sector Fuel Used[LDVs,freight,gasoline vehicle,heavy or residual fuel oil tf] | NoSettings | 0 | 0 | 0 | 0 | 0 | 0 | 0 | 0 | 0 | 0 | 0 | 0 | 0 | 0 | 0 | 0 | 0 | 0 | 0 | 0 | 0 | 0 | 0 | 0 | 0 | 0 | 0 | 0 | 0 | 0 | 0
Transportation Sector Fuel Used[LDVs,freight,gasoline vehicle,LPG propane or butane tf] | NoSettings | 0 | 0 | 0 | 0 | 0 | 0 | 0 | 0 | 0 | 0 | 0 | 0 | 0 | 0 | 0 | 0 | 0 | 0 | 0 | 0 | 0 | 0 | 0 | 0 | 0 | 0 | 0 | 0 | 0 | 0 | 0
Transportation Sector Fuel Used[LDVs,freight,gasoline vehicle,hydrogen tf] | NoSettings | 0 | 0 | 0 | 0 | 0 | 0 | 0 | 0 | 0 | 0 | 0 | 0 | 0 | 0 | 0 | 0 | 0 | 0 | 0 | 0 | 0 | 0 | 0 | 0 | 0 | 0 | 0 | 0 | 0 | 0 | 0
Transportation Sector Fuel Used[LDVs,freight,diesel vehicle,electricity tf] | NoSettings | 0 | 0 | 0 | 0 | 0 | 0 | 0 | 0 | 0 | 0 | 0 | 0 | 0 | 0 | 0 | 0 | 0 | 0 | 0 | 0 | 0 | 0 | 0 | 0 | 0 | 0 | 0 | 0 | 0 | 0 | 0
Transportation Sector Fuel Used[LDVs,freight,diesel vehicle,natural gas tf] | NoSettings | 0 | 0 | 0 | 0 | 0 | 0 | 0 | 0 | 0 | 0 | 0 | 0 | 0 | 0 | 0 | 0 | 0 | 0 | 0 | 0 | 0 | 0 | 0 | 0 | 0 | 0 | 0 | 0 | 0 | 0 | 0
Transportation Sector Fuel Used[LDVs,freight,diesel vehicle,petroleum gasoline tf] | NoSettings | 0 | 0 | 0 | 0 | 0 | 0 | 0 | 0 | 0 | 0 | 0 | 0 | 0 | 0 | 0 | 0 | 0 | 0 | 0 | 0 | 0 | 0 | 0 | 0 | 0 | 0 | 0 | 0 | 0 | 0 | 0
Transportation Sector Fuel Used[LDVs,freight,diesel vehicle,petroleum diesel tf] | NoSettings | 98032000000000 | 102391000000000 | 97651200000000 | 92961700000000 | 87911000000000 | 82473900000000 | 77458400000000 | 72438200000000 | 67548400000000 | 62748000000000 | 58000500000000 | 55188700000000 | 52269400000000 | 49220200000000 | 47161000000000 | 44721500000000 | 42325300000000 | 40107500000000 | 38059400000000 | 36323600000000 | 34602800000000 | 33059200000000 | 31774100000000 | 30700900000000 | 29789600000000 | 29134600000000 | 28660800000000 | 28396200000000 | 28349800000000 | 28555300000000 | 28781400000000
Transportation Sector Fuel Used[LDVs,freight,diesel vehicle,biofuel gasoline tf] | NoSettings | 0 | 0 | 0 | 0 | 0 | 0 | 0 | 0 | 0 | 0 | 0 | 0 | 0 | 0 | 0 | 0 | 0 | 0 | 0 | 0 | 0 | 0 | 0 | 0 | 0 | 0 | 0 | 0 | 0 | 0 | 0
Transportation Sector Fuel Used[LDVs,freight,diesel vehicle,biofuel diesel tf] | NoSettings | 24147600000000 | 28347000000000 | 30165400000000 | 31850600000000 | 33240400000000 | 34270800000000 | 35247100000000 | 35989000000000 | 36548600000000 | 36896900000000 | 36999200000000 | 35205500000000 | 33343300000000 | 31398200000000 | 30084500000000 | 28528300000000 | 26999800000000 | 25585100000000 | 24278500000000 | 23171200000000 | 22073600000000 | 21088900000000 | 20269100000000 | 19584500000000 | 19003200000000 | 18585300000000 | 18283100000000 | 18114300000000 | 18084700000000 | 18215800000000 | 18360000000000
Transportation Sector Fuel Used[LDVs,freight,diesel vehicle,jet fuel tf] | NoSettings | 0 | 0 | 0 | 0 | 0 | 0 | 0 | 0 | 0 | 0 | 0 | 0 | 0 | 0 | 0 | 0 | 0 | 0 | 0 | 0 | 0 | 0 | 0 | 0 | 0 | 0 | 0 | 0 | 0 | 0 | 0
Transportation Sector Fuel Used[LDVs,freight,diesel vehicle,heavy or residual fuel oil tf] | NoSettings | 0 | 0 | 0 | 0 | 0 | 0 | 0 | 0 | 0 | 0 | 0 | 0 | 0 | 0 | 0 | 0 | 0 | 0 | 0 | 0 | 0 | 0 | 0 | 0 | 0 | 0 | 0 | 0 | 0 | 0 | 0
Transportation Sector Fuel Used[LDVs,freight,diesel vehicle,LPG propane or butane tf] | NoSettings | 0 | 0 | 0 | 0 | 0 | 0 | 0 | 0 | 0 | 0 | 0 | 0 | 0 | 0 | 0 | 0 | 0 | 0 | 0 | 0 | 0 | 0 | 0 | 0 | 0 | 0 | 0 | 0 | 0 | 0 | 0
Transportation Sector Fuel Used[LDVs,freight,diesel vehicle,hydrogen tf] | NoSettings | 0 | 0 | 0 | 0 | 0 | 0 | 0 | 0 | 0 | 0 | 0 | 0 | 0 | 0 | 0 | 0 | 0 | 0 | 0 | 0 | 0 | 0 | 0 | 0 | 0 | 0 | 0 | 0 | 0 | 0 | 0
Transportation Sector Fuel Used[LDVs,freight,plugin hybrid vehicle,electricity tf] | NoSettings | 0 | 0 | 0 | 0 | 0 | 0 | 0 | 0 | 0 | 0 | 0 | 0 | 0 | 0 | 0 | 0 | 0 | 0 | 0 | 0 | 0 | 0 | 0 | 0 | 0 | 0 | 0 | 0 | 0 | 0 | 0
Transportation Sector Fuel Used[LDVs,freight,plugin hybrid vehicle,natural gas tf] | NoSettings | 0 | 0 | 0 | 0 | 0 | 0 | 0 | 0 | 0 | 0 | 0 | 0 | 0 | 0 | 0 | 0 | 0 | 0 | 0 | 0 | 0 | 0 | 0 | 0 | 0 | 0 | 0 | 0 | 0 | 0 | 0
Transportation Sector Fuel Used[LDVs,freight,plugin hybrid vehicle,petroleum gasoline tf] | NoSettings | 0 | 0 | 0 | 0 | 0 | 0 | 0 | 0 | 0 | 0 | 0 | 0 | 0 | 0 | 0 | 0 | 0 | 0 | 0 | 0 | 0 | 0 | 0 | 0 | 0 | 0 | 0 | 0 | 0 | 0 | 0
Transportation Sector Fuel Used[LDVs,freight,plugin hybrid vehicle,petroleum diesel tf] | NoSettings | 0 | 0 | 0 | 0 | 0 | 0 | 0 | 0 | 0 | 0 | 0 | 0 | 0 | 0 | 0 | 0 | 0 | 0 | 0 | 0 | 0 | 0 | 0 | 0 | 0 | 0 | 0 | 0 | 0 | 0 | 0
Transportation Sector Fuel Used[LDVs,freight,plugin hybrid vehicle,biofuel gasoline tf] | NoSettings | 0 | 0 | 0 | 0 | 0 | 0 | 0 | 0 | 0 | 0 | 0 | 0 | 0 | 0 | 0 | 0 | 0 | 0 | 0 | 0 | 0 | 0 | 0 | 0 | 0 | 0 | 0 | 0 | 0 | 0 | 0
Transportation Sector Fuel Used[LDVs,freight,plugin hybrid vehicle,biofuel diesel tf] | NoSettings | 0 | 0 | 0 | 0 | 0 | 0 | 0 | 0 | 0 | 0 | 0 | 0 | 0 | 0 | 0 | 0 | 0 | 0 | 0 | 0 | 0 | 0 | 0 | 0 | 0 | 0 | 0 | 0 | 0 | 0 | 0
Transportation Sector Fuel Used[LDVs,freight,plugin hybrid vehicle,jet fuel tf] | NoSettings | 0 | 0 | 0 | 0 | 0 | 0 | 0 | 0 | 0 | 0 | 0 | 0 | 0 | 0 | 0 | 0 | 0 | 0 | 0 | 0 | 0 | 0 | 0 | 0 | 0 | 0 | 0 | 0 | 0 | 0 | 0
Transportation Sector Fuel Used[LDVs,freight,plugin hybrid vehicle,heavy or residual fuel oil tf] | NoSettings | 0 | 0 | 0 | 0 | 0 | 0 | 0 | 0 | 0 | 0 | 0 | 0 | 0 | 0 | 0 | 0 | 0 | 0 | 0 | 0 | 0 | 0 | 0 | 0 | 0 | 0 | 0 | 0 | 0 | 0 | 0
Transportation Sector Fuel Used[LDVs,freight,plugin hybrid vehicle,LPG propane or butane tf] | NoSettings | 0 | 0 | 0 | 0 | 0 | 0 | 0 | 0 | 0 | 0 | 0 | 0 | 0 | 0 | 0 | 0 | 0 | 0 | 0 | 0 | 0 | 0 | 0 | 0 | 0 | 0 | 0 | 0 | 0 | 0 | 0
Transportation Sector Fuel Used[LDVs,freight,plugin hybrid vehicle,hydrogen tf] | NoSettings | 0 | 0 | 0 | 0 | 0 | 0 | 0 | 0 | 0 | 0 | 0 | 0 | 0 | 0 | 0 | 0 | 0 | 0 | 0 | 0 | 0 | 0 | 0 | 0 | 0 | 0 | 0 | 0 | 0 | 0 | 0
Transportation Sector Fuel Used[LDVs,freight,LPG vehicle,electricity tf] | NoSettings | 0 | 0 | 0 | 0 | 0 | 0 | 0 | 0 | 0 | 0 | 0 | 0 | 0 | 0 | 0 | 0 | 0 | 0 | 0 | 0 | 0 | 0 | 0 | 0 | 0 | 0 | 0 | 0 | 0 | 0 | 0
Transportation Sector Fuel Used[LDVs,freight,LPG vehicle,natural gas tf] | NoSettings | 0 | 0 | 0 | 0 | 0 | 0 | 0 | 0 | 0 | 0 | 0 | 0 | 0 | 0 | 0 | 0 | 0 | 0 | 0 | 0 | 0 | 0 | 0 | 0 | 0 | 0 | 0 | 0 | 0 | 0 | 0
Transportation Sector Fuel Used[LDVs,freight,LPG vehicle,petroleum gasoline tf] | NoSettings | 0 | 0 | 0 | 0 | 0 | 0 | 0 | 0 | 0 | 0 | 0 | 0 | 0 | 0 | 0 | 0 | 0 | 0 | 0 | 0 | 0 | 0 | 0 | 0 | 0 | 0 | 0 | 0 | 0 | 0 | 0
Transportation Sector Fuel Used[LDVs,freight,LPG vehicle,petroleum diesel tf] | NoSettings | 0 | 0 | 0 | 0 | 0 | 0 | 0 | 0 | 0 | 0 | 0 | 0 | 0 | 0 | 0 | 0 | 0 | 0 | 0 | 0 | 0 | 0 | 0 | 0 | 0 | 0 | 0 | 0 | 0 | 0 | 0
Transportation Sector Fuel Used[LDVs,freight,LPG vehicle,biofuel gasoline tf] | NoSettings | 0 | 0 | 0 | 0 | 0 | 0 | 0 | 0 | 0 | 0 | 0 | 0 | 0 | 0 | 0 | 0 | 0 | 0 | 0 | 0 | 0 | 0 | 0 | 0 | 0 | 0 | 0 | 0 | 0 | 0 | 0
Transportation Sector Fuel Used[LDVs,freight,LPG vehicle,biofuel diesel tf] | NoSettings | 0 | 0 | 0 | 0 | 0 | 0 | 0 | 0 | 0 | 0 | 0 | 0 | 0 | 0 | 0 | 0 | 0 | 0 | 0 | 0 | 0 | 0 | 0 | 0 | 0 | 0 | 0 | 0 | 0 | 0 | 0
Transportation Sector Fuel Used[LDVs,freight,LPG vehicle,jet fuel tf] | NoSettings | 0 | 0 | 0 | 0 | 0 | 0 | 0 | 0 | 0 | 0 | 0 | 0 | 0 | 0 | 0 | 0 | 0 | 0 | 0 | 0 | 0 | 0 | 0 | 0 | 0 | 0 | 0 | 0 | 0 | 0 | 0
Transportation Sector Fuel Used[LDVs,freight,LPG vehicle,heavy or residual fuel oil tf] | NoSettings | 0 | 0 | 0 | 0 | 0 | 0 | 0 | 0 | 0 | 0 | 0 | 0 | 0 | 0 | 0 | 0 | 0 | 0 | 0 | 0 | 0 | 0 | 0 | 0 | 0 | 0 | 0 | 0 | 0 | 0 | 0
Transportation Sector Fuel Used[LDVs,freight,LPG vehicle,LPG propane or butane tf] | NoSettings | 0 | 0 | 0 | 0 | 0 | 0 | 0 | 0 | 0 | 0 | 0 | 0 | 0 | 0 | 0 | 0 | 0 | 0 | 0 | 0 | 0 | 0 | 0 | 0 | 0 | 0 | 0 | 0 | 0 | 0 | 0
Transportation Sector Fuel Used[LDVs,freight,LPG vehicle,hydrogen tf] | NoSettings | 0 | 0 | 0 | 0 | 0 | 0 | 0 | 0 | 0 | 0 | 0 | 0 | 0 | 0 | 0 | 0 | 0 | 0 | 0 | 0 | 0 | 0 | 0 | 0 | 0 | 0 | 0 | 0 | 0 | 0 | 0
Transportation Sector Fuel Used[LDVs,freight,hydrogen vehicle,electricity tf] | NoSettings | 0 | 0 | 0 | 0 | 0 | 0 | 0 | 0 | 0 | 0 | 0 | 0 | 0 | 0 | 0 | 0 | 0 | 0 | 0 | 0 | 0 | 0 | 0 | 0 | 0 | 0 | 0 | 0 | 0 | 0 | 0
Transportation Sector Fuel Used[LDVs,freight,hydrogen vehicle,natural gas tf] | NoSettings | 0 | 0 | 0 | 0 | 0 | 0 | 0 | 0 | 0 | 0 | 0 | 0 | 0 | 0 | 0 | 0 | 0 | 0 | 0 | 0 | 0 | 0 | 0 | 0 | 0 | 0 | 0 | 0 | 0 | 0 | 0
Transportation Sector Fuel Used[LDVs,freight,hydrogen vehicle,petroleum gasoline tf] | NoSettings | 0 | 0 | 0 | 0 | 0 | 0 | 0 | 0 | 0 | 0 | 0 | 0 | 0 | 0 | 0 | 0 | 0 | 0 | 0 | 0 | 0 | 0 | 0 | 0 | 0 | 0 | 0 | 0 | 0 | 0 | 0
Transportation Sector Fuel Used[LDVs,freight,hydrogen vehicle,petroleum diesel tf] | NoSettings | 0 | 0 | 0 | 0 | 0 | 0 | 0 | 0 | 0 | 0 | 0 | 0 | 0 | 0 | 0 | 0 | 0 | 0 | 0 | 0 | 0 | 0 | 0 | 0 | 0 | 0 | 0 | 0 | 0 | 0 | 0
Transportation Sector Fuel Used[LDVs,freight,hydrogen vehicle,biofuel gasoline tf] | NoSettings | 0 | 0 | 0 | 0 | 0 | 0 | 0 | 0 | 0 | 0 | 0 | 0 | 0 | 0 | 0 | 0 | 0 | 0 | 0 | 0 | 0 | 0 | 0 | 0 | 0 | 0 | 0 | 0 | 0 | 0 | 0
Transportation Sector Fuel Used[LDVs,freight,hydrogen vehicle,biofuel diesel tf] | NoSettings | 0 | 0 | 0 | 0 | 0 | 0 | 0 | 0 | 0 | 0 | 0 | 0 | 0 | 0 | 0 | 0 | 0 | 0 | 0 | 0 | 0 | 0 | 0 | 0 | 0 | 0 | 0 | 0 | 0 | 0 | 0
Transportation Sector Fuel Used[LDVs,freight,hydrogen vehicle,jet fuel tf] | NoSettings | 0 | 0 | 0 | 0 | 0 | 0 | 0 | 0 | 0 | 0 | 0 | 0 | 0 | 0 | 0 | 0 | 0 | 0 | 0 | 0 | 0 | 0 | 0 | 0 | 0 | 0 | 0 | 0 | 0 | 0 | 0
Transportation Sector Fuel Used[LDVs,freight,hydrogen vehicle,heavy or residual fuel oil tf] | NoSettings | 0 | 0 | 0 | 0 | 0 | 0 | 0 | 0 | 0 | 0 | 0 | 0 | 0 | 0 | 0 | 0 | 0 | 0 | 0 | 0 | 0 | 0 | 0 | 0 | 0 | 0 | 0 | 0 | 0 | 0 | 0
Transportation Sector Fuel Used[LDVs,freight,hydrogen vehicle,LPG propane or butane tf] | NoSettings | 0 | 0 | 0 | 0 | 0 | 0 | 0 | 0 | 0 | 0 | 0 | 0 | 0 | 0 | 0 | 0 | 0 | 0 | 0 | 0 | 0 | 0 | 0 | 0 | 0 | 0 | 0 | 0 | 0 | 0 | 0
Transportation Sector Fuel Used[LDVs,freight,hydrogen vehicle,hydrogen tf] | NoSettings | 0 | 0 | 0 | 0 | 0 | 0 | 0 | 0 | 0 | 0 | 0 | 0 | 0 | 0 | 0 | 0 | 0 | 0 | 0 | 0 | 0 | 0 | 0 | 0 | 0 | 0 | 0 | 0 | 0 | 0 | 0
Transportation Sector Fuel Used[HDVs,passenger,battery electric vehicle,electricity tf] | NoSettings | 208992000000 | 226619000000 | 246863000000 | 286748000000 | 365073000000 | 450121000000 | 566031000000 | 739913000000 | 959409000000 | 1321370000000 | 1733920000000 | 2183400000000 | 2590350000000 | 3020510000000 | 3401090000000 | 3917600000000 | 4463300000000 | 5044850000000 | 5616070000000 | 6202060000000 | 6788690000000 | 7353040000000 | 7958940000000 | 8597280000000 | 9257570000000 | 9905830000000 | 10554600000000 | 11093100000000 | 11609300000000 | 12035800000000 | 12518300000000
Transportation Sector Fuel Used[HDVs,passenger,battery electric vehicle,natural gas tf] | NoSettings | 0 | 0 | 0 | 0 | 0 | 0 | 0 | 0 | 0 | 0 | 0 | 0 | 0 | 0 | 0 | 0 | 0 | 0 | 0 | 0 | 0 | 0 | 0 | 0 | 0 | 0 | 0 | 0 | 0 | 0 | 0
Transportation Sector Fuel Used[HDVs,passenger,battery electric vehicle,petroleum gasoline tf] | NoSettings | 0 | 0 | 0 | 0 | 0 | 0 | 0 | 0 | 0 | 0 | 0 | 0 | 0 | 0 | 0 | 0 | 0 | 0 | 0 | 0 | 0 | 0 | 0 | 0 | 0 | 0 | 0 | 0 | 0 | 0 | 0
Transportation Sector Fuel Used[HDVs,passenger,battery electric vehicle,petroleum diesel tf] | NoSettings | 0 | 0 | 0 | 0 | 0 | 0 | 0 | 0 | 0 | 0 | 0 | 0 | 0 | 0 | 0 | 0 | 0 | 0 | 0 | 0 | 0 | 0 | 0 | 0 | 0 | 0 | 0 | 0 | 0 | 0 | 0
Transportation Sector Fuel Used[HDVs,passenger,battery electric vehicle,biofuel gasoline tf] | NoSettings | 0 | 0 | 0 | 0 | 0 | 0 | 0 | 0 | 0 | 0 | 0 | 0 | 0 | 0 | 0 | 0 | 0 | 0 | 0 | 0 | 0 | 0 | 0 | 0 | 0 | 0 | 0 | 0 | 0 | 0 | 0
Transportation Sector Fuel Used[HDVs,passenger,battery electric vehicle,biofuel diesel tf] | NoSettings | 0 | 0 | 0 | 0 | 0 | 0 | 0 | 0 | 0 | 0 | 0 | 0 | 0 | 0 | 0 | 0 | 0 | 0 | 0 | 0 | 0 | 0 | 0 | 0 | 0 | 0 | 0 | 0 | 0 | 0 | 0
Transportation Sector Fuel Used[HDVs,passenger,battery electric vehicle,jet fuel tf] | NoSettings | 0 | 0 | 0 | 0 | 0 | 0 | 0 | 0 | 0 | 0 | 0 | 0 | 0 | 0 | 0 | 0 | 0 | 0 | 0 | 0 | 0 | 0 | 0 | 0 | 0 | 0 | 0 | 0 | 0 | 0 | 0
Transportation Sector Fuel Used[HDVs,passenger,battery electric vehicle,heavy or residual fuel oil tf] | NoSettings | 0 | 0 | 0 | 0 | 0 | 0 | 0 | 0 | 0 | 0 | 0 | 0 | 0 | 0 | 0 | 0 | 0 | 0 | 0 | 0 | 0 | 0 | 0 | 0 | 0 | 0 | 0 | 0 | 0 | 0 | 0
Transportation Sector Fuel Used[HDVs,passenger,battery electric vehicle,LPG propane or butane tf] | NoSettings | 0 | 0 | 0 | 0 | 0 | 0 | 0 | 0 | 0 | 0 | 0 | 0 | 0 | 0 | 0 | 0 | 0 | 0 | 0 | 0 | 0 | 0 | 0 | 0 | 0 | 0 | 0 | 0 | 0 | 0 | 0
Transportation Sector Fuel Used[HDVs,passenger,battery electric vehicle,hydrogen tf] | NoSettings | 0 | 0 | 0 | 0 | 0 | 0 | 0 | 0 | 0 | 0 | 0 | 0 | 0 | 0 | 0 | 0 | 0 | 0 | 0 | 0 | 0 | 0 | 0 | 0 | 0 | 0 | 0 | 0 | 0 | 0 | 0
Transportation Sector Fuel Used[HDVs,passenger,natural gas vehicle,electricity tf] | NoSettings | 0 | 0 | 0 | 0 | 0 | 0 | 0 | 0 | 0 | 0 | 0 | 0 | 0 | 0 | 0 | 0 | 0 | 0 | 0 | 0 | 0 | 0 | 0 | 0 | 0 | 0 | 0 | 0 | 0 | 0 | 0
Transportation Sector Fuel Used[HDVs,passenger,natural gas vehicle,natural gas tf] | NoSettings | 10545800000000 | 10274800000000 | 9700560000000 | 9133140000000 | 8544730000000 | 7971410000000 | 7410650000000 | 6884420000000 | 6383140000000 | 5848600000000 | 5323390000000 | 4820920000000 | 4346340000000 | 3892420000000 | 3462070000000 | 3050650000000 | 2691670000000 | 2352470000000 | 2035070000000 | 1739050000000 | 1466940000000 | 1217900000000 | 992242000000 | 880913000000 | 774124000000 | 660603000000 | 543037000000 | 452638000000 | 373485000000 | 305888000000 | 257863000000
Transportation Sector Fuel Used[HDVs,passenger,natural gas vehicle,petroleum gasoline tf] | NoSettings | 0 | 0 | 0 | 0 | 0 | 0 | 0 | 0 | 0 | 0 | 0 | 0 | 0 | 0 | 0 | 0 | 0 | 0 | 0 | 0 | 0 | 0 | 0 | 0 | 0 | 0 | 0 | 0 | 0 | 0 | 0
Transportation Sector Fuel Used[HDVs,passenger,natural gas vehicle,petroleum diesel tf] | NoSettings | 0 | 0 | 0 | 0 | 0 | 0 | 0 | 0 | 0 | 0 | 0 | 0 | 0 | 0 | 0 | 0 | 0 | 0 | 0 | 0 | 0 | 0 | 0 | 0 | 0 | 0 | 0 | 0 | 0 | 0 | 0
Transportation Sector Fuel Used[HDVs,passenger,natural gas vehicle,biofuel gasoline tf] | NoSettings | 0 | 0 | 0 | 0 | 0 | 0 | 0 | 0 | 0 | 0 | 0 | 0 | 0 | 0 | 0 | 0 | 0 | 0 | 0 | 0 | 0 | 0 | 0 | 0 | 0 | 0 | 0 | 0 | 0 | 0 | 0
Transportation Sector Fuel Used[HDVs,passenger,natural gas vehicle,biofuel diesel tf] | NoSettings | 0 | 0 | 0 | 0 | 0 | 0 | 0 | 0 | 0 | 0 | 0 | 0 | 0 | 0 | 0 | 0 | 0 | 0 | 0 | 0 | 0 | 0 | 0 | 0 | 0 | 0 | 0 | 0 | 0 | 0 | 0
Transportation Sector Fuel Used[HDVs,passenger,natural gas vehicle,jet fuel tf] | NoSettings | 0 | 0 | 0 | 0 | 0 | 0 | 0 | 0 | 0 | 0 | 0 | 0 | 0 | 0 | 0 | 0 | 0 | 0 | 0 | 0 | 0 | 0 | 0 | 0 | 0 | 0 | 0 | 0 | 0 | 0 | 0
Transportation Sector Fuel Used[HDVs,passenger,natural gas vehicle,heavy or residual fuel oil tf] | NoSettings | 0 | 0 | 0 | 0 | 0 | 0 | 0 | 0 | 0 | 0 | 0 | 0 | 0 | 0 | 0 | 0 | 0 | 0 | 0 | 0 | 0 | 0 | 0 | 0 | 0 | 0 | 0 | 0 | 0 | 0 | 0
Transportation Sector Fuel Used[HDVs,passenger,natural gas vehicle,LPG propane or butane tf] | NoSettings | 0 | 0 | 0 | 0 | 0 | 0 | 0 | 0 | 0 | 0 | 0 | 0 | 0 | 0 | 0 | 0 | 0 | 0 | 0 | 0 | 0 | 0 | 0 | 0 | 0 | 0 | 0 | 0 | 0 | 0 | 0
Transportation Sector Fuel Used[HDVs,passenger,natural gas vehicle,hydrogen tf] | NoSettings | 0 | 0 | 0 | 0 | 0 | 0 | 0 | 0 | 0 | 0 | 0 | 0 | 0 | 0 | 0 | 0 | 0 | 0 | 0 | 0 | 0 | 0 | 0 | 0 | 0 | 0 | 0 | 0 | 0 | 0 | 0
Transportation Sector Fuel Used[HDVs,passenger,gasoline vehicle,electricity tf] | NoSettings | 0 | 0 | 0 | 0 | 0 | 0 | 0 | 0 | 0 | 0 | 0 | 0 | 0 | 0 | 0 | 0 | 0 | 0 | 0 | 0 | 0 | 0 | 0 | 0 | 0 | 0 | 0 | 0 | 0 | 0 | 0
Transportation Sector Fuel Used[HDVs,passenger,gasoline vehicle,natural gas tf] | NoSettings | 0 | 0 | 0 | 0 | 0 | 0 | 0 | 0 | 0 | 0 | 0 | 0 | 0 | 0 | 0 | 0 | 0 | 0 | 0 | 0 | 0 | 0 | 0 | 0 | 0 | 0 | 0 | 0 | 0 | 0 | 0
Transportation Sector Fuel Used[HDVs,passenger,gasoline vehicle,petroleum gasoline tf] | NoSettings | 16603500000000 | 16534200000000 | 15817400000000 | 15107700000000 | 14401900000000 | 13714700000000 | 13036400000000 | 12351000000000 | 11698800000000 | 11016100000000 | 10322600000000 | 9626770000000 | 8935700000000 | 8241020000000 | 7544830000000 | 6833560000000 | 6185590000000 | 5524930000000 | 4839730000000 | 4168340000000 | 3488310000000 | 2806610000000 | 2121690000000 | 1981000000000 | 1869180000000 | 1773290000000 | 1655850000000 | 1525480000000 | 1382370000000 | 1257050000000 | 1126640000000
Transportation Sector Fuel Used[HDVs,passenger,gasoline vehicle,petroleum diesel tf] | NoSettings | 0 | 0 | 0 | 0 | 0 | 0 | 0 | 0 | 0 | 0 | 0 | 0 | 0 | 0 | 0 | 0 | 0 | 0 | 0 | 0 | 0 | 0 | 0 | 0 | 0 | 0 | 0 | 0 | 0 | 0 | 0
Transportation Sector Fuel Used[HDVs,passenger,gasoline vehicle,biofuel gasoline tf] | NoSettings | 1281110000000 | 1279610000000 | 1228050000000 | 1176220000000 | 1124100000000 | 1073480000000 | 1023340000000 | 972347000000 | 923388000000 | 871610000000 | 818523000000 | 763347000000 | 708550000000 | 653465000000 | 598262000000 | 541862000000 | 490481000000 | 438095000000 | 383762000000 | 330525000000 | 276602000000 | 222548000000 | 168237000000 | 157082000000 | 148215000000 | 140612000000 | 131299000000 | 120962000000 | 109614000000 | 99676700000 | 89335700000
Transportation Sector Fuel Used[HDVs,passenger,gasoline vehicle,biofuel diesel tf] | NoSettings | 0 | 0 | 0 | 0 | 0 | 0 | 0 | 0 | 0 | 0 | 0 | 0 | 0 | 0 | 0 | 0 | 0 | 0 | 0 | 0 | 0 | 0 | 0 | 0 | 0 | 0 | 0 | 0 | 0 | 0 | 0
Transportation Sector Fuel Used[HDVs,passenger,gasoline vehicle,jet fuel tf] | NoSettings | 0 | 0 | 0 | 0 | 0 | 0 | 0 | 0 | 0 | 0 | 0 | 0 | 0 | 0 | 0 | 0 | 0 | 0 | 0 | 0 | 0 | 0 | 0 | 0 | 0 | 0 | 0 | 0 | 0 | 0 | 0
Transportation Sector Fuel Used[HDVs,passenger,gasoline vehicle,heavy or residual fuel oil tf] | NoSettings | 0 | 0 | 0 | 0 | 0 | 0 | 0 | 0 | 0 | 0 | 0 | 0 | 0 | 0 | 0 | 0 | 0 | 0 | 0 | 0 | 0 | 0 | 0 | 0 | 0 | 0 | 0 | 0 | 0 | 0 | 0
Transportation Sector Fuel Used[HDVs,passenger,gasoline vehicle,LPG propane or butane tf] | NoSettings | 0 | 0 | 0 | 0 | 0 | 0 | 0 | 0 | 0 | 0 | 0 | 0 | 0 | 0 | 0 | 0 | 0 | 0 | 0 | 0 | 0 | 0 | 0 | 0 | 0 | 0 | 0 | 0 | 0 | 0 | 0
Transportation Sector Fuel Used[HDVs,passenger,gasoline vehicle,hydrogen tf] | NoSettings | 0 | 0 | 0 | 0 | 0 | 0 | 0 | 0 | 0 | 0 | 0 | 0 | 0 | 0 | 0 | 0 | 0 | 0 | 0 | 0 | 0 | 0 | 0 | 0 | 0 | 0 | 0 | 0 | 0 | 0 | 0
Transportation Sector Fuel Used[HDVs,passenger,diesel vehicle,electricity tf] | NoSettings | 0 | 0 | 0 | 0 | 0 | 0 | 0 | 0 | 0 | 0 | 0 | 0 | 0 | 0 | 0 | 0 | 0 | 0 | 0 | 0 | 0 | 0 | 0 | 0 | 0 | 0 | 0 | 0 | 0 | 0 | 0
Transportation Sector Fuel Used[HDVs,passenger,diesel vehicle,natural gas tf] | NoSettings | 0 | 0 | 0 | 0 | 0 | 0 | 0 | 0 | 0 | 0 | 0 | 0 | 0 | 0 | 0 | 0 | 0 | 0 | 0 | 0 | 0 | 0 | 0 | 0 | 0 | 0 | 0 | 0 | 0 | 0 | 0
Transportation Sector Fuel Used[HDVs,passenger,diesel vehicle,petroleum gasoline tf] | NoSettings | 0 | 0 | 0 | 0 | 0 | 0 | 0 | 0 | 0 | 0 | 0 | 0 | 0 | 0 | 0 | 0 | 0 | 0 | 0 | 0 | 0 | 0 | 0 | 0 | 0 | 0 | 0 | 0 | 0 | 0 | 0
Transportation Sector Fuel Used[HDVs,passenger,diesel vehicle,petroleum diesel tf] | NoSettings | 17204100000000 | 17554000000000 | 17253100000000 | 16942300000000 | 16511100000000 | 16075400000000 | 15584800000000 | 15054600000000 | 14495700000000 | 13777500000000 | 12993000000000 | 12580400000000 | 12185400000000 | 11740500000000 | 11333100000000 | 10908000000000 | 10551400000000 | 10184300000000 | 9779860000000 | 9434250000000 | 9109220000000 | 8749280000000 | 8407640000000 | 7749160000000 | 7151410000000 | 6531840000000 | 5922800000000 | 5385940000000 | 4842540000000 | 4377900000000 | 3969880000000
Transportation Sector Fuel Used[HDVs,passenger,diesel vehicle,biofuel gasoline tf] | NoSettings | 0 | 0 | 0 | 0 | 0 | 0 | 0 | 0 | 0 | 0 | 0 | 0 | 0 | 0 | 0 | 0 | 0 | 0 | 0 | 0 | 0 | 0 | 0 | 0 | 0 | 0 | 0 | 0 | 0 | 0 | 0
Transportation Sector Fuel Used[HDVs,passenger,diesel vehicle,biofuel diesel tf] | NoSettings | 4237760000000 | 4859820000000 | 5329640000000 | 5804790000000 | 6243070000000 | 6679890000000 | 7091800000000 | 7479490000000 | 7843210000000 | 8101420000000 | 8288370000000 | 8025180000000 | 7773190000000 | 7489410000000 | 7229550000000 | 6958320000000 | 6730870000000 | 6496690000000 | 6238690000000 | 6018220000000 | 5810880000000 | 5581270000000 | 5363330000000 | 4943280000000 | 4561970000000 | 4166740000000 | 3778220000000 | 3435760000000 | 3089110000000 | 2792710000000 | 2532430000000
Transportation Sector Fuel Used[HDVs,passenger,diesel vehicle,jet fuel tf] | NoSettings | 0 | 0 | 0 | 0 | 0 | 0 | 0 | 0 | 0 | 0 | 0 | 0 | 0 | 0 | 0 | 0 | 0 | 0 | 0 | 0 | 0 | 0 | 0 | 0 | 0 | 0 | 0 | 0 | 0 | 0 | 0
Transportation Sector Fuel Used[HDVs,passenger,diesel vehicle,heavy or residual fuel oil tf] | NoSettings | 0 | 0 | 0 | 0 | 0 | 0 | 0 | 0 | 0 | 0 | 0 | 0 | 0 | 0 | 0 | 0 | 0 | 0 | 0 | 0 | 0 | 0 | 0 | 0 | 0 | 0 | 0 | 0 | 0 | 0 | 0
Transportation Sector Fuel Used[HDVs,passenger,diesel vehicle,LPG propane or butane tf] | NoSettings | 0 | 0 | 0 | 0 | 0 | 0 | 0 | 0 | 0 | 0 | 0 | 0 | 0 | 0 | 0 | 0 | 0 | 0 | 0 | 0 | 0 | 0 | 0 | 0 | 0 | 0 | 0 | 0 | 0 | 0 | 0
Transportation Sector Fuel Used[HDVs,passenger,diesel vehicle,hydrogen tf] | NoSettings | 0 | 0 | 0 | 0 | 0 | 0 | 0 | 0 | 0 | 0 | 0 | 0 | 0 | 0 | 0 | 0 | 0 | 0 | 0 | 0 | 0 | 0 | 0 | 0 | 0 | 0 | 0 | 0 | 0 | 0 | 0
Transportation Sector Fuel Used[HDVs,passenger,plugin hybrid vehicle,electricity tf] | NoSettings | 0 | 0 | 0 | 0 | 0 | 0 | 0 | 0 | 0 | 0 | 0 | 0 | 0 | 0 | 0 | 0 | 0 | 0 | 0 | 0 | 0 | 0 | 0 | 0 | 0 | 0 | 0 | 0 | 0 | 0 | 0
Transportation Sector Fuel Used[HDVs,passenger,plugin hybrid vehicle,natural gas tf] | NoSettings | 0 | 0 | 0 | 0 | 0 | 0 | 0 | 0 | 0 | 0 | 0 | 0 | 0 | 0 | 0 | 0 | 0 | 0 | 0 | 0 | 0 | 0 | 0 | 0 | 0 | 0 | 0 | 0 | 0 | 0 | 0
Transportation Sector Fuel Used[HDVs,passenger,plugin hybrid vehicle,petroleum gasoline tf] | NoSettings | 0 | 0 | 0 | 0 | 0 | 0 | 0 | 0 | 0 | 0 | 0 | 0 | 0 | 0 | 0 | 0 | 0 | 0 | 0 | 0 | 0 | 0 | 0 | 0 | 0 | 0 | 0 | 0 | 0 | 0 | 0
Transportation Sector Fuel Used[HDVs,passenger,plugin hybrid vehicle,petroleum diesel tf] | NoSettings | 0 | 0 | 0 | 0 | 0 | 0 | 0 | 0 | 0 | 0 | 0 | 0 | 0 | 0 | 0 | 0 | 0 | 0 | 0 | 0 | 0 | 0 | 0 | 0 | 0 | 0 | 0 | 0 | 0 | 0 | 0
Transportation Sector Fuel Used[HDVs,passenger,plugin hybrid vehicle,biofuel gasoline tf] | NoSettings | 0 | 0 | 0 | 0 | 0 | 0 | 0 | 0 | 0 | 0 | 0 | 0 | 0 | 0 | 0 | 0 | 0 | 0 | 0 | 0 | 0 | 0 | 0 | 0 | 0 | 0 | 0 | 0 | 0 | 0 | 0
Transportation Sector Fuel Used[HDVs,passenger,plugin hybrid vehicle,biofuel diesel tf] | NoSettings | 0 | 0 | 0 | 0 | 0 | 0 | 0 | 0 | 0 | 0 | 0 | 0 | 0 | 0 | 0 | 0 | 0 | 0 | 0 | 0 | 0 | 0 | 0 | 0 | 0 | 0 | 0 | 0 | 0 | 0 | 0
Transportation Sector Fuel Used[HDVs,passenger,plugin hybrid vehicle,jet fuel tf] | NoSettings | 0 | 0 | 0 | 0 | 0 | 0 | 0 | 0 | 0 | 0 | 0 | 0 | 0 | 0 | 0 | 0 | 0 | 0 | 0 | 0 | 0 | 0 | 0 | 0 | 0 | 0 | 0 | 0 | 0 | 0 | 0
Transportation Sector Fuel Used[HDVs,passenger,plugin hybrid vehicle,heavy or residual fuel oil tf] | NoSettings | 0 | 0 | 0 | 0 | 0 | 0 | 0 | 0 | 0 | 0 | 0 | 0 | 0 | 0 | 0 | 0 | 0 | 0 | 0 | 0 | 0 | 0 | 0 | 0 | 0 | 0 | 0 | 0 | 0 | 0 | 0
Transportation Sector Fuel Used[HDVs,passenger,plugin hybrid vehicle,LPG propane or butane tf] | NoSettings | 0 | 0 | 0 | 0 | 0 | 0 | 0 | 0 | 0 | 0 | 0 | 0 | 0 | 0 | 0 | 0 | 0 | 0 | 0 | 0 | 0 | 0 | 0 | 0 | 0 | 0 | 0 | 0 | 0 | 0 | 0
Transportation Sector Fuel Used[HDVs,passenger,plugin hybrid vehicle,hydrogen tf] | NoSettings | 0 | 0 | 0 | 0 | 0 | 0 | 0 | 0 | 0 | 0 | 0 | 0 | 0 | 0 | 0 | 0 | 0 | 0 | 0 | 0 | 0 | 0 | 0 | 0 | 0 | 0 | 0 | 0 | 0 | 0 | 0
Transportation Sector Fuel Used[HDVs,passenger,LPG vehicle,electricity tf] | NoSettings | 0 | 0 | 0 | 0 | 0 | 0 | 0 | 0 | 0 | 0 | 0 | 0 | 0 | 0 | 0 | 0 | 0 | 0 | 0 | 0 | 0 | 0 | 0 | 0 | 0 | 0 | 0 | 0 | 0 | 0 | 0
Transportation Sector Fuel Used[HDVs,passenger,LPG vehicle,natural gas tf] | NoSettings | 0 | 0 | 0 | 0 | 0 | 0 | 0 | 0 | 0 | 0 | 0 | 0 | 0 | 0 | 0 | 0 | 0 | 0 | 0 | 0 | 0 | 0 | 0 | 0 | 0 | 0 | 0 | 0 | 0 | 0 | 0
Transportation Sector Fuel Used[HDVs,passenger,LPG vehicle,petroleum gasoline tf] | NoSettings | 0 | 0 | 0 | 0 | 0 | 0 | 0 | 0 | 0 | 0 | 0 | 0 | 0 | 0 | 0 | 0 | 0 | 0 | 0 | 0 | 0 | 0 | 0 | 0 | 0 | 0 | 0 | 0 | 0 | 0 | 0
Transportation Sector Fuel Used[HDVs,passenger,LPG vehicle,petroleum diesel tf] | NoSettings | 0 | 0 | 0 | 0 | 0 | 0 | 0 | 0 | 0 | 0 | 0 | 0 | 0 | 0 | 0 | 0 | 0 | 0 | 0 | 0 | 0 | 0 | 0 | 0 | 0 | 0 | 0 | 0 | 0 | 0 | 0
Transportation Sector Fuel Used[HDVs,passenger,LPG vehicle,biofuel gasoline tf] | NoSettings | 0 | 0 | 0 | 0 | 0 | 0 | 0 | 0 | 0 | 0 | 0 | 0 | 0 | 0 | 0 | 0 | 0 | 0 | 0 | 0 | 0 | 0 | 0 | 0 | 0 | 0 | 0 | 0 | 0 | 0 | 0
Transportation Sector Fuel Used[HDVs,passenger,LPG vehicle,biofuel diesel tf] | NoSettings | 0 | 0 | 0 | 0 | 0 | 0 | 0 | 0 | 0 | 0 | 0 | 0 | 0 | 0 | 0 | 0 | 0 | 0 | 0 | 0 | 0 | 0 | 0 | 0 | 0 | 0 | 0 | 0 | 0 | 0 | 0
Transportation Sector Fuel Used[HDVs,passenger,LPG vehicle,jet fuel tf] | NoSettings | 0 | 0 | 0 | 0 | 0 | 0 | 0 | 0 | 0 | 0 | 0 | 0 | 0 | 0 | 0 | 0 | 0 | 0 | 0 | 0 | 0 | 0 | 0 | 0 | 0 | 0 | 0 | 0 | 0 | 0 | 0
Transportation Sector Fuel Used[HDVs,passenger,LPG vehicle,heavy or residual fuel oil tf] | NoSettings | 0 | 0 | 0 | 0 | 0 | 0 | 0 | 0 | 0 | 0 | 0 | 0 | 0 | 0 | 0 | 0 | 0 | 0 | 0 | 0 | 0 | 0 | 0 | 0 | 0 | 0 | 0 | 0 | 0 | 0 | 0
Transportation Sector Fuel Used[HDVs,passenger,LPG vehicle,LPG propane or butane tf] | NoSettings | 0 | 0 | 0 | 0 | 0 | 0 | 0 | 0 | 0 | 0 | 0 | 0 | 0 | 0 | 0 | 0 | 0 | 0 | 0 | 0 | 0 | 0 | 0 | 0 | 0 | 0 | 0 | 0 | 0 | 0 | 0
Transportation Sector Fuel Used[HDVs,passenger,LPG vehicle,hydrogen tf] | NoSettings | 0 | 0 | 0 | 0 | 0 | 0 | 0 | 0 | 0 | 0 | 0 | 0 | 0 | 0 | 0 | 0 | 0 | 0 | 0 | 0 | 0 | 0 | 0 | 0 | 0 | 0 | 0 | 0 | 0 | 0 | 0
Transportation Sector Fuel Used[HDVs,passenger,hydrogen vehicle,electricity tf] | NoSettings | 0 | 0 | 0 | 0 | 0 | 0 | 0 | 0 | 0 | 0 | 0 | 0 | 0 | 0 | 0 | 0 | 0 | 0 | 0 | 0 | 0 | 0 | 0 | 0 | 0 | 0 | 0 | 0 | 0 | 0 | 0
Transportation Sector Fuel Used[HDVs,passenger,hydrogen vehicle,natural gas tf] | NoSettings | 0 | 0 | 0 | 0 | 0 | 0 | 0 | 0 | 0 | 0 | 0 | 0 | 0 | 0 | 0 | 0 | 0 | 0 | 0 | 0 | 0 | 0 | 0 | 0 | 0 | 0 | 0 | 0 | 0 | 0 | 0
Transportation Sector Fuel Used[HDVs,passenger,hydrogen vehicle,petroleum gasoline tf] | NoSettings | 0 | 0 | 0 | 0 | 0 | 0 | 0 | 0 | 0 | 0 | 0 | 0 | 0 | 0 | 0 | 0 | 0 | 0 | 0 | 0 | 0 | 0 | 0 | 0 | 0 | 0 | 0 | 0 | 0 | 0 | 0
Transportation Sector Fuel Used[HDVs,passenger,hydrogen vehicle,petroleum diesel tf] | NoSettings | 0 | 0 | 0 | 0 | 0 | 0 | 0 | 0 | 0 | 0 | 0 | 0 | 0 | 0 | 0 | 0 | 0 | 0 | 0 | 0 | 0 | 0 | 0 | 0 | 0 | 0 | 0 | 0 | 0 | 0 | 0
Transportation Sector Fuel Used[HDVs,passenger,hydrogen vehicle,biofuel gasoline tf] | NoSettings | 0 | 0 | 0 | 0 | 0 | 0 | 0 | 0 | 0 | 0 | 0 | 0 | 0 | 0 | 0 | 0 | 0 | 0 | 0 | 0 | 0 | 0 | 0 | 0 | 0 | 0 | 0 | 0 | 0 | 0 | 0
Transportation Sector Fuel Used[HDVs,passenger,hydrogen vehicle,biofuel diesel tf] | NoSettings | 0 | 0 | 0 | 0 | 0 | 0 | 0 | 0 | 0 | 0 | 0 | 0 | 0 | 0 | 0 | 0 | 0 | 0 | 0 | 0 | 0 | 0 | 0 | 0 | 0 | 0 | 0 | 0 | 0 | 0 | 0
Transportation Sector Fuel Used[HDVs,passenger,hydrogen vehicle,jet fuel tf] | NoSettings | 0 | 0 | 0 | 0 | 0 | 0 | 0 | 0 | 0 | 0 | 0 | 0 | 0 | 0 | 0 | 0 | 0 | 0 | 0 | 0 | 0 | 0 | 0 | 0 | 0 | 0 | 0 | 0 | 0 | 0 | 0
Transportation Sector Fuel Used[HDVs,passenger,hydrogen vehicle,heavy or residual fuel oil tf] | NoSettings | 0 | 0 | 0 | 0 | 0 | 0 | 0 | 0 | 0 | 0 | 0 | 0 | 0 | 0 | 0 | 0 | 0 | 0 | 0 | 0 | 0 | 0 | 0 | 0 | 0 | 0 | 0 | 0 | 0 | 0 | 0
Transportation Sector Fuel Used[HDVs,passenger,hydrogen vehicle,LPG propane or butane tf] | NoSettings | 0 | 0 | 0 | 0 | 0 | 0 | 0 | 0 | 0 | 0 | 0 | 0 | 0 | 0 | 0 | 0 | 0 | 0 | 0 | 0 | 0 | 0 | 0 | 0 | 0 | 0 | 0 | 0 | 0 | 0 | 0
Transportation Sector Fuel Used[HDVs,passenger,hydrogen vehicle,hydrogen tf] | NoSettings | 0 | 0 | 0 | 0 | 0 | 0 | 0 | 0 | 0 | 0 | 0 | 0 | 0 | 0 | 0 | 0 | 0 | 0 | 0 | 0 | 0 | 0 | 0 | 0 | 0 | 0 | 0 | 0 | 0 | 0 | 0
Transportation Sector Fuel Used[HDVs,freight,battery electric vehicle,electricity tf] | NoSettings | 23412900000 | 23539100000 | 25900300000 | 29922400000 | 77894800000 | 149151000000 | 256413000000 | 424324000000 | 658467000000 | 964692000000 | 1348190000000 | 1834660000000 | 2424130000000 | 3053980000000 | 3723770000000 | 4432830000000 | 5182000000000 | 5969270000000 | 6795340000000 | 7658340000000 | 8557900000000 | 9492110000000 | 10460000000000 | 11460800000000 | 12493000000000 | 13506500000000 | 14551300000000 | 15624800000000 | 16728200000000 | 17801800000000 | 18877900000000
Transportation Sector Fuel Used[HDVs,freight,battery electric vehicle,natural gas tf] | NoSettings | 0 | 0 | 0 | 0 | 0 | 0 | 0 | 0 | 0 | 0 | 0 | 0 | 0 | 0 | 0 | 0 | 0 | 0 | 0 | 0 | 0 | 0 | 0 | 0 | 0 | 0 | 0 | 0 | 0 | 0 | 0
Transportation Sector Fuel Used[HDVs,freight,battery electric vehicle,petroleum gasoline tf] | NoSettings | 0 | 0 | 0 | 0 | 0 | 0 | 0 | 0 | 0 | 0 | 0 | 0 | 0 | 0 | 0 | 0 | 0 | 0 | 0 | 0 | 0 | 0 | 0 | 0 | 0 | 0 | 0 | 0 | 0 | 0 | 0
Transportation Sector Fuel Used[HDVs,freight,battery electric vehicle,petroleum diesel tf] | NoSettings | 0 | 0 | 0 | 0 | 0 | 0 | 0 | 0 | 0 | 0 | 0 | 0 | 0 | 0 | 0 | 0 | 0 | 0 | 0 | 0 | 0 | 0 | 0 | 0 | 0 | 0 | 0 | 0 | 0 | 0 | 0
Transportation Sector Fuel Used[HDVs,freight,battery electric vehicle,biofuel gasoline tf] | NoSettings | 0 | 0 | 0 | 0 | 0 | 0 | 0 | 0 | 0 | 0 | 0 | 0 | 0 | 0 | 0 | 0 | 0 | 0 | 0 | 0 | 0 | 0 | 0 | 0 | 0 | 0 | 0 | 0 | 0 | 0 | 0
Transportation Sector Fuel Used[HDVs,freight,battery electric vehicle,biofuel diesel tf] | NoSettings | 0 | 0 | 0 | 0 | 0 | 0 | 0 | 0 | 0 | 0 | 0 | 0 | 0 | 0 | 0 | 0 | 0 | 0 | 0 | 0 | 0 | 0 | 0 | 0 | 0 | 0 | 0 | 0 | 0 | 0 | 0
Transportation Sector Fuel Used[HDVs,freight,battery electric vehicle,jet fuel tf] | NoSettings | 0 | 0 | 0 | 0 | 0 | 0 | 0 | 0 | 0 | 0 | 0 | 0 | 0 | 0 | 0 | 0 | 0 | 0 | 0 | 0 | 0 | 0 | 0 | 0 | 0 | 0 | 0 | 0 | 0 | 0 | 0
Transportation Sector Fuel Used[HDVs,freight,battery electric vehicle,heavy or residual fuel oil tf] | NoSettings | 0 | 0 | 0 | 0 | 0 | 0 | 0 | 0 | 0 | 0 | 0 | 0 | 0 | 0 | 0 | 0 | 0 | 0 | 0 | 0 | 0 | 0 | 0 | 0 | 0 | 0 | 0 | 0 | 0 | 0 | 0
Transportation Sector Fuel Used[HDVs,freight,battery electric vehicle,LPG propane or butane tf] | NoSettings | 0 | 0 | 0 | 0 | 0 | 0 | 0 | 0 | 0 | 0 | 0 | 0 | 0 | 0 | 0 | 0 | 0 | 0 | 0 | 0 | 0 | 0 | 0 | 0 | 0 | 0 | 0 | 0 | 0 | 0 | 0
Transportation Sector Fuel Used[HDVs,freight,battery electric vehicle,hydrogen tf] | NoSettings | 0 | 0 | 0 | 0 | 0 | 0 | 0 | 0 | 0 | 0 | 0 | 0 | 0 | 0 | 0 | 0 | 0 | 0 | 0 | 0 | 0 | 0 | 0 | 0 | 0 | 0 | 0 | 0 | 0 | 0 | 0
Transportation Sector Fuel Used[HDVs,freight,natural gas vehicle,electricity tf] | NoSettings | 0 | 0 | 0 | 0 | 0 | 0 | 0 | 0 | 0 | 0 | 0 | 0 | 0 | 0 | 0 | 0 | 0 | 0 | 0 | 0 | 0 | 0 | 0 | 0 | 0 | 0 | 0 | 0 | 0 | 0 | 0
Transportation Sector Fuel Used[HDVs,freight,natural gas vehicle,natural gas tf] | NoSettings | 1870990000000 | 1775170000000 | 1690440000000 | 1600950000000 | 1506130000000 | 1409350000000 | 1313600000000 | 1219180000000 | 1126430000000 | 1038400000000 | 952554000000 | 879908000000 | 812214000000 | 748312000000 | 691080000000 | 640507000000 | 599019000000 | 563765000000 | 534506000000 | 513405000000 | 497647000000 | 487011000000 | 481280000000 | 480281000000 | 483875000000 | 557150000000 | 636328000000 | 710465000000 | 797634000000 | 895920000000 | 1002660000000
Transportation Sector Fuel Used[HDVs,freight,natural gas vehicle,petroleum gasoline tf] | NoSettings | 0 | 0 | 0 | 0 | 0 | 0 | 0 | 0 | 0 | 0 | 0 | 0 | 0 | 0 | 0 | 0 | 0 | 0 | 0 | 0 | 0 | 0 | 0 | 0 | 0 | 0 | 0 | 0 | 0 | 0 | 0
Transportation Sector Fuel Used[HDVs,freight,natural gas vehicle,petroleum diesel tf] | NoSettings | 0 | 0 | 0 | 0 | 0 | 0 | 0 | 0 | 0 | 0 | 0 | 0 | 0 | 0 | 0 | 0 | 0 | 0 | 0 | 0 | 0 | 0 | 0 | 0 | 0 | 0 | 0 | 0 | 0 | 0 | 0
Transportation Sector Fuel Used[HDVs,freight,natural gas vehicle,biofuel gasoline tf] | NoSettings | 0 | 0 | 0 | 0 | 0 | 0 | 0 | 0 | 0 | 0 | 0 | 0 | 0 | 0 | 0 | 0 | 0 | 0 | 0 | 0 | 0 | 0 | 0 | 0 | 0 | 0 | 0 | 0 | 0 | 0 | 0
Transportation Sector Fuel Used[HDVs,freight,natural gas vehicle,biofuel diesel tf] | NoSettings | 0 | 0 | 0 | 0 | 0 | 0 | 0 | 0 | 0 | 0 | 0 | 0 | 0 | 0 | 0 | 0 | 0 | 0 | 0 | 0 | 0 | 0 | 0 | 0 | 0 | 0 | 0 | 0 | 0 | 0 | 0
Transportation Sector Fuel Used[HDVs,freight,natural gas vehicle,jet fuel tf] | NoSettings | 0 | 0 | 0 | 0 | 0 | 0 | 0 | 0 | 0 | 0 | 0 | 0 | 0 | 0 | 0 | 0 | 0 | 0 | 0 | 0 | 0 | 0 | 0 | 0 | 0 | 0 | 0 | 0 | 0 | 0 | 0
Transportation Sector Fuel Used[HDVs,freight,natural gas vehicle,heavy or residual fuel oil tf] | NoSettings | 0 | 0 | 0 | 0 | 0 | 0 | 0 | 0 | 0 | 0 | 0 | 0 | 0 | 0 | 0 | 0 | 0 | 0 | 0 | 0 | 0 | 0 | 0 | 0 | 0 | 0 | 0 | 0 | 0 | 0 | 0
Transportation Sector Fuel Used[HDVs,freight,natural gas vehicle,LPG propane or butane tf] | NoSettings | 0 | 0 | 0 | 0 | 0 | 0 | 0 | 0 | 0 | 0 | 0 | 0 | 0 | 0 | 0 | 0 | 0 | 0 | 0 | 0 | 0 | 0 | 0 | 0 | 0 | 0 | 0 | 0 | 0 | 0 | 0
Transportation Sector Fuel Used[HDVs,freight,natural gas vehicle,hydrogen tf] | NoSettings | 0 | 0 | 0 | 0 | 0 | 0 | 0 | 0 | 0 | 0 | 0 | 0 | 0 | 0 | 0 | 0 | 0 | 0 | 0 | 0 | 0 | 0 | 0 | 0 | 0 | 0 | 0 | 0 | 0 | 0 | 0
Transportation Sector Fuel Used[HDVs,freight,gasoline vehicle,electricity tf] | NoSettings | 0 | 0 | 0 | 0 | 0 | 0 | 0 | 0 | 0 | 0 | 0 | 0 | 0 | 0 | 0 | 0 | 0 | 0 | 0 | 0 | 0 | 0 | 0 | 0 | 0 | 0 | 0 | 0 | 0 | 0 | 0
Transportation Sector Fuel Used[HDVs,freight,gasoline vehicle,natural gas tf] | NoSettings | 0 | 0 | 0 | 0 | 0 | 0 | 0 | 0 | 0 | 0 | 0 | 0 | 0 | 0 | 0 | 0 | 0 | 0 | 0 | 0 | 0 | 0 | 0 | 0 | 0 | 0 | 0 | 0 | 0 | 0 | 0
Transportation Sector Fuel Used[HDVs,freight,gasoline vehicle,petroleum gasoline tf] | NoSettings | 0 | 0 | 0 | 0 | 0 | 0 | 0 | 0 | 0 | 0 | 0 | 0 | 0 | 0 | 0 | 0 | 0 | 0 | 0 | 0 | 0 | 0 | 0 | 0 | 0 | 0 | 0 | 0 | 0 | 0 | 0
Transportation Sector Fuel Used[HDVs,freight,gasoline vehicle,petroleum diesel tf] | NoSettings | 0 | 0 | 0 | 0 | 0 | 0 | 0 | 0 | 0 | 0 | 0 | 0 | 0 | 0 | 0 | 0 | 0 | 0 | 0 | 0 | 0 | 0 | 0 | 0 | 0 | 0 | 0 | 0 | 0 | 0 | 0
Transportation Sector Fuel Used[HDVs,freight,gasoline vehicle,biofuel gasoline tf] | NoSettings | 0 | 0 | 0 | 0 | 0 | 0 | 0 | 0 | 0 | 0 | 0 | 0 | 0 | 0 | 0 | 0 | 0 | 0 | 0 | 0 | 0 | 0 | 0 | 0 | 0 | 0 | 0 | 0 | 0 | 0 | 0
Transportation Sector Fuel Used[HDVs,freight,gasoline vehicle,biofuel diesel tf] | NoSettings | 0 | 0 | 0 | 0 | 0 | 0 | 0 | 0 | 0 | 0 | 0 | 0 | 0 | 0 | 0 | 0 | 0 | 0 | 0 | 0 | 0 | 0 | 0 | 0 | 0 | 0 | 0 | 0 | 0 | 0 | 0
Transportation Sector Fuel Used[HDVs,freight,gasoline vehicle,jet fuel tf] | NoSettings | 0 | 0 | 0 | 0 | 0 | 0 | 0 | 0 | 0 | 0 | 0 | 0 | 0 | 0 | 0 | 0 | 0 | 0 | 0 | 0 | 0 | 0 | 0 | 0 | 0 | 0 | 0 | 0 | 0 | 0 | 0
Transportation Sector Fuel Used[HDVs,freight,gasoline vehicle,heavy or residual fuel oil tf] | NoSettings | 0 | 0 | 0 | 0 | 0 | 0 | 0 | 0 | 0 | 0 | 0 | 0 | 0 | 0 | 0 | 0 | 0 | 0 | 0 | 0 | 0 | 0 | 0 | 0 | 0 | 0 | 0 | 0 | 0 | 0 | 0
Transportation Sector Fuel Used[HDVs,freight,gasoline vehicle,LPG propane or butane tf] | NoSettings | 0 | 0 | 0 | 0 | 0 | 0 | 0 | 0 | 0 | 0 | 0 | 0 | 0 | 0 | 0 | 0 | 0 | 0 | 0 | 0 | 0 | 0 | 0 | 0 | 0 | 0 | 0 | 0 | 0 | 0 | 0
Transportation Sector Fuel Used[HDVs,freight,gasoline vehicle,hydrogen tf] | NoSettings | 0 | 0 | 0 | 0 | 0 | 0 | 0 | 0 | 0 | 0 | 0 | 0 | 0 | 0 | 0 | 0 | 0 | 0 | 0 | 0 | 0 | 0 | 0 | 0 | 0 | 0 | 0 | 0 | 0 | 0 | 0
Transportation Sector Fuel Used[HDVs,freight,diesel vehicle,electricity tf] | NoSettings | 0 | 0 | 0 | 0 | 0 | 0 | 0 | 0 | 0 | 0 | 0 | 0 | 0 | 0 | 0 | 0 | 0 | 0 | 0 | 0 | 0 | 0 | 0 | 0 | 0 | 0 | 0 | 0 | 0 | 0 | 0
Transportation Sector Fuel Used[HDVs,freight,diesel vehicle,natural gas tf] | NoSettings | 0 | 0 | 0 | 0 | 0 | 0 | 0 | 0 | 0 | 0 | 0 | 0 | 0 | 0 | 0 | 0 | 0 | 0 | 0 | 0 | 0 | 0 | 0 | 0 | 0 | 0 | 0 | 0 | 0 | 0 | 0
Transportation Sector Fuel Used[HDVs,freight,diesel vehicle,petroleum gasoline tf] | NoSettings | 0 | 0 | 0 | 0 | 0 | 0 | 0 | 0 | 0 | 0 | 0 | 0 | 0 | 0 | 0 | 0 | 0 | 0 | 0 | 0 | 0 | 0 | 0 | 0 | 0 | 0 | 0 | 0 | 0 | 0 | 0
Transportation Sector Fuel Used[HDVs,freight,diesel vehicle,petroleum diesel tf] | NoSettings | 68876600000000 | 68238700000000 | 67563700000000 | 66864200000000 | 65824600000000 | 64728200000000 | 63548800000000 | 62121400000000 | 60575300000000 | 58889700000000 | 57066900000000 | 57430100000000 | 57653900000000 | 57825500000000 | 57952600000000 | 58035700000000 | 58033900000000 | 57819500000000 | 57574500000000 | 57317300000000 | 57151400000000 | 56963700000000 | 56910400000000 | 56654900000000 | 56414600000000 | 56262000000000 | 56428200000000 | 56625800000000 | 56836600000000 | 57353500000000 | 57944300000000
Transportation Sector Fuel Used[HDVs,freight,diesel vehicle,biofuel gasoline tf] | NoSettings | 0 | 0 | 0 | 0 | 0 | 0 | 0 | 0 | 0 | 0 | 0 | 0 | 0 | 0 | 0 | 0 | 0 | 0 | 0 | 0 | 0 | 0 | 0 | 0 | 0 | 0 | 0 | 0 | 0 | 0 | 0
Transportation Sector Fuel Used[HDVs,freight,diesel vehicle,biofuel diesel tf] | NoSettings | 16965900000000 | 18891900000000 | 20871100000000 | 22909100000000 | 24889200000000 | 26896800000000 | 28917600000000 | 30863400000000 | 32775600000000 | 34628100000000 | 36403600000000 | 36635300000000 | 36778100000000 | 36887600000000 | 36968600000000 | 37021600000000 | 37020500000000 | 36883800000000 | 36727500000000 | 36563400000000 | 36457600000000 | 36337800000000 | 36303800000000 | 36140800000000 | 35987500000000 | 35890200000000 | 35996200000000 | 36122300000000 | 36256800000000 | 36586500000000 | 36963300000000
Transportation Sector Fuel Used[HDVs,freight,diesel vehicle,jet fuel tf] | NoSettings | 0 | 0 | 0 | 0 | 0 | 0 | 0 | 0 | 0 | 0 | 0 | 0 | 0 | 0 | 0 | 0 | 0 | 0 | 0 | 0 | 0 | 0 | 0 | 0 | 0 | 0 | 0 | 0 | 0 | 0 | 0
Transportation Sector Fuel Used[HDVs,freight,diesel vehicle,heavy or residual fuel oil tf] | NoSettings | 0 | 0 | 0 | 0 | 0 | 0 | 0 | 0 | 0 | 0 | 0 | 0 | 0 | 0 | 0 | 0 | 0 | 0 | 0 | 0 | 0 | 0 | 0 | 0 | 0 | 0 | 0 | 0 | 0 | 0 | 0
Transportation Sector Fuel Used[HDVs,freight,diesel vehicle,LPG propane or butane tf] | NoSettings | 0 | 0 | 0 | 0 | 0 | 0 | 0 | 0 | 0 | 0 | 0 | 0 | 0 | 0 | 0 | 0 | 0 | 0 | 0 | 0 | 0 | 0 | 0 | 0 | 0 | 0 | 0 | 0 | 0 | 0 | 0
Transportation Sector Fuel Used[HDVs,freight,diesel vehicle,hydrogen tf] | NoSettings | 0 | 0 | 0 | 0 | 0 | 0 | 0 | 0 | 0 | 0 | 0 | 0 | 0 | 0 | 0 | 0 | 0 | 0 | 0 | 0 | 0 | 0 | 0 | 0 | 0 | 0 | 0 | 0 | 0 | 0 | 0
Transportation Sector Fuel Used[HDVs,freight,plugin hybrid vehicle,electricity tf] | NoSettings | 0 | 0 | 0 | 0 | 0 | 0 | 0 | 0 | 0 | 0 | 0 | 0 | 0 | 0 | 0 | 0 | 0 | 0 | 0 | 0 | 0 | 0 | 0 | 0 | 0 | 0 | 0 | 0 | 0 | 0 | 0
Transportation Sector Fuel Used[HDVs,freight,plugin hybrid vehicle,natural gas tf] | NoSettings | 0 | 0 | 0 | 0 | 0 | 0 | 0 | 0 | 0 | 0 | 0 | 0 | 0 | 0 | 0 | 0 | 0 | 0 | 0 | 0 | 0 | 0 | 0 | 0 | 0 | 0 | 0 | 0 | 0 | 0 | 0
Transportation Sector Fuel Used[HDVs,freight,plugin hybrid vehicle,petroleum gasoline tf] | NoSettings | 0 | 0 | 0 | 0 | 0 | 0 | 0 | 0 | 0 | 0 | 0 | 0 | 0 | 0 | 0 | 0 | 0 | 0 | 0 | 0 | 0 | 0 | 0 | 0 | 0 | 0 | 0 | 0 | 0 | 0 | 0
Transportation Sector Fuel Used[HDVs,freight,plugin hybrid vehicle,petroleum diesel tf] | NoSettings | 0 | 0 | 0 | 0 | 0 | 0 | 0 | 0 | 0 | 0 | 0 | 0 | 0 | 0 | 0 | 0 | 0 | 0 | 0 | 0 | 0 | 0 | 0 | 0 | 0 | 0 | 0 | 0 | 0 | 0 | 0
Transportation Sector Fuel Used[HDVs,freight,plugin hybrid vehicle,biofuel gasoline tf] | NoSettings | 0 | 0 | 0 | 0 | 0 | 0 | 0 | 0 | 0 | 0 | 0 | 0 | 0 | 0 | 0 | 0 | 0 | 0 | 0 | 0 | 0 | 0 | 0 | 0 | 0 | 0 | 0 | 0 | 0 | 0 | 0
Transportation Sector Fuel Used[HDVs,freight,plugin hybrid vehicle,biofuel diesel tf] | NoSettings | 0 | 0 | 0 | 0 | 0 | 0 | 0 | 0 | 0 | 0 | 0 | 0 | 0 | 0 | 0 | 0 | 0 | 0 | 0 | 0 | 0 | 0 | 0 | 0 | 0 | 0 | 0 | 0 | 0 | 0 | 0
Transportation Sector Fuel Used[HDVs,freight,plugin hybrid vehicle,jet fuel tf] | NoSettings | 0 | 0 | 0 | 0 | 0 | 0 | 0 | 0 | 0 | 0 | 0 | 0 | 0 | 0 | 0 | 0 | 0 | 0 | 0 | 0 | 0 | 0 | 0 | 0 | 0 | 0 | 0 | 0 | 0 | 0 | 0
Transportation Sector Fuel Used[HDVs,freight,plugin hybrid vehicle,heavy or residual fuel oil tf] | NoSettings | 0 | 0 | 0 | 0 | 0 | 0 | 0 | 0 | 0 | 0 | 0 | 0 | 0 | 0 | 0 | 0 | 0 | 0 | 0 | 0 | 0 | 0 | 0 | 0 | 0 | 0 | 0 | 0 | 0 | 0 | 0
Transportation Sector Fuel Used[HDVs,freight,plugin hybrid vehicle,LPG propane or butane tf] | NoSettings | 0 | 0 | 0 | 0 | 0 | 0 | 0 | 0 | 0 | 0 | 0 | 0 | 0 | 0 | 0 | 0 | 0 | 0 | 0 | 0 | 0 | 0 | 0 | 0 | 0 | 0 | 0 | 0 | 0 | 0 | 0
Transportation Sector Fuel Used[HDVs,freight,plugin hybrid vehicle,hydrogen tf] | NoSettings | 0 | 0 | 0 | 0 | 0 | 0 | 0 | 0 | 0 | 0 | 0 | 0 | 0 | 0 | 0 | 0 | 0 | 0 | 0 | 0 | 0 | 0 | 0 | 0 | 0 | 0 | 0 | 0 | 0 | 0 | 0
Transportation Sector Fuel Used[HDVs,freight,LPG vehicle,electricity tf] | NoSettings | 0 | 0 | 0 | 0 | 0 | 0 | 0 | 0 | 0 | 0 | 0 | 0 | 0 | 0 | 0 | 0 | 0 | 0 | 0 | 0 | 0 | 0 | 0 | 0 | 0 | 0 | 0 | 0 | 0 | 0 | 0
Transportation Sector Fuel Used[HDVs,freight,LPG vehicle,natural gas tf] | NoSettings | 0 | 0 | 0 | 0 | 0 | 0 | 0 | 0 | 0 | 0 | 0 | 0 | 0 | 0 | 0 | 0 | 0 | 0 | 0 | 0 | 0 | 0 | 0 | 0 | 0 | 0 | 0 | 0 | 0 | 0 | 0
Transportation Sector Fuel Used[HDVs,freight,LPG vehicle,petroleum gasoline tf] | NoSettings | 0 | 0 | 0 | 0 | 0 | 0 | 0 | 0 | 0 | 0 | 0 | 0 | 0 | 0 | 0 | 0 | 0 | 0 | 0 | 0 | 0 | 0 | 0 | 0 | 0 | 0 | 0 | 0 | 0 | 0 | 0
Transportation Sector Fuel Used[HDVs,freight,LPG vehicle,petroleum diesel tf] | NoSettings | 0 | 0 | 0 | 0 | 0 | 0 | 0 | 0 | 0 | 0 | 0 | 0 | 0 | 0 | 0 | 0 | 0 | 0 | 0 | 0 | 0 | 0 | 0 | 0 | 0 | 0 | 0 | 0 | 0 | 0 | 0
Transportation Sector Fuel Used[HDVs,freight,LPG vehicle,biofuel gasoline tf] | NoSettings | 0 | 0 | 0 | 0 | 0 | 0 | 0 | 0 | 0 | 0 | 0 | 0 | 0 | 0 | 0 | 0 | 0 | 0 | 0 | 0 | 0 | 0 | 0 | 0 | 0 | 0 | 0 | 0 | 0 | 0 | 0
Transportation Sector Fuel Used[HDVs,freight,LPG vehicle,biofuel diesel tf] | NoSettings | 0 | 0 | 0 | 0 | 0 | 0 | 0 | 0 | 0 | 0 | 0 | 0 | 0 | 0 | 0 | 0 | 0 | 0 | 0 | 0 | 0 | 0 | 0 | 0 | 0 | 0 | 0 | 0 | 0 | 0 | 0
Transportation Sector Fuel Used[HDVs,freight,LPG vehicle,jet fuel tf] | NoSettings | 0 | 0 | 0 | 0 | 0 | 0 | 0 | 0 | 0 | 0 | 0 | 0 | 0 | 0 | 0 | 0 | 0 | 0 | 0 | 0 | 0 | 0 | 0 | 0 | 0 | 0 | 0 | 0 | 0 | 0 | 0
Transportation Sector Fuel Used[HDVs,freight,LPG vehicle,heavy or residual fuel oil tf] | NoSettings | 0 | 0 | 0 | 0 | 0 | 0 | 0 | 0 | 0 | 0 | 0 | 0 | 0 | 0 | 0 | 0 | 0 | 0 | 0 | 0 | 0 | 0 | 0 | 0 | 0 | 0 | 0 | 0 | 0 | 0 | 0
Transportation Sector Fuel Used[HDVs,freight,LPG vehicle,LPG propane or butane tf] | NoSettings | 0 | 0 | 0 | 0 | 0 | 0 | 0 | 0 | 0 | 0 | 0 | 0 | 0 | 0 | 0 | 0 | 0 | 0 | 0 | 0 | 0 | 0 | 0 | 0 | 0 | 0 | 0 | 0 | 0 | 0 | 0
Transportation Sector Fuel Used[HDVs,freight,LPG vehicle,hydrogen tf] | NoSettings | 0 | 0 | 0 | 0 | 0 | 0 | 0 | 0 | 0 | 0 | 0 | 0 | 0 | 0 | 0 | 0 | 0 | 0 | 0 | 0 | 0 | 0 | 0 | 0 | 0 | 0 | 0 | 0 | 0 | 0 | 0
Transportation Sector Fuel Used[HDVs,freight,hydrogen vehicle,electricity tf] | NoSettings | 0 | 0 | 0 | 0 | 0 | 0 | 0 | 0 | 0 | 0 | 0 | 0 | 0 | 0 | 0 | 0 | 0 | 0 | 0 | 0 | 0 | 0 | 0 | 0 | 0 | 0 | 0 | 0 | 0 | 0 | 0
Transportation Sector Fuel Used[HDVs,freight,hydrogen vehicle,natural gas tf] | NoSettings | 0 | 0 | 0 | 0 | 0 | 0 | 0 | 0 | 0 | 0 | 0 | 0 | 0 | 0 | 0 | 0 | 0 | 0 | 0 | 0 | 0 | 0 | 0 | 0 | 0 | 0 | 0 | 0 | 0 | 0 | 0
Transportation Sector Fuel Used[HDVs,freight,hydrogen vehicle,petroleum gasoline tf] | NoSettings | 0 | 0 | 0 | 0 | 0 | 0 | 0 | 0 | 0 | 0 | 0 | 0 | 0 | 0 | 0 | 0 | 0 | 0 | 0 | 0 | 0 | 0 | 0 | 0 | 0 | 0 | 0 | 0 | 0 | 0 | 0
Transportation Sector Fuel Used[HDVs,freight,hydrogen vehicle,petroleum diesel tf] | NoSettings | 0 | 0 | 0 | 0 | 0 | 0 | 0 | 0 | 0 | 0 | 0 | 0 | 0 | 0 | 0 | 0 | 0 | 0 | 0 | 0 | 0 | 0 | 0 | 0 | 0 | 0 | 0 | 0 | 0 | 0 | 0
Transportation Sector Fuel Used[HDVs,freight,hydrogen vehicle,biofuel gasoline tf] | NoSettings | 0 | 0 | 0 | 0 | 0 | 0 | 0 | 0 | 0 | 0 | 0 | 0 | 0 | 0 | 0 | 0 | 0 | 0 | 0 | 0 | 0 | 0 | 0 | 0 | 0 | 0 | 0 | 0 | 0 | 0 | 0
Transportation Sector Fuel Used[HDVs,freight,hydrogen vehicle,biofuel diesel tf] | NoSettings | 0 | 0 | 0 | 0 | 0 | 0 | 0 | 0 | 0 | 0 | 0 | 0 | 0 | 0 | 0 | 0 | 0 | 0 | 0 | 0 | 0 | 0 | 0 | 0 | 0 | 0 | 0 | 0 | 0 | 0 | 0
Transportation Sector Fuel Used[HDVs,freight,hydrogen vehicle,jet fuel tf] | NoSettings | 0 | 0 | 0 | 0 | 0 | 0 | 0 | 0 | 0 | 0 | 0 | 0 | 0 | 0 | 0 | 0 | 0 | 0 | 0 | 0 | 0 | 0 | 0 | 0 | 0 | 0 | 0 | 0 | 0 | 0 | 0
Transportation Sector Fuel Used[HDVs,freight,hydrogen vehicle,heavy or residual fuel oil tf] | NoSettings | 0 | 0 | 0 | 0 | 0 | 0 | 0 | 0 | 0 | 0 | 0 | 0 | 0 | 0 | 0 | 0 | 0 | 0 | 0 | 0 | 0 | 0 | 0 | 0 | 0 | 0 | 0 | 0 | 0 | 0 | 0
Transportation Sector Fuel Used[HDVs,freight,hydrogen vehicle,LPG propane or butane tf] | NoSettings | 0 | 0 | 0 | 0 | 0 | 0 | 0 | 0 | 0 | 0 | 0 | 0 | 0 | 0 | 0 | 0 | 0 | 0 | 0 | 0 | 0 | 0 | 0 | 0 | 0 | 0 | 0 | 0 | 0 | 0 | 0
Transportation Sector Fuel Used[HDVs,freight,hydrogen vehicle,hydrogen tf] | NoSettings | 0 | 0 | 0 | 0 | 0 | 0 | 0 | 0 | 0 | 0 | 0 | 0 | 0 | 0 | 0 | 0 | 0 | 0 | 0 | 0 | 0 | 0 | 0 | 0 | 0 | 0 | 0 | 0 | 0 | 0 | 24432600000
Transportation Sector Fuel Used[aircraft,passenger,battery electric vehicle,electricity tf] | NoSettings | 0 | 0 | 0 | 0 | 0 | 0 | 0 | 0 | 0 | 0 | 0 | 0 | 0 | 0 | 0 | 0 | 0 | 0 | 0 | 0 | 0 | 0 | 0 | 0 | 0 | 0 | 0 | 0 | 0 | 0 | 0
Transportation Sector Fuel Used[aircraft,passenger,battery electric vehicle,natural gas tf] | NoSettings | 0 | 0 | 0 | 0 | 0 | 0 | 0 | 0 | 0 | 0 | 0 | 0 | 0 | 0 | 0 | 0 | 0 | 0 | 0 | 0 | 0 | 0 | 0 | 0 | 0 | 0 | 0 | 0 | 0 | 0 | 0
Transportation Sector Fuel Used[aircraft,passenger,battery electric vehicle,petroleum gasoline tf] | NoSettings | 0 | 0 | 0 | 0 | 0 | 0 | 0 | 0 | 0 | 0 | 0 | 0 | 0 | 0 | 0 | 0 | 0 | 0 | 0 | 0 | 0 | 0 | 0 | 0 | 0 | 0 | 0 | 0 | 0 | 0 | 0
Transportation Sector Fuel Used[aircraft,passenger,battery electric vehicle,petroleum diesel tf] | NoSettings | 0 | 0 | 0 | 0 | 0 | 0 | 0 | 0 | 0 | 0 | 0 | 0 | 0 | 0 | 0 | 0 | 0 | 0 | 0 | 0 | 0 | 0 | 0 | 0 | 0 | 0 | 0 | 0 | 0 | 0 | 0
Transportation Sector Fuel Used[aircraft,passenger,battery electric vehicle,biofuel gasoline tf] | NoSettings | 0 | 0 | 0 | 0 | 0 | 0 | 0 | 0 | 0 | 0 | 0 | 0 | 0 | 0 | 0 | 0 | 0 | 0 | 0 | 0 | 0 | 0 | 0 | 0 | 0 | 0 | 0 | 0 | 0 | 0 | 0
Transportation Sector Fuel Used[aircraft,passenger,battery electric vehicle,biofuel diesel tf] | NoSettings | 0 | 0 | 0 | 0 | 0 | 0 | 0 | 0 | 0 | 0 | 0 | 0 | 0 | 0 | 0 | 0 | 0 | 0 | 0 | 0 | 0 | 0 | 0 | 0 | 0 | 0 | 0 | 0 | 0 | 0 | 0
Transportation Sector Fuel Used[aircraft,passenger,battery electric vehicle,jet fuel tf] | NoSettings | 0 | 0 | 0 | 0 | 0 | 0 | 0 | 0 | 0 | 0 | 0 | 0 | 0 | 0 | 0 | 0 | 0 | 0 | 0 | 0 | 0 | 0 | 0 | 0 | 0 | 0 | 0 | 0 | 0 | 0 | 0
Transportation Sector Fuel Used[aircraft,passenger,battery electric vehicle,heavy or residual fuel oil tf] | NoSettings | 0 | 0 | 0 | 0 | 0 | 0 | 0 | 0 | 0 | 0 | 0 | 0 | 0 | 0 | 0 | 0 | 0 | 0 | 0 | 0 | 0 | 0 | 0 | 0 | 0 | 0 | 0 | 0 | 0 | 0 | 0
Transportation Sector Fuel Used[aircraft,passenger,battery electric vehicle,LPG propane or butane tf] | NoSettings | 0 | 0 | 0 | 0 | 0 | 0 | 0 | 0 | 0 | 0 | 0 | 0 | 0 | 0 | 0 | 0 | 0 | 0 | 0 | 0 | 0 | 0 | 0 | 0 | 0 | 0 | 0 | 0 | 0 | 0 | 0
Transportation Sector Fuel Used[aircraft,passenger,battery electric vehicle,hydrogen tf] | NoSettings | 0 | 0 | 0 | 0 | 0 | 0 | 0 | 0 | 0 | 0 | 0 | 0 | 0 | 0 | 0 | 0 | 0 | 0 | 0 | 0 | 0 | 0 | 0 | 0 | 0 | 0 | 0 | 0 | 0 | 0 | 0
Transportation Sector Fuel Used[aircraft,passenger,natural gas vehicle,electricity tf] | NoSettings | 0 | 0 | 0 | 0 | 0 | 0 | 0 | 0 | 0 | 0 | 0 | 0 | 0 | 0 | 0 | 0 | 0 | 0 | 0 | 0 | 0 | 0 | 0 | 0 | 0 | 0 | 0 | 0 | 0 | 0 | 0
Transportation Sector Fuel Used[aircraft,passenger,natural gas vehicle,natural gas tf] | NoSettings | 0 | 0 | 0 | 0 | 0 | 0 | 0 | 0 | 0 | 0 | 0 | 0 | 0 | 0 | 0 | 0 | 0 | 0 | 0 | 0 | 0 | 0 | 0 | 0 | 0 | 0 | 0 | 0 | 0 | 0 | 0
Transportation Sector Fuel Used[aircraft,passenger,natural gas vehicle,petroleum gasoline tf] | NoSettings | 0 | 0 | 0 | 0 | 0 | 0 | 0 | 0 | 0 | 0 | 0 | 0 | 0 | 0 | 0 | 0 | 0 | 0 | 0 | 0 | 0 | 0 | 0 | 0 | 0 | 0 | 0 | 0 | 0 | 0 | 0
Transportation Sector Fuel Used[aircraft,passenger,natural gas vehicle,petroleum diesel tf] | NoSettings | 0 | 0 | 0 | 0 | 0 | 0 | 0 | 0 | 0 | 0 | 0 | 0 | 0 | 0 | 0 | 0 | 0 | 0 | 0 | 0 | 0 | 0 | 0 | 0 | 0 | 0 | 0 | 0 | 0 | 0 | 0
Transportation Sector Fuel Used[aircraft,passenger,natural gas vehicle,biofuel gasoline tf] | NoSettings | 0 | 0 | 0 | 0 | 0 | 0 | 0 | 0 | 0 | 0 | 0 | 0 | 0 | 0 | 0 | 0 | 0 | 0 | 0 | 0 | 0 | 0 | 0 | 0 | 0 | 0 | 0 | 0 | 0 | 0 | 0
Transportation Sector Fuel Used[aircraft,passenger,natural gas vehicle,biofuel diesel tf] | NoSettings | 0 | 0 | 0 | 0 | 0 | 0 | 0 | 0 | 0 | 0 | 0 | 0 | 0 | 0 | 0 | 0 | 0 | 0 | 0 | 0 | 0 | 0 | 0 | 0 | 0 | 0 | 0 | 0 | 0 | 0 | 0
Transportation Sector Fuel Used[aircraft,passenger,natural gas vehicle,jet fuel tf] | NoSettings | 0 | 0 | 0 | 0 | 0 | 0 | 0 | 0 | 0 | 0 | 0 | 0 | 0 | 0 | 0 | 0 | 0 | 0 | 0 | 0 | 0 | 0 | 0 | 0 | 0 | 0 | 0 | 0 | 0 | 0 | 0
Transportation Sector Fuel Used[aircraft,passenger,natural gas vehicle,heavy or residual fuel oil tf] | NoSettings | 0 | 0 | 0 | 0 | 0 | 0 | 0 | 0 | 0 | 0 | 0 | 0 | 0 | 0 | 0 | 0 | 0 | 0 | 0 | 0 | 0 | 0 | 0 | 0 | 0 | 0 | 0 | 0 | 0 | 0 | 0
Transportation Sector Fuel Used[aircraft,passenger,natural gas vehicle,LPG propane or butane tf] | NoSettings | 0 | 0 | 0 | 0 | 0 | 0 | 0 | 0 | 0 | 0 | 0 | 0 | 0 | 0 | 0 | 0 | 0 | 0 | 0 | 0 | 0 | 0 | 0 | 0 | 0 | 0 | 0 | 0 | 0 | 0 | 0
Transportation Sector Fuel Used[aircraft,passenger,natural gas vehicle,hydrogen tf] | NoSettings | 0 | 0 | 0 | 0 | 0 | 0 | 0 | 0 | 0 | 0 | 0 | 0 | 0 | 0 | 0 | 0 | 0 | 0 | 0 | 0 | 0 | 0 | 0 | 0 | 0 | 0 | 0 | 0 | 0 | 0 | 0
Transportation Sector Fuel Used[aircraft,passenger,gasoline vehicle,electricity tf] | NoSettings | 0 | 0 | 0 | 0 | 0 | 0 | 0 | 0 | 0 | 0 | 0 | 0 | 0 | 0 | 0 | 0 | 0 | 0 | 0 | 0 | 0 | 0 | 0 | 0 | 0 | 0 | 0 | 0 | 0 | 0 | 0
Transportation Sector Fuel Used[aircraft,passenger,gasoline vehicle,natural gas tf] | NoSettings | 0 | 0 | 0 | 0 | 0 | 0 | 0 | 0 | 0 | 0 | 0 | 0 | 0 | 0 | 0 | 0 | 0 | 0 | 0 | 0 | 0 | 0 | 0 | 0 | 0 | 0 | 0 | 0 | 0 | 0 | 0
Transportation Sector Fuel Used[aircraft,passenger,gasoline vehicle,petroleum gasoline tf] | NoSettings | 0 | 0 | 0 | 0 | 0 | 0 | 0 | 0 | 0 | 0 | 0 | 0 | 0 | 0 | 0 | 0 | 0 | 0 | 0 | 0 | 0 | 0 | 0 | 0 | 0 | 0 | 0 | 0 | 0 | 0 | 0
Transportation Sector Fuel Used[aircraft,passenger,gasoline vehicle,petroleum diesel tf] | NoSettings | 0 | 0 | 0 | 0 | 0 | 0 | 0 | 0 | 0 | 0 | 0 | 0 | 0 | 0 | 0 | 0 | 0 | 0 | 0 | 0 | 0 | 0 | 0 | 0 | 0 | 0 | 0 | 0 | 0 | 0 | 0
Transportation Sector Fuel Used[aircraft,passenger,gasoline vehicle,biofuel gasoline tf] | NoSettings | 0 | 0 | 0 | 0 | 0 | 0 | 0 | 0 | 0 | 0 | 0 | 0 | 0 | 0 | 0 | 0 | 0 | 0 | 0 | 0 | 0 | 0 | 0 | 0 | 0 | 0 | 0 | 0 | 0 | 0 | 0
Transportation Sector Fuel Used[aircraft,passenger,gasoline vehicle,biofuel diesel tf] | NoSettings | 0 | 0 | 0 | 0 | 0 | 0 | 0 | 0 | 0 | 0 | 0 | 0 | 0 | 0 | 0 | 0 | 0 | 0 | 0 | 0 | 0 | 0 | 0 | 0 | 0 | 0 | 0 | 0 | 0 | 0 | 0
Transportation Sector Fuel Used[aircraft,passenger,gasoline vehicle,jet fuel tf] | NoSettings | 0 | 0 | 0 | 0 | 0 | 0 | 0 | 0 | 0 | 0 | 0 | 0 | 0 | 0 | 0 | 0 | 0 | 0 | 0 | 0 | 0 | 0 | 0 | 0 | 0 | 0 | 0 | 0 | 0 | 0 | 0
Transportation Sector Fuel Used[aircraft,passenger,gasoline vehicle,heavy or residual fuel oil tf] | NoSettings | 0 | 0 | 0 | 0 | 0 | 0 | 0 | 0 | 0 | 0 | 0 | 0 | 0 | 0 | 0 | 0 | 0 | 0 | 0 | 0 | 0 | 0 | 0 | 0 | 0 | 0 | 0 | 0 | 0 | 0 | 0
Transportation Sector Fuel Used[aircraft,passenger,gasoline vehicle,LPG propane or butane tf] | NoSettings | 0 | 0 | 0 | 0 | 0 | 0 | 0 | 0 | 0 | 0 | 0 | 0 | 0 | 0 | 0 | 0 | 0 | 0 | 0 | 0 | 0 | 0 | 0 | 0 | 0 | 0 | 0 | 0 | 0 | 0 | 0
Transportation Sector Fuel Used[aircraft,passenger,gasoline vehicle,hydrogen tf] | NoSettings | 0 | 0 | 0 | 0 | 0 | 0 | 0 | 0 | 0 | 0 | 0 | 0 | 0 | 0 | 0 | 0 | 0 | 0 | 0 | 0 | 0 | 0 | 0 | 0 | 0 | 0 | 0 | 0 | 0 | 0 | 0
Transportation Sector Fuel Used[aircraft,passenger,diesel vehicle,electricity tf] | NoSettings | 0 | 0 | 0 | 0 | 0 | 0 | 0 | 0 | 0 | 0 | 0 | 0 | 0 | 0 | 0 | 0 | 0 | 0 | 0 | 0 | 0 | 0 | 0 | 0 | 0 | 0 | 0 | 0 | 0 | 0 | 0
Transportation Sector Fuel Used[aircraft,passenger,diesel vehicle,natural gas tf] | NoSettings | 0 | 0 | 0 | 0 | 0 | 0 | 0 | 0 | 0 | 0 | 0 | 0 | 0 | 0 | 0 | 0 | 0 | 0 | 0 | 0 | 0 | 0 | 0 | 0 | 0 | 0 | 0 | 0 | 0 | 0 | 0
Transportation Sector Fuel Used[aircraft,passenger,diesel vehicle,petroleum gasoline tf] | NoSettings | 0 | 0 | 0 | 0 | 0 | 0 | 0 | 0 | 0 | 0 | 0 | 0 | 0 | 0 | 0 | 0 | 0 | 0 | 0 | 0 | 0 | 0 | 0 | 0 | 0 | 0 | 0 | 0 | 0 | 0 | 0
Transportation Sector Fuel Used[aircraft,passenger,diesel vehicle,petroleum diesel tf] | NoSettings | 0 | 0 | 0 | 0 | 0 | 0 | 0 | 0 | 0 | 0 | 0 | 0 | 0 | 0 | 0 | 0 | 0 | 0 | 0 | 0 | 0 | 0 | 0 | 0 | 0 | 0 | 0 | 0 | 0 | 0 | 0
Transportation Sector Fuel Used[aircraft,passenger,diesel vehicle,biofuel gasoline tf] | NoSettings | 0 | 0 | 0 | 0 | 0 | 0 | 0 | 0 | 0 | 0 | 0 | 0 | 0 | 0 | 0 | 0 | 0 | 0 | 0 | 0 | 0 | 0 | 0 | 0 | 0 | 0 | 0 | 0 | 0 | 0 | 0
Transportation Sector Fuel Used[aircraft,passenger,diesel vehicle,biofuel diesel tf] | NoSettings | 0 | 0 | 0 | 0 | 0 | 0 | 0 | 0 | 0 | 0 | 0 | 0 | 0 | 0 | 0 | 0 | 0 | 0 | 0 | 0 | 0 | 0 | 0 | 0 | 0 | 0 | 0 | 0 | 0 | 0 | 0
Transportation Sector Fuel Used[aircraft,passenger,diesel vehicle,jet fuel tf] | NoSettings | 36423900000000 | 49111800000000 | 54323200000000 | 56373200000000 | 57172000000000 | 57798500000000 | 57665000000000 | 57474000000000 | 57478400000000 | 57361800000000 | 57445800000000 | 57677700000000 | 58069700000000 | 58493600000000 | 58932200000000 | 59384300000000 | 59650600000000 | 59835300000000 | 60097200000000 | 60386600000000 | 60795900000000 | 61196300000000 | 61711300000000 | 62270500000000 | 62867400000000 | 63380300000000 | 63845300000000 | 64224600000000 | 64551700000000 | 64822400000000 | 65126500000000
Transportation Sector Fuel Used[aircraft,passenger,diesel vehicle,heavy or residual fuel oil tf] | NoSettings | 0 | 0 | 0 | 0 | 0 | 0 | 0 | 0 | 0 | 0 | 0 | 0 | 0 | 0 | 0 | 0 | 0 | 0 | 0 | 0 | 0 | 0 | 0 | 0 | 0 | 0 | 0 | 0 | 0 | 0 | 0
Transportation Sector Fuel Used[aircraft,passenger,diesel vehicle,LPG propane or butane tf] | NoSettings | 0 | 0 | 0 | 0 | 0 | 0 | 0 | 0 | 0 | 0 | 0 | 0 | 0 | 0 | 0 | 0 | 0 | 0 | 0 | 0 | 0 | 0 | 0 | 0 | 0 | 0 | 0 | 0 | 0 | 0 | 0
Transportation Sector Fuel Used[aircraft,passenger,diesel vehicle,hydrogen tf] | NoSettings | 0 | 0 | 0 | 0 | 0 | 0 | 0 | 0 | 0 | 0 | 0 | 0 | 0 | 0 | 0 | 0 | 0 | 0 | 0 | 0 | 0 | 0 | 0 | 0 | 0 | 0 | 0 | 0 | 0 | 0 | 0
Transportation Sector Fuel Used[aircraft,passenger,plugin hybrid vehicle,electricity tf] | NoSettings | 0 | 0 | 0 | 0 | 0 | 0 | 0 | 0 | 0 | 0 | 0 | 0 | 0 | 0 | 0 | 0 | 0 | 0 | 0 | 0 | 0 | 0 | 0 | 0 | 0 | 0 | 0 | 0 | 0 | 0 | 0
Transportation Sector Fuel Used[aircraft,passenger,plugin hybrid vehicle,natural gas tf] | NoSettings | 0 | 0 | 0 | 0 | 0 | 0 | 0 | 0 | 0 | 0 | 0 | 0 | 0 | 0 | 0 | 0 | 0 | 0 | 0 | 0 | 0 | 0 | 0 | 0 | 0 | 0 | 0 | 0 | 0 | 0 | 0
Transportation Sector Fuel Used[aircraft,passenger,plugin hybrid vehicle,petroleum gasoline tf] | NoSettings | 0 | 0 | 0 | 0 | 0 | 0 | 0 | 0 | 0 | 0 | 0 | 0 | 0 | 0 | 0 | 0 | 0 | 0 | 0 | 0 | 0 | 0 | 0 | 0 | 0 | 0 | 0 | 0 | 0 | 0 | 0
Transportation Sector Fuel Used[aircraft,passenger,plugin hybrid vehicle,petroleum diesel tf] | NoSettings | 0 | 0 | 0 | 0 | 0 | 0 | 0 | 0 | 0 | 0 | 0 | 0 | 0 | 0 | 0 | 0 | 0 | 0 | 0 | 0 | 0 | 0 | 0 | 0 | 0 | 0 | 0 | 0 | 0 | 0 | 0
Transportation Sector Fuel Used[aircraft,passenger,plugin hybrid vehicle,biofuel gasoline tf] | NoSettings | 0 | 0 | 0 | 0 | 0 | 0 | 0 | 0 | 0 | 0 | 0 | 0 | 0 | 0 | 0 | 0 | 0 | 0 | 0 | 0 | 0 | 0 | 0 | 0 | 0 | 0 | 0 | 0 | 0 | 0 | 0
Transportation Sector Fuel Used[aircraft,passenger,plugin hybrid vehicle,biofuel diesel tf] | NoSettings | 0 | 0 | 0 | 0 | 0 | 0 | 0 | 0 | 0 | 0 | 0 | 0 | 0 | 0 | 0 | 0 | 0 | 0 | 0 | 0 | 0 | 0 | 0 | 0 | 0 | 0 | 0 | 0 | 0 | 0 | 0
Transportation Sector Fuel Used[aircraft,passenger,plugin hybrid vehicle,jet fuel tf] | NoSettings | 0 | 0 | 0 | 0 | 0 | 0 | 0 | 0 | 0 | 0 | 0 | 0 | 0 | 0 | 0 | 0 | 0 | 0 | 0 | 0 | 0 | 0 | 0 | 0 | 0 | 0 | 0 | 0 | 0 | 0 | 0
Transportation Sector Fuel Used[aircraft,passenger,plugin hybrid vehicle,heavy or residual fuel oil tf] | NoSettings | 0 | 0 | 0 | 0 | 0 | 0 | 0 | 0 | 0 | 0 | 0 | 0 | 0 | 0 | 0 | 0 | 0 | 0 | 0 | 0 | 0 | 0 | 0 | 0 | 0 | 0 | 0 | 0 | 0 | 0 | 0
Transportation Sector Fuel Used[aircraft,passenger,plugin hybrid vehicle,LPG propane or butane tf] | NoSettings | 0 | 0 | 0 | 0 | 0 | 0 | 0 | 0 | 0 | 0 | 0 | 0 | 0 | 0 | 0 | 0 | 0 | 0 | 0 | 0 | 0 | 0 | 0 | 0 | 0 | 0 | 0 | 0 | 0 | 0 | 0
Transportation Sector Fuel Used[aircraft,passenger,plugin hybrid vehicle,hydrogen tf] | NoSettings | 0 | 0 | 0 | 0 | 0 | 0 | 0 | 0 | 0 | 0 | 0 | 0 | 0 | 0 | 0 | 0 | 0 | 0 | 0 | 0 | 0 | 0 | 0 | 0 | 0 | 0 | 0 | 0 | 0 | 0 | 0
Transportation Sector Fuel Used[aircraft,passenger,LPG vehicle,electricity tf] | NoSettings | 0 | 0 | 0 | 0 | 0 | 0 | 0 | 0 | 0 | 0 | 0 | 0 | 0 | 0 | 0 | 0 | 0 | 0 | 0 | 0 | 0 | 0 | 0 | 0 | 0 | 0 | 0 | 0 | 0 | 0 | 0
Transportation Sector Fuel Used[aircraft,passenger,LPG vehicle,natural gas tf] | NoSettings | 0 | 0 | 0 | 0 | 0 | 0 | 0 | 0 | 0 | 0 | 0 | 0 | 0 | 0 | 0 | 0 | 0 | 0 | 0 | 0 | 0 | 0 | 0 | 0 | 0 | 0 | 0 | 0 | 0 | 0 | 0
Transportation Sector Fuel Used[aircraft,passenger,LPG vehicle,petroleum gasoline tf] | NoSettings | 0 | 0 | 0 | 0 | 0 | 0 | 0 | 0 | 0 | 0 | 0 | 0 | 0 | 0 | 0 | 0 | 0 | 0 | 0 | 0 | 0 | 0 | 0 | 0 | 0 | 0 | 0 | 0 | 0 | 0 | 0
Transportation Sector Fuel Used[aircraft,passenger,LPG vehicle,petroleum diesel tf] | NoSettings | 0 | 0 | 0 | 0 | 0 | 0 | 0 | 0 | 0 | 0 | 0 | 0 | 0 | 0 | 0 | 0 | 0 | 0 | 0 | 0 | 0 | 0 | 0 | 0 | 0 | 0 | 0 | 0 | 0 | 0 | 0
Transportation Sector Fuel Used[aircraft,passenger,LPG vehicle,biofuel gasoline tf] | NoSettings | 0 | 0 | 0 | 0 | 0 | 0 | 0 | 0 | 0 | 0 | 0 | 0 | 0 | 0 | 0 | 0 | 0 | 0 | 0 | 0 | 0 | 0 | 0 | 0 | 0 | 0 | 0 | 0 | 0 | 0 | 0
Transportation Sector Fuel Used[aircraft,passenger,LPG vehicle,biofuel diesel tf] | NoSettings | 0 | 0 | 0 | 0 | 0 | 0 | 0 | 0 | 0 | 0 | 0 | 0 | 0 | 0 | 0 | 0 | 0 | 0 | 0 | 0 | 0 | 0 | 0 | 0 | 0 | 0 | 0 | 0 | 0 | 0 | 0
Transportation Sector Fuel Used[aircraft,passenger,LPG vehicle,jet fuel tf] | NoSettings | 0 | 0 | 0 | 0 | 0 | 0 | 0 | 0 | 0 | 0 | 0 | 0 | 0 | 0 | 0 | 0 | 0 | 0 | 0 | 0 | 0 | 0 | 0 | 0 | 0 | 0 | 0 | 0 | 0 | 0 | 0
Transportation Sector Fuel Used[aircraft,passenger,LPG vehicle,heavy or residual fuel oil tf] | NoSettings | 0 | 0 | 0 | 0 | 0 | 0 | 0 | 0 | 0 | 0 | 0 | 0 | 0 | 0 | 0 | 0 | 0 | 0 | 0 | 0 | 0 | 0 | 0 | 0 | 0 | 0 | 0 | 0 | 0 | 0 | 0
Transportation Sector Fuel Used[aircraft,passenger,LPG vehicle,LPG propane or butane tf] | NoSettings | 0 | 0 | 0 | 0 | 0 | 0 | 0 | 0 | 0 | 0 | 0 | 0 | 0 | 0 | 0 | 0 | 0 | 0 | 0 | 0 | 0 | 0 | 0 | 0 | 0 | 0 | 0 | 0 | 0 | 0 | 0
Transportation Sector Fuel Used[aircraft,passenger,LPG vehicle,hydrogen tf] | NoSettings | 0 | 0 | 0 | 0 | 0 | 0 | 0 | 0 | 0 | 0 | 0 | 0 | 0 | 0 | 0 | 0 | 0 | 0 | 0 | 0 | 0 | 0 | 0 | 0 | 0 | 0 | 0 | 0 | 0 | 0 | 0
Transportation Sector Fuel Used[aircraft,passenger,hydrogen vehicle,electricity tf] | NoSettings | 0 | 0 | 0 | 0 | 0 | 0 | 0 | 0 | 0 | 0 | 0 | 0 | 0 | 0 | 0 | 0 | 0 | 0 | 0 | 0 | 0 | 0 | 0 | 0 | 0 | 0 | 0 | 0 | 0 | 0 | 0
Transportation Sector Fuel Used[aircraft,passenger,hydrogen vehicle,natural gas tf] | NoSettings | 0 | 0 | 0 | 0 | 0 | 0 | 0 | 0 | 0 | 0 | 0 | 0 | 0 | 0 | 0 | 0 | 0 | 0 | 0 | 0 | 0 | 0 | 0 | 0 | 0 | 0 | 0 | 0 | 0 | 0 | 0
Transportation Sector Fuel Used[aircraft,passenger,hydrogen vehicle,petroleum gasoline tf] | NoSettings | 0 | 0 | 0 | 0 | 0 | 0 | 0 | 0 | 0 | 0 | 0 | 0 | 0 | 0 | 0 | 0 | 0 | 0 | 0 | 0 | 0 | 0 | 0 | 0 | 0 | 0 | 0 | 0 | 0 | 0 | 0
Transportation Sector Fuel Used[aircraft,passenger,hydrogen vehicle,petroleum diesel tf] | NoSettings | 0 | 0 | 0 | 0 | 0 | 0 | 0 | 0 | 0 | 0 | 0 | 0 | 0 | 0 | 0 | 0 | 0 | 0 | 0 | 0 | 0 | 0 | 0 | 0 | 0 | 0 | 0 | 0 | 0 | 0 | 0
Transportation Sector Fuel Used[aircraft,passenger,hydrogen vehicle,biofuel gasoline tf] | NoSettings | 0 | 0 | 0 | 0 | 0 | 0 | 0 | 0 | 0 | 0 | 0 | 0 | 0 | 0 | 0 | 0 | 0 | 0 | 0 | 0 | 0 | 0 | 0 | 0 | 0 | 0 | 0 | 0 | 0 | 0 | 0
Transportation Sector Fuel Used[aircraft,passenger,hydrogen vehicle,biofuel diesel tf] | NoSettings | 0 | 0 | 0 | 0 | 0 | 0 | 0 | 0 | 0 | 0 | 0 | 0 | 0 | 0 | 0 | 0 | 0 | 0 | 0 | 0 | 0 | 0 | 0 | 0 | 0 | 0 | 0 | 0 | 0 | 0 | 0
Transportation Sector Fuel Used[aircraft,passenger,hydrogen vehicle,jet fuel tf] | NoSettings | 0 | 0 | 0 | 0 | 0 | 0 | 0 | 0 | 0 | 0 | 0 | 0 | 0 | 0 | 0 | 0 | 0 | 0 | 0 | 0 | 0 | 0 | 0 | 0 | 0 | 0 | 0 | 0 | 0 | 0 | 0
Transportation Sector Fuel Used[aircraft,passenger,hydrogen vehicle,heavy or residual fuel oil tf] | NoSettings | 0 | 0 | 0 | 0 | 0 | 0 | 0 | 0 | 0 | 0 | 0 | 0 | 0 | 0 | 0 | 0 | 0 | 0 | 0 | 0 | 0 | 0 | 0 | 0 | 0 | 0 | 0 | 0 | 0 | 0 | 0
Transportation Sector Fuel Used[aircraft,passenger,hydrogen vehicle,LPG propane or butane tf] | NoSettings | 0 | 0 | 0 | 0 | 0 | 0 | 0 | 0 | 0 | 0 | 0 | 0 | 0 | 0 | 0 | 0 | 0 | 0 | 0 | 0 | 0 | 0 | 0 | 0 | 0 | 0 | 0 | 0 | 0 | 0 | 0
Transportation Sector Fuel Used[aircraft,passenger,hydrogen vehicle,hydrogen tf] | NoSettings | 0 | 0 | 0 | 0 | 0 | 0 | 0 | 0 | 0 | 0 | 0 | 0 | 0 | 0 | 0 | 0 | 0 | 0 | 0 | 0 | 0 | 0 | 0 | 0 | 0 | 0 | 0 | 0 | 0 | 0 | 0
Transportation Sector Fuel Used[aircraft,freight,battery electric vehicle,electricity tf] | NoSettings | 0 | 0 | 0 | 0 | 0 | 0 | 0 | 0 | 0 | 0 | 0 | 0 | 0 | 0 | 0 | 0 | 0 | 0 | 0 | 0 | 0 | 0 | 0 | 0 | 0 | 0 | 0 | 0 | 0 | 0 | 0
Transportation Sector Fuel Used[aircraft,freight,battery electric vehicle,natural gas tf] | NoSettings | 0 | 0 | 0 | 0 | 0 | 0 | 0 | 0 | 0 | 0 | 0 | 0 | 0 | 0 | 0 | 0 | 0 | 0 | 0 | 0 | 0 | 0 | 0 | 0 | 0 | 0 | 0 | 0 | 0 | 0 | 0
Transportation Sector Fuel Used[aircraft,freight,battery electric vehicle,petroleum gasoline tf] | NoSettings | 0 | 0 | 0 | 0 | 0 | 0 | 0 | 0 | 0 | 0 | 0 | 0 | 0 | 0 | 0 | 0 | 0 | 0 | 0 | 0 | 0 | 0 | 0 | 0 | 0 | 0 | 0 | 0 | 0 | 0 | 0
Transportation Sector Fuel Used[aircraft,freight,battery electric vehicle,petroleum diesel tf] | NoSettings | 0 | 0 | 0 | 0 | 0 | 0 | 0 | 0 | 0 | 0 | 0 | 0 | 0 | 0 | 0 | 0 | 0 | 0 | 0 | 0 | 0 | 0 | 0 | 0 | 0 | 0 | 0 | 0 | 0 | 0 | 0
Transportation Sector Fuel Used[aircraft,freight,battery electric vehicle,biofuel gasoline tf] | NoSettings | 0 | 0 | 0 | 0 | 0 | 0 | 0 | 0 | 0 | 0 | 0 | 0 | 0 | 0 | 0 | 0 | 0 | 0 | 0 | 0 | 0 | 0 | 0 | 0 | 0 | 0 | 0 | 0 | 0 | 0 | 0
Transportation Sector Fuel Used[aircraft,freight,battery electric vehicle,biofuel diesel tf] | NoSettings | 0 | 0 | 0 | 0 | 0 | 0 | 0 | 0 | 0 | 0 | 0 | 0 | 0 | 0 | 0 | 0 | 0 | 0 | 0 | 0 | 0 | 0 | 0 | 0 | 0 | 0 | 0 | 0 | 0 | 0 | 0
Transportation Sector Fuel Used[aircraft,freight,battery electric vehicle,jet fuel tf] | NoSettings | 0 | 0 | 0 | 0 | 0 | 0 | 0 | 0 | 0 | 0 | 0 | 0 | 0 | 0 | 0 | 0 | 0 | 0 | 0 | 0 | 0 | 0 | 0 | 0 | 0 | 0 | 0 | 0 | 0 | 0 | 0
Transportation Sector Fuel Used[aircraft,freight,battery electric vehicle,heavy or residual fuel oil tf] | NoSettings | 0 | 0 | 0 | 0 | 0 | 0 | 0 | 0 | 0 | 0 | 0 | 0 | 0 | 0 | 0 | 0 | 0 | 0 | 0 | 0 | 0 | 0 | 0 | 0 | 0 | 0 | 0 | 0 | 0 | 0 | 0
Transportation Sector Fuel Used[aircraft,freight,battery electric vehicle,LPG propane or butane tf] | NoSettings | 0 | 0 | 0 | 0 | 0 | 0 | 0 | 0 | 0 | 0 | 0 | 0 | 0 | 0 | 0 | 0 | 0 | 0 | 0 | 0 | 0 | 0 | 0 | 0 | 0 | 0 | 0 | 0 | 0 | 0 | 0
Transportation Sector Fuel Used[aircraft,freight,battery electric vehicle,hydrogen tf] | NoSettings | 0 | 0 | 0 | 0 | 0 | 0 | 0 | 0 | 0 | 0 | 0 | 0 | 0 | 0 | 0 | 0 | 0 | 0 | 0 | 0 | 0 | 0 | 0 | 0 | 0 | 0 | 0 | 0 | 0 | 0 | 0
Transportation Sector Fuel Used[aircraft,freight,natural gas vehicle,electricity tf] | NoSettings | 0 | 0 | 0 | 0 | 0 | 0 | 0 | 0 | 0 | 0 | 0 | 0 | 0 | 0 | 0 | 0 | 0 | 0 | 0 | 0 | 0 | 0 | 0 | 0 | 0 | 0 | 0 | 0 | 0 | 0 | 0
Transportation Sector Fuel Used[aircraft,freight,natural gas vehicle,natural gas tf] | NoSettings | 0 | 0 | 0 | 0 | 0 | 0 | 0 | 0 | 0 | 0 | 0 | 0 | 0 | 0 | 0 | 0 | 0 | 0 | 0 | 0 | 0 | 0 | 0 | 0 | 0 | 0 | 0 | 0 | 0 | 0 | 0
Transportation Sector Fuel Used[aircraft,freight,natural gas vehicle,petroleum gasoline tf] | NoSettings | 0 | 0 | 0 | 0 | 0 | 0 | 0 | 0 | 0 | 0 | 0 | 0 | 0 | 0 | 0 | 0 | 0 | 0 | 0 | 0 | 0 | 0 | 0 | 0 | 0 | 0 | 0 | 0 | 0 | 0 | 0
Transportation Sector Fuel Used[aircraft,freight,natural gas vehicle,petroleum diesel tf] | NoSettings | 0 | 0 | 0 | 0 | 0 | 0 | 0 | 0 | 0 | 0 | 0 | 0 | 0 | 0 | 0 | 0 | 0 | 0 | 0 | 0 | 0 | 0 | 0 | 0 | 0 | 0 | 0 | 0 | 0 | 0 | 0
Transportation Sector Fuel Used[aircraft,freight,natural gas vehicle,biofuel gasoline tf] | NoSettings | 0 | 0 | 0 | 0 | 0 | 0 | 0 | 0 | 0 | 0 | 0 | 0 | 0 | 0 | 0 | 0 | 0 | 0 | 0 | 0 | 0 | 0 | 0 | 0 | 0 | 0 | 0 | 0 | 0 | 0 | 0
Transportation Sector Fuel Used[aircraft,freight,natural gas vehicle,biofuel diesel tf] | NoSettings | 0 | 0 | 0 | 0 | 0 | 0 | 0 | 0 | 0 | 0 | 0 | 0 | 0 | 0 | 0 | 0 | 0 | 0 | 0 | 0 | 0 | 0 | 0 | 0 | 0 | 0 | 0 | 0 | 0 | 0 | 0
Transportation Sector Fuel Used[aircraft,freight,natural gas vehicle,jet fuel tf] | NoSettings | 0 | 0 | 0 | 0 | 0 | 0 | 0 | 0 | 0 | 0 | 0 | 0 | 0 | 0 | 0 | 0 | 0 | 0 | 0 | 0 | 0 | 0 | 0 | 0 | 0 | 0 | 0 | 0 | 0 | 0 | 0
Transportation Sector Fuel Used[aircraft,freight,natural gas vehicle,heavy or residual fuel oil tf] | NoSettings | 0 | 0 | 0 | 0 | 0 | 0 | 0 | 0 | 0 | 0 | 0 | 0 | 0 | 0 | 0 | 0 | 0 | 0 | 0 | 0 | 0 | 0 | 0 | 0 | 0 | 0 | 0 | 0 | 0 | 0 | 0
Transportation Sector Fuel Used[aircraft,freight,natural gas vehicle,LPG propane or butane tf] | NoSettings | 0 | 0 | 0 | 0 | 0 | 0 | 0 | 0 | 0 | 0 | 0 | 0 | 0 | 0 | 0 | 0 | 0 | 0 | 0 | 0 | 0 | 0 | 0 | 0 | 0 | 0 | 0 | 0 | 0 | 0 | 0
Transportation Sector Fuel Used[aircraft,freight,natural gas vehicle,hydrogen tf] | NoSettings | 0 | 0 | 0 | 0 | 0 | 0 | 0 | 0 | 0 | 0 | 0 | 0 | 0 | 0 | 0 | 0 | 0 | 0 | 0 | 0 | 0 | 0 | 0 | 0 | 0 | 0 | 0 | 0 | 0 | 0 | 0
Transportation Sector Fuel Used[aircraft,freight,gasoline vehicle,electricity tf] | NoSettings | 0 | 0 | 0 | 0 | 0 | 0 | 0 | 0 | 0 | 0 | 0 | 0 | 0 | 0 | 0 | 0 | 0 | 0 | 0 | 0 | 0 | 0 | 0 | 0 | 0 | 0 | 0 | 0 | 0 | 0 | 0
Transportation Sector Fuel Used[aircraft,freight,gasoline vehicle,natural gas tf] | NoSettings | 0 | 0 | 0 | 0 | 0 | 0 | 0 | 0 | 0 | 0 | 0 | 0 | 0 | 0 | 0 | 0 | 0 | 0 | 0 | 0 | 0 | 0 | 0 | 0 | 0 | 0 | 0 | 0 | 0 | 0 | 0
Transportation Sector Fuel Used[aircraft,freight,gasoline vehicle,petroleum gasoline tf] | NoSettings | 0 | 0 | 0 | 0 | 0 | 0 | 0 | 0 | 0 | 0 | 0 | 0 | 0 | 0 | 0 | 0 | 0 | 0 | 0 | 0 | 0 | 0 | 0 | 0 | 0 | 0 | 0 | 0 | 0 | 0 | 0
Transportation Sector Fuel Used[aircraft,freight,gasoline vehicle,petroleum diesel tf] | NoSettings | 0 | 0 | 0 | 0 | 0 | 0 | 0 | 0 | 0 | 0 | 0 | 0 | 0 | 0 | 0 | 0 | 0 | 0 | 0 | 0 | 0 | 0 | 0 | 0 | 0 | 0 | 0 | 0 | 0 | 0 | 0
Transportation Sector Fuel Used[aircraft,freight,gasoline vehicle,biofuel gasoline tf] | NoSettings | 0 | 0 | 0 | 0 | 0 | 0 | 0 | 0 | 0 | 0 | 0 | 0 | 0 | 0 | 0 | 0 | 0 | 0 | 0 | 0 | 0 | 0 | 0 | 0 | 0 | 0 | 0 | 0 | 0 | 0 | 0
Transportation Sector Fuel Used[aircraft,freight,gasoline vehicle,biofuel diesel tf] | NoSettings | 0 | 0 | 0 | 0 | 0 | 0 | 0 | 0 | 0 | 0 | 0 | 0 | 0 | 0 | 0 | 0 | 0 | 0 | 0 | 0 | 0 | 0 | 0 | 0 | 0 | 0 | 0 | 0 | 0 | 0 | 0
Transportation Sector Fuel Used[aircraft,freight,gasoline vehicle,jet fuel tf] | NoSettings | 0 | 0 | 0 | 0 | 0 | 0 | 0 | 0 | 0 | 0 | 0 | 0 | 0 | 0 | 0 | 0 | 0 | 0 | 0 | 0 | 0 | 0 | 0 | 0 | 0 | 0 | 0 | 0 | 0 | 0 | 0
Transportation Sector Fuel Used[aircraft,freight,gasoline vehicle,heavy or residual fuel oil tf] | NoSettings | 0 | 0 | 0 | 0 | 0 | 0 | 0 | 0 | 0 | 0 | 0 | 0 | 0 | 0 | 0 | 0 | 0 | 0 | 0 | 0 | 0 | 0 | 0 | 0 | 0 | 0 | 0 | 0 | 0 | 0 | 0
Transportation Sector Fuel Used[aircraft,freight,gasoline vehicle,LPG propane or butane tf] | NoSettings | 0 | 0 | 0 | 0 | 0 | 0 | 0 | 0 | 0 | 0 | 0 | 0 | 0 | 0 | 0 | 0 | 0 | 0 | 0 | 0 | 0 | 0 | 0 | 0 | 0 | 0 | 0 | 0 | 0 | 0 | 0
Transportation Sector Fuel Used[aircraft,freight,gasoline vehicle,hydrogen tf] | NoSettings | 0 | 0 | 0 | 0 | 0 | 0 | 0 | 0 | 0 | 0 | 0 | 0 | 0 | 0 | 0 | 0 | 0 | 0 | 0 | 0 | 0 | 0 | 0 | 0 | 0 | 0 | 0 | 0 | 0 | 0 | 0
Transportation Sector Fuel Used[aircraft,freight,diesel vehicle,electricity tf] | NoSettings | 0 | 0 | 0 | 0 | 0 | 0 | 0 | 0 | 0 | 0 | 0 | 0 | 0 | 0 | 0 | 0 | 0 | 0 | 0 | 0 | 0 | 0 | 0 | 0 | 0 | 0 | 0 | 0 | 0 | 0 | 0
Transportation Sector Fuel Used[aircraft,freight,diesel vehicle,natural gas tf] | NoSettings | 0 | 0 | 0 | 0 | 0 | 0 | 0 | 0 | 0 | 0 | 0 | 0 | 0 | 0 | 0 | 0 | 0 | 0 | 0 | 0 | 0 | 0 | 0 | 0 | 0 | 0 | 0 | 0 | 0 | 0 | 0
Transportation Sector Fuel Used[aircraft,freight,diesel vehicle,petroleum gasoline tf] | NoSettings | 0 | 0 | 0 | 0 | 0 | 0 | 0 | 0 | 0 | 0 | 0 | 0 | 0 | 0 | 0 | 0 | 0 | 0 | 0 | 0 | 0 | 0 | 0 | 0 | 0 | 0 | 0 | 0 | 0 | 0 | 0
Transportation Sector Fuel Used[aircraft,freight,diesel vehicle,petroleum diesel tf] | NoSettings | 0 | 0 | 0 | 0 | 0 | 0 | 0 | 0 | 0 | 0 | 0 | 0 | 0 | 0 | 0 | 0 | 0 | 0 | 0 | 0 | 0 | 0 | 0 | 0 | 0 | 0 | 0 | 0 | 0 | 0 | 0
Transportation Sector Fuel Used[aircraft,freight,diesel vehicle,biofuel gasoline tf] | NoSettings | 0 | 0 | 0 | 0 | 0 | 0 | 0 | 0 | 0 | 0 | 0 | 0 | 0 | 0 | 0 | 0 | 0 | 0 | 0 | 0 | 0 | 0 | 0 | 0 | 0 | 0 | 0 | 0 | 0 | 0 | 0
Transportation Sector Fuel Used[aircraft,freight,diesel vehicle,biofuel diesel tf] | NoSettings | 0 | 0 | 0 | 0 | 0 | 0 | 0 | 0 | 0 | 0 | 0 | 0 | 0 | 0 | 0 | 0 | 0 | 0 | 0 | 0 | 0 | 0 | 0 | 0 | 0 | 0 | 0 | 0 | 0 | 0 | 0
Transportation Sector Fuel Used[aircraft,freight,diesel vehicle,jet fuel tf] | NoSettings | 5422620000000 | 7289250000000 | 8043000000000 | 8333570000000 | 8436530000000 | 8509870000000 | 8476260000000 | 8441820000000 | 8438860000000 | 8424740000000 | 8435840000000 | 8466990000000 | 8527970000000 | 8595040000000 | 8662680000000 | 8728860000000 | 8768330000000 | 8797070000000 | 8837500000000 | 8881430000000 | 8943480000000 | 9003610000000 | 9078390000000 | 9157670000000 | 9244870000000 | 9314440000000 | 9374710000000 | 9417720000000 | 9455140000000 | 9483580000000 | 9516210000000
Transportation Sector Fuel Used[aircraft,freight,diesel vehicle,heavy or residual fuel oil tf] | NoSettings | 0 | 0 | 0 | 0 | 0 | 0 | 0 | 0 | 0 | 0 | 0 | 0 | 0 | 0 | 0 | 0 | 0 | 0 | 0 | 0 | 0 | 0 | 0 | 0 | 0 | 0 | 0 | 0 | 0 | 0 | 0
Transportation Sector Fuel Used[aircraft,freight,diesel vehicle,LPG propane or butane tf] | NoSettings | 0 | 0 | 0 | 0 | 0 | 0 | 0 | 0 | 0 | 0 | 0 | 0 | 0 | 0 | 0 | 0 | 0 | 0 | 0 | 0 | 0 | 0 | 0 | 0 | 0 | 0 | 0 | 0 | 0 | 0 | 0
Transportation Sector Fuel Used[aircraft,freight,diesel vehicle,hydrogen tf] | NoSettings | 0 | 0 | 0 | 0 | 0 | 0 | 0 | 0 | 0 | 0 | 0 | 0 | 0 | 0 | 0 | 0 | 0 | 0 | 0 | 0 | 0 | 0 | 0 | 0 | 0 | 0 | 0 | 0 | 0 | 0 | 0
Transportation Sector Fuel Used[aircraft,freight,plugin hybrid vehicle,electricity tf] | NoSettings | 0 | 0 | 0 | 0 | 0 | 0 | 0 | 0 | 0 | 0 | 0 | 0 | 0 | 0 | 0 | 0 | 0 | 0 | 0 | 0 | 0 | 0 | 0 | 0 | 0 | 0 | 0 | 0 | 0 | 0 | 0
Transportation Sector Fuel Used[aircraft,freight,plugin hybrid vehicle,natural gas tf] | NoSettings | 0 | 0 | 0 | 0 | 0 | 0 | 0 | 0 | 0 | 0 | 0 | 0 | 0 | 0 | 0 | 0 | 0 | 0 | 0 | 0 | 0 | 0 | 0 | 0 | 0 | 0 | 0 | 0 | 0 | 0 | 0
Transportation Sector Fuel Used[aircraft,freight,plugin hybrid vehicle,petroleum gasoline tf] | NoSettings | 0 | 0 | 0 | 0 | 0 | 0 | 0 | 0 | 0 | 0 | 0 | 0 | 0 | 0 | 0 | 0 | 0 | 0 | 0 | 0 | 0 | 0 | 0 | 0 | 0 | 0 | 0 | 0 | 0 | 0 | 0
Transportation Sector Fuel Used[aircraft,freight,plugin hybrid vehicle,petroleum diesel tf] | NoSettings | 0 | 0 | 0 | 0 | 0 | 0 | 0 | 0 | 0 | 0 | 0 | 0 | 0 | 0 | 0 | 0 | 0 | 0 | 0 | 0 | 0 | 0 | 0 | 0 | 0 | 0 | 0 | 0 | 0 | 0 | 0
Transportation Sector Fuel Used[aircraft,freight,plugin hybrid vehicle,biofuel gasoline tf] | NoSettings | 0 | 0 | 0 | 0 | 0 | 0 | 0 | 0 | 0 | 0 | 0 | 0 | 0 | 0 | 0 | 0 | 0 | 0 | 0 | 0 | 0 | 0 | 0 | 0 | 0 | 0 | 0 | 0 | 0 | 0 | 0
Transportation Sector Fuel Used[aircraft,freight,plugin hybrid vehicle,biofuel diesel tf] | NoSettings | 0 | 0 | 0 | 0 | 0 | 0 | 0 | 0 | 0 | 0 | 0 | 0 | 0 | 0 | 0 | 0 | 0 | 0 | 0 | 0 | 0 | 0 | 0 | 0 | 0 | 0 | 0 | 0 | 0 | 0 | 0
Transportation Sector Fuel Used[aircraft,freight,plugin hybrid vehicle,jet fuel tf] | NoSettings | 0 | 0 | 0 | 0 | 0 | 0 | 0 | 0 | 0 | 0 | 0 | 0 | 0 | 0 | 0 | 0 | 0 | 0 | 0 | 0 | 0 | 0 | 0 | 0 | 0 | 0 | 0 | 0 | 0 | 0 | 0
Transportation Sector Fuel Used[aircraft,freight,plugin hybrid vehicle,heavy or residual fuel oil tf] | NoSettings | 0 | 0 | 0 | 0 | 0 | 0 | 0 | 0 | 0 | 0 | 0 | 0 | 0 | 0 | 0 | 0 | 0 | 0 | 0 | 0 | 0 | 0 | 0 | 0 | 0 | 0 | 0 | 0 | 0 | 0 | 0
Transportation Sector Fuel Used[aircraft,freight,plugin hybrid vehicle,LPG propane or butane tf] | NoSettings | 0 | 0 | 0 | 0 | 0 | 0 | 0 | 0 | 0 | 0 | 0 | 0 | 0 | 0 | 0 | 0 | 0 | 0 | 0 | 0 | 0 | 0 | 0 | 0 | 0 | 0 | 0 | 0 | 0 | 0 | 0
Transportation Sector Fuel Used[aircraft,freight,plugin hybrid vehicle,hydrogen tf] | NoSettings | 0 | 0 | 0 | 0 | 0 | 0 | 0 | 0 | 0 | 0 | 0 | 0 | 0 | 0 | 0 | 0 | 0 | 0 | 0 | 0 | 0 | 0 | 0 | 0 | 0 | 0 | 0 | 0 | 0 | 0 | 0
Transportation Sector Fuel Used[aircraft,freight,LPG vehicle,electricity tf] | NoSettings | 0 | 0 | 0 | 0 | 0 | 0 | 0 | 0 | 0 | 0 | 0 | 0 | 0 | 0 | 0 | 0 | 0 | 0 | 0 | 0 | 0 | 0 | 0 | 0 | 0 | 0 | 0 | 0 | 0 | 0 | 0
Transportation Sector Fuel Used[aircraft,freight,LPG vehicle,natural gas tf] | NoSettings | 0 | 0 | 0 | 0 | 0 | 0 | 0 | 0 | 0 | 0 | 0 | 0 | 0 | 0 | 0 | 0 | 0 | 0 | 0 | 0 | 0 | 0 | 0 | 0 | 0 | 0 | 0 | 0 | 0 | 0 | 0
Transportation Sector Fuel Used[aircraft,freight,LPG vehicle,petroleum gasoline tf] | NoSettings | 0 | 0 | 0 | 0 | 0 | 0 | 0 | 0 | 0 | 0 | 0 | 0 | 0 | 0 | 0 | 0 | 0 | 0 | 0 | 0 | 0 | 0 | 0 | 0 | 0 | 0 | 0 | 0 | 0 | 0 | 0
Transportation Sector Fuel Used[aircraft,freight,LPG vehicle,petroleum diesel tf] | NoSettings | 0 | 0 | 0 | 0 | 0 | 0 | 0 | 0 | 0 | 0 | 0 | 0 | 0 | 0 | 0 | 0 | 0 | 0 | 0 | 0 | 0 | 0 | 0 | 0 | 0 | 0 | 0 | 0 | 0 | 0 | 0
Transportation Sector Fuel Used[aircraft,freight,LPG vehicle,biofuel gasoline tf] | NoSettings | 0 | 0 | 0 | 0 | 0 | 0 | 0 | 0 | 0 | 0 | 0 | 0 | 0 | 0 | 0 | 0 | 0 | 0 | 0 | 0 | 0 | 0 | 0 | 0 | 0 | 0 | 0 | 0 | 0 | 0 | 0
Transportation Sector Fuel Used[aircraft,freight,LPG vehicle,biofuel diesel tf] | NoSettings | 0 | 0 | 0 | 0 | 0 | 0 | 0 | 0 | 0 | 0 | 0 | 0 | 0 | 0 | 0 | 0 | 0 | 0 | 0 | 0 | 0 | 0 | 0 | 0 | 0 | 0 | 0 | 0 | 0 | 0 | 0
Transportation Sector Fuel Used[aircraft,freight,LPG vehicle,jet fuel tf] | NoSettings | 0 | 0 | 0 | 0 | 0 | 0 | 0 | 0 | 0 | 0 | 0 | 0 | 0 | 0 | 0 | 0 | 0 | 0 | 0 | 0 | 0 | 0 | 0 | 0 | 0 | 0 | 0 | 0 | 0 | 0 | 0
Transportation Sector Fuel Used[aircraft,freight,LPG vehicle,heavy or residual fuel oil tf] | NoSettings | 0 | 0 | 0 | 0 | 0 | 0 | 0 | 0 | 0 | 0 | 0 | 0 | 0 | 0 | 0 | 0 | 0 | 0 | 0 | 0 | 0 | 0 | 0 | 0 | 0 | 0 | 0 | 0 | 0 | 0 | 0
Transportation Sector Fuel Used[aircraft,freight,LPG vehicle,LPG propane or butane tf] | NoSettings | 0 | 0 | 0 | 0 | 0 | 0 | 0 | 0 | 0 | 0 | 0 | 0 | 0 | 0 | 0 | 0 | 0 | 0 | 0 | 0 | 0 | 0 | 0 | 0 | 0 | 0 | 0 | 0 | 0 | 0 | 0
Transportation Sector Fuel Used[aircraft,freight,LPG vehicle,hydrogen tf] | NoSettings | 0 | 0 | 0 | 0 | 0 | 0 | 0 | 0 | 0 | 0 | 0 | 0 | 0 | 0 | 0 | 0 | 0 | 0 | 0 | 0 | 0 | 0 | 0 | 0 | 0 | 0 | 0 | 0 | 0 | 0 | 0
Transportation Sector Fuel Used[aircraft,freight,hydrogen vehicle,electricity tf] | NoSettings | 0 | 0 | 0 | 0 | 0 | 0 | 0 | 0 | 0 | 0 | 0 | 0 | 0 | 0 | 0 | 0 | 0 | 0 | 0 | 0 | 0 | 0 | 0 | 0 | 0 | 0 | 0 | 0 | 0 | 0 | 0
Transportation Sector Fuel Used[aircraft,freight,hydrogen vehicle,natural gas tf] | NoSettings | 0 | 0 | 0 | 0 | 0 | 0 | 0 | 0 | 0 | 0 | 0 | 0 | 0 | 0 | 0 | 0 | 0 | 0 | 0 | 0 | 0 | 0 | 0 | 0 | 0 | 0 | 0 | 0 | 0 | 0 | 0
Transportation Sector Fuel Used[aircraft,freight,hydrogen vehicle,petroleum gasoline tf] | NoSettings | 0 | 0 | 0 | 0 | 0 | 0 | 0 | 0 | 0 | 0 | 0 | 0 | 0 | 0 | 0 | 0 | 0 | 0 | 0 | 0 | 0 | 0 | 0 | 0 | 0 | 0 | 0 | 0 | 0 | 0 | 0
Transportation Sector Fuel Used[aircraft,freight,hydrogen vehicle,petroleum diesel tf] | NoSettings | 0 | 0 | 0 | 0 | 0 | 0 | 0 | 0 | 0 | 0 | 0 | 0 | 0 | 0 | 0 | 0 | 0 | 0 | 0 | 0 | 0 | 0 | 0 | 0 | 0 | 0 | 0 | 0 | 0 | 0 | 0
Transportation Sector Fuel Used[aircraft,freight,hydrogen vehicle,biofuel gasoline tf] | NoSettings | 0 | 0 | 0 | 0 | 0 | 0 | 0 | 0 | 0 | 0 | 0 | 0 | 0 | 0 | 0 | 0 | 0 | 0 | 0 | 0 | 0 | 0 | 0 | 0 | 0 | 0 | 0 | 0 | 0 | 0 | 0
Transportation Sector Fuel Used[aircraft,freight,hydrogen vehicle,biofuel diesel tf] | NoSettings | 0 | 0 | 0 | 0 | 0 | 0 | 0 | 0 | 0 | 0 | 0 | 0 | 0 | 0 | 0 | 0 | 0 | 0 | 0 | 0 | 0 | 0 | 0 | 0 | 0 | 0 | 0 | 0 | 0 | 0 | 0
Transportation Sector Fuel Used[aircraft,freight,hydrogen vehicle,jet fuel tf] | NoSettings | 0 | 0 | 0 | 0 | 0 | 0 | 0 | 0 | 0 | 0 | 0 | 0 | 0 | 0 | 0 | 0 | 0 | 0 | 0 | 0 | 0 | 0 | 0 | 0 | 0 | 0 | 0 | 0 | 0 | 0 | 0
Transportation Sector Fuel Used[aircraft,freight,hydrogen vehicle,heavy or residual fuel oil tf] | NoSettings | 0 | 0 | 0 | 0 | 0 | 0 | 0 | 0 | 0 | 0 | 0 | 0 | 0 | 0 | 0 | 0 | 0 | 0 | 0 | 0 | 0 | 0 | 0 | 0 | 0 | 0 | 0 | 0 | 0 | 0 | 0
Transportation Sector Fuel Used[aircraft,freight,hydrogen vehicle,LPG propane or butane tf] | NoSettings | 0 | 0 | 0 | 0 | 0 | 0 | 0 | 0 | 0 | 0 | 0 | 0 | 0 | 0 | 0 | 0 | 0 | 0 | 0 | 0 | 0 | 0 | 0 | 0 | 0 | 0 | 0 | 0 | 0 | 0 | 0
Transportation Sector Fuel Used[aircraft,freight,hydrogen vehicle,hydrogen tf] | NoSettings | 0 | 0 | 0 | 0 | 0 | 0 | 0 | 0 | 0 | 0 | 0 | 0 | 0 | 0 | 0 | 0 | 0 | 0 | 0 | 0 | 0 | 0 | 0 | 0 | 0 | 0 | 0 | 0 | 0 | 0 | 0
Transportation Sector Fuel Used[rail,passenger,battery electric vehicle,electricity tf] | NoSettings | 686040000000 | 671007000000 | 657808000000 | 644329000000 | 631399000000 | 618832000000 | 607565000000 | 595917000000 | 584813000000 | 574316000000 | 564285000000 | 554782000000 | 545771000000 | 537416000000 | 529658000000 | 521668000000 | 514128000000 | 507014000000 | 500183000000 | 493710000000 | 487566000000 | 481661000000 | 476266000000 | 471277000000 | 466070000000 | 461171000000 | 456628000000 | 452421000000 | 448475000000 | 444838000000 | 441140000000
Transportation Sector Fuel Used[rail,passenger,battery electric vehicle,natural gas tf] | NoSettings | 0 | 0 | 0 | 0 | 0 | 0 | 0 | 0 | 0 | 0 | 0 | 0 | 0 | 0 | 0 | 0 | 0 | 0 | 0 | 0 | 0 | 0 | 0 | 0 | 0 | 0 | 0 | 0 | 0 | 0 | 0
Transportation Sector Fuel Used[rail,passenger,battery electric vehicle,petroleum gasoline tf] | NoSettings | 0 | 0 | 0 | 0 | 0 | 0 | 0 | 0 | 0 | 0 | 0 | 0 | 0 | 0 | 0 | 0 | 0 | 0 | 0 | 0 | 0 | 0 | 0 | 0 | 0 | 0 | 0 | 0 | 0 | 0 | 0
Transportation Sector Fuel Used[rail,passenger,battery electric vehicle,petroleum diesel tf] | NoSettings | 0 | 0 | 0 | 0 | 0 | 0 | 0 | 0 | 0 | 0 | 0 | 0 | 0 | 0 | 0 | 0 | 0 | 0 | 0 | 0 | 0 | 0 | 0 | 0 | 0 | 0 | 0 | 0 | 0 | 0 | 0
Transportation Sector Fuel Used[rail,passenger,battery electric vehicle,biofuel gasoline tf] | NoSettings | 0 | 0 | 0 | 0 | 0 | 0 | 0 | 0 | 0 | 0 | 0 | 0 | 0 | 0 | 0 | 0 | 0 | 0 | 0 | 0 | 0 | 0 | 0 | 0 | 0 | 0 | 0 | 0 | 0 | 0 | 0
Transportation Sector Fuel Used[rail,passenger,battery electric vehicle,biofuel diesel tf] | NoSettings | 0 | 0 | 0 | 0 | 0 | 0 | 0 | 0 | 0 | 0 | 0 | 0 | 0 | 0 | 0 | 0 | 0 | 0 | 0 | 0 | 0 | 0 | 0 | 0 | 0 | 0 | 0 | 0 | 0 | 0 | 0
Transportation Sector Fuel Used[rail,passenger,battery electric vehicle,jet fuel tf] | NoSettings | 0 | 0 | 0 | 0 | 0 | 0 | 0 | 0 | 0 | 0 | 0 | 0 | 0 | 0 | 0 | 0 | 0 | 0 | 0 | 0 | 0 | 0 | 0 | 0 | 0 | 0 | 0 | 0 | 0 | 0 | 0
Transportation Sector Fuel Used[rail,passenger,battery electric vehicle,heavy or residual fuel oil tf] | NoSettings | 0 | 0 | 0 | 0 | 0 | 0 | 0 | 0 | 0 | 0 | 0 | 0 | 0 | 0 | 0 | 0 | 0 | 0 | 0 | 0 | 0 | 0 | 0 | 0 | 0 | 0 | 0 | 0 | 0 | 0 | 0
Transportation Sector Fuel Used[rail,passenger,battery electric vehicle,LPG propane or butane tf] | NoSettings | 0 | 0 | 0 | 0 | 0 | 0 | 0 | 0 | 0 | 0 | 0 | 0 | 0 | 0 | 0 | 0 | 0 | 0 | 0 | 0 | 0 | 0 | 0 | 0 | 0 | 0 | 0 | 0 | 0 | 0 | 0
Transportation Sector Fuel Used[rail,passenger,battery electric vehicle,hydrogen tf] | NoSettings | 0 | 0 | 0 | 0 | 0 | 0 | 0 | 0 | 0 | 0 | 0 | 0 | 0 | 0 | 0 | 0 | 0 | 0 | 0 | 0 | 0 | 0 | 0 | 0 | 0 | 0 | 0 | 0 | 0 | 0 | 0
Transportation Sector Fuel Used[rail,passenger,natural gas vehicle,electricity tf] | NoSettings | 0 | 0 | 0 | 0 | 0 | 0 | 0 | 0 | 0 | 0 | 0 | 0 | 0 | 0 | 0 | 0 | 0 | 0 | 0 | 0 | 0 | 0 | 0 | 0 | 0 | 0 | 0 | 0 | 0 | 0 | 0
Transportation Sector Fuel Used[rail,passenger,natural gas vehicle,natural gas tf] | NoSettings | 0 | 0 | 0 | 0 | 0 | 0 | 0 | 0 | 0 | 0 | 0 | 0 | 0 | 0 | 0 | 0 | 0 | 0 | 0 | 0 | 0 | 0 | 0 | 0 | 0 | 0 | 0 | 0 | 0 | 0 | 0
Transportation Sector Fuel Used[rail,passenger,natural gas vehicle,petroleum gasoline tf] | NoSettings | 0 | 0 | 0 | 0 | 0 | 0 | 0 | 0 | 0 | 0 | 0 | 0 | 0 | 0 | 0 | 0 | 0 | 0 | 0 | 0 | 0 | 0 | 0 | 0 | 0 | 0 | 0 | 0 | 0 | 0 | 0
Transportation Sector Fuel Used[rail,passenger,natural gas vehicle,petroleum diesel tf] | NoSettings | 0 | 0 | 0 | 0 | 0 | 0 | 0 | 0 | 0 | 0 | 0 | 0 | 0 | 0 | 0 | 0 | 0 | 0 | 0 | 0 | 0 | 0 | 0 | 0 | 0 | 0 | 0 | 0 | 0 | 0 | 0
Transportation Sector Fuel Used[rail,passenger,natural gas vehicle,biofuel gasoline tf] | NoSettings | 0 | 0 | 0 | 0 | 0 | 0 | 0 | 0 | 0 | 0 | 0 | 0 | 0 | 0 | 0 | 0 | 0 | 0 | 0 | 0 | 0 | 0 | 0 | 0 | 0 | 0 | 0 | 0 | 0 | 0 | 0
Transportation Sector Fuel Used[rail,passenger,natural gas vehicle,biofuel diesel tf] | NoSettings | 0 | 0 | 0 | 0 | 0 | 0 | 0 | 0 | 0 | 0 | 0 | 0 | 0 | 0 | 0 | 0 | 0 | 0 | 0 | 0 | 0 | 0 | 0 | 0 | 0 | 0 | 0 | 0 | 0 | 0 | 0
Transportation Sector Fuel Used[rail,passenger,natural gas vehicle,jet fuel tf] | NoSettings | 0 | 0 | 0 | 0 | 0 | 0 | 0 | 0 | 0 | 0 | 0 | 0 | 0 | 0 | 0 | 0 | 0 | 0 | 0 | 0 | 0 | 0 | 0 | 0 | 0 | 0 | 0 | 0 | 0 | 0 | 0
Transportation Sector Fuel Used[rail,passenger,natural gas vehicle,heavy or residual fuel oil tf] | NoSettings | 0 | 0 | 0 | 0 | 0 | 0 | 0 | 0 | 0 | 0 | 0 | 0 | 0 | 0 | 0 | 0 | 0 | 0 | 0 | 0 | 0 | 0 | 0 | 0 | 0 | 0 | 0 | 0 | 0 | 0 | 0
Transportation Sector Fuel Used[rail,passenger,natural gas vehicle,LPG propane or butane tf] | NoSettings | 0 | 0 | 0 | 0 | 0 | 0 | 0 | 0 | 0 | 0 | 0 | 0 | 0 | 0 | 0 | 0 | 0 | 0 | 0 | 0 | 0 | 0 | 0 | 0 | 0 | 0 | 0 | 0 | 0 | 0 | 0
Transportation Sector Fuel Used[rail,passenger,natural gas vehicle,hydrogen tf] | NoSettings | 0 | 0 | 0 | 0 | 0 | 0 | 0 | 0 | 0 | 0 | 0 | 0 | 0 | 0 | 0 | 0 | 0 | 0 | 0 | 0 | 0 | 0 | 0 | 0 | 0 | 0 | 0 | 0 | 0 | 0 | 0
Transportation Sector Fuel Used[rail,passenger,gasoline vehicle,electricity tf] | NoSettings | 0 | 0 | 0 | 0 | 0 | 0 | 0 | 0 | 0 | 0 | 0 | 0 | 0 | 0 | 0 | 0 | 0 | 0 | 0 | 0 | 0 | 0 | 0 | 0 | 0 | 0 | 0 | 0 | 0 | 0 | 0
Transportation Sector Fuel Used[rail,passenger,gasoline vehicle,natural gas tf] | NoSettings | 0 | 0 | 0 | 0 | 0 | 0 | 0 | 0 | 0 | 0 | 0 | 0 | 0 | 0 | 0 | 0 | 0 | 0 | 0 | 0 | 0 | 0 | 0 | 0 | 0 | 0 | 0 | 0 | 0 | 0 | 0
Transportation Sector Fuel Used[rail,passenger,gasoline vehicle,petroleum gasoline tf] | NoSettings | 0 | 0 | 0 | 0 | 0 | 0 | 0 | 0 | 0 | 0 | 0 | 0 | 0 | 0 | 0 | 0 | 0 | 0 | 0 | 0 | 0 | 0 | 0 | 0 | 0 | 0 | 0 | 0 | 0 | 0 | 0
Transportation Sector Fuel Used[rail,passenger,gasoline vehicle,petroleum diesel tf] | NoSettings | 0 | 0 | 0 | 0 | 0 | 0 | 0 | 0 | 0 | 0 | 0 | 0 | 0 | 0 | 0 | 0 | 0 | 0 | 0 | 0 | 0 | 0 | 0 | 0 | 0 | 0 | 0 | 0 | 0 | 0 | 0
Transportation Sector Fuel Used[rail,passenger,gasoline vehicle,biofuel gasoline tf] | NoSettings | 0 | 0 | 0 | 0 | 0 | 0 | 0 | 0 | 0 | 0 | 0 | 0 | 0 | 0 | 0 | 0 | 0 | 0 | 0 | 0 | 0 | 0 | 0 | 0 | 0 | 0 | 0 | 0 | 0 | 0 | 0
Transportation Sector Fuel Used[rail,passenger,gasoline vehicle,biofuel diesel tf] | NoSettings | 0 | 0 | 0 | 0 | 0 | 0 | 0 | 0 | 0 | 0 | 0 | 0 | 0 | 0 | 0 | 0 | 0 | 0 | 0 | 0 | 0 | 0 | 0 | 0 | 0 | 0 | 0 | 0 | 0 | 0 | 0
Transportation Sector Fuel Used[rail,passenger,gasoline vehicle,jet fuel tf] | NoSettings | 0 | 0 | 0 | 0 | 0 | 0 | 0 | 0 | 0 | 0 | 0 | 0 | 0 | 0 | 0 | 0 | 0 | 0 | 0 | 0 | 0 | 0 | 0 | 0 | 0 | 0 | 0 | 0 | 0 | 0 | 0
Transportation Sector Fuel Used[rail,passenger,gasoline vehicle,heavy or residual fuel oil tf] | NoSettings | 0 | 0 | 0 | 0 | 0 | 0 | 0 | 0 | 0 | 0 | 0 | 0 | 0 | 0 | 0 | 0 | 0 | 0 | 0 | 0 | 0 | 0 | 0 | 0 | 0 | 0 | 0 | 0 | 0 | 0 | 0
Transportation Sector Fuel Used[rail,passenger,gasoline vehicle,LPG propane or butane tf] | NoSettings | 0 | 0 | 0 | 0 | 0 | 0 | 0 | 0 | 0 | 0 | 0 | 0 | 0 | 0 | 0 | 0 | 0 | 0 | 0 | 0 | 0 | 0 | 0 | 0 | 0 | 0 | 0 | 0 | 0 | 0 | 0
Transportation Sector Fuel Used[rail,passenger,gasoline vehicle,hydrogen tf] | NoSettings | 0 | 0 | 0 | 0 | 0 | 0 | 0 | 0 | 0 | 0 | 0 | 0 | 0 | 0 | 0 | 0 | 0 | 0 | 0 | 0 | 0 | 0 | 0 | 0 | 0 | 0 | 0 | 0 | 0 | 0 | 0
Transportation Sector Fuel Used[rail,passenger,diesel vehicle,electricity tf] | NoSettings | 0 | 0 | 0 | 0 | 0 | 0 | 0 | 0 | 0 | 0 | 0 | 0 | 0 | 0 | 0 | 0 | 0 | 0 | 0 | 0 | 0 | 0 | 0 | 0 | 0 | 0 | 0 | 0 | 0 | 0 | 0
Transportation Sector Fuel Used[rail,passenger,diesel vehicle,natural gas tf] | NoSettings | 0 | 0 | 0 | 0 | 0 | 0 | 0 | 0 | 0 | 0 | 0 | 0 | 0 | 0 | 0 | 0 | 0 | 0 | 0 | 0 | 0 | 0 | 0 | 0 | 0 | 0 | 0 | 0 | 0 | 0 | 0
Transportation Sector Fuel Used[rail,passenger,diesel vehicle,petroleum gasoline tf] | NoSettings | 0 | 0 | 0 | 0 | 0 | 0 | 0 | 0 | 0 | 0 | 0 | 0 | 0 | 0 | 0 | 0 | 0 | 0 | 0 | 0 | 0 | 0 | 0 | 0 | 0 | 0 | 0 | 0 | 0 | 0 | 0
Transportation Sector Fuel Used[rail,passenger,diesel vehicle,petroleum diesel tf] | NoSettings | 640524000000 | 629818000000 | 616862000000 | 605821000000 | 594538000000 | 583726000000 | 571795000000 | 561288000000 | 550784000000 | 540198000000 | 529607000000 | 518989000000 | 508474000000 | 498129000000 | 487958000000 | 480624000000 | 473405000000 | 466271000000 | 459866000000 | 453526000000 | 447276000000 | 441063000000 | 435114000000 | 429419000000 | 425866000000 | 422461000000 | 419170000000 | 416164000000 | 413345000000 | 410791000000 | 407932000000
Transportation Sector Fuel Used[rail,passenger,diesel vehicle,biofuel gasoline tf] | NoSettings | 0 | 0 | 0 | 0 | 0 | 0 | 0 | 0 | 0 | 0 | 0 | 0 | 0 | 0 | 0 | 0 | 0 | 0 | 0 | 0 | 0 | 0 | 0 | 0 | 0 | 0 | 0 | 0 | 0 | 0 | 0
Transportation Sector Fuel Used[rail,passenger,diesel vehicle,biofuel diesel tf] | NoSettings | 0 | 0 | 0 | 0 | 0 | 0 | 0 | 0 | 0 | 0 | 0 | 0 | 0 | 0 | 0 | 0 | 0 | 0 | 0 | 0 | 0 | 0 | 0 | 0 | 0 | 0 | 0 | 0 | 0 | 0 | 0
Transportation Sector Fuel Used[rail,passenger,diesel vehicle,jet fuel tf] | NoSettings | 0 | 0 | 0 | 0 | 0 | 0 | 0 | 0 | 0 | 0 | 0 | 0 | 0 | 0 | 0 | 0 | 0 | 0 | 0 | 0 | 0 | 0 | 0 | 0 | 0 | 0 | 0 | 0 | 0 | 0 | 0
Transportation Sector Fuel Used[rail,passenger,diesel vehicle,heavy or residual fuel oil tf] | NoSettings | 0 | 0 | 0 | 0 | 0 | 0 | 0 | 0 | 0 | 0 | 0 | 0 | 0 | 0 | 0 | 0 | 0 | 0 | 0 | 0 | 0 | 0 | 0 | 0 | 0 | 0 | 0 | 0 | 0 | 0 | 0
Transportation Sector Fuel Used[rail,passenger,diesel vehicle,LPG propane or butane tf] | NoSettings | 0 | 0 | 0 | 0 | 0 | 0 | 0 | 0 | 0 | 0 | 0 | 0 | 0 | 0 | 0 | 0 | 0 | 0 | 0 | 0 | 0 | 0 | 0 | 0 | 0 | 0 | 0 | 0 | 0 | 0 | 0
Transportation Sector Fuel Used[rail,passenger,diesel vehicle,hydrogen tf] | NoSettings | 0 | 0 | 0 | 0 | 0 | 0 | 0 | 0 | 0 | 0 | 0 | 0 | 0 | 0 | 0 | 0 | 0 | 0 | 0 | 0 | 0 | 0 | 0 | 0 | 0 | 0 | 0 | 0 | 0 | 0 | 0
Transportation Sector Fuel Used[rail,passenger,plugin hybrid vehicle,electricity tf] | NoSettings | 0 | 0 | 0 | 0 | 0 | 0 | 0 | 0 | 0 | 0 | 0 | 0 | 0 | 0 | 0 | 0 | 0 | 0 | 0 | 0 | 0 | 0 | 0 | 0 | 0 | 0 | 0 | 0 | 0 | 0 | 0
Transportation Sector Fuel Used[rail,passenger,plugin hybrid vehicle,natural gas tf] | NoSettings | 0 | 0 | 0 | 0 | 0 | 0 | 0 | 0 | 0 | 0 | 0 | 0 | 0 | 0 | 0 | 0 | 0 | 0 | 0 | 0 | 0 | 0 | 0 | 0 | 0 | 0 | 0 | 0 | 0 | 0 | 0
Transportation Sector Fuel Used[rail,passenger,plugin hybrid vehicle,petroleum gasoline tf] | NoSettings | 0 | 0 | 0 | 0 | 0 | 0 | 0 | 0 | 0 | 0 | 0 | 0 | 0 | 0 | 0 | 0 | 0 | 0 | 0 | 0 | 0 | 0 | 0 | 0 | 0 | 0 | 0 | 0 | 0 | 0 | 0
Transportation Sector Fuel Used[rail,passenger,plugin hybrid vehicle,petroleum diesel tf] | NoSettings | 0 | 0 | 0 | 0 | 0 | 0 | 0 | 0 | 0 | 0 | 0 | 0 | 0 | 0 | 0 | 0 | 0 | 0 | 0 | 0 | 0 | 0 | 0 | 0 | 0 | 0 | 0 | 0 | 0 | 0 | 0
Transportation Sector Fuel Used[rail,passenger,plugin hybrid vehicle,biofuel gasoline tf] | NoSettings | 0 | 0 | 0 | 0 | 0 | 0 | 0 | 0 | 0 | 0 | 0 | 0 | 0 | 0 | 0 | 0 | 0 | 0 | 0 | 0 | 0 | 0 | 0 | 0 | 0 | 0 | 0 | 0 | 0 | 0 | 0
Transportation Sector Fuel Used[rail,passenger,plugin hybrid vehicle,biofuel diesel tf] | NoSettings | 0 | 0 | 0 | 0 | 0 | 0 | 0 | 0 | 0 | 0 | 0 | 0 | 0 | 0 | 0 | 0 | 0 | 0 | 0 | 0 | 0 | 0 | 0 | 0 | 0 | 0 | 0 | 0 | 0 | 0 | 0
Transportation Sector Fuel Used[rail,passenger,plugin hybrid vehicle,jet fuel tf] | NoSettings | 0 | 0 | 0 | 0 | 0 | 0 | 0 | 0 | 0 | 0 | 0 | 0 | 0 | 0 | 0 | 0 | 0 | 0 | 0 | 0 | 0 | 0 | 0 | 0 | 0 | 0 | 0 | 0 | 0 | 0 | 0
Transportation Sector Fuel Used[rail,passenger,plugin hybrid vehicle,heavy or residual fuel oil tf] | NoSettings | 0 | 0 | 0 | 0 | 0 | 0 | 0 | 0 | 0 | 0 | 0 | 0 | 0 | 0 | 0 | 0 | 0 | 0 | 0 | 0 | 0 | 0 | 0 | 0 | 0 | 0 | 0 | 0 | 0 | 0 | 0
Transportation Sector Fuel Used[rail,passenger,plugin hybrid vehicle,LPG propane or butane tf] | NoSettings | 0 | 0 | 0 | 0 | 0 | 0 | 0 | 0 | 0 | 0 | 0 | 0 | 0 | 0 | 0 | 0 | 0 | 0 | 0 | 0 | 0 | 0 | 0 | 0 | 0 | 0 | 0 | 0 | 0 | 0 | 0
Transportation Sector Fuel Used[rail,passenger,plugin hybrid vehicle,hydrogen tf] | NoSettings | 0 | 0 | 0 | 0 | 0 | 0 | 0 | 0 | 0 | 0 | 0 | 0 | 0 | 0 | 0 | 0 | 0 | 0 | 0 | 0 | 0 | 0 | 0 | 0 | 0 | 0 | 0 | 0 | 0 | 0 | 0
Transportation Sector Fuel Used[rail,passenger,LPG vehicle,electricity tf] | NoSettings | 0 | 0 | 0 | 0 | 0 | 0 | 0 | 0 | 0 | 0 | 0 | 0 | 0 | 0 | 0 | 0 | 0 | 0 | 0 | 0 | 0 | 0 | 0 | 0 | 0 | 0 | 0 | 0 | 0 | 0 | 0
Transportation Sector Fuel Used[rail,passenger,LPG vehicle,natural gas tf] | NoSettings | 0 | 0 | 0 | 0 | 0 | 0 | 0 | 0 | 0 | 0 | 0 | 0 | 0 | 0 | 0 | 0 | 0 | 0 | 0 | 0 | 0 | 0 | 0 | 0 | 0 | 0 | 0 | 0 | 0 | 0 | 0
Transportation Sector Fuel Used[rail,passenger,LPG vehicle,petroleum gasoline tf] | NoSettings | 0 | 0 | 0 | 0 | 0 | 0 | 0 | 0 | 0 | 0 | 0 | 0 | 0 | 0 | 0 | 0 | 0 | 0 | 0 | 0 | 0 | 0 | 0 | 0 | 0 | 0 | 0 | 0 | 0 | 0 | 0
Transportation Sector Fuel Used[rail,passenger,LPG vehicle,petroleum diesel tf] | NoSettings | 0 | 0 | 0 | 0 | 0 | 0 | 0 | 0 | 0 | 0 | 0 | 0 | 0 | 0 | 0 | 0 | 0 | 0 | 0 | 0 | 0 | 0 | 0 | 0 | 0 | 0 | 0 | 0 | 0 | 0 | 0
Transportation Sector Fuel Used[rail,passenger,LPG vehicle,biofuel gasoline tf] | NoSettings | 0 | 0 | 0 | 0 | 0 | 0 | 0 | 0 | 0 | 0 | 0 | 0 | 0 | 0 | 0 | 0 | 0 | 0 | 0 | 0 | 0 | 0 | 0 | 0 | 0 | 0 | 0 | 0 | 0 | 0 | 0
Transportation Sector Fuel Used[rail,passenger,LPG vehicle,biofuel diesel tf] | NoSettings | 0 | 0 | 0 | 0 | 0 | 0 | 0 | 0 | 0 | 0 | 0 | 0 | 0 | 0 | 0 | 0 | 0 | 0 | 0 | 0 | 0 | 0 | 0 | 0 | 0 | 0 | 0 | 0 | 0 | 0 | 0
Transportation Sector Fuel Used[rail,passenger,LPG vehicle,jet fuel tf] | NoSettings | 0 | 0 | 0 | 0 | 0 | 0 | 0 | 0 | 0 | 0 | 0 | 0 | 0 | 0 | 0 | 0 | 0 | 0 | 0 | 0 | 0 | 0 | 0 | 0 | 0 | 0 | 0 | 0 | 0 | 0 | 0
Transportation Sector Fuel Used[rail,passenger,LPG vehicle,heavy or residual fuel oil tf] | NoSettings | 0 | 0 | 0 | 0 | 0 | 0 | 0 | 0 | 0 | 0 | 0 | 0 | 0 | 0 | 0 | 0 | 0 | 0 | 0 | 0 | 0 | 0 | 0 | 0 | 0 | 0 | 0 | 0 | 0 | 0 | 0
Transportation Sector Fuel Used[rail,passenger,LPG vehicle,LPG propane or butane tf] | NoSettings | 0 | 0 | 0 | 0 | 0 | 0 | 0 | 0 | 0 | 0 | 0 | 0 | 0 | 0 | 0 | 0 | 0 | 0 | 0 | 0 | 0 | 0 | 0 | 0 | 0 | 0 | 0 | 0 | 0 | 0 | 0
Transportation Sector Fuel Used[rail,passenger,LPG vehicle,hydrogen tf] | NoSettings | 0 | 0 | 0 | 0 | 0 | 0 | 0 | 0 | 0 | 0 | 0 | 0 | 0 | 0 | 0 | 0 | 0 | 0 | 0 | 0 | 0 | 0 | 0 | 0 | 0 | 0 | 0 | 0 | 0 | 0 | 0
Transportation Sector Fuel Used[rail,passenger,hydrogen vehicle,electricity tf] | NoSettings | 0 | 0 | 0 | 0 | 0 | 0 | 0 | 0 | 0 | 0 | 0 | 0 | 0 | 0 | 0 | 0 | 0 | 0 | 0 | 0 | 0 | 0 | 0 | 0 | 0 | 0 | 0 | 0 | 0 | 0 | 0
Transportation Sector Fuel Used[rail,passenger,hydrogen vehicle,natural gas tf] | NoSettings | 0 | 0 | 0 | 0 | 0 | 0 | 0 | 0 | 0 | 0 | 0 | 0 | 0 | 0 | 0 | 0 | 0 | 0 | 0 | 0 | 0 | 0 | 0 | 0 | 0 | 0 | 0 | 0 | 0 | 0 | 0
Transportation Sector Fuel Used[rail,passenger,hydrogen vehicle,petroleum gasoline tf] | NoSettings | 0 | 0 | 0 | 0 | 0 | 0 | 0 | 0 | 0 | 0 | 0 | 0 | 0 | 0 | 0 | 0 | 0 | 0 | 0 | 0 | 0 | 0 | 0 | 0 | 0 | 0 | 0 | 0 | 0 | 0 | 0
Transportation Sector Fuel Used[rail,passenger,hydrogen vehicle,petroleum diesel tf] | NoSettings | 0 | 0 | 0 | 0 | 0 | 0 | 0 | 0 | 0 | 0 | 0 | 0 | 0 | 0 | 0 | 0 | 0 | 0 | 0 | 0 | 0 | 0 | 0 | 0 | 0 | 0 | 0 | 0 | 0 | 0 | 0
Transportation Sector Fuel Used[rail,passenger,hydrogen vehicle,biofuel gasoline tf] | NoSettings | 0 | 0 | 0 | 0 | 0 | 0 | 0 | 0 | 0 | 0 | 0 | 0 | 0 | 0 | 0 | 0 | 0 | 0 | 0 | 0 | 0 | 0 | 0 | 0 | 0 | 0 | 0 | 0 | 0 | 0 | 0
Transportation Sector Fuel Used[rail,passenger,hydrogen vehicle,biofuel diesel tf] | NoSettings | 0 | 0 | 0 | 0 | 0 | 0 | 0 | 0 | 0 | 0 | 0 | 0 | 0 | 0 | 0 | 0 | 0 | 0 | 0 | 0 | 0 | 0 | 0 | 0 | 0 | 0 | 0 | 0 | 0 | 0 | 0
Transportation Sector Fuel Used[rail,passenger,hydrogen vehicle,jet fuel tf] | NoSettings | 0 | 0 | 0 | 0 | 0 | 0 | 0 | 0 | 0 | 0 | 0 | 0 | 0 | 0 | 0 | 0 | 0 | 0 | 0 | 0 | 0 | 0 | 0 | 0 | 0 | 0 | 0 | 0 | 0 | 0 | 0
Transportation Sector Fuel Used[rail,passenger,hydrogen vehicle,heavy or residual fuel oil tf] | NoSettings | 0 | 0 | 0 | 0 | 0 | 0 | 0 | 0 | 0 | 0 | 0 | 0 | 0 | 0 | 0 | 0 | 0 | 0 | 0 | 0 | 0 | 0 | 0 | 0 | 0 | 0 | 0 | 0 | 0 | 0 | 0
Transportation Sector Fuel Used[rail,passenger,hydrogen vehicle,LPG propane or butane tf] | NoSettings | 0 | 0 | 0 | 0 | 0 | 0 | 0 | 0 | 0 | 0 | 0 | 0 | 0 | 0 | 0 | 0 | 0 | 0 | 0 | 0 | 0 | 0 | 0 | 0 | 0 | 0 | 0 | 0 | 0 | 0 | 0
Transportation Sector Fuel Used[rail,passenger,hydrogen vehicle,hydrogen tf] | NoSettings | 0 | 0 | 0 | 0 | 0 | 0 | 0 | 0 | 0 | 0 | 0 | 0 | 0 | 0 | 0 | 0 | 0 | 0 | 0 | 0 | 0 | 0 | 0 | 0 | 0 | 0 | 0 | 0 | 0 | 0 | 0
Transportation Sector Fuel Used[rail,freight,battery electric vehicle,electricity tf] | NoSettings | 0 | 0 | 0 | 0 | 0 | 0 | 0 | 0 | 0 | 0 | 0 | 0 | 0 | 0 | 0 | 0 | 0 | 0 | 0 | 0 | 0 | 0 | 0 | 0 | 0 | 0 | 0 | 0 | 0 | 0 | 0
Transportation Sector Fuel Used[rail,freight,battery electric vehicle,natural gas tf] | NoSettings | 0 | 0 | 0 | 0 | 0 | 0 | 0 | 0 | 0 | 0 | 0 | 0 | 0 | 0 | 0 | 0 | 0 | 0 | 0 | 0 | 0 | 0 | 0 | 0 | 0 | 0 | 0 | 0 | 0 | 0 | 0
Transportation Sector Fuel Used[rail,freight,battery electric vehicle,petroleum gasoline tf] | NoSettings | 0 | 0 | 0 | 0 | 0 | 0 | 0 | 0 | 0 | 0 | 0 | 0 | 0 | 0 | 0 | 0 | 0 | 0 | 0 | 0 | 0 | 0 | 0 | 0 | 0 | 0 | 0 | 0 | 0 | 0 | 0
Transportation Sector Fuel Used[rail,freight,battery electric vehicle,petroleum diesel tf] | NoSettings | 0 | 0 | 0 | 0 | 0 | 0 | 0 | 0 | 0 | 0 | 0 | 0 | 0 | 0 | 0 | 0 | 0 | 0 | 0 | 0 | 0 | 0 | 0 | 0 | 0 | 0 | 0 | 0 | 0 | 0 | 0
Transportation Sector Fuel Used[rail,freight,battery electric vehicle,biofuel gasoline tf] | NoSettings | 0 | 0 | 0 | 0 | 0 | 0 | 0 | 0 | 0 | 0 | 0 | 0 | 0 | 0 | 0 | 0 | 0 | 0 | 0 | 0 | 0 | 0 | 0 | 0 | 0 | 0 | 0 | 0 | 0 | 0 | 0
Transportation Sector Fuel Used[rail,freight,battery electric vehicle,biofuel diesel tf] | NoSettings | 0 | 0 | 0 | 0 | 0 | 0 | 0 | 0 | 0 | 0 | 0 | 0 | 0 | 0 | 0 | 0 | 0 | 0 | 0 | 0 | 0 | 0 | 0 | 0 | 0 | 0 | 0 | 0 | 0 | 0 | 0
Transportation Sector Fuel Used[rail,freight,battery electric vehicle,jet fuel tf] | NoSettings | 0 | 0 | 0 | 0 | 0 | 0 | 0 | 0 | 0 | 0 | 0 | 0 | 0 | 0 | 0 | 0 | 0 | 0 | 0 | 0 | 0 | 0 | 0 | 0 | 0 | 0 | 0 | 0 | 0 | 0 | 0
Transportation Sector Fuel Used[rail,freight,battery electric vehicle,heavy or residual fuel oil tf] | NoSettings | 0 | 0 | 0 | 0 | 0 | 0 | 0 | 0 | 0 | 0 | 0 | 0 | 0 | 0 | 0 | 0 | 0 | 0 | 0 | 0 | 0 | 0 | 0 | 0 | 0 | 0 | 0 | 0 | 0 | 0 | 0
Transportation Sector Fuel Used[rail,freight,battery electric vehicle,LPG propane or butane tf] | NoSettings | 0 | 0 | 0 | 0 | 0 | 0 | 0 | 0 | 0 | 0 | 0 | 0 | 0 | 0 | 0 | 0 | 0 | 0 | 0 | 0 | 0 | 0 | 0 | 0 | 0 | 0 | 0 | 0 | 0 | 0 | 0
Transportation Sector Fuel Used[rail,freight,battery electric vehicle,hydrogen tf] | NoSettings | 0 | 0 | 0 | 0 | 0 | 0 | 0 | 0 | 0 | 0 | 0 | 0 | 0 | 0 | 0 | 0 | 0 | 0 | 0 | 0 | 0 | 0 | 0 | 0 | 0 | 0 | 0 | 0 | 0 | 0 | 0
Transportation Sector Fuel Used[rail,freight,natural gas vehicle,electricity tf] | NoSettings | 0 | 0 | 0 | 0 | 0 | 0 | 0 | 0 | 0 | 0 | 0 | 0 | 0 | 0 | 0 | 0 | 0 | 0 | 0 | 0 | 0 | 0 | 0 | 0 | 0 | 0 | 0 | 0 | 0 | 0 | 0
Transportation Sector Fuel Used[rail,freight,natural gas vehicle,natural gas tf] | NoSettings | 0 | 0 | 0 | 0 | 0 | 0 | 0 | 0 | 0 | 0 | 0 | 0 | 0 | 0 | 0 | 0 | 0 | 0 | 0 | 0 | 0 | 0 | 0 | 0 | 0 | 0 | 0 | 0 | 0 | 0 | 0
Transportation Sector Fuel Used[rail,freight,natural gas vehicle,petroleum gasoline tf] | NoSettings | 0 | 0 | 0 | 0 | 0 | 0 | 0 | 0 | 0 | 0 | 0 | 0 | 0 | 0 | 0 | 0 | 0 | 0 | 0 | 0 | 0 | 0 | 0 | 0 | 0 | 0 | 0 | 0 | 0 | 0 | 0
Transportation Sector Fuel Used[rail,freight,natural gas vehicle,petroleum diesel tf] | NoSettings | 0 | 0 | 0 | 0 | 0 | 0 | 0 | 0 | 0 | 0 | 0 | 0 | 0 | 0 | 0 | 0 | 0 | 0 | 0 | 0 | 0 | 0 | 0 | 0 | 0 | 0 | 0 | 0 | 0 | 0 | 0
Transportation Sector Fuel Used[rail,freight,natural gas vehicle,biofuel gasoline tf] | NoSettings | 0 | 0 | 0 | 0 | 0 | 0 | 0 | 0 | 0 | 0 | 0 | 0 | 0 | 0 | 0 | 0 | 0 | 0 | 0 | 0 | 0 | 0 | 0 | 0 | 0 | 0 | 0 | 0 | 0 | 0 | 0
Transportation Sector Fuel Used[rail,freight,natural gas vehicle,biofuel diesel tf] | NoSettings | 0 | 0 | 0 | 0 | 0 | 0 | 0 | 0 | 0 | 0 | 0 | 0 | 0 | 0 | 0 | 0 | 0 | 0 | 0 | 0 | 0 | 0 | 0 | 0 | 0 | 0 | 0 | 0 | 0 | 0 | 0
Transportation Sector Fuel Used[rail,freight,natural gas vehicle,jet fuel tf] | NoSettings | 0 | 0 | 0 | 0 | 0 | 0 | 0 | 0 | 0 | 0 | 0 | 0 | 0 | 0 | 0 | 0 | 0 | 0 | 0 | 0 | 0 | 0 | 0 | 0 | 0 | 0 | 0 | 0 | 0 | 0 | 0
Transportation Sector Fuel Used[rail,freight,natural gas vehicle,heavy or residual fuel oil tf] | NoSettings | 0 | 0 | 0 | 0 | 0 | 0 | 0 | 0 | 0 | 0 | 0 | 0 | 0 | 0 | 0 | 0 | 0 | 0 | 0 | 0 | 0 | 0 | 0 | 0 | 0 | 0 | 0 | 0 | 0 | 0 | 0
Transportation Sector Fuel Used[rail,freight,natural gas vehicle,LPG propane or butane tf] | NoSettings | 0 | 0 | 0 | 0 | 0 | 0 | 0 | 0 | 0 | 0 | 0 | 0 | 0 | 0 | 0 | 0 | 0 | 0 | 0 | 0 | 0 | 0 | 0 | 0 | 0 | 0 | 0 | 0 | 0 | 0 | 0
Transportation Sector Fuel Used[rail,freight,natural gas vehicle,hydrogen tf] | NoSettings | 0 | 0 | 0 | 0 | 0 | 0 | 0 | 0 | 0 | 0 | 0 | 0 | 0 | 0 | 0 | 0 | 0 | 0 | 0 | 0 | 0 | 0 | 0 | 0 | 0 | 0 | 0 | 0 | 0 | 0 | 0
Transportation Sector Fuel Used[rail,freight,gasoline vehicle,electricity tf] | NoSettings | 0 | 0 | 0 | 0 | 0 | 0 | 0 | 0 | 0 | 0 | 0 | 0 | 0 | 0 | 0 | 0 | 0 | 0 | 0 | 0 | 0 | 0 | 0 | 0 | 0 | 0 | 0 | 0 | 0 | 0 | 0
Transportation Sector Fuel Used[rail,freight,gasoline vehicle,natural gas tf] | NoSettings | 0 | 0 | 0 | 0 | 0 | 0 | 0 | 0 | 0 | 0 | 0 | 0 | 0 | 0 | 0 | 0 | 0 | 0 | 0 | 0 | 0 | 0 | 0 | 0 | 0 | 0 | 0 | 0 | 0 | 0 | 0
Transportation Sector Fuel Used[rail,freight,gasoline vehicle,petroleum gasoline tf] | NoSettings | 0 | 0 | 0 | 0 | 0 | 0 | 0 | 0 | 0 | 0 | 0 | 0 | 0 | 0 | 0 | 0 | 0 | 0 | 0 | 0 | 0 | 0 | 0 | 0 | 0 | 0 | 0 | 0 | 0 | 0 | 0
Transportation Sector Fuel Used[rail,freight,gasoline vehicle,petroleum diesel tf] | NoSettings | 0 | 0 | 0 | 0 | 0 | 0 | 0 | 0 | 0 | 0 | 0 | 0 | 0 | 0 | 0 | 0 | 0 | 0 | 0 | 0 | 0 | 0 | 0 | 0 | 0 | 0 | 0 | 0 | 0 | 0 | 0
Transportation Sector Fuel Used[rail,freight,gasoline vehicle,biofuel gasoline tf] | NoSettings | 0 | 0 | 0 | 0 | 0 | 0 | 0 | 0 | 0 | 0 | 0 | 0 | 0 | 0 | 0 | 0 | 0 | 0 | 0 | 0 | 0 | 0 | 0 | 0 | 0 | 0 | 0 | 0 | 0 | 0 | 0
Transportation Sector Fuel Used[rail,freight,gasoline vehicle,biofuel diesel tf] | NoSettings | 0 | 0 | 0 | 0 | 0 | 0 | 0 | 0 | 0 | 0 | 0 | 0 | 0 | 0 | 0 | 0 | 0 | 0 | 0 | 0 | 0 | 0 | 0 | 0 | 0 | 0 | 0 | 0 | 0 | 0 | 0
Transportation Sector Fuel Used[rail,freight,gasoline vehicle,jet fuel tf] | NoSettings | 0 | 0 | 0 | 0 | 0 | 0 | 0 | 0 | 0 | 0 | 0 | 0 | 0 | 0 | 0 | 0 | 0 | 0 | 0 | 0 | 0 | 0 | 0 | 0 | 0 | 0 | 0 | 0 | 0 | 0 | 0
Transportation Sector Fuel Used[rail,freight,gasoline vehicle,heavy or residual fuel oil tf] | NoSettings | 0 | 0 | 0 | 0 | 0 | 0 | 0 | 0 | 0 | 0 | 0 | 0 | 0 | 0 | 0 | 0 | 0 | 0 | 0 | 0 | 0 | 0 | 0 | 0 | 0 | 0 | 0 | 0 | 0 | 0 | 0
Transportation Sector Fuel Used[rail,freight,gasoline vehicle,LPG propane or butane tf] | NoSettings | 0 | 0 | 0 | 0 | 0 | 0 | 0 | 0 | 0 | 0 | 0 | 0 | 0 | 0 | 0 | 0 | 0 | 0 | 0 | 0 | 0 | 0 | 0 | 0 | 0 | 0 | 0 | 0 | 0 | 0 | 0
Transportation Sector Fuel Used[rail,freight,gasoline vehicle,hydrogen tf] | NoSettings | 0 | 0 | 0 | 0 | 0 | 0 | 0 | 0 | 0 | 0 | 0 | 0 | 0 | 0 | 0 | 0 | 0 | 0 | 0 | 0 | 0 | 0 | 0 | 0 | 0 | 0 | 0 | 0 | 0 | 0 | 0
Transportation Sector Fuel Used[rail,freight,diesel vehicle,electricity tf] | NoSettings | 0 | 0 | 0 | 0 | 0 | 0 | 0 | 0 | 0 | 0 | 0 | 0 | 0 | 0 | 0 | 0 | 0 | 0 | 0 | 0 | 0 | 0 | 0 | 0 | 0 | 0 | 0 | 0 | 0 | 0 | 0
Transportation Sector Fuel Used[rail,freight,diesel vehicle,natural gas tf] | NoSettings | 0 | 0 | 0 | 0 | 0 | 0 | 0 | 0 | 0 | 0 | 0 | 0 | 0 | 0 | 0 | 0 | 0 | 0 | 0 | 0 | 0 | 0 | 0 | 0 | 0 | 0 | 0 | 0 | 0 | 0 | 0
Transportation Sector Fuel Used[rail,freight,diesel vehicle,petroleum gasoline tf] | NoSettings | 0 | 0 | 0 | 0 | 0 | 0 | 0 | 0 | 0 | 0 | 0 | 0 | 0 | 0 | 0 | 0 | 0 | 0 | 0 | 0 | 0 | 0 | 0 | 0 | 0 | 0 | 0 | 0 | 0 | 0 | 0
Transportation Sector Fuel Used[rail,freight,diesel vehicle,petroleum diesel tf] | NoSettings | 21269400000000 | 21566100000000 | 22079200000000 | 22393800000000 | 22703700000000 | 23214100000000 | 23513200000000 | 24005800000000 | 24499300000000 | 24788900000000 | 25273100000000 | 25757900000000 | 26246000000000 | 26538400000000 | 27033000000000 | 27534300000000 | 28240200000000 | 28755300000000 | 29290500000000 | 29833300000000 | 30583800000000 | 31145200000000 | 31907700000000 | 32484600000000 | 33262400000000 | 34047900000000 | 34645200000000 | 35443400000000 | 36244900000000 | 37247400000000 | 37876400000000
Transportation Sector Fuel Used[rail,freight,diesel vehicle,biofuel gasoline tf] | NoSettings | 0 | 0 | 0 | 0 | 0 | 0 | 0 | 0 | 0 | 0 | 0 | 0 | 0 | 0 | 0 | 0 | 0 | 0 | 0 | 0 | 0 | 0 | 0 | 0 | 0 | 0 | 0 | 0 | 0 | 0 | 0
Transportation Sector Fuel Used[rail,freight,diesel vehicle,biofuel diesel tf] | NoSettings | 0 | 0 | 0 | 0 | 0 | 0 | 0 | 0 | 0 | 0 | 0 | 0 | 0 | 0 | 0 | 0 | 0 | 0 | 0 | 0 | 0 | 0 | 0 | 0 | 0 | 0 | 0 | 0 | 0 | 0 | 0
Transportation Sector Fuel Used[rail,freight,diesel vehicle,jet fuel tf] | NoSettings | 0 | 0 | 0 | 0 | 0 | 0 | 0 | 0 | 0 | 0 | 0 | 0 | 0 | 0 | 0 | 0 | 0 | 0 | 0 | 0 | 0 | 0 | 0 | 0 | 0 | 0 | 0 | 0 | 0 | 0 | 0
Transportation Sector Fuel Used[rail,freight,diesel vehicle,heavy or residual fuel oil tf] | NoSettings | 0 | 0 | 0 | 0 | 0 | 0 | 0 | 0 | 0 | 0 | 0 | 0 | 0 | 0 | 0 | 0 | 0 | 0 | 0 | 0 | 0 | 0 | 0 | 0 | 0 | 0 | 0 | 0 | 0 | 0 | 0
Transportation Sector Fuel Used[rail,freight,diesel vehicle,LPG propane or butane tf] | NoSettings | 0 | 0 | 0 | 0 | 0 | 0 | 0 | 0 | 0 | 0 | 0 | 0 | 0 | 0 | 0 | 0 | 0 | 0 | 0 | 0 | 0 | 0 | 0 | 0 | 0 | 0 | 0 | 0 | 0 | 0 | 0
Transportation Sector Fuel Used[rail,freight,diesel vehicle,hydrogen tf] | NoSettings | 0 | 0 | 0 | 0 | 0 | 0 | 0 | 0 | 0 | 0 | 0 | 0 | 0 | 0 | 0 | 0 | 0 | 0 | 0 | 0 | 0 | 0 | 0 | 0 | 0 | 0 | 0 | 0 | 0 | 0 | 0
Transportation Sector Fuel Used[rail,freight,plugin hybrid vehicle,electricity tf] | NoSettings | 0 | 0 | 0 | 0 | 0 | 0 | 0 | 0 | 0 | 0 | 0 | 0 | 0 | 0 | 0 | 0 | 0 | 0 | 0 | 0 | 0 | 0 | 0 | 0 | 0 | 0 | 0 | 0 | 0 | 0 | 0
Transportation Sector Fuel Used[rail,freight,plugin hybrid vehicle,natural gas tf] | NoSettings | 0 | 0 | 0 | 0 | 0 | 0 | 0 | 0 | 0 | 0 | 0 | 0 | 0 | 0 | 0 | 0 | 0 | 0 | 0 | 0 | 0 | 0 | 0 | 0 | 0 | 0 | 0 | 0 | 0 | 0 | 0
Transportation Sector Fuel Used[rail,freight,plugin hybrid vehicle,petroleum gasoline tf] | NoSettings | 0 | 0 | 0 | 0 | 0 | 0 | 0 | 0 | 0 | 0 | 0 | 0 | 0 | 0 | 0 | 0 | 0 | 0 | 0 | 0 | 0 | 0 | 0 | 0 | 0 | 0 | 0 | 0 | 0 | 0 | 0
Transportation Sector Fuel Used[rail,freight,plugin hybrid vehicle,petroleum diesel tf] | NoSettings | 0 | 0 | 0 | 0 | 0 | 0 | 0 | 0 | 0 | 0 | 0 | 0 | 0 | 0 | 0 | 0 | 0 | 0 | 0 | 0 | 0 | 0 | 0 | 0 | 0 | 0 | 0 | 0 | 0 | 0 | 0
Transportation Sector Fuel Used[rail,freight,plugin hybrid vehicle,biofuel gasoline tf] | NoSettings | 0 | 0 | 0 | 0 | 0 | 0 | 0 | 0 | 0 | 0 | 0 | 0 | 0 | 0 | 0 | 0 | 0 | 0 | 0 | 0 | 0 | 0 | 0 | 0 | 0 | 0 | 0 | 0 | 0 | 0 | 0
Transportation Sector Fuel Used[rail,freight,plugin hybrid vehicle,biofuel diesel tf] | NoSettings | 0 | 0 | 0 | 0 | 0 | 0 | 0 | 0 | 0 | 0 | 0 | 0 | 0 | 0 | 0 | 0 | 0 | 0 | 0 | 0 | 0 | 0 | 0 | 0 | 0 | 0 | 0 | 0 | 0 | 0 | 0
Transportation Sector Fuel Used[rail,freight,plugin hybrid vehicle,jet fuel tf] | NoSettings | 0 | 0 | 0 | 0 | 0 | 0 | 0 | 0 | 0 | 0 | 0 | 0 | 0 | 0 | 0 | 0 | 0 | 0 | 0 | 0 | 0 | 0 | 0 | 0 | 0 | 0 | 0 | 0 | 0 | 0 | 0
Transportation Sector Fuel Used[rail,freight,plugin hybrid vehicle,heavy or residual fuel oil tf] | NoSettings | 0 | 0 | 0 | 0 | 0 | 0 | 0 | 0 | 0 | 0 | 0 | 0 | 0 | 0 | 0 | 0 | 0 | 0 | 0 | 0 | 0 | 0 | 0 | 0 | 0 | 0 | 0 | 0 | 0 | 0 | 0
Transportation Sector Fuel Used[rail,freight,plugin hybrid vehicle,LPG propane or butane tf] | NoSettings | 0 | 0 | 0 | 0 | 0 | 0 | 0 | 0 | 0 | 0 | 0 | 0 | 0 | 0 | 0 | 0 | 0 | 0 | 0 | 0 | 0 | 0 | 0 | 0 | 0 | 0 | 0 | 0 | 0 | 0 | 0
Transportation Sector Fuel Used[rail,freight,plugin hybrid vehicle,hydrogen tf] | NoSettings | 0 | 0 | 0 | 0 | 0 | 0 | 0 | 0 | 0 | 0 | 0 | 0 | 0 | 0 | 0 | 0 | 0 | 0 | 0 | 0 | 0 | 0 | 0 | 0 | 0 | 0 | 0 | 0 | 0 | 0 | 0
Transportation Sector Fuel Used[rail,freight,LPG vehicle,electricity tf] | NoSettings | 0 | 0 | 0 | 0 | 0 | 0 | 0 | 0 | 0 | 0 | 0 | 0 | 0 | 0 | 0 | 0 | 0 | 0 | 0 | 0 | 0 | 0 | 0 | 0 | 0 | 0 | 0 | 0 | 0 | 0 | 0
Transportation Sector Fuel Used[rail,freight,LPG vehicle,natural gas tf] | NoSettings | 0 | 0 | 0 | 0 | 0 | 0 | 0 | 0 | 0 | 0 | 0 | 0 | 0 | 0 | 0 | 0 | 0 | 0 | 0 | 0 | 0 | 0 | 0 | 0 | 0 | 0 | 0 | 0 | 0 | 0 | 0
Transportation Sector Fuel Used[rail,freight,LPG vehicle,petroleum gasoline tf] | NoSettings | 0 | 0 | 0 | 0 | 0 | 0 | 0 | 0 | 0 | 0 | 0 | 0 | 0 | 0 | 0 | 0 | 0 | 0 | 0 | 0 | 0 | 0 | 0 | 0 | 0 | 0 | 0 | 0 | 0 | 0 | 0
Transportation Sector Fuel Used[rail,freight,LPG vehicle,petroleum diesel tf] | NoSettings | 0 | 0 | 0 | 0 | 0 | 0 | 0 | 0 | 0 | 0 | 0 | 0 | 0 | 0 | 0 | 0 | 0 | 0 | 0 | 0 | 0 | 0 | 0 | 0 | 0 | 0 | 0 | 0 | 0 | 0 | 0
Transportation Sector Fuel Used[rail,freight,LPG vehicle,biofuel gasoline tf] | NoSettings | 0 | 0 | 0 | 0 | 0 | 0 | 0 | 0 | 0 | 0 | 0 | 0 | 0 | 0 | 0 | 0 | 0 | 0 | 0 | 0 | 0 | 0 | 0 | 0 | 0 | 0 | 0 | 0 | 0 | 0 | 0
Transportation Sector Fuel Used[rail,freight,LPG vehicle,biofuel diesel tf] | NoSettings | 0 | 0 | 0 | 0 | 0 | 0 | 0 | 0 | 0 | 0 | 0 | 0 | 0 | 0 | 0 | 0 | 0 | 0 | 0 | 0 | 0 | 0 | 0 | 0 | 0 | 0 | 0 | 0 | 0 | 0 | 0
Transportation Sector Fuel Used[rail,freight,LPG vehicle,jet fuel tf] | NoSettings | 0 | 0 | 0 | 0 | 0 | 0 | 0 | 0 | 0 | 0 | 0 | 0 | 0 | 0 | 0 | 0 | 0 | 0 | 0 | 0 | 0 | 0 | 0 | 0 | 0 | 0 | 0 | 0 | 0 | 0 | 0
Transportation Sector Fuel Used[rail,freight,LPG vehicle,heavy or residual fuel oil tf] | NoSettings | 0 | 0 | 0 | 0 | 0 | 0 | 0 | 0 | 0 | 0 | 0 | 0 | 0 | 0 | 0 | 0 | 0 | 0 | 0 | 0 | 0 | 0 | 0 | 0 | 0 | 0 | 0 | 0 | 0 | 0 | 0
Transportation Sector Fuel Used[rail,freight,LPG vehicle,LPG propane or butane tf] | NoSettings | 0 | 0 | 0 | 0 | 0 | 0 | 0 | 0 | 0 | 0 | 0 | 0 | 0 | 0 | 0 | 0 | 0 | 0 | 0 | 0 | 0 | 0 | 0 | 0 | 0 | 0 | 0 | 0 | 0 | 0 | 0
Transportation Sector Fuel Used[rail,freight,LPG vehicle,hydrogen tf] | NoSettings | 0 | 0 | 0 | 0 | 0 | 0 | 0 | 0 | 0 | 0 | 0 | 0 | 0 | 0 | 0 | 0 | 0 | 0 | 0 | 0 | 0 | 0 | 0 | 0 | 0 | 0 | 0 | 0 | 0 | 0 | 0
Transportation Sector Fuel Used[rail,freight,hydrogen vehicle,electricity tf] | NoSettings | 0 | 0 | 0 | 0 | 0 | 0 | 0 | 0 | 0 | 0 | 0 | 0 | 0 | 0 | 0 | 0 | 0 | 0 | 0 | 0 | 0 | 0 | 0 | 0 | 0 | 0 | 0 | 0 | 0 | 0 | 0
Transportation Sector Fuel Used[rail,freight,hydrogen vehicle,natural gas tf] | NoSettings | 0 | 0 | 0 | 0 | 0 | 0 | 0 | 0 | 0 | 0 | 0 | 0 | 0 | 0 | 0 | 0 | 0 | 0 | 0 | 0 | 0 | 0 | 0 | 0 | 0 | 0 | 0 | 0 | 0 | 0 | 0
Transportation Sector Fuel Used[rail,freight,hydrogen vehicle,petroleum gasoline tf] | NoSettings | 0 | 0 | 0 | 0 | 0 | 0 | 0 | 0 | 0 | 0 | 0 | 0 | 0 | 0 | 0 | 0 | 0 | 0 | 0 | 0 | 0 | 0 | 0 | 0 | 0 | 0 | 0 | 0 | 0 | 0 | 0
Transportation Sector Fuel Used[rail,freight,hydrogen vehicle,petroleum diesel tf] | NoSettings | 0 | 0 | 0 | 0 | 0 | 0 | 0 | 0 | 0 | 0 | 0 | 0 | 0 | 0 | 0 | 0 | 0 | 0 | 0 | 0 | 0 | 0 | 0 | 0 | 0 | 0 | 0 | 0 | 0 | 0 | 0
Transportation Sector Fuel Used[rail,freight,hydrogen vehicle,biofuel gasoline tf] | NoSettings | 0 | 0 | 0 | 0 | 0 | 0 | 0 | 0 | 0 | 0 | 0 | 0 | 0 | 0 | 0 | 0 | 0 | 0 | 0 | 0 | 0 | 0 | 0 | 0 | 0 | 0 | 0 | 0 | 0 | 0 | 0
Transportation Sector Fuel Used[rail,freight,hydrogen vehicle,biofuel diesel tf] | NoSettings | 0 | 0 | 0 | 0 | 0 | 0 | 0 | 0 | 0 | 0 | 0 | 0 | 0 | 0 | 0 | 0 | 0 | 0 | 0 | 0 | 0 | 0 | 0 | 0 | 0 | 0 | 0 | 0 | 0 | 0 | 0
Transportation Sector Fuel Used[rail,freight,hydrogen vehicle,jet fuel tf] | NoSettings | 0 | 0 | 0 | 0 | 0 | 0 | 0 | 0 | 0 | 0 | 0 | 0 | 0 | 0 | 0 | 0 | 0 | 0 | 0 | 0 | 0 | 0 | 0 | 0 | 0 | 0 | 0 | 0 | 0 | 0 | 0
Transportation Sector Fuel Used[rail,freight,hydrogen vehicle,heavy or residual fuel oil tf] | NoSettings | 0 | 0 | 0 | 0 | 0 | 0 | 0 | 0 | 0 | 0 | 0 | 0 | 0 | 0 | 0 | 0 | 0 | 0 | 0 | 0 | 0 | 0 | 0 | 0 | 0 | 0 | 0 | 0 | 0 | 0 | 0
Transportation Sector Fuel Used[rail,freight,hydrogen vehicle,LPG propane or butane tf] | NoSettings | 0 | 0 | 0 | 0 | 0 | 0 | 0 | 0 | 0 | 0 | 0 | 0 | 0 | 0 | 0 | 0 | 0 | 0 | 0 | 0 | 0 | 0 | 0 | 0 | 0 | 0 | 0 | 0 | 0 | 0 | 0
Transportation Sector Fuel Used[rail,freight,hydrogen vehicle,hydrogen tf] | NoSettings | 0 | 0 | 0 | 0 | 0 | 0 | 0 | 0 | 0 | 0 | 0 | 0 | 0 | 0 | 0 | 0 | 0 | 0 | 0 | 0 | 0 | 0 | 0 | 0 | 0 | 0 | 0 | 0 | 0 | 0 | 0
Transportation Sector Fuel Used[ships,passenger,battery electric vehicle,electricity tf] | NoSettings | 0 | 0 | 0 | 0 | 0 | 0 | 0 | 0 | 0 | 0 | 0 | 0 | 0 | 0 | 0 | 0 | 0 | 0 | 0 | 0 | 0 | 0 | 0 | 0 | 0 | 0 | 0 | 0 | 0 | 0 | 0
Transportation Sector Fuel Used[ships,passenger,battery electric vehicle,natural gas tf] | NoSettings | 0 | 0 | 0 | 0 | 0 | 0 | 0 | 0 | 0 | 0 | 0 | 0 | 0 | 0 | 0 | 0 | 0 | 0 | 0 | 0 | 0 | 0 | 0 | 0 | 0 | 0 | 0 | 0 | 0 | 0 | 0
Transportation Sector Fuel Used[ships,passenger,battery electric vehicle,petroleum gasoline tf] | NoSettings | 0 | 0 | 0 | 0 | 0 | 0 | 0 | 0 | 0 | 0 | 0 | 0 | 0 | 0 | 0 | 0 | 0 | 0 | 0 | 0 | 0 | 0 | 0 | 0 | 0 | 0 | 0 | 0 | 0 | 0 | 0
Transportation Sector Fuel Used[ships,passenger,battery electric vehicle,petroleum diesel tf] | NoSettings | 0 | 0 | 0 | 0 | 0 | 0 | 0 | 0 | 0 | 0 | 0 | 0 | 0 | 0 | 0 | 0 | 0 | 0 | 0 | 0 | 0 | 0 | 0 | 0 | 0 | 0 | 0 | 0 | 0 | 0 | 0
Transportation Sector Fuel Used[ships,passenger,battery electric vehicle,biofuel gasoline tf] | NoSettings | 0 | 0 | 0 | 0 | 0 | 0 | 0 | 0 | 0 | 0 | 0 | 0 | 0 | 0 | 0 | 0 | 0 | 0 | 0 | 0 | 0 | 0 | 0 | 0 | 0 | 0 | 0 | 0 | 0 | 0 | 0
Transportation Sector Fuel Used[ships,passenger,battery electric vehicle,biofuel diesel tf] | NoSettings | 0 | 0 | 0 | 0 | 0 | 0 | 0 | 0 | 0 | 0 | 0 | 0 | 0 | 0 | 0 | 0 | 0 | 0 | 0 | 0 | 0 | 0 | 0 | 0 | 0 | 0 | 0 | 0 | 0 | 0 | 0
Transportation Sector Fuel Used[ships,passenger,battery electric vehicle,jet fuel tf] | NoSettings | 0 | 0 | 0 | 0 | 0 | 0 | 0 | 0 | 0 | 0 | 0 | 0 | 0 | 0 | 0 | 0 | 0 | 0 | 0 | 0 | 0 | 0 | 0 | 0 | 0 | 0 | 0 | 0 | 0 | 0 | 0
Transportation Sector Fuel Used[ships,passenger,battery electric vehicle,heavy or residual fuel oil tf] | NoSettings | 0 | 0 | 0 | 0 | 0 | 0 | 0 | 0 | 0 | 0 | 0 | 0 | 0 | 0 | 0 | 0 | 0 | 0 | 0 | 0 | 0 | 0 | 0 | 0 | 0 | 0 | 0 | 0 | 0 | 0 | 0
Transportation Sector Fuel Used[ships,passenger,battery electric vehicle,LPG propane or butane tf] | NoSettings | 0 | 0 | 0 | 0 | 0 | 0 | 0 | 0 | 0 | 0 | 0 | 0 | 0 | 0 | 0 | 0 | 0 | 0 | 0 | 0 | 0 | 0 | 0 | 0 | 0 | 0 | 0 | 0 | 0 | 0 | 0
Transportation Sector Fuel Used[ships,passenger,battery electric vehicle,hydrogen tf] | NoSettings | 0 | 0 | 0 | 0 | 0 | 0 | 0 | 0 | 0 | 0 | 0 | 0 | 0 | 0 | 0 | 0 | 0 | 0 | 0 | 0 | 0 | 0 | 0 | 0 | 0 | 0 | 0 | 0 | 0 | 0 | 0
Transportation Sector Fuel Used[ships,passenger,natural gas vehicle,electricity tf] | NoSettings | 0 | 0 | 0 | 0 | 0 | 0 | 0 | 0 | 0 | 0 | 0 | 0 | 0 | 0 | 0 | 0 | 0 | 0 | 0 | 0 | 0 | 0 | 0 | 0 | 0 | 0 | 0 | 0 | 0 | 0 | 0
Transportation Sector Fuel Used[ships,passenger,natural gas vehicle,natural gas tf] | NoSettings | 0 | 0 | 0 | 0 | 0 | 0 | 0 | 0 | 0 | 0 | 0 | 0 | 0 | 0 | 0 | 0 | 0 | 0 | 0 | 0 | 0 | 0 | 0 | 0 | 0 | 0 | 0 | 0 | 0 | 0 | 0
Transportation Sector Fuel Used[ships,passenger,natural gas vehicle,petroleum gasoline tf] | NoSettings | 0 | 0 | 0 | 0 | 0 | 0 | 0 | 0 | 0 | 0 | 0 | 0 | 0 | 0 | 0 | 0 | 0 | 0 | 0 | 0 | 0 | 0 | 0 | 0 | 0 | 0 | 0 | 0 | 0 | 0 | 0
Transportation Sector Fuel Used[ships,passenger,natural gas vehicle,petroleum diesel tf] | NoSettings | 0 | 0 | 0 | 0 | 0 | 0 | 0 | 0 | 0 | 0 | 0 | 0 | 0 | 0 | 0 | 0 | 0 | 0 | 0 | 0 | 0 | 0 | 0 | 0 | 0 | 0 | 0 | 0 | 0 | 0 | 0
Transportation Sector Fuel Used[ships,passenger,natural gas vehicle,biofuel gasoline tf] | NoSettings | 0 | 0 | 0 | 0 | 0 | 0 | 0 | 0 | 0 | 0 | 0 | 0 | 0 | 0 | 0 | 0 | 0 | 0 | 0 | 0 | 0 | 0 | 0 | 0 | 0 | 0 | 0 | 0 | 0 | 0 | 0
Transportation Sector Fuel Used[ships,passenger,natural gas vehicle,biofuel diesel tf] | NoSettings | 0 | 0 | 0 | 0 | 0 | 0 | 0 | 0 | 0 | 0 | 0 | 0 | 0 | 0 | 0 | 0 | 0 | 0 | 0 | 0 | 0 | 0 | 0 | 0 | 0 | 0 | 0 | 0 | 0 | 0 | 0
Transportation Sector Fuel Used[ships,passenger,natural gas vehicle,jet fuel tf] | NoSettings | 0 | 0 | 0 | 0 | 0 | 0 | 0 | 0 | 0 | 0 | 0 | 0 | 0 | 0 | 0 | 0 | 0 | 0 | 0 | 0 | 0 | 0 | 0 | 0 | 0 | 0 | 0 | 0 | 0 | 0 | 0
Transportation Sector Fuel Used[ships,passenger,natural gas vehicle,heavy or residual fuel oil tf] | NoSettings | 0 | 0 | 0 | 0 | 0 | 0 | 0 | 0 | 0 | 0 | 0 | 0 | 0 | 0 | 0 | 0 | 0 | 0 | 0 | 0 | 0 | 0 | 0 | 0 | 0 | 0 | 0 | 0 | 0 | 0 | 0
Transportation Sector Fuel Used[ships,passenger,natural gas vehicle,LPG propane or butane tf] | NoSettings | 0 | 0 | 0 | 0 | 0 | 0 | 0 | 0 | 0 | 0 | 0 | 0 | 0 | 0 | 0 | 0 | 0 | 0 | 0 | 0 | 0 | 0 | 0 | 0 | 0 | 0 | 0 | 0 | 0 | 0 | 0
Transportation Sector Fuel Used[ships,passenger,natural gas vehicle,hydrogen tf] | NoSettings | 0 | 0 | 0 | 0 | 0 | 0 | 0 | 0 | 0 | 0 | 0 | 0 | 0 | 0 | 0 | 0 | 0 | 0 | 0 | 0 | 0 | 0 | 0 | 0 | 0 | 0 | 0 | 0 | 0 | 0 | 0
Transportation Sector Fuel Used[ships,passenger,gasoline vehicle,electricity tf] | NoSettings | 0 | 0 | 0 | 0 | 0 | 0 | 0 | 0 | 0 | 0 | 0 | 0 | 0 | 0 | 0 | 0 | 0 | 0 | 0 | 0 | 0 | 0 | 0 | 0 | 0 | 0 | 0 | 0 | 0 | 0 | 0
Transportation Sector Fuel Used[ships,passenger,gasoline vehicle,natural gas tf] | NoSettings | 0 | 0 | 0 | 0 | 0 | 0 | 0 | 0 | 0 | 0 | 0 | 0 | 0 | 0 | 0 | 0 | 0 | 0 | 0 | 0 | 0 | 0 | 0 | 0 | 0 | 0 | 0 | 0 | 0 | 0 | 0
Transportation Sector Fuel Used[ships,passenger,gasoline vehicle,petroleum gasoline tf] | NoSettings | 0 | 0 | 0 | 0 | 0 | 0 | 0 | 0 | 0 | 0 | 0 | 0 | 0 | 0 | 0 | 0 | 0 | 0 | 0 | 0 | 0 | 0 | 0 | 0 | 0 | 0 | 0 | 0 | 0 | 0 | 0
Transportation Sector Fuel Used[ships,passenger,gasoline vehicle,petroleum diesel tf] | NoSettings | 0 | 0 | 0 | 0 | 0 | 0 | 0 | 0 | 0 | 0 | 0 | 0 | 0 | 0 | 0 | 0 | 0 | 0 | 0 | 0 | 0 | 0 | 0 | 0 | 0 | 0 | 0 | 0 | 0 | 0 | 0
Transportation Sector Fuel Used[ships,passenger,gasoline vehicle,biofuel gasoline tf] | NoSettings | 0 | 0 | 0 | 0 | 0 | 0 | 0 | 0 | 0 | 0 | 0 | 0 | 0 | 0 | 0 | 0 | 0 | 0 | 0 | 0 | 0 | 0 | 0 | 0 | 0 | 0 | 0 | 0 | 0 | 0 | 0
Transportation Sector Fuel Used[ships,passenger,gasoline vehicle,biofuel diesel tf] | NoSettings | 0 | 0 | 0 | 0 | 0 | 0 | 0 | 0 | 0 | 0 | 0 | 0 | 0 | 0 | 0 | 0 | 0 | 0 | 0 | 0 | 0 | 0 | 0 | 0 | 0 | 0 | 0 | 0 | 0 | 0 | 0
Transportation Sector Fuel Used[ships,passenger,gasoline vehicle,jet fuel tf] | NoSettings | 0 | 0 | 0 | 0 | 0 | 0 | 0 | 0 | 0 | 0 | 0 | 0 | 0 | 0 | 0 | 0 | 0 | 0 | 0 | 0 | 0 | 0 | 0 | 0 | 0 | 0 | 0 | 0 | 0 | 0 | 0
Transportation Sector Fuel Used[ships,passenger,gasoline vehicle,heavy or residual fuel oil tf] | NoSettings | 0 | 0 | 0 | 0 | 0 | 0 | 0 | 0 | 0 | 0 | 0 | 0 | 0 | 0 | 0 | 0 | 0 | 0 | 0 | 0 | 0 | 0 | 0 | 0 | 0 | 0 | 0 | 0 | 0 | 0 | 0
Transportation Sector Fuel Used[ships,passenger,gasoline vehicle,LPG propane or butane tf] | NoSettings | 0 | 0 | 0 | 0 | 0 | 0 | 0 | 0 | 0 | 0 | 0 | 0 | 0 | 0 | 0 | 0 | 0 | 0 | 0 | 0 | 0 | 0 | 0 | 0 | 0 | 0 | 0 | 0 | 0 | 0 | 0
Transportation Sector Fuel Used[ships,passenger,gasoline vehicle,hydrogen tf] | NoSettings | 0 | 0 | 0 | 0 | 0 | 0 | 0 | 0 | 0 | 0 | 0 | 0 | 0 | 0 | 0 | 0 | 0 | 0 | 0 | 0 | 0 | 0 | 0 | 0 | 0 | 0 | 0 | 0 | 0 | 0 | 0
Transportation Sector Fuel Used[ships,passenger,diesel vehicle,electricity tf] | NoSettings | 0 | 0 | 0 | 0 | 0 | 0 | 0 | 0 | 0 | 0 | 0 | 0 | 0 | 0 | 0 | 0 | 0 | 0 | 0 | 0 | 0 | 0 | 0 | 0 | 0 | 0 | 0 | 0 | 0 | 0 | 0
Transportation Sector Fuel Used[ships,passenger,diesel vehicle,natural gas tf] | NoSettings | 0 | 0 | 0 | 0 | 0 | 0 | 0 | 0 | 0 | 0 | 0 | 0 | 0 | 0 | 0 | 0 | 0 | 0 | 0 | 0 | 0 | 0 | 0 | 0 | 0 | 0 | 0 | 0 | 0 | 0 | 0
Transportation Sector Fuel Used[ships,passenger,diesel vehicle,petroleum gasoline tf] | NoSettings | 0 | 0 | 0 | 0 | 0 | 0 | 0 | 0 | 0 | 0 | 0 | 0 | 0 | 0 | 0 | 0 | 0 | 0 | 0 | 0 | 0 | 0 | 0 | 0 | 0 | 0 | 0 | 0 | 0 | 0 | 0
Transportation Sector Fuel Used[ships,passenger,diesel vehicle,petroleum diesel tf] | NoSettings | 16714800000000 | 16772300000000 | 16830700000000 | 16890500000000 | 17121400000000 | 17186100000000 | 17423300000000 | 17493000000000 | 17563200000000 | 17633900000000 | 17705100000000 | 17776300000000 | 17847900000000 | 17920000000000 | 18170400000000 | 18247400000000 | 18324900000000 | 18402400000000 | 18479800000000 | 18376100000000 | 18450700000000 | 18525800000000 | 18600800000000 | 18676300000000 | 18752300000000 | 18828300000000 | 18904200000000 | 18980600000000 | 19057600000000 | 19134400000000 | 19113700000000
Transportation Sector Fuel Used[ships,passenger,diesel vehicle,biofuel gasoline tf] | NoSettings | 0 | 0 | 0 | 0 | 0 | 0 | 0 | 0 | 0 | 0 | 0 | 0 | 0 | 0 | 0 | 0 | 0 | 0 | 0 | 0 | 0 | 0 | 0 | 0 | 0 | 0 | 0 | 0 | 0 | 0 | 0
Transportation Sector Fuel Used[ships,passenger,diesel vehicle,biofuel diesel tf] | NoSettings | 0 | 0 | 0 | 0 | 0 | 0 | 0 | 0 | 0 | 0 | 0 | 0 | 0 | 0 | 0 | 0 | 0 | 0 | 0 | 0 | 0 | 0 | 0 | 0 | 0 | 0 | 0 | 0 | 0 | 0 | 0
Transportation Sector Fuel Used[ships,passenger,diesel vehicle,jet fuel tf] | NoSettings | 0 | 0 | 0 | 0 | 0 | 0 | 0 | 0 | 0 | 0 | 0 | 0 | 0 | 0 | 0 | 0 | 0 | 0 | 0 | 0 | 0 | 0 | 0 | 0 | 0 | 0 | 0 | 0 | 0 | 0 | 0
Transportation Sector Fuel Used[ships,passenger,diesel vehicle,heavy or residual fuel oil tf] | NoSettings | 0 | 0 | 0 | 0 | 0 | 0 | 0 | 0 | 0 | 0 | 0 | 0 | 0 | 0 | 0 | 0 | 0 | 0 | 0 | 0 | 0 | 0 | 0 | 0 | 0 | 0 | 0 | 0 | 0 | 0 | 0
Transportation Sector Fuel Used[ships,passenger,diesel vehicle,LPG propane or butane tf] | NoSettings | 0 | 0 | 0 | 0 | 0 | 0 | 0 | 0 | 0 | 0 | 0 | 0 | 0 | 0 | 0 | 0 | 0 | 0 | 0 | 0 | 0 | 0 | 0 | 0 | 0 | 0 | 0 | 0 | 0 | 0 | 0
Transportation Sector Fuel Used[ships,passenger,diesel vehicle,hydrogen tf] | NoSettings | 0 | 0 | 0 | 0 | 0 | 0 | 0 | 0 | 0 | 0 | 0 | 0 | 0 | 0 | 0 | 0 | 0 | 0 | 0 | 0 | 0 | 0 | 0 | 0 | 0 | 0 | 0 | 0 | 0 | 0 | 0
Transportation Sector Fuel Used[ships,passenger,plugin hybrid vehicle,electricity tf] | NoSettings | 0 | 0 | 0 | 0 | 0 | 0 | 0 | 0 | 0 | 0 | 0 | 0 | 0 | 0 | 0 | 0 | 0 | 0 | 0 | 0 | 0 | 0 | 0 | 0 | 0 | 0 | 0 | 0 | 0 | 0 | 0
Transportation Sector Fuel Used[ships,passenger,plugin hybrid vehicle,natural gas tf] | NoSettings | 0 | 0 | 0 | 0 | 0 | 0 | 0 | 0 | 0 | 0 | 0 | 0 | 0 | 0 | 0 | 0 | 0 | 0 | 0 | 0 | 0 | 0 | 0 | 0 | 0 | 0 | 0 | 0 | 0 | 0 | 0
Transportation Sector Fuel Used[ships,passenger,plugin hybrid vehicle,petroleum gasoline tf] | NoSettings | 0 | 0 | 0 | 0 | 0 | 0 | 0 | 0 | 0 | 0 | 0 | 0 | 0 | 0 | 0 | 0 | 0 | 0 | 0 | 0 | 0 | 0 | 0 | 0 | 0 | 0 | 0 | 0 | 0 | 0 | 0
Transportation Sector Fuel Used[ships,passenger,plugin hybrid vehicle,petroleum diesel tf] | NoSettings | 0 | 0 | 0 | 0 | 0 | 0 | 0 | 0 | 0 | 0 | 0 | 0 | 0 | 0 | 0 | 0 | 0 | 0 | 0 | 0 | 0 | 0 | 0 | 0 | 0 | 0 | 0 | 0 | 0 | 0 | 0
Transportation Sector Fuel Used[ships,passenger,plugin hybrid vehicle,biofuel gasoline tf] | NoSettings | 0 | 0 | 0 | 0 | 0 | 0 | 0 | 0 | 0 | 0 | 0 | 0 | 0 | 0 | 0 | 0 | 0 | 0 | 0 | 0 | 0 | 0 | 0 | 0 | 0 | 0 | 0 | 0 | 0 | 0 | 0
Transportation Sector Fuel Used[ships,passenger,plugin hybrid vehicle,biofuel diesel tf] | NoSettings | 0 | 0 | 0 | 0 | 0 | 0 | 0 | 0 | 0 | 0 | 0 | 0 | 0 | 0 | 0 | 0 | 0 | 0 | 0 | 0 | 0 | 0 | 0 | 0 | 0 | 0 | 0 | 0 | 0 | 0 | 0
Transportation Sector Fuel Used[ships,passenger,plugin hybrid vehicle,jet fuel tf] | NoSettings | 0 | 0 | 0 | 0 | 0 | 0 | 0 | 0 | 0 | 0 | 0 | 0 | 0 | 0 | 0 | 0 | 0 | 0 | 0 | 0 | 0 | 0 | 0 | 0 | 0 | 0 | 0 | 0 | 0 | 0 | 0
Transportation Sector Fuel Used[ships,passenger,plugin hybrid vehicle,heavy or residual fuel oil tf] | NoSettings | 0 | 0 | 0 | 0 | 0 | 0 | 0 | 0 | 0 | 0 | 0 | 0 | 0 | 0 | 0 | 0 | 0 | 0 | 0 | 0 | 0 | 0 | 0 | 0 | 0 | 0 | 0 | 0 | 0 | 0 | 0
Transportation Sector Fuel Used[ships,passenger,plugin hybrid vehicle,LPG propane or butane tf] | NoSettings | 0 | 0 | 0 | 0 | 0 | 0 | 0 | 0 | 0 | 0 | 0 | 0 | 0 | 0 | 0 | 0 | 0 | 0 | 0 | 0 | 0 | 0 | 0 | 0 | 0 | 0 | 0 | 0 | 0 | 0 | 0
Transportation Sector Fuel Used[ships,passenger,plugin hybrid vehicle,hydrogen tf] | NoSettings | 0 | 0 | 0 | 0 | 0 | 0 | 0 | 0 | 0 | 0 | 0 | 0 | 0 | 0 | 0 | 0 | 0 | 0 | 0 | 0 | 0 | 0 | 0 | 0 | 0 | 0 | 0 | 0 | 0 | 0 | 0
Transportation Sector Fuel Used[ships,passenger,LPG vehicle,electricity tf] | NoSettings | 0 | 0 | 0 | 0 | 0 | 0 | 0 | 0 | 0 | 0 | 0 | 0 | 0 | 0 | 0 | 0 | 0 | 0 | 0 | 0 | 0 | 0 | 0 | 0 | 0 | 0 | 0 | 0 | 0 | 0 | 0
Transportation Sector Fuel Used[ships,passenger,LPG vehicle,natural gas tf] | NoSettings | 0 | 0 | 0 | 0 | 0 | 0 | 0 | 0 | 0 | 0 | 0 | 0 | 0 | 0 | 0 | 0 | 0 | 0 | 0 | 0 | 0 | 0 | 0 | 0 | 0 | 0 | 0 | 0 | 0 | 0 | 0
Transportation Sector Fuel Used[ships,passenger,LPG vehicle,petroleum gasoline tf] | NoSettings | 0 | 0 | 0 | 0 | 0 | 0 | 0 | 0 | 0 | 0 | 0 | 0 | 0 | 0 | 0 | 0 | 0 | 0 | 0 | 0 | 0 | 0 | 0 | 0 | 0 | 0 | 0 | 0 | 0 | 0 | 0
Transportation Sector Fuel Used[ships,passenger,LPG vehicle,petroleum diesel tf] | NoSettings | 0 | 0 | 0 | 0 | 0 | 0 | 0 | 0 | 0 | 0 | 0 | 0 | 0 | 0 | 0 | 0 | 0 | 0 | 0 | 0 | 0 | 0 | 0 | 0 | 0 | 0 | 0 | 0 | 0 | 0 | 0
Transportation Sector Fuel Used[ships,passenger,LPG vehicle,biofuel gasoline tf] | NoSettings | 0 | 0 | 0 | 0 | 0 | 0 | 0 | 0 | 0 | 0 | 0 | 0 | 0 | 0 | 0 | 0 | 0 | 0 | 0 | 0 | 0 | 0 | 0 | 0 | 0 | 0 | 0 | 0 | 0 | 0 | 0
Transportation Sector Fuel Used[ships,passenger,LPG vehicle,biofuel diesel tf] | NoSettings | 0 | 0 | 0 | 0 | 0 | 0 | 0 | 0 | 0 | 0 | 0 | 0 | 0 | 0 | 0 | 0 | 0 | 0 | 0 | 0 | 0 | 0 | 0 | 0 | 0 | 0 | 0 | 0 | 0 | 0 | 0
Transportation Sector Fuel Used[ships,passenger,LPG vehicle,jet fuel tf] | NoSettings | 0 | 0 | 0 | 0 | 0 | 0 | 0 | 0 | 0 | 0 | 0 | 0 | 0 | 0 | 0 | 0 | 0 | 0 | 0 | 0 | 0 | 0 | 0 | 0 | 0 | 0 | 0 | 0 | 0 | 0 | 0
Transportation Sector Fuel Used[ships,passenger,LPG vehicle,heavy or residual fuel oil tf] | NoSettings | 0 | 0 | 0 | 0 | 0 | 0 | 0 | 0 | 0 | 0 | 0 | 0 | 0 | 0 | 0 | 0 | 0 | 0 | 0 | 0 | 0 | 0 | 0 | 0 | 0 | 0 | 0 | 0 | 0 | 0 | 0
Transportation Sector Fuel Used[ships,passenger,LPG vehicle,LPG propane or butane tf] | NoSettings | 0 | 0 | 0 | 0 | 0 | 0 | 0 | 0 | 0 | 0 | 0 | 0 | 0 | 0 | 0 | 0 | 0 | 0 | 0 | 0 | 0 | 0 | 0 | 0 | 0 | 0 | 0 | 0 | 0 | 0 | 0
Transportation Sector Fuel Used[ships,passenger,LPG vehicle,hydrogen tf] | NoSettings | 0 | 0 | 0 | 0 | 0 | 0 | 0 | 0 | 0 | 0 | 0 | 0 | 0 | 0 | 0 | 0 | 0 | 0 | 0 | 0 | 0 | 0 | 0 | 0 | 0 | 0 | 0 | 0 | 0 | 0 | 0
Transportation Sector Fuel Used[ships,passenger,hydrogen vehicle,electricity tf] | NoSettings | 0 | 0 | 0 | 0 | 0 | 0 | 0 | 0 | 0 | 0 | 0 | 0 | 0 | 0 | 0 | 0 | 0 | 0 | 0 | 0 | 0 | 0 | 0 | 0 | 0 | 0 | 0 | 0 | 0 | 0 | 0
Transportation Sector Fuel Used[ships,passenger,hydrogen vehicle,natural gas tf] | NoSettings | 0 | 0 | 0 | 0 | 0 | 0 | 0 | 0 | 0 | 0 | 0 | 0 | 0 | 0 | 0 | 0 | 0 | 0 | 0 | 0 | 0 | 0 | 0 | 0 | 0 | 0 | 0 | 0 | 0 | 0 | 0
Transportation Sector Fuel Used[ships,passenger,hydrogen vehicle,petroleum gasoline tf] | NoSettings | 0 | 0 | 0 | 0 | 0 | 0 | 0 | 0 | 0 | 0 | 0 | 0 | 0 | 0 | 0 | 0 | 0 | 0 | 0 | 0 | 0 | 0 | 0 | 0 | 0 | 0 | 0 | 0 | 0 | 0 | 0
Transportation Sector Fuel Used[ships,passenger,hydrogen vehicle,petroleum diesel tf] | NoSettings | 0 | 0 | 0 | 0 | 0 | 0 | 0 | 0 | 0 | 0 | 0 | 0 | 0 | 0 | 0 | 0 | 0 | 0 | 0 | 0 | 0 | 0 | 0 | 0 | 0 | 0 | 0 | 0 | 0 | 0 | 0
Transportation Sector Fuel Used[ships,passenger,hydrogen vehicle,biofuel gasoline tf] | NoSettings | 0 | 0 | 0 | 0 | 0 | 0 | 0 | 0 | 0 | 0 | 0 | 0 | 0 | 0 | 0 | 0 | 0 | 0 | 0 | 0 | 0 | 0 | 0 | 0 | 0 | 0 | 0 | 0 | 0 | 0 | 0
Transportation Sector Fuel Used[ships,passenger,hydrogen vehicle,biofuel diesel tf] | NoSettings | 0 | 0 | 0 | 0 | 0 | 0 | 0 | 0 | 0 | 0 | 0 | 0 | 0 | 0 | 0 | 0 | 0 | 0 | 0 | 0 | 0 | 0 | 0 | 0 | 0 | 0 | 0 | 0 | 0 | 0 | 0
Transportation Sector Fuel Used[ships,passenger,hydrogen vehicle,jet fuel tf] | NoSettings | 0 | 0 | 0 | 0 | 0 | 0 | 0 | 0 | 0 | 0 | 0 | 0 | 0 | 0 | 0 | 0 | 0 | 0 | 0 | 0 | 0 | 0 | 0 | 0 | 0 | 0 | 0 | 0 | 0 | 0 | 0
Transportation Sector Fuel Used[ships,passenger,hydrogen vehicle,heavy or residual fuel oil tf] | NoSettings | 0 | 0 | 0 | 0 | 0 | 0 | 0 | 0 | 0 | 0 | 0 | 0 | 0 | 0 | 0 | 0 | 0 | 0 | 0 | 0 | 0 | 0 | 0 | 0 | 0 | 0 | 0 | 0 | 0 | 0 | 0
Transportation Sector Fuel Used[ships,passenger,hydrogen vehicle,LPG propane or butane tf] | NoSettings | 0 | 0 | 0 | 0 | 0 | 0 | 0 | 0 | 0 | 0 | 0 | 0 | 0 | 0 | 0 | 0 | 0 | 0 | 0 | 0 | 0 | 0 | 0 | 0 | 0 | 0 | 0 | 0 | 0 | 0 | 0
Transportation Sector Fuel Used[ships,passenger,hydrogen vehicle,hydrogen tf] | NoSettings | 0 | 0 | 0 | 0 | 0 | 0 | 0 | 0 | 0 | 0 | 0 | 0 | 0 | 0 | 0 | 0 | 0 | 0 | 0 | 0 | 0 | 0 | 0 | 0 | 0 | 0 | 0 | 0 | 0 | 0 | 0
Transportation Sector Fuel Used[ships,freight,battery electric vehicle,electricity tf] | NoSettings | 0 | 0 | 0 | 0 | 0 | 0 | 0 | 0 | 0 | 0 | 0 | 0 | 0 | 0 | 0 | 0 | 0 | 0 | 0 | 0 | 0 | 0 | 0 | 0 | 0 | 0 | 0 | 0 | 0 | 0 | 0
Transportation Sector Fuel Used[ships,freight,battery electric vehicle,natural gas tf] | NoSettings | 0 | 0 | 0 | 0 | 0 | 0 | 0 | 0 | 0 | 0 | 0 | 0 | 0 | 0 | 0 | 0 | 0 | 0 | 0 | 0 | 0 | 0 | 0 | 0 | 0 | 0 | 0 | 0 | 0 | 0 | 0
Transportation Sector Fuel Used[ships,freight,battery electric vehicle,petroleum gasoline tf] | NoSettings | 0 | 0 | 0 | 0 | 0 | 0 | 0 | 0 | 0 | 0 | 0 | 0 | 0 | 0 | 0 | 0 | 0 | 0 | 0 | 0 | 0 | 0 | 0 | 0 | 0 | 0 | 0 | 0 | 0 | 0 | 0
Transportation Sector Fuel Used[ships,freight,battery electric vehicle,petroleum diesel tf] | NoSettings | 0 | 0 | 0 | 0 | 0 | 0 | 0 | 0 | 0 | 0 | 0 | 0 | 0 | 0 | 0 | 0 | 0 | 0 | 0 | 0 | 0 | 0 | 0 | 0 | 0 | 0 | 0 | 0 | 0 | 0 | 0
Transportation Sector Fuel Used[ships,freight,battery electric vehicle,biofuel gasoline tf] | NoSettings | 0 | 0 | 0 | 0 | 0 | 0 | 0 | 0 | 0 | 0 | 0 | 0 | 0 | 0 | 0 | 0 | 0 | 0 | 0 | 0 | 0 | 0 | 0 | 0 | 0 | 0 | 0 | 0 | 0 | 0 | 0
Transportation Sector Fuel Used[ships,freight,battery electric vehicle,biofuel diesel tf] | NoSettings | 0 | 0 | 0 | 0 | 0 | 0 | 0 | 0 | 0 | 0 | 0 | 0 | 0 | 0 | 0 | 0 | 0 | 0 | 0 | 0 | 0 | 0 | 0 | 0 | 0 | 0 | 0 | 0 | 0 | 0 | 0
Transportation Sector Fuel Used[ships,freight,battery electric vehicle,jet fuel tf] | NoSettings | 0 | 0 | 0 | 0 | 0 | 0 | 0 | 0 | 0 | 0 | 0 | 0 | 0 | 0 | 0 | 0 | 0 | 0 | 0 | 0 | 0 | 0 | 0 | 0 | 0 | 0 | 0 | 0 | 0 | 0 | 0
Transportation Sector Fuel Used[ships,freight,battery electric vehicle,heavy or residual fuel oil tf] | NoSettings | 0 | 0 | 0 | 0 | 0 | 0 | 0 | 0 | 0 | 0 | 0 | 0 | 0 | 0 | 0 | 0 | 0 | 0 | 0 | 0 | 0 | 0 | 0 | 0 | 0 | 0 | 0 | 0 | 0 | 0 | 0
Transportation Sector Fuel Used[ships,freight,battery electric vehicle,LPG propane or butane tf] | NoSettings | 0 | 0 | 0 | 0 | 0 | 0 | 0 | 0 | 0 | 0 | 0 | 0 | 0 | 0 | 0 | 0 | 0 | 0 | 0 | 0 | 0 | 0 | 0 | 0 | 0 | 0 | 0 | 0 | 0 | 0 | 0
Transportation Sector Fuel Used[ships,freight,battery electric vehicle,hydrogen tf] | NoSettings | 0 | 0 | 0 | 0 | 0 | 0 | 0 | 0 | 0 | 0 | 0 | 0 | 0 | 0 | 0 | 0 | 0 | 0 | 0 | 0 | 0 | 0 | 0 | 0 | 0 | 0 | 0 | 0 | 0 | 0 | 0
Transportation Sector Fuel Used[ships,freight,natural gas vehicle,electricity tf] | NoSettings | 0 | 0 | 0 | 0 | 0 | 0 | 0 | 0 | 0 | 0 | 0 | 0 | 0 | 0 | 0 | 0 | 0 | 0 | 0 | 0 | 0 | 0 | 0 | 0 | 0 | 0 | 0 | 0 | 0 | 0 | 0
Transportation Sector Fuel Used[ships,freight,natural gas vehicle,natural gas tf] | NoSettings | 0 | 0 | 0 | 0 | 0 | 0 | 0 | 0 | 0 | 0 | 0 | 0 | 0 | 0 | 0 | 0 | 0 | 0 | 0 | 0 | 0 | 0 | 0 | 0 | 0 | 0 | 0 | 0 | 0 | 0 | 0
Transportation Sector Fuel Used[ships,freight,natural gas vehicle,petroleum gasoline tf] | NoSettings | 0 | 0 | 0 | 0 | 0 | 0 | 0 | 0 | 0 | 0 | 0 | 0 | 0 | 0 | 0 | 0 | 0 | 0 | 0 | 0 | 0 | 0 | 0 | 0 | 0 | 0 | 0 | 0 | 0 | 0 | 0
Transportation Sector Fuel Used[ships,freight,natural gas vehicle,petroleum diesel tf] | NoSettings | 0 | 0 | 0 | 0 | 0 | 0 | 0 | 0 | 0 | 0 | 0 | 0 | 0 | 0 | 0 | 0 | 0 | 0 | 0 | 0 | 0 | 0 | 0 | 0 | 0 | 0 | 0 | 0 | 0 | 0 | 0
Transportation Sector Fuel Used[ships,freight,natural gas vehicle,biofuel gasoline tf] | NoSettings | 0 | 0 | 0 | 0 | 0 | 0 | 0 | 0 | 0 | 0 | 0 | 0 | 0 | 0 | 0 | 0 | 0 | 0 | 0 | 0 | 0 | 0 | 0 | 0 | 0 | 0 | 0 | 0 | 0 | 0 | 0
Transportation Sector Fuel Used[ships,freight,natural gas vehicle,biofuel diesel tf] | NoSettings | 0 | 0 | 0 | 0 | 0 | 0 | 0 | 0 | 0 | 0 | 0 | 0 | 0 | 0 | 0 | 0 | 0 | 0 | 0 | 0 | 0 | 0 | 0 | 0 | 0 | 0 | 0 | 0 | 0 | 0 | 0
Transportation Sector Fuel Used[ships,freight,natural gas vehicle,jet fuel tf] | NoSettings | 0 | 0 | 0 | 0 | 0 | 0 | 0 | 0 | 0 | 0 | 0 | 0 | 0 | 0 | 0 | 0 | 0 | 0 | 0 | 0 | 0 | 0 | 0 | 0 | 0 | 0 | 0 | 0 | 0 | 0 | 0
Transportation Sector Fuel Used[ships,freight,natural gas vehicle,heavy or residual fuel oil tf] | NoSettings | 0 | 0 | 0 | 0 | 0 | 0 | 0 | 0 | 0 | 0 | 0 | 0 | 0 | 0 | 0 | 0 | 0 | 0 | 0 | 0 | 0 | 0 | 0 | 0 | 0 | 0 | 0 | 0 | 0 | 0 | 0
Transportation Sector Fuel Used[ships,freight,natural gas vehicle,LPG propane or butane tf] | NoSettings | 0 | 0 | 0 | 0 | 0 | 0 | 0 | 0 | 0 | 0 | 0 | 0 | 0 | 0 | 0 | 0 | 0 | 0 | 0 | 0 | 0 | 0 | 0 | 0 | 0 | 0 | 0 | 0 | 0 | 0 | 0
Transportation Sector Fuel Used[ships,freight,natural gas vehicle,hydrogen tf] | NoSettings | 0 | 0 | 0 | 0 | 0 | 0 | 0 | 0 | 0 | 0 | 0 | 0 | 0 | 0 | 0 | 0 | 0 | 0 | 0 | 0 | 0 | 0 | 0 | 0 | 0 | 0 | 0 | 0 | 0 | 0 | 0
Transportation Sector Fuel Used[ships,freight,gasoline vehicle,electricity tf] | NoSettings | 0 | 0 | 0 | 0 | 0 | 0 | 0 | 0 | 0 | 0 | 0 | 0 | 0 | 0 | 0 | 0 | 0 | 0 | 0 | 0 | 0 | 0 | 0 | 0 | 0 | 0 | 0 | 0 | 0 | 0 | 0
Transportation Sector Fuel Used[ships,freight,gasoline vehicle,natural gas tf] | NoSettings | 0 | 0 | 0 | 0 | 0 | 0 | 0 | 0 | 0 | 0 | 0 | 0 | 0 | 0 | 0 | 0 | 0 | 0 | 0 | 0 | 0 | 0 | 0 | 0 | 0 | 0 | 0 | 0 | 0 | 0 | 0
Transportation Sector Fuel Used[ships,freight,gasoline vehicle,petroleum gasoline tf] | NoSettings | 0 | 0 | 0 | 0 | 0 | 0 | 0 | 0 | 0 | 0 | 0 | 0 | 0 | 0 | 0 | 0 | 0 | 0 | 0 | 0 | 0 | 0 | 0 | 0 | 0 | 0 | 0 | 0 | 0 | 0 | 0
Transportation Sector Fuel Used[ships,freight,gasoline vehicle,petroleum diesel tf] | NoSettings | 0 | 0 | 0 | 0 | 0 | 0 | 0 | 0 | 0 | 0 | 0 | 0 | 0 | 0 | 0 | 0 | 0 | 0 | 0 | 0 | 0 | 0 | 0 | 0 | 0 | 0 | 0 | 0 | 0 | 0 | 0
Transportation Sector Fuel Used[ships,freight,gasoline vehicle,biofuel gasoline tf] | NoSettings | 0 | 0 | 0 | 0 | 0 | 0 | 0 | 0 | 0 | 0 | 0 | 0 | 0 | 0 | 0 | 0 | 0 | 0 | 0 | 0 | 0 | 0 | 0 | 0 | 0 | 0 | 0 | 0 | 0 | 0 | 0
Transportation Sector Fuel Used[ships,freight,gasoline vehicle,biofuel diesel tf] | NoSettings | 0 | 0 | 0 | 0 | 0 | 0 | 0 | 0 | 0 | 0 | 0 | 0 | 0 | 0 | 0 | 0 | 0 | 0 | 0 | 0 | 0 | 0 | 0 | 0 | 0 | 0 | 0 | 0 | 0 | 0 | 0
Transportation Sector Fuel Used[ships,freight,gasoline vehicle,jet fuel tf] | NoSettings | 0 | 0 | 0 | 0 | 0 | 0 | 0 | 0 | 0 | 0 | 0 | 0 | 0 | 0 | 0 | 0 | 0 | 0 | 0 | 0 | 0 | 0 | 0 | 0 | 0 | 0 | 0 | 0 | 0 | 0 | 0
Transportation Sector Fuel Used[ships,freight,gasoline vehicle,heavy or residual fuel oil tf] | NoSettings | 0 | 0 | 0 | 0 | 0 | 0 | 0 | 0 | 0 | 0 | 0 | 0 | 0 | 0 | 0 | 0 | 0 | 0 | 0 | 0 | 0 | 0 | 0 | 0 | 0 | 0 | 0 | 0 | 0 | 0 | 0
Transportation Sector Fuel Used[ships,freight,gasoline vehicle,LPG propane or butane tf] | NoSettings | 0 | 0 | 0 | 0 | 0 | 0 | 0 | 0 | 0 | 0 | 0 | 0 | 0 | 0 | 0 | 0 | 0 | 0 | 0 | 0 | 0 | 0 | 0 | 0 | 0 | 0 | 0 | 0 | 0 | 0 | 0
Transportation Sector Fuel Used[ships,freight,gasoline vehicle,hydrogen tf] | NoSettings | 0 | 0 | 0 | 0 | 0 | 0 | 0 | 0 | 0 | 0 | 0 | 0 | 0 | 0 | 0 | 0 | 0 | 0 | 0 | 0 | 0 | 0 | 0 | 0 | 0 | 0 | 0 | 0 | 0 | 0 | 0
Transportation Sector Fuel Used[ships,freight,diesel vehicle,electricity tf] | NoSettings | 0 | 0 | 0 | 0 | 0 | 0 | 0 | 0 | 0 | 0 | 0 | 0 | 0 | 0 | 0 | 0 | 0 | 0 | 0 | 0 | 0 | 0 | 0 | 0 | 0 | 0 | 0 | 0 | 0 | 0 | 0
Transportation Sector Fuel Used[ships,freight,diesel vehicle,natural gas tf] | NoSettings | 0 | 0 | 0 | 0 | 0 | 0 | 0 | 0 | 0 | 0 | 0 | 0 | 0 | 0 | 0 | 0 | 0 | 0 | 0 | 0 | 0 | 0 | 0 | 0 | 0 | 0 | 0 | 0 | 0 | 0 | 0
Transportation Sector Fuel Used[ships,freight,diesel vehicle,petroleum gasoline tf] | NoSettings | 0 | 0 | 0 | 0 | 0 | 0 | 0 | 0 | 0 | 0 | 0 | 0 | 0 | 0 | 0 | 0 | 0 | 0 | 0 | 0 | 0 | 0 | 0 | 0 | 0 | 0 | 0 | 0 | 0 | 0 | 0
Transportation Sector Fuel Used[ships,freight,diesel vehicle,petroleum diesel tf] | NoSettings | 19498200000000 | 17938500000000 | 19671400000000 | 15977200000000 | 15983400000000 | 16242800000000 | 18025200000000 | 19180500000000 | 21779900000000 | 22656200000000 | 21538900000000 | 22279500000000 | 23124300000000 | 24140900000000 | 24947700000000 | 26061900000000 | 29272800000000 | 30581500000000 | 32306000000000 | 33801000000000 | 35539800000000 | 35774800000000 | 38564900000000 | 39908300000000 | 42585900000000 | 42512700000000 | 45885900000000 | 47622200000000 | 49189300000000 | 51163500000000 | 52799600000000
Transportation Sector Fuel Used[ships,freight,diesel vehicle,biofuel gasoline tf] | NoSettings | 0 | 0 | 0 | 0 | 0 | 0 | 0 | 0 | 0 | 0 | 0 | 0 | 0 | 0 | 0 | 0 | 0 | 0 | 0 | 0 | 0 | 0 | 0 | 0 | 0 | 0 | 0 | 0 | 0 | 0 | 0
Transportation Sector Fuel Used[ships,freight,diesel vehicle,biofuel diesel tf] | NoSettings | 0 | 0 | 0 | 0 | 0 | 0 | 0 | 0 | 0 | 0 | 0 | 0 | 0 | 0 | 0 | 0 | 0 | 0 | 0 | 0 | 0 | 0 | 0 | 0 | 0 | 0 | 0 | 0 | 0 | 0 | 0
Transportation Sector Fuel Used[ships,freight,diesel vehicle,jet fuel tf] | NoSettings | 0 | 0 | 0 | 0 | 0 | 0 | 0 | 0 | 0 | 0 | 0 | 0 | 0 | 0 | 0 | 0 | 0 | 0 | 0 | 0 | 0 | 0 | 0 | 0 | 0 | 0 | 0 | 0 | 0 | 0 | 0
Transportation Sector Fuel Used[ships,freight,diesel vehicle,heavy or residual fuel oil tf] | NoSettings | 16976000000000 | 20062200000000 | 20242900000000 | 25527500000000 | 27149600000000 | 28542300000000 | 28799500000000 | 29729000000000 | 29254300000000 | 30563000000000 | 33910300000000 | 35033200000000 | 36469600000000 | 37775100000000 | 38962300000000 | 40272200000000 | 39536800000000 | 41184500000000 | 42067600000000 | 43641500000000 | 44615800000000 | 47142700000000 | 47536000000000 | 49043300000000 | 49673000000000 | 52700900000000 | 52740100000000 | 54057300000000 | 55583400000000 | 57182300000000 | 58373100000000
Transportation Sector Fuel Used[ships,freight,diesel vehicle,LPG propane or butane tf] | NoSettings | 0 | 0 | 0 | 0 | 0 | 0 | 0 | 0 | 0 | 0 | 0 | 0 | 0 | 0 | 0 | 0 | 0 | 0 | 0 | 0 | 0 | 0 | 0 | 0 | 0 | 0 | 0 | 0 | 0 | 0 | 0
Transportation Sector Fuel Used[ships,freight,diesel vehicle,hydrogen tf] | NoSettings | 0 | 0 | 0 | 0 | 0 | 0 | 0 | 0 | 0 | 0 | 0 | 0 | 0 | 0 | 0 | 0 | 0 | 0 | 0 | 0 | 0 | 0 | 0 | 0 | 0 | 0 | 0 | 0 | 0 | 0 | 0
Transportation Sector Fuel Used[ships,freight,plugin hybrid vehicle,electricity tf] | NoSettings | 0 | 0 | 0 | 0 | 0 | 0 | 0 | 0 | 0 | 0 | 0 | 0 | 0 | 0 | 0 | 0 | 0 | 0 | 0 | 0 | 0 | 0 | 0 | 0 | 0 | 0 | 0 | 0 | 0 | 0 | 0
Transportation Sector Fuel Used[ships,freight,plugin hybrid vehicle,natural gas tf] | NoSettings | 0 | 0 | 0 | 0 | 0 | 0 | 0 | 0 | 0 | 0 | 0 | 0 | 0 | 0 | 0 | 0 | 0 | 0 | 0 | 0 | 0 | 0 | 0 | 0 | 0 | 0 | 0 | 0 | 0 | 0 | 0
Transportation Sector Fuel Used[ships,freight,plugin hybrid vehicle,petroleum gasoline tf] | NoSettings | 0 | 0 | 0 | 0 | 0 | 0 | 0 | 0 | 0 | 0 | 0 | 0 | 0 | 0 | 0 | 0 | 0 | 0 | 0 | 0 | 0 | 0 | 0 | 0 | 0 | 0 | 0 | 0 | 0 | 0 | 0
Transportation Sector Fuel Used[ships,freight,plugin hybrid vehicle,petroleum diesel tf] | NoSettings | 0 | 0 | 0 | 0 | 0 | 0 | 0 | 0 | 0 | 0 | 0 | 0 | 0 | 0 | 0 | 0 | 0 | 0 | 0 | 0 | 0 | 0 | 0 | 0 | 0 | 0 | 0 | 0 | 0 | 0 | 0
Transportation Sector Fuel Used[ships,freight,plugin hybrid vehicle,biofuel gasoline tf] | NoSettings | 0 | 0 | 0 | 0 | 0 | 0 | 0 | 0 | 0 | 0 | 0 | 0 | 0 | 0 | 0 | 0 | 0 | 0 | 0 | 0 | 0 | 0 | 0 | 0 | 0 | 0 | 0 | 0 | 0 | 0 | 0
Transportation Sector Fuel Used[ships,freight,plugin hybrid vehicle,biofuel diesel tf] | NoSettings | 0 | 0 | 0 | 0 | 0 | 0 | 0 | 0 | 0 | 0 | 0 | 0 | 0 | 0 | 0 | 0 | 0 | 0 | 0 | 0 | 0 | 0 | 0 | 0 | 0 | 0 | 0 | 0 | 0 | 0 | 0
Transportation Sector Fuel Used[ships,freight,plugin hybrid vehicle,jet fuel tf] | NoSettings | 0 | 0 | 0 | 0 | 0 | 0 | 0 | 0 | 0 | 0 | 0 | 0 | 0 | 0 | 0 | 0 | 0 | 0 | 0 | 0 | 0 | 0 | 0 | 0 | 0 | 0 | 0 | 0 | 0 | 0 | 0
Transportation Sector Fuel Used[ships,freight,plugin hybrid vehicle,heavy or residual fuel oil tf] | NoSettings | 0 | 0 | 0 | 0 | 0 | 0 | 0 | 0 | 0 | 0 | 0 | 0 | 0 | 0 | 0 | 0 | 0 | 0 | 0 | 0 | 0 | 0 | 0 | 0 | 0 | 0 | 0 | 0 | 0 | 0 | 0
Transportation Sector Fuel Used[ships,freight,plugin hybrid vehicle,LPG propane or butane tf] | NoSettings | 0 | 0 | 0 | 0 | 0 | 0 | 0 | 0 | 0 | 0 | 0 | 0 | 0 | 0 | 0 | 0 | 0 | 0 | 0 | 0 | 0 | 0 | 0 | 0 | 0 | 0 | 0 | 0 | 0 | 0 | 0
Transportation Sector Fuel Used[ships,freight,plugin hybrid vehicle,hydrogen tf] | NoSettings | 0 | 0 | 0 | 0 | 0 | 0 | 0 | 0 | 0 | 0 | 0 | 0 | 0 | 0 | 0 | 0 | 0 | 0 | 0 | 0 | 0 | 0 | 0 | 0 | 0 | 0 | 0 | 0 | 0 | 0 | 0
Transportation Sector Fuel Used[ships,freight,LPG vehicle,electricity tf] | NoSettings | 0 | 0 | 0 | 0 | 0 | 0 | 0 | 0 | 0 | 0 | 0 | 0 | 0 | 0 | 0 | 0 | 0 | 0 | 0 | 0 | 0 | 0 | 0 | 0 | 0 | 0 | 0 | 0 | 0 | 0 | 0
Transportation Sector Fuel Used[ships,freight,LPG vehicle,natural gas tf] | NoSettings | 0 | 0 | 0 | 0 | 0 | 0 | 0 | 0 | 0 | 0 | 0 | 0 | 0 | 0 | 0 | 0 | 0 | 0 | 0 | 0 | 0 | 0 | 0 | 0 | 0 | 0 | 0 | 0 | 0 | 0 | 0
Transportation Sector Fuel Used[ships,freight,LPG vehicle,petroleum gasoline tf] | NoSettings | 0 | 0 | 0 | 0 | 0 | 0 | 0 | 0 | 0 | 0 | 0 | 0 | 0 | 0 | 0 | 0 | 0 | 0 | 0 | 0 | 0 | 0 | 0 | 0 | 0 | 0 | 0 | 0 | 0 | 0 | 0
Transportation Sector Fuel Used[ships,freight,LPG vehicle,petroleum diesel tf] | NoSettings | 0 | 0 | 0 | 0 | 0 | 0 | 0 | 0 | 0 | 0 | 0 | 0 | 0 | 0 | 0 | 0 | 0 | 0 | 0 | 0 | 0 | 0 | 0 | 0 | 0 | 0 | 0 | 0 | 0 | 0 | 0
Transportation Sector Fuel Used[ships,freight,LPG vehicle,biofuel gasoline tf] | NoSettings | 0 | 0 | 0 | 0 | 0 | 0 | 0 | 0 | 0 | 0 | 0 | 0 | 0 | 0 | 0 | 0 | 0 | 0 | 0 | 0 | 0 | 0 | 0 | 0 | 0 | 0 | 0 | 0 | 0 | 0 | 0
Transportation Sector Fuel Used[ships,freight,LPG vehicle,biofuel diesel tf] | NoSettings | 0 | 0 | 0 | 0 | 0 | 0 | 0 | 0 | 0 | 0 | 0 | 0 | 0 | 0 | 0 | 0 | 0 | 0 | 0 | 0 | 0 | 0 | 0 | 0 | 0 | 0 | 0 | 0 | 0 | 0 | 0
Transportation Sector Fuel Used[ships,freight,LPG vehicle,jet fuel tf] | NoSettings | 0 | 0 | 0 | 0 | 0 | 0 | 0 | 0 | 0 | 0 | 0 | 0 | 0 | 0 | 0 | 0 | 0 | 0 | 0 | 0 | 0 | 0 | 0 | 0 | 0 | 0 | 0 | 0 | 0 | 0 | 0
Transportation Sector Fuel Used[ships,freight,LPG vehicle,heavy or residual fuel oil tf] | NoSettings | 0 | 0 | 0 | 0 | 0 | 0 | 0 | 0 | 0 | 0 | 0 | 0 | 0 | 0 | 0 | 0 | 0 | 0 | 0 | 0 | 0 | 0 | 0 | 0 | 0 | 0 | 0 | 0 | 0 | 0 | 0
Transportation Sector Fuel Used[ships,freight,LPG vehicle,LPG propane or butane tf] | NoSettings | 0 | 0 | 0 | 0 | 0 | 0 | 0 | 0 | 0 | 0 | 0 | 0 | 0 | 0 | 0 | 0 | 0 | 0 | 0 | 0 | 0 | 0 | 0 | 0 | 0 | 0 | 0 | 0 | 0 | 0 | 0
Transportation Sector Fuel Used[ships,freight,LPG vehicle,hydrogen tf] | NoSettings | 0 | 0 | 0 | 0 | 0 | 0 | 0 | 0 | 0 | 0 | 0 | 0 | 0 | 0 | 0 | 0 | 0 | 0 | 0 | 0 | 0 | 0 | 0 | 0 | 0 | 0 | 0 | 0 | 0 | 0 | 0
Transportation Sector Fuel Used[ships,freight,hydrogen vehicle,electricity tf] | NoSettings | 0 | 0 | 0 | 0 | 0 | 0 | 0 | 0 | 0 | 0 | 0 | 0 | 0 | 0 | 0 | 0 | 0 | 0 | 0 | 0 | 0 | 0 | 0 | 0 | 0 | 0 | 0 | 0 | 0 | 0 | 0
Transportation Sector Fuel Used[ships,freight,hydrogen vehicle,natural gas tf] | NoSettings | 0 | 0 | 0 | 0 | 0 | 0 | 0 | 0 | 0 | 0 | 0 | 0 | 0 | 0 | 0 | 0 | 0 | 0 | 0 | 0 | 0 | 0 | 0 | 0 | 0 | 0 | 0 | 0 | 0 | 0 | 0
Transportation Sector Fuel Used[ships,freight,hydrogen vehicle,petroleum gasoline tf] | NoSettings | 0 | 0 | 0 | 0 | 0 | 0 | 0 | 0 | 0 | 0 | 0 | 0 | 0 | 0 | 0 | 0 | 0 | 0 | 0 | 0 | 0 | 0 | 0 | 0 | 0 | 0 | 0 | 0 | 0 | 0 | 0
Transportation Sector Fuel Used[ships,freight,hydrogen vehicle,petroleum diesel tf] | NoSettings | 0 | 0 | 0 | 0 | 0 | 0 | 0 | 0 | 0 | 0 | 0 | 0 | 0 | 0 | 0 | 0 | 0 | 0 | 0 | 0 | 0 | 0 | 0 | 0 | 0 | 0 | 0 | 0 | 0 | 0 | 0
Transportation Sector Fuel Used[ships,freight,hydrogen vehicle,biofuel gasoline tf] | NoSettings | 0 | 0 | 0 | 0 | 0 | 0 | 0 | 0 | 0 | 0 | 0 | 0 | 0 | 0 | 0 | 0 | 0 | 0 | 0 | 0 | 0 | 0 | 0 | 0 | 0 | 0 | 0 | 0 | 0 | 0 | 0
Transportation Sector Fuel Used[ships,freight,hydrogen vehicle,biofuel diesel tf] | NoSettings | 0 | 0 | 0 | 0 | 0 | 0 | 0 | 0 | 0 | 0 | 0 | 0 | 0 | 0 | 0 | 0 | 0 | 0 | 0 | 0 | 0 | 0 | 0 | 0 | 0 | 0 | 0 | 0 | 0 | 0 | 0
Transportation Sector Fuel Used[ships,freight,hydrogen vehicle,jet fuel tf] | NoSettings | 0 | 0 | 0 | 0 | 0 | 0 | 0 | 0 | 0 | 0 | 0 | 0 | 0 | 0 | 0 | 0 | 0 | 0 | 0 | 0 | 0 | 0 | 0 | 0 | 0 | 0 | 0 | 0 | 0 | 0 | 0
Transportation Sector Fuel Used[ships,freight,hydrogen vehicle,heavy or residual fuel oil tf] | NoSettings | 0 | 0 | 0 | 0 | 0 | 0 | 0 | 0 | 0 | 0 | 0 | 0 | 0 | 0 | 0 | 0 | 0 | 0 | 0 | 0 | 0 | 0 | 0 | 0 | 0 | 0 | 0 | 0 | 0 | 0 | 0
Transportation Sector Fuel Used[ships,freight,hydrogen vehicle,LPG propane or butane tf] | NoSettings | 0 | 0 | 0 | 0 | 0 | 0 | 0 | 0 | 0 | 0 | 0 | 0 | 0 | 0 | 0 | 0 | 0 | 0 | 0 | 0 | 0 | 0 | 0 | 0 | 0 | 0 | 0 | 0 | 0 | 0 | 0
Transportation Sector Fuel Used[ships,freight,hydrogen vehicle,hydrogen tf] | NoSettings | 0 | 0 | 0 | 0 | 0 | 0 | 0 | 0 | 0 | 0 | 0 | 0 | 0 | 0 | 0 | 0 | 0 | 0 | 0 | 0 | 0 | 0 | 0 | 0 | 0 | 0 | 0 | 0 | 0 | 0 | 0
Transportation Sector Fuel Used[motorbikes,passenger,battery electric vehicle,electricity tf] | NoSettings | 672158000 | 4811810000 | 14158700000 | 29516200000 | 50688600000 | 75937900000 | 104328000000 | 134398000000 | 165135000000 | 196085000000 | 226938000000 | 257496000000 | 287758000000 | 317747000000 | 347332000000 | 376561000000 | 405347000000 | 434643000000 | 462748000000 | 487208000000 | 507047000000 | 521823000000 | 532604000000 | 540088000000 | 545350000000 | 549176000000 | 552000000000 | 554051000000 | 555626000000 | 557120000000 | 558098000000
Transportation Sector Fuel Used[motorbikes,passenger,battery electric vehicle,natural gas tf] | NoSettings | 0 | 0 | 0 | 0 | 0 | 0 | 0 | 0 | 0 | 0 | 0 | 0 | 0 | 0 | 0 | 0 | 0 | 0 | 0 | 0 | 0 | 0 | 0 | 0 | 0 | 0 | 0 | 0 | 0 | 0 | 0
Transportation Sector Fuel Used[motorbikes,passenger,battery electric vehicle,petroleum gasoline tf] | NoSettings | 0 | 0 | 0 | 0 | 0 | 0 | 0 | 0 | 0 | 0 | 0 | 0 | 0 | 0 | 0 | 0 | 0 | 0 | 0 | 0 | 0 | 0 | 0 | 0 | 0 | 0 | 0 | 0 | 0 | 0 | 0
Transportation Sector Fuel Used[motorbikes,passenger,battery electric vehicle,petroleum diesel tf] | NoSettings | 0 | 0 | 0 | 0 | 0 | 0 | 0 | 0 | 0 | 0 | 0 | 0 | 0 | 0 | 0 | 0 | 0 | 0 | 0 | 0 | 0 | 0 | 0 | 0 | 0 | 0 | 0 | 0 | 0 | 0 | 0
Transportation Sector Fuel Used[motorbikes,passenger,battery electric vehicle,biofuel gasoline tf] | NoSettings | 0 | 0 | 0 | 0 | 0 | 0 | 0 | 0 | 0 | 0 | 0 | 0 | 0 | 0 | 0 | 0 | 0 | 0 | 0 | 0 | 0 | 0 | 0 | 0 | 0 | 0 | 0 | 0 | 0 | 0 | 0
Transportation Sector Fuel Used[motorbikes,passenger,battery electric vehicle,biofuel diesel tf] | NoSettings | 0 | 0 | 0 | 0 | 0 | 0 | 0 | 0 | 0 | 0 | 0 | 0 | 0 | 0 | 0 | 0 | 0 | 0 | 0 | 0 | 0 | 0 | 0 | 0 | 0 | 0 | 0 | 0 | 0 | 0 | 0
Transportation Sector Fuel Used[motorbikes,passenger,battery electric vehicle,jet fuel tf] | NoSettings | 0 | 0 | 0 | 0 | 0 | 0 | 0 | 0 | 0 | 0 | 0 | 0 | 0 | 0 | 0 | 0 | 0 | 0 | 0 | 0 | 0 | 0 | 0 | 0 | 0 | 0 | 0 | 0 | 0 | 0 | 0
Transportation Sector Fuel Used[motorbikes,passenger,battery electric vehicle,heavy or residual fuel oil tf] | NoSettings | 0 | 0 | 0 | 0 | 0 | 0 | 0 | 0 | 0 | 0 | 0 | 0 | 0 | 0 | 0 | 0 | 0 | 0 | 0 | 0 | 0 | 0 | 0 | 0 | 0 | 0 | 0 | 0 | 0 | 0 | 0
Transportation Sector Fuel Used[motorbikes,passenger,battery electric vehicle,LPG propane or butane tf] | NoSettings | 0 | 0 | 0 | 0 | 0 | 0 | 0 | 0 | 0 | 0 | 0 | 0 | 0 | 0 | 0 | 0 | 0 | 0 | 0 | 0 | 0 | 0 | 0 | 0 | 0 | 0 | 0 | 0 | 0 | 0 | 0
Transportation Sector Fuel Used[motorbikes,passenger,battery electric vehicle,hydrogen tf] | NoSettings | 0 | 0 | 0 | 0 | 0 | 0 | 0 | 0 | 0 | 0 | 0 | 0 | 0 | 0 | 0 | 0 | 0 | 0 | 0 | 0 | 0 | 0 | 0 | 0 | 0 | 0 | 0 | 0 | 0 | 0 | 0
Transportation Sector Fuel Used[motorbikes,passenger,natural gas vehicle,electricity tf] | NoSettings | 0 | 0 | 0 | 0 | 0 | 0 | 0 | 0 | 0 | 0 | 0 | 0 | 0 | 0 | 0 | 0 | 0 | 0 | 0 | 0 | 0 | 0 | 0 | 0 | 0 | 0 | 0 | 0 | 0 | 0 | 0
Transportation Sector Fuel Used[motorbikes,passenger,natural gas vehicle,natural gas tf] | NoSettings | 50994200 | 51090200 | 44601100 | 38205700 | 32014100 | 26328700 | 21159100 | 16496300 | 12358200 | 8764600 | 5737200 | 3306560 | 1509160 | 856358 | 384291 | 97105.9 | 0 | 0 | 0 | 0 | 0 | 0 | 0 | 0 | 0 | 0 | 0 | 0 | 0 | 0 | 0
Transportation Sector Fuel Used[motorbikes,passenger,natural gas vehicle,petroleum gasoline tf] | NoSettings | 0 | 0 | 0 | 0 | 0 | 0 | 0 | 0 | 0 | 0 | 0 | 0 | 0 | 0 | 0 | 0 | 0 | 0 | 0 | 0 | 0 | 0 | 0 | 0 | 0 | 0 | 0 | 0 | 0 | 0 | 0
Transportation Sector Fuel Used[motorbikes,passenger,natural gas vehicle,petroleum diesel tf] | NoSettings | 0 | 0 | 0 | 0 | 0 | 0 | 0 | 0 | 0 | 0 | 0 | 0 | 0 | 0 | 0 | 0 | 0 | 0 | 0 | 0 | 0 | 0 | 0 | 0 | 0 | 0 | 0 | 0 | 0 | 0 | 0
Transportation Sector Fuel Used[motorbikes,passenger,natural gas vehicle,biofuel gasoline tf] | NoSettings | 0 | 0 | 0 | 0 | 0 | 0 | 0 | 0 | 0 | 0 | 0 | 0 | 0 | 0 | 0 | 0 | 0 | 0 | 0 | 0 | 0 | 0 | 0 | 0 | 0 | 0 | 0 | 0 | 0 | 0 | 0
Transportation Sector Fuel Used[motorbikes,passenger,natural gas vehicle,biofuel diesel tf] | NoSettings | 0 | 0 | 0 | 0 | 0 | 0 | 0 | 0 | 0 | 0 | 0 | 0 | 0 | 0 | 0 | 0 | 0 | 0 | 0 | 0 | 0 | 0 | 0 | 0 | 0 | 0 | 0 | 0 | 0 | 0 | 0
Transportation Sector Fuel Used[motorbikes,passenger,natural gas vehicle,jet fuel tf] | NoSettings | 0 | 0 | 0 | 0 | 0 | 0 | 0 | 0 | 0 | 0 | 0 | 0 | 0 | 0 | 0 | 0 | 0 | 0 | 0 | 0 | 0 | 0 | 0 | 0 | 0 | 0 | 0 | 0 | 0 | 0 | 0
Transportation Sector Fuel Used[motorbikes,passenger,natural gas vehicle,heavy or residual fuel oil tf] | NoSettings | 0 | 0 | 0 | 0 | 0 | 0 | 0 | 0 | 0 | 0 | 0 | 0 | 0 | 0 | 0 | 0 | 0 | 0 | 0 | 0 | 0 | 0 | 0 | 0 | 0 | 0 | 0 | 0 | 0 | 0 | 0
Transportation Sector Fuel Used[motorbikes,passenger,natural gas vehicle,LPG propane or butane tf] | NoSettings | 0 | 0 | 0 | 0 | 0 | 0 | 0 | 0 | 0 | 0 | 0 | 0 | 0 | 0 | 0 | 0 | 0 | 0 | 0 | 0 | 0 | 0 | 0 | 0 | 0 | 0 | 0 | 0 | 0 | 0 | 0
Transportation Sector Fuel Used[motorbikes,passenger,natural gas vehicle,hydrogen tf] | NoSettings | 0 | 0 | 0 | 0 | 0 | 0 | 0 | 0 | 0 | 0 | 0 | 0 | 0 | 0 | 0 | 0 | 0 | 0 | 0 | 0 | 0 | 0 | 0 | 0 | 0 | 0 | 0 | 0 | 0 | 0 | 0
Transportation Sector Fuel Used[motorbikes,passenger,gasoline vehicle,electricity tf] | NoSettings | 0 | 0 | 0 | 0 | 0 | 0 | 0 | 0 | 0 | 0 | 0 | 0 | 0 | 0 | 0 | 0 | 0 | 0 | 0 | 0 | 0 | 0 | 0 | 0 | 0 | 0 | 0 | 0 | 0 | 0 | 0
Transportation Sector Fuel Used[motorbikes,passenger,gasoline vehicle,natural gas tf] | NoSettings | 0 | 0 | 0 | 0 | 0 | 0 | 0 | 0 | 0 | 0 | 0 | 0 | 0 | 0 | 0 | 0 | 0 | 0 | 0 | 0 | 0 | 0 | 0 | 0 | 0 | 0 | 0 | 0 | 0 | 0 | 0
Transportation Sector Fuel Used[motorbikes,passenger,gasoline vehicle,petroleum gasoline tf] | NoSettings | 3427440000000 | 3846570000000 | 3797610000000 | 3716480000000 | 3599940000000 | 3495210000000 | 3385280000000 | 3272260000000 | 3158600000000 | 3046750000000 | 2936400000000 | 2829610000000 | 2727160000000 | 2628940000000 | 2534960000000 | 2445670000000 | 2358660000000 | 2270710000000 | 2186110000000 | 2112580000000 | 2053000000000 | 2008200000000 | 1975990000000 | 1953320000000 | 1936750000000 | 1923310000000 | 1911900000000 | 1901940000000 | 1892910000000 | 1885440000000 | 1877740000000
Transportation Sector Fuel Used[motorbikes,passenger,gasoline vehicle,petroleum diesel tf] | NoSettings | 0 | 0 | 0 | 0 | 0 | 0 | 0 | 0 | 0 | 0 | 0 | 0 | 0 | 0 | 0 | 0 | 0 | 0 | 0 | 0 | 0 | 0 | 0 | 0 | 0 | 0 | 0 | 0 | 0 | 0 | 0
Transportation Sector Fuel Used[motorbikes,passenger,gasoline vehicle,biofuel gasoline tf] | NoSettings | 264331000000 | 297548000000 | 294642000000 | 289211000000 | 280978000000 | 273617000000 | 265799000000 | 257686000000 | 249471000000 | 240992000000 | 232947000000 | 224475000000 | 216348000000 | 208556000000 | 201101000000 | 194017000000 | 187115000000 | 180137000000 | 173426000000 | 167592000000 | 162866000000 | 159312000000 | 156757000000 | 154958000000 | 153644000000 | 152578000000 | 151673000000 | 150882000000 | 150166000000 | 149573000000 | 148963000000
Transportation Sector Fuel Used[motorbikes,passenger,gasoline vehicle,biofuel diesel tf] | NoSettings | 0 | 0 | 0 | 0 | 0 | 0 | 0 | 0 | 0 | 0 | 0 | 0 | 0 | 0 | 0 | 0 | 0 | 0 | 0 | 0 | 0 | 0 | 0 | 0 | 0 | 0 | 0 | 0 | 0 | 0 | 0
Transportation Sector Fuel Used[motorbikes,passenger,gasoline vehicle,jet fuel tf] | NoSettings | 0 | 0 | 0 | 0 | 0 | 0 | 0 | 0 | 0 | 0 | 0 | 0 | 0 | 0 | 0 | 0 | 0 | 0 | 0 | 0 | 0 | 0 | 0 | 0 | 0 | 0 | 0 | 0 | 0 | 0 | 0
Transportation Sector Fuel Used[motorbikes,passenger,gasoline vehicle,heavy or residual fuel oil tf] | NoSettings | 0 | 0 | 0 | 0 | 0 | 0 | 0 | 0 | 0 | 0 | 0 | 0 | 0 | 0 | 0 | 0 | 0 | 0 | 0 | 0 | 0 | 0 | 0 | 0 | 0 | 0 | 0 | 0 | 0 | 0 | 0
Transportation Sector Fuel Used[motorbikes,passenger,gasoline vehicle,LPG propane or butane tf] | NoSettings | 0 | 0 | 0 | 0 | 0 | 0 | 0 | 0 | 0 | 0 | 0 | 0 | 0 | 0 | 0 | 0 | 0 | 0 | 0 | 0 | 0 | 0 | 0 | 0 | 0 | 0 | 0 | 0 | 0 | 0 | 0
Transportation Sector Fuel Used[motorbikes,passenger,gasoline vehicle,hydrogen tf] | NoSettings | 0 | 0 | 0 | 0 | 0 | 0 | 0 | 0 | 0 | 0 | 0 | 0 | 0 | 0 | 0 | 0 | 0 | 0 | 0 | 0 | 0 | 0 | 0 | 0 | 0 | 0 | 0 | 0 | 0 | 0 | 0
Transportation Sector Fuel Used[motorbikes,passenger,diesel vehicle,electricity tf] | NoSettings | 0 | 0 | 0 | 0 | 0 | 0 | 0 | 0 | 0 | 0 | 0 | 0 | 0 | 0 | 0 | 0 | 0 | 0 | 0 | 0 | 0 | 0 | 0 | 0 | 0 | 0 | 0 | 0 | 0 | 0 | 0
Transportation Sector Fuel Used[motorbikes,passenger,diesel vehicle,natural gas tf] | NoSettings | 0 | 0 | 0 | 0 | 0 | 0 | 0 | 0 | 0 | 0 | 0 | 0 | 0 | 0 | 0 | 0 | 0 | 0 | 0 | 0 | 0 | 0 | 0 | 0 | 0 | 0 | 0 | 0 | 0 | 0 | 0
Transportation Sector Fuel Used[motorbikes,passenger,diesel vehicle,petroleum gasoline tf] | NoSettings | 0 | 0 | 0 | 0 | 0 | 0 | 0 | 0 | 0 | 0 | 0 | 0 | 0 | 0 | 0 | 0 | 0 | 0 | 0 | 0 | 0 | 0 | 0 | 0 | 0 | 0 | 0 | 0 | 0 | 0 | 0
Transportation Sector Fuel Used[motorbikes,passenger,diesel vehicle,petroleum diesel tf] | NoSettings | 324685000 | 322342000 | 279400000 | 238264000 | 199461000 | 164559000 | 133549000 | 106146000 | 82215400 | 61621500 | 44212400 | 30835900 | 19706000 | 10917900 | 4961540 | 1270790 | 0 | 0 | 0 | 0 | 0 | 0 | 0 | 0 | 0 | 0 | 0 | 0 | 0 | 0 | 0
Transportation Sector Fuel Used[motorbikes,passenger,diesel vehicle,biofuel gasoline tf] | NoSettings | 0 | 0 | 0 | 0 | 0 | 0 | 0 | 0 | 0 | 0 | 0 | 0 | 0 | 0 | 0 | 0 | 0 | 0 | 0 | 0 | 0 | 0 | 0 | 0 | 0 | 0 | 0 | 0 | 0 | 0 | 0
Transportation Sector Fuel Used[motorbikes,passenger,diesel vehicle,biofuel diesel tf] | NoSettings | 79977600 | 89240500 | 86309400 | 81634100 | 75419000 | 68380000 | 60770900 | 52735700 | 44484500 | 36234500 | 28203600 | 19670600 | 12570700 | 6964630 | 3165020 | 810651 | 0 | 0 | 0 | 0 | 0 | 0 | 0 | 0 | 0 | 0 | 0 | 0 | 0 | 0 | 0
Transportation Sector Fuel Used[motorbikes,passenger,diesel vehicle,jet fuel tf] | NoSettings | 0 | 0 | 0 | 0 | 0 | 0 | 0 | 0 | 0 | 0 | 0 | 0 | 0 | 0 | 0 | 0 | 0 | 0 | 0 | 0 | 0 | 0 | 0 | 0 | 0 | 0 | 0 | 0 | 0 | 0 | 0
Transportation Sector Fuel Used[motorbikes,passenger,diesel vehicle,heavy or residual fuel oil tf] | NoSettings | 0 | 0 | 0 | 0 | 0 | 0 | 0 | 0 | 0 | 0 | 0 | 0 | 0 | 0 | 0 | 0 | 0 | 0 | 0 | 0 | 0 | 0 | 0 | 0 | 0 | 0 | 0 | 0 | 0 | 0 | 0
Transportation Sector Fuel Used[motorbikes,passenger,diesel vehicle,LPG propane or butane tf] | NoSettings | 0 | 0 | 0 | 0 | 0 | 0 | 0 | 0 | 0 | 0 | 0 | 0 | 0 | 0 | 0 | 0 | 0 | 0 | 0 | 0 | 0 | 0 | 0 | 0 | 0 | 0 | 0 | 0 | 0 | 0 | 0
Transportation Sector Fuel Used[motorbikes,passenger,diesel vehicle,hydrogen tf] | NoSettings | 0 | 0 | 0 | 0 | 0 | 0 | 0 | 0 | 0 | 0 | 0 | 0 | 0 | 0 | 0 | 0 | 0 | 0 | 0 | 0 | 0 | 0 | 0 | 0 | 0 | 0 | 0 | 0 | 0 | 0 | 0
Transportation Sector Fuel Used[motorbikes,passenger,plugin hybrid vehicle,electricity tf] | NoSettings | 0 | 0 | 0 | 0 | 0 | 0 | 0 | 0 | 0 | 0 | 0 | 0 | 0 | 0 | 0 | 0 | 0 | 0 | 0 | 0 | 0 | 0 | 0 | 0 | 0 | 0 | 0 | 0 | 0 | 0 | 0
Transportation Sector Fuel Used[motorbikes,passenger,plugin hybrid vehicle,natural gas tf] | NoSettings | 0 | 0 | 0 | 0 | 0 | 0 | 0 | 0 | 0 | 0 | 0 | 0 | 0 | 0 | 0 | 0 | 0 | 0 | 0 | 0 | 0 | 0 | 0 | 0 | 0 | 0 | 0 | 0 | 0 | 0 | 0
Transportation Sector Fuel Used[motorbikes,passenger,plugin hybrid vehicle,petroleum gasoline tf] | NoSettings | 0 | 0 | 0 | 0 | 0 | 0 | 0 | 0 | 0 | 0 | 0 | 0 | 0 | 0 | 0 | 0 | 0 | 0 | 0 | 0 | 0 | 0 | 0 | 0 | 0 | 0 | 0 | 0 | 0 | 0 | 0
Transportation Sector Fuel Used[motorbikes,passenger,plugin hybrid vehicle,petroleum diesel tf] | NoSettings | 0 | 0 | 0 | 0 | 0 | 0 | 0 | 0 | 0 | 0 | 0 | 0 | 0 | 0 | 0 | 0 | 0 | 0 | 0 | 0 | 0 | 0 | 0 | 0 | 0 | 0 | 0 | 0 | 0 | 0 | 0
Transportation Sector Fuel Used[motorbikes,passenger,plugin hybrid vehicle,biofuel gasoline tf] | NoSettings | 0 | 0 | 0 | 0 | 0 | 0 | 0 | 0 | 0 | 0 | 0 | 0 | 0 | 0 | 0 | 0 | 0 | 0 | 0 | 0 | 0 | 0 | 0 | 0 | 0 | 0 | 0 | 0 | 0 | 0 | 0
Transportation Sector Fuel Used[motorbikes,passenger,plugin hybrid vehicle,biofuel diesel tf] | NoSettings | 0 | 0 | 0 | 0 | 0 | 0 | 0 | 0 | 0 | 0 | 0 | 0 | 0 | 0 | 0 | 0 | 0 | 0 | 0 | 0 | 0 | 0 | 0 | 0 | 0 | 0 | 0 | 0 | 0 | 0 | 0
Transportation Sector Fuel Used[motorbikes,passenger,plugin hybrid vehicle,jet fuel tf] | NoSettings | 0 | 0 | 0 | 0 | 0 | 0 | 0 | 0 | 0 | 0 | 0 | 0 | 0 | 0 | 0 | 0 | 0 | 0 | 0 | 0 | 0 | 0 | 0 | 0 | 0 | 0 | 0 | 0 | 0 | 0 | 0
Transportation Sector Fuel Used[motorbikes,passenger,plugin hybrid vehicle,heavy or residual fuel oil tf] | NoSettings | 0 | 0 | 0 | 0 | 0 | 0 | 0 | 0 | 0 | 0 | 0 | 0 | 0 | 0 | 0 | 0 | 0 | 0 | 0 | 0 | 0 | 0 | 0 | 0 | 0 | 0 | 0 | 0 | 0 | 0 | 0
Transportation Sector Fuel Used[motorbikes,passenger,plugin hybrid vehicle,LPG propane or butane tf] | NoSettings | 0 | 0 | 0 | 0 | 0 | 0 | 0 | 0 | 0 | 0 | 0 | 0 | 0 | 0 | 0 | 0 | 0 | 0 | 0 | 0 | 0 | 0 | 0 | 0 | 0 | 0 | 0 | 0 | 0 | 0 | 0
Transportation Sector Fuel Used[motorbikes,passenger,plugin hybrid vehicle,hydrogen tf] | NoSettings | 0 | 0 | 0 | 0 | 0 | 0 | 0 | 0 | 0 | 0 | 0 | 0 | 0 | 0 | 0 | 0 | 0 | 0 | 0 | 0 | 0 | 0 | 0 | 0 | 0 | 0 | 0 | 0 | 0 | 0 | 0
Transportation Sector Fuel Used[motorbikes,passenger,LPG vehicle,electricity tf] | NoSettings | 0 | 0 | 0 | 0 | 0 | 0 | 0 | 0 | 0 | 0 | 0 | 0 | 0 | 0 | 0 | 0 | 0 | 0 | 0 | 0 | 0 | 0 | 0 | 0 | 0 | 0 | 0 | 0 | 0 | 0 | 0
Transportation Sector Fuel Used[motorbikes,passenger,LPG vehicle,natural gas tf] | NoSettings | 0 | 0 | 0 | 0 | 0 | 0 | 0 | 0 | 0 | 0 | 0 | 0 | 0 | 0 | 0 | 0 | 0 | 0 | 0 | 0 | 0 | 0 | 0 | 0 | 0 | 0 | 0 | 0 | 0 | 0 | 0
Transportation Sector Fuel Used[motorbikes,passenger,LPG vehicle,petroleum gasoline tf] | NoSettings | 0 | 0 | 0 | 0 | 0 | 0 | 0 | 0 | 0 | 0 | 0 | 0 | 0 | 0 | 0 | 0 | 0 | 0 | 0 | 0 | 0 | 0 | 0 | 0 | 0 | 0 | 0 | 0 | 0 | 0 | 0
Transportation Sector Fuel Used[motorbikes,passenger,LPG vehicle,petroleum diesel tf] | NoSettings | 0 | 0 | 0 | 0 | 0 | 0 | 0 | 0 | 0 | 0 | 0 | 0 | 0 | 0 | 0 | 0 | 0 | 0 | 0 | 0 | 0 | 0 | 0 | 0 | 0 | 0 | 0 | 0 | 0 | 0 | 0
Transportation Sector Fuel Used[motorbikes,passenger,LPG vehicle,biofuel gasoline tf] | NoSettings | 0 | 0 | 0 | 0 | 0 | 0 | 0 | 0 | 0 | 0 | 0 | 0 | 0 | 0 | 0 | 0 | 0 | 0 | 0 | 0 | 0 | 0 | 0 | 0 | 0 | 0 | 0 | 0 | 0 | 0 | 0
Transportation Sector Fuel Used[motorbikes,passenger,LPG vehicle,biofuel diesel tf] | NoSettings | 0 | 0 | 0 | 0 | 0 | 0 | 0 | 0 | 0 | 0 | 0 | 0 | 0 | 0 | 0 | 0 | 0 | 0 | 0 | 0 | 0 | 0 | 0 | 0 | 0 | 0 | 0 | 0 | 0 | 0 | 0
Transportation Sector Fuel Used[motorbikes,passenger,LPG vehicle,jet fuel tf] | NoSettings | 0 | 0 | 0 | 0 | 0 | 0 | 0 | 0 | 0 | 0 | 0 | 0 | 0 | 0 | 0 | 0 | 0 | 0 | 0 | 0 | 0 | 0 | 0 | 0 | 0 | 0 | 0 | 0 | 0 | 0 | 0
Transportation Sector Fuel Used[motorbikes,passenger,LPG vehicle,heavy or residual fuel oil tf] | NoSettings | 0 | 0 | 0 | 0 | 0 | 0 | 0 | 0 | 0 | 0 | 0 | 0 | 0 | 0 | 0 | 0 | 0 | 0 | 0 | 0 | 0 | 0 | 0 | 0 | 0 | 0 | 0 | 0 | 0 | 0 | 0
Transportation Sector Fuel Used[motorbikes,passenger,LPG vehicle,LPG propane or butane tf] | NoSettings | 0 | 0 | 0 | 0 | 0 | 0 | 0 | 0 | 0 | 0 | 0 | 0 | 0 | 0 | 0 | 0 | 0 | 0 | 0 | 0 | 0 | 0 | 0 | 0 | 0 | 0 | 0 | 0 | 0 | 0 | 0
Transportation Sector Fuel Used[motorbikes,passenger,LPG vehicle,hydrogen tf] | NoSettings | 0 | 0 | 0 | 0 | 0 | 0 | 0 | 0 | 0 | 0 | 0 | 0 | 0 | 0 | 0 | 0 | 0 | 0 | 0 | 0 | 0 | 0 | 0 | 0 | 0 | 0 | 0 | 0 | 0 | 0 | 0
Transportation Sector Fuel Used[motorbikes,passenger,hydrogen vehicle,electricity tf] | NoSettings | 0 | 0 | 0 | 0 | 0 | 0 | 0 | 0 | 0 | 0 | 0 | 0 | 0 | 0 | 0 | 0 | 0 | 0 | 0 | 0 | 0 | 0 | 0 | 0 | 0 | 0 | 0 | 0 | 0 | 0 | 0
Transportation Sector Fuel Used[motorbikes,passenger,hydrogen vehicle,natural gas tf] | NoSettings | 0 | 0 | 0 | 0 | 0 | 0 | 0 | 0 | 0 | 0 | 0 | 0 | 0 | 0 | 0 | 0 | 0 | 0 | 0 | 0 | 0 | 0 | 0 | 0 | 0 | 0 | 0 | 0 | 0 | 0 | 0
Transportation Sector Fuel Used[motorbikes,passenger,hydrogen vehicle,petroleum gasoline tf] | NoSettings | 0 | 0 | 0 | 0 | 0 | 0 | 0 | 0 | 0 | 0 | 0 | 0 | 0 | 0 | 0 | 0 | 0 | 0 | 0 | 0 | 0 | 0 | 0 | 0 | 0 | 0 | 0 | 0 | 0 | 0 | 0
Transportation Sector Fuel Used[motorbikes,passenger,hydrogen vehicle,petroleum diesel tf] | NoSettings | 0 | 0 | 0 | 0 | 0 | 0 | 0 | 0 | 0 | 0 | 0 | 0 | 0 | 0 | 0 | 0 | 0 | 0 | 0 | 0 | 0 | 0 | 0 | 0 | 0 | 0 | 0 | 0 | 0 | 0 | 0
Transportation Sector Fuel Used[motorbikes,passenger,hydrogen vehicle,biofuel gasoline tf] | NoSettings | 0 | 0 | 0 | 0 | 0 | 0 | 0 | 0 | 0 | 0 | 0 | 0 | 0 | 0 | 0 | 0 | 0 | 0 | 0 | 0 | 0 | 0 | 0 | 0 | 0 | 0 | 0 | 0 | 0 | 0 | 0
Transportation Sector Fuel Used[motorbikes,passenger,hydrogen vehicle,biofuel diesel tf] | NoSettings | 0 | 0 | 0 | 0 | 0 | 0 | 0 | 0 | 0 | 0 | 0 | 0 | 0 | 0 | 0 | 0 | 0 | 0 | 0 | 0 | 0 | 0 | 0 | 0 | 0 | 0 | 0 | 0 | 0 | 0 | 0
Transportation Sector Fuel Used[motorbikes,passenger,hydrogen vehicle,jet fuel tf] | NoSettings | 0 | 0 | 0 | 0 | 0 | 0 | 0 | 0 | 0 | 0 | 0 | 0 | 0 | 0 | 0 | 0 | 0 | 0 | 0 | 0 | 0 | 0 | 0 | 0 | 0 | 0 | 0 | 0 | 0 | 0 | 0
Transportation Sector Fuel Used[motorbikes,passenger,hydrogen vehicle,heavy or residual fuel oil tf] | NoSettings | 0 | 0 | 0 | 0 | 0 | 0 | 0 | 0 | 0 | 0 | 0 | 0 | 0 | 0 | 0 | 0 | 0 | 0 | 0 | 0 | 0 | 0 | 0 | 0 | 0 | 0 | 0 | 0 | 0 | 0 | 0
Transportation Sector Fuel Used[motorbikes,passenger,hydrogen vehicle,LPG propane or butane tf] | NoSettings | 0 | 0 | 0 | 0 | 0 | 0 | 0 | 0 | 0 | 0 | 0 | 0 | 0 | 0 | 0 | 0 | 0 | 0 | 0 | 0 | 0 | 0 | 0 | 0 | 0 | 0 | 0 | 0 | 0 | 0 | 0
Transportation Sector Fuel Used[motorbikes,passenger,hydrogen vehicle,hydrogen tf] | NoSettings | 0 | 0 | 0 | 0 | 0 | 0 | 0 | 0 | 0 | 0 | 0 | 0 | 0 | 0 | 0 | 0 | 0 | 0 | 0 | 0 | 0 | 0 | 0 | 0 | 0 | 0 | 0 | 0 | 0 | 0 | 0
Transportation Sector Fuel Used[motorbikes,freight,battery electric vehicle,electricity tf] | NoSettings | 4321780000 | 10321700000 | 33182000000 | 61668000000 | 170069000000 | 329486000000 | 567174000000 | 938857000000 | 1456180000000 | 2130760000000 | 2973940000000 | 4044370000000 | 5339480000000 | 6723000000000 | 8194100000000 | 9753240000000 | 11398400000000 | 13128900000000 | 14943700000000 | 16839300000000 | 18815900000000 | 20869900000000 | 22996800000000 | 25195800000000 | 27462700000000 | 29681100000000 | 31966100000000 | 34296100000000 | 36690200000000 | 39043700000000 | 41403800000000
Transportation Sector Fuel Used[motorbikes,freight,battery electric vehicle,natural gas tf] | NoSettings | 0 | 0 | 0 | 0 | 0 | 0 | 0 | 0 | 0 | 0 | 0 | 0 | 0 | 0 | 0 | 0 | 0 | 0 | 0 | 0 | 0 | 0 | 0 | 0 | 0 | 0 | 0 | 0 | 0 | 0 | 0
Transportation Sector Fuel Used[motorbikes,freight,battery electric vehicle,petroleum gasoline tf] | NoSettings | 0 | 0 | 0 | 0 | 0 | 0 | 0 | 0 | 0 | 0 | 0 | 0 | 0 | 0 | 0 | 0 | 0 | 0 | 0 | 0 | 0 | 0 | 0 | 0 | 0 | 0 | 0 | 0 | 0 | 0 | 0
Transportation Sector Fuel Used[motorbikes,freight,battery electric vehicle,petroleum diesel tf] | NoSettings | 0 | 0 | 0 | 0 | 0 | 0 | 0 | 0 | 0 | 0 | 0 | 0 | 0 | 0 | 0 | 0 | 0 | 0 | 0 | 0 | 0 | 0 | 0 | 0 | 0 | 0 | 0 | 0 | 0 | 0 | 0
Transportation Sector Fuel Used[motorbikes,freight,battery electric vehicle,biofuel gasoline tf] | NoSettings | 0 | 0 | 0 | 0 | 0 | 0 | 0 | 0 | 0 | 0 | 0 | 0 | 0 | 0 | 0 | 0 | 0 | 0 | 0 | 0 | 0 | 0 | 0 | 0 | 0 | 0 | 0 | 0 | 0 | 0 | 0
Transportation Sector Fuel Used[motorbikes,freight,battery electric vehicle,biofuel diesel tf] | NoSettings | 0 | 0 | 0 | 0 | 0 | 0 | 0 | 0 | 0 | 0 | 0 | 0 | 0 | 0 | 0 | 0 | 0 | 0 | 0 | 0 | 0 | 0 | 0 | 0 | 0 | 0 | 0 | 0 | 0 | 0 | 0
Transportation Sector Fuel Used[motorbikes,freight,battery electric vehicle,jet fuel tf] | NoSettings | 0 | 0 | 0 | 0 | 0 | 0 | 0 | 0 | 0 | 0 | 0 | 0 | 0 | 0 | 0 | 0 | 0 | 0 | 0 | 0 | 0 | 0 | 0 | 0 | 0 | 0 | 0 | 0 | 0 | 0 | 0
Transportation Sector Fuel Used[motorbikes,freight,battery electric vehicle,heavy or residual fuel oil tf] | NoSettings | 0 | 0 | 0 | 0 | 0 | 0 | 0 | 0 | 0 | 0 | 0 | 0 | 0 | 0 | 0 | 0 | 0 | 0 | 0 | 0 | 0 | 0 | 0 | 0 | 0 | 0 | 0 | 0 | 0 | 0 | 0
Transportation Sector Fuel Used[motorbikes,freight,battery electric vehicle,LPG propane or butane tf] | NoSettings | 0 | 0 | 0 | 0 | 0 | 0 | 0 | 0 | 0 | 0 | 0 | 0 | 0 | 0 | 0 | 0 | 0 | 0 | 0 | 0 | 0 | 0 | 0 | 0 | 0 | 0 | 0 | 0 | 0 | 0 | 0
Transportation Sector Fuel Used[motorbikes,freight,battery electric vehicle,hydrogen tf] | NoSettings | 0 | 0 | 0 | 0 | 0 | 0 | 0 | 0 | 0 | 0 | 0 | 0 | 0 | 0 | 0 | 0 | 0 | 0 | 0 | 0 | 0 | 0 | 0 | 0 | 0 | 0 | 0 | 0 | 0 | 0 | 0
Transportation Sector Fuel Used[motorbikes,freight,natural gas vehicle,electricity tf] | NoSettings | 0 | 0 | 0 | 0 | 0 | 0 | 0 | 0 | 0 | 0 | 0 | 0 | 0 | 0 | 0 | 0 | 0 | 0 | 0 | 0 | 0 | 0 | 0 | 0 | 0 | 0 | 0 | 0 | 0 | 0 | 0
Transportation Sector Fuel Used[motorbikes,freight,natural gas vehicle,natural gas tf] | NoSettings | 149615000000 | 204733000000 | 316962000000 | 412158000000 | 475624000000 | 530190000000 | 590211000000 | 646069000000 | 703316000000 | 767868000000 | 839886000000 | 934224000000 | 1037800000000 | 1163770000000 | 1313050000000 | 1486630000000 | 1698780000000 | 1943920000000 | 2223030000000 | 2536270000000 | 2883500000000 | 3265190000000 | 3673700000000 | 4123590000000 | 4607610000000 | 5029180000000 | 5466650000000 | 5848090000000 | 6277140000000 | 6772270000000 | 7305950000000
Transportation Sector Fuel Used[motorbikes,freight,natural gas vehicle,petroleum gasoline tf] | NoSettings | 0 | 0 | 0 | 0 | 0 | 0 | 0 | 0 | 0 | 0 | 0 | 0 | 0 | 0 | 0 | 0 | 0 | 0 | 0 | 0 | 0 | 0 | 0 | 0 | 0 | 0 | 0 | 0 | 0 | 0 | 0
Transportation Sector Fuel Used[motorbikes,freight,natural gas vehicle,petroleum diesel tf] | NoSettings | 0 | 0 | 0 | 0 | 0 | 0 | 0 | 0 | 0 | 0 | 0 | 0 | 0 | 0 | 0 | 0 | 0 | 0 | 0 | 0 | 0 | 0 | 0 | 0 | 0 | 0 | 0 | 0 | 0 | 0 | 0
Transportation Sector Fuel Used[motorbikes,freight,natural gas vehicle,biofuel gasoline tf] | NoSettings | 0 | 0 | 0 | 0 | 0 | 0 | 0 | 0 | 0 | 0 | 0 | 0 | 0 | 0 | 0 | 0 | 0 | 0 | 0 | 0 | 0 | 0 | 0 | 0 | 0 | 0 | 0 | 0 | 0 | 0 | 0
Transportation Sector Fuel Used[motorbikes,freight,natural gas vehicle,biofuel diesel tf] | NoSettings | 0 | 0 | 0 | 0 | 0 | 0 | 0 | 0 | 0 | 0 | 0 | 0 | 0 | 0 | 0 | 0 | 0 | 0 | 0 | 0 | 0 | 0 | 0 | 0 | 0 | 0 | 0 | 0 | 0 | 0 | 0
Transportation Sector Fuel Used[motorbikes,freight,natural gas vehicle,jet fuel tf] | NoSettings | 0 | 0 | 0 | 0 | 0 | 0 | 0 | 0 | 0 | 0 | 0 | 0 | 0 | 0 | 0 | 0 | 0 | 0 | 0 | 0 | 0 | 0 | 0 | 0 | 0 | 0 | 0 | 0 | 0 | 0 | 0
Transportation Sector Fuel Used[motorbikes,freight,natural gas vehicle,heavy or residual fuel oil tf] | NoSettings | 0 | 0 | 0 | 0 | 0 | 0 | 0 | 0 | 0 | 0 | 0 | 0 | 0 | 0 | 0 | 0 | 0 | 0 | 0 | 0 | 0 | 0 | 0 | 0 | 0 | 0 | 0 | 0 | 0 | 0 | 0
Transportation Sector Fuel Used[motorbikes,freight,natural gas vehicle,LPG propane or butane tf] | NoSettings | 0 | 0 | 0 | 0 | 0 | 0 | 0 | 0 | 0 | 0 | 0 | 0 | 0 | 0 | 0 | 0 | 0 | 0 | 0 | 0 | 0 | 0 | 0 | 0 | 0 | 0 | 0 | 0 | 0 | 0 | 0
Transportation Sector Fuel Used[motorbikes,freight,natural gas vehicle,hydrogen tf] | NoSettings | 0 | 0 | 0 | 0 | 0 | 0 | 0 | 0 | 0 | 0 | 0 | 0 | 0 | 0 | 0 | 0 | 0 | 0 | 0 | 0 | 0 | 0 | 0 | 0 | 0 | 0 | 0 | 0 | 0 | 0 | 0
Transportation Sector Fuel Used[motorbikes,freight,gasoline vehicle,electricity tf] | NoSettings | 0 | 0 | 0 | 0 | 0 | 0 | 0 | 0 | 0 | 0 | 0 | 0 | 0 | 0 | 0 | 0 | 0 | 0 | 0 | 0 | 0 | 0 | 0 | 0 | 0 | 0 | 0 | 0 | 0 | 0 | 0
Transportation Sector Fuel Used[motorbikes,freight,gasoline vehicle,natural gas tf] | NoSettings | 0 | 0 | 0 | 0 | 0 | 0 | 0 | 0 | 0 | 0 | 0 | 0 | 0 | 0 | 0 | 0 | 0 | 0 | 0 | 0 | 0 | 0 | 0 | 0 | 0 | 0 | 0 | 0 | 0 | 0 | 0
Transportation Sector Fuel Used[motorbikes,freight,gasoline vehicle,petroleum gasoline tf] | NoSettings | 0 | 0 | 0 | 0 | 0 | 0 | 0 | 0 | 0 | 0 | 0 | 0 | 0 | 0 | 0 | 0 | 0 | 0 | 0 | 0 | 0 | 0 | 0 | 0 | 0 | 0 | 0 | 0 | 0 | 0 | 0
Transportation Sector Fuel Used[motorbikes,freight,gasoline vehicle,petroleum diesel tf] | NoSettings | 0 | 0 | 0 | 0 | 0 | 0 | 0 | 0 | 0 | 0 | 0 | 0 | 0 | 0 | 0 | 0 | 0 | 0 | 0 | 0 | 0 | 0 | 0 | 0 | 0 | 0 | 0 | 0 | 0 | 0 | 0
Transportation Sector Fuel Used[motorbikes,freight,gasoline vehicle,biofuel gasoline tf] | NoSettings | 0 | 0 | 0 | 0 | 0 | 0 | 0 | 0 | 0 | 0 | 0 | 0 | 0 | 0 | 0 | 0 | 0 | 0 | 0 | 0 | 0 | 0 | 0 | 0 | 0 | 0 | 0 | 0 | 0 | 0 | 0
Transportation Sector Fuel Used[motorbikes,freight,gasoline vehicle,biofuel diesel tf] | NoSettings | 0 | 0 | 0 | 0 | 0 | 0 | 0 | 0 | 0 | 0 | 0 | 0 | 0 | 0 | 0 | 0 | 0 | 0 | 0 | 0 | 0 | 0 | 0 | 0 | 0 | 0 | 0 | 0 | 0 | 0 | 0
Transportation Sector Fuel Used[motorbikes,freight,gasoline vehicle,jet fuel tf] | NoSettings | 0 | 0 | 0 | 0 | 0 | 0 | 0 | 0 | 0 | 0 | 0 | 0 | 0 | 0 | 0 | 0 | 0 | 0 | 0 | 0 | 0 | 0 | 0 | 0 | 0 | 0 | 0 | 0 | 0 | 0 | 0
Transportation Sector Fuel Used[motorbikes,freight,gasoline vehicle,heavy or residual fuel oil tf] | NoSettings | 0 | 0 | 0 | 0 | 0 | 0 | 0 | 0 | 0 | 0 | 0 | 0 | 0 | 0 | 0 | 0 | 0 | 0 | 0 | 0 | 0 | 0 | 0 | 0 | 0 | 0 | 0 | 0 | 0 | 0 | 0
Transportation Sector Fuel Used[motorbikes,freight,gasoline vehicle,LPG propane or butane tf] | NoSettings | 0 | 0 | 0 | 0 | 0 | 0 | 0 | 0 | 0 | 0 | 0 | 0 | 0 | 0 | 0 | 0 | 0 | 0 | 0 | 0 | 0 | 0 | 0 | 0 | 0 | 0 | 0 | 0 | 0 | 0 | 0
Transportation Sector Fuel Used[motorbikes,freight,gasoline vehicle,hydrogen tf] | NoSettings | 0 | 0 | 0 | 0 | 0 | 0 | 0 | 0 | 0 | 0 | 0 | 0 | 0 | 0 | 0 | 0 | 0 | 0 | 0 | 0 | 0 | 0 | 0 | 0 | 0 | 0 | 0 | 0 | 0 | 0 | 0
Transportation Sector Fuel Used[motorbikes,freight,diesel vehicle,electricity tf] | NoSettings | 0 | 0 | 0 | 0 | 0 | 0 | 0 | 0 | 0 | 0 | 0 | 0 | 0 | 0 | 0 | 0 | 0 | 0 | 0 | 0 | 0 | 0 | 0 | 0 | 0 | 0 | 0 | 0 | 0 | 0 | 0
Transportation Sector Fuel Used[motorbikes,freight,diesel vehicle,natural gas tf] | NoSettings | 0 | 0 | 0 | 0 | 0 | 0 | 0 | 0 | 0 | 0 | 0 | 0 | 0 | 0 | 0 | 0 | 0 | 0 | 0 | 0 | 0 | 0 | 0 | 0 | 0 | 0 | 0 | 0 | 0 | 0 | 0
Transportation Sector Fuel Used[motorbikes,freight,diesel vehicle,petroleum gasoline tf] | NoSettings | 0 | 0 | 0 | 0 | 0 | 0 | 0 | 0 | 0 | 0 | 0 | 0 | 0 | 0 | 0 | 0 | 0 | 0 | 0 | 0 | 0 | 0 | 0 | 0 | 0 | 0 | 0 | 0 | 0 | 0 | 0
Transportation Sector Fuel Used[motorbikes,freight,diesel vehicle,petroleum diesel tf] | NoSettings | 154282000000000 | 152713000000000 | 151010000000000 | 149254000000000 | 146806000000000 | 144235000000000 | 141481000000000 | 138186000000000 | 134628000000000 | 130774000000000 | 126618000000000 | 127308000000000 | 127691000000000 | 127945000000000 | 128092000000000 | 128130000000000 | 127970000000000 | 127319000000000 | 126589000000000 | 125826000000000 | 125255000000000 | 124621000000000 | 124285000000000 | 123480000000000 | 122702000000000 | 122295000000000 | 122590000000000 | 123008000000000 | 123450000000000 | 124492000000000 | 125687000000000
Transportation Sector Fuel Used[motorbikes,freight,diesel vehicle,biofuel gasoline tf] | NoSettings | 0 | 0 | 0 | 0 | 0 | 0 | 0 | 0 | 0 | 0 | 0 | 0 | 0 | 0 | 0 | 0 | 0 | 0 | 0 | 0 | 0 | 0 | 0 | 0 | 0 | 0 | 0 | 0 | 0 | 0 | 0
Transportation Sector Fuel Used[motorbikes,freight,diesel vehicle,biofuel diesel tf] | NoSettings | 38003200000000 | 42278600000000 | 46648500000000 | 51137400000000 | 55509500000000 | 59934600000000 | 64380300000000 | 68653800000000 | 72843700000000 | 76897400000000 | 80771200000000 | 81211300000000 | 81455500000000 | 81617800000000 | 81711500000000 | 81735400000000 | 81633800000000 | 81218300000000 | 80752600000000 | 80265800000000 | 79901400000000 | 79497500000000 | 79282900000000 | 78769400000000 | 78273000000000 | 78013500000000 | 78201900000000 | 78468500000000 | 78750500000000 | 79415000000000 | 80177400000000
Transportation Sector Fuel Used[motorbikes,freight,diesel vehicle,jet fuel tf] | NoSettings | 0 | 0 | 0 | 0 | 0 | 0 | 0 | 0 | 0 | 0 | 0 | 0 | 0 | 0 | 0 | 0 | 0 | 0 | 0 | 0 | 0 | 0 | 0 | 0 | 0 | 0 | 0 | 0 | 0 | 0 | 0
Transportation Sector Fuel Used[motorbikes,freight,diesel vehicle,heavy or residual fuel oil tf] | NoSettings | 0 | 0 | 0 | 0 | 0 | 0 | 0 | 0 | 0 | 0 | 0 | 0 | 0 | 0 | 0 | 0 | 0 | 0 | 0 | 0 | 0 | 0 | 0 | 0 | 0 | 0 | 0 | 0 | 0 | 0 | 0
Transportation Sector Fuel Used[motorbikes,freight,diesel vehicle,LPG propane or butane tf] | NoSettings | 0 | 0 | 0 | 0 | 0 | 0 | 0 | 0 | 0 | 0 | 0 | 0 | 0 | 0 | 0 | 0 | 0 | 0 | 0 | 0 | 0 | 0 | 0 | 0 | 0 | 0 | 0 | 0 | 0 | 0 | 0
Transportation Sector Fuel Used[motorbikes,freight,diesel vehicle,hydrogen tf] | NoSettings | 0 | 0 | 0 | 0 | 0 | 0 | 0 | 0 | 0 | 0 | 0 | 0 | 0 | 0 | 0 | 0 | 0 | 0 | 0 | 0 | 0 | 0 | 0 | 0 | 0 | 0 | 0 | 0 | 0 | 0 | 0
Transportation Sector Fuel Used[motorbikes,freight,plugin hybrid vehicle,electricity tf] | NoSettings | 0 | 0 | 0 | 0 | 0 | 0 | 0 | 0 | 0 | 0 | 0 | 0 | 0 | 0 | 0 | 0 | 0 | 0 | 0 | 0 | 0 | 0 | 0 | 0 | 0 | 0 | 0 | 0 | 0 | 0 | 0
Transportation Sector Fuel Used[motorbikes,freight,plugin hybrid vehicle,natural gas tf] | NoSettings | 0 | 0 | 0 | 0 | 0 | 0 | 0 | 0 | 0 | 0 | 0 | 0 | 0 | 0 | 0 | 0 | 0 | 0 | 0 | 0 | 0 | 0 | 0 | 0 | 0 | 0 | 0 | 0 | 0 | 0 | 0
Transportation Sector Fuel Used[motorbikes,freight,plugin hybrid vehicle,petroleum gasoline tf] | NoSettings | 0 | 0 | 0 | 0 | 0 | 0 | 0 | 0 | 0 | 0 | 0 | 0 | 0 | 0 | 0 | 0 | 0 | 0 | 0 | 0 | 0 | 0 | 0 | 0 | 0 | 0 | 0 | 0 | 0 | 0 | 0
Transportation Sector Fuel Used[motorbikes,freight,plugin hybrid vehicle,petroleum diesel tf] | NoSettings | 0 | 0 | 0 | 0 | 0 | 0 | 0 | 0 | 0 | 0 | 0 | 0 | 0 | 0 | 0 | 0 | 0 | 0 | 0 | 0 | 0 | 0 | 0 | 0 | 0 | 0 | 0 | 0 | 0 | 0 | 0
Transportation Sector Fuel Used[motorbikes,freight,plugin hybrid vehicle,biofuel gasoline tf] | NoSettings | 0 | 0 | 0 | 0 | 0 | 0 | 0 | 0 | 0 | 0 | 0 | 0 | 0 | 0 | 0 | 0 | 0 | 0 | 0 | 0 | 0 | 0 | 0 | 0 | 0 | 0 | 0 | 0 | 0 | 0 | 0
Transportation Sector Fuel Used[motorbikes,freight,plugin hybrid vehicle,biofuel diesel tf] | NoSettings | 0 | 0 | 0 | 0 | 0 | 0 | 0 | 0 | 0 | 0 | 0 | 0 | 0 | 0 | 0 | 0 | 0 | 0 | 0 | 0 | 0 | 0 | 0 | 0 | 0 | 0 | 0 | 0 | 0 | 0 | 0
Transportation Sector Fuel Used[motorbikes,freight,plugin hybrid vehicle,jet fuel tf] | NoSettings | 0 | 0 | 0 | 0 | 0 | 0 | 0 | 0 | 0 | 0 | 0 | 0 | 0 | 0 | 0 | 0 | 0 | 0 | 0 | 0 | 0 | 0 | 0 | 0 | 0 | 0 | 0 | 0 | 0 | 0 | 0
Transportation Sector Fuel Used[motorbikes,freight,plugin hybrid vehicle,heavy or residual fuel oil tf] | NoSettings | 0 | 0 | 0 | 0 | 0 | 0 | 0 | 0 | 0 | 0 | 0 | 0 | 0 | 0 | 0 | 0 | 0 | 0 | 0 | 0 | 0 | 0 | 0 | 0 | 0 | 0 | 0 | 0 | 0 | 0 | 0
Transportation Sector Fuel Used[motorbikes,freight,plugin hybrid vehicle,LPG propane or butane tf] | NoSettings | 0 | 0 | 0 | 0 | 0 | 0 | 0 | 0 | 0 | 0 | 0 | 0 | 0 | 0 | 0 | 0 | 0 | 0 | 0 | 0 | 0 | 0 | 0 | 0 | 0 | 0 | 0 | 0 | 0 | 0 | 0
Transportation Sector Fuel Used[motorbikes,freight,plugin hybrid vehicle,hydrogen tf] | NoSettings | 0 | 0 | 0 | 0 | 0 | 0 | 0 | 0 | 0 | 0 | 0 | 0 | 0 | 0 | 0 | 0 | 0 | 0 | 0 | 0 | 0 | 0 | 0 | 0 | 0 | 0 | 0 | 0 | 0 | 0 | 0
Transportation Sector Fuel Used[motorbikes,freight,LPG vehicle,electricity tf] | NoSettings | 0 | 0 | 0 | 0 | 0 | 0 | 0 | 0 | 0 | 0 | 0 | 0 | 0 | 0 | 0 | 0 | 0 | 0 | 0 | 0 | 0 | 0 | 0 | 0 | 0 | 0 | 0 | 0 | 0 | 0 | 0
Transportation Sector Fuel Used[motorbikes,freight,LPG vehicle,natural gas tf] | NoSettings | 0 | 0 | 0 | 0 | 0 | 0 | 0 | 0 | 0 | 0 | 0 | 0 | 0 | 0 | 0 | 0 | 0 | 0 | 0 | 0 | 0 | 0 | 0 | 0 | 0 | 0 | 0 | 0 | 0 | 0 | 0
Transportation Sector Fuel Used[motorbikes,freight,LPG vehicle,petroleum gasoline tf] | NoSettings | 0 | 0 | 0 | 0 | 0 | 0 | 0 | 0 | 0 | 0 | 0 | 0 | 0 | 0 | 0 | 0 | 0 | 0 | 0 | 0 | 0 | 0 | 0 | 0 | 0 | 0 | 0 | 0 | 0 | 0 | 0
Transportation Sector Fuel Used[motorbikes,freight,LPG vehicle,petroleum diesel tf] | NoSettings | 0 | 0 | 0 | 0 | 0 | 0 | 0 | 0 | 0 | 0 | 0 | 0 | 0 | 0 | 0 | 0 | 0 | 0 | 0 | 0 | 0 | 0 | 0 | 0 | 0 | 0 | 0 | 0 | 0 | 0 | 0
Transportation Sector Fuel Used[motorbikes,freight,LPG vehicle,biofuel gasoline tf] | NoSettings | 0 | 0 | 0 | 0 | 0 | 0 | 0 | 0 | 0 | 0 | 0 | 0 | 0 | 0 | 0 | 0 | 0 | 0 | 0 | 0 | 0 | 0 | 0 | 0 | 0 | 0 | 0 | 0 | 0 | 0 | 0
Transportation Sector Fuel Used[motorbikes,freight,LPG vehicle,biofuel diesel tf] | NoSettings | 0 | 0 | 0 | 0 | 0 | 0 | 0 | 0 | 0 | 0 | 0 | 0 | 0 | 0 | 0 | 0 | 0 | 0 | 0 | 0 | 0 | 0 | 0 | 0 | 0 | 0 | 0 | 0 | 0 | 0 | 0
Transportation Sector Fuel Used[motorbikes,freight,LPG vehicle,jet fuel tf] | NoSettings | 0 | 0 | 0 | 0 | 0 | 0 | 0 | 0 | 0 | 0 | 0 | 0 | 0 | 0 | 0 | 0 | 0 | 0 | 0 | 0 | 0 | 0 | 0 | 0 | 0 | 0 | 0 | 0 | 0 | 0 | 0
Transportation Sector Fuel Used[motorbikes,freight,LPG vehicle,heavy or residual fuel oil tf] | NoSettings | 0 | 0 | 0 | 0 | 0 | 0 | 0 | 0 | 0 | 0 | 0 | 0 | 0 | 0 | 0 | 0 | 0 | 0 | 0 | 0 | 0 | 0 | 0 | 0 | 0 | 0 | 0 | 0 | 0 | 0 | 0
Transportation Sector Fuel Used[motorbikes,freight,LPG vehicle,LPG propane or butane tf] | NoSettings | 0 | 0 | 0 | 0 | 0 | 0 | 0 | 0 | 0 | 0 | 0 | 0 | 0 | 0 | 0 | 0 | 0 | 0 | 0 | 0 | 0 | 0 | 0 | 0 | 0 | 0 | 0 | 0 | 0 | 0 | 0
Transportation Sector Fuel Used[motorbikes,freight,LPG vehicle,hydrogen tf] | NoSettings | 0 | 0 | 0 | 0 | 0 | 0 | 0 | 0 | 0 | 0 | 0 | 0 | 0 | 0 | 0 | 0 | 0 | 0 | 0 | 0 | 0 | 0 | 0 | 0 | 0 | 0 | 0 | 0 | 0 | 0 | 0
Transportation Sector Fuel Used[motorbikes,freight,hydrogen vehicle,electricity tf] | NoSettings | 0 | 0 | 0 | 0 | 0 | 0 | 0 | 0 | 0 | 0 | 0 | 0 | 0 | 0 | 0 | 0 | 0 | 0 | 0 | 0 | 0 | 0 | 0 | 0 | 0 | 0 | 0 | 0 | 0 | 0 | 0
Transportation Sector Fuel Used[motorbikes,freight,hydrogen vehicle,natural gas tf] | NoSettings | 0 | 0 | 0 | 0 | 0 | 0 | 0 | 0 | 0 | 0 | 0 | 0 | 0 | 0 | 0 | 0 | 0 | 0 | 0 | 0 | 0 | 0 | 0 | 0 | 0 | 0 | 0 | 0 | 0 | 0 | 0
Transportation Sector Fuel Used[motorbikes,freight,hydrogen vehicle,petroleum gasoline tf] | NoSettings | 0 | 0 | 0 | 0 | 0 | 0 | 0 | 0 | 0 | 0 | 0 | 0 | 0 | 0 | 0 | 0 | 0 | 0 | 0 | 0 | 0 | 0 | 0 | 0 | 0 | 0 | 0 | 0 | 0 | 0 | 0
Transportation Sector Fuel Used[motorbikes,freight,hydrogen vehicle,petroleum diesel tf] | NoSettings | 0 | 0 | 0 | 0 | 0 | 0 | 0 | 0 | 0 | 0 | 0 | 0 | 0 | 0 | 0 | 0 | 0 | 0 | 0 | 0 | 0 | 0 | 0 | 0 | 0 | 0 | 0 | 0 | 0 | 0 | 0
Transportation Sector Fuel Used[motorbikes,freight,hydrogen vehicle,biofuel gasoline tf] | NoSettings | 0 | 0 | 0 | 0 | 0 | 0 | 0 | 0 | 0 | 0 | 0 | 0 | 0 | 0 | 0 | 0 | 0 | 0 | 0 | 0 | 0 | 0 | 0 | 0 | 0 | 0 | 0 | 0 | 0 | 0 | 0
Transportation Sector Fuel Used[motorbikes,freight,hydrogen vehicle,biofuel diesel tf] | NoSettings | 0 | 0 | 0 | 0 | 0 | 0 | 0 | 0 | 0 | 0 | 0 | 0 | 0 | 0 | 0 | 0 | 0 | 0 | 0 | 0 | 0 | 0 | 0 | 0 | 0 | 0 | 0 | 0 | 0 | 0 | 0
Transportation Sector Fuel Used[motorbikes,freight,hydrogen vehicle,jet fuel tf] | NoSettings | 0 | 0 | 0 | 0 | 0 | 0 | 0 | 0 | 0 | 0 | 0 | 0 | 0 | 0 | 0 | 0 | 0 | 0 | 0 | 0 | 0 | 0 | 0 | 0 | 0 | 0 | 0 | 0 | 0 | 0 | 0
Transportation Sector Fuel Used[motorbikes,freight,hydrogen vehicle,heavy or residual fuel oil tf] | NoSettings | 0 | 0 | 0 | 0 | 0 | 0 | 0 | 0 | 0 | 0 | 0 | 0 | 0 | 0 | 0 | 0 | 0 | 0 | 0 | 0 | 0 | 0 | 0 | 0 | 0 | 0 | 0 | 0 | 0 | 0 | 0
Transportation Sector Fuel Used[motorbikes,freight,hydrogen vehicle,LPG propane or butane tf] | NoSettings | 0 | 0 | 0 | 0 | 0 | 0 | 0 | 0 | 0 | 0 | 0 | 0 | 0 | 0 | 0 | 0 | 0 | 0 | 0 | 0 | 0 | 0 | 0 | 0 | 0 | 0 | 0 | 0 | 0 | 0 | 0
Transportation Sector Fuel Used[motorbikes,freight,hydrogen vehicle,hydrogen tf] | NoSettings | 0 | 0 | 0 | 0 | 0 | 0 | 0 | 0 | 0 | 0 | 0 | 0 | 0 | 0 | 0 | 0 | 0 | 0 | 0 | 0 | 0 | 0 | 0 | 0 | 0 | 0 | 0 | 0 | 0 | 0 | 0
Total Electricity Demand | NoSettings | 246696000 | 241835000 | 246082000 | 250052000 | 253397000 | 256973000 | 260399000 | 264289000 | 268831000 | 273458000 | 278724000 | 284588000 | 290608000 | 296749000 | 302472000 | 308347000 | 315282000 | 322449000 | 330591000 | 337931000 | 345885000 | 353498000 | 361341000 | 368473000 | 375562000 | 381806000 | 387971000 | 393441000 | 398848000 | 403646000 | 407986000
Electricity Generation Capacity by Type Including Distributed Generation[hard coal es] | NoSettings | 0 | 0 | 0 | 0 | 0 | 0 | 0 | 0 | 0 | 0 | 0 | 0 | 0 | 0 | 0 | 0 | 0 | 0 | 0 | 0 | 0 | 0 | 0 | 0 | 0 | 0 | 0 | 0 | 0 | 0 | 0
Electricity Generation Capacity by Type Including Distributed Generation[natural gas nonpeaker es] | NoSettings | 23428.7 | 23436.9 | 23443.8 | 23474.9 | 20622.4 | 20634 | 20650.4 | 20657.5 | 20676.1 | 20689.7 | 20714.3 | 20727.7 | 20468.4 | 20478.4 | 20501.2 | 19930.4 | 19934.2 | 19948.2 | 19960.8 | 19972.8 | 19116.5 | 19124.1 | 19128.5 | 19151.5 | 19160 | 19171 | 19177.6 | 19183.4 | 19194.2 | 19213.8 | 19232.5
Electricity Generation Capacity by Type Including Distributed Generation[nuclear es] | NoSettings | 2240 | 2240 | 2240 | 2240 | 1120 | 0 | 0 | 0 | 0 | 0 | 0 | 0 | 0 | 0 | 0 | 0 | 0 | 0 | 0 | 0 | 0 | 0 | 0 | 0 | 0 | 0 | 0 | 0 | 0 | 0 | 0
Electricity Generation Capacity by Type Including Distributed Generation[hydro es] | NoSettings | 10216 | 10216 | 10216 | 10216 | 10216 | 10216 | 10216 | 10216 | 10216 | 10216 | 10215 | 10215 | 10215 | 10215 | 10215 | 10215 | 10215 | 10215 | 10215 | 10215 | 10215 | 10215 | 10215 | 10215 | 10215 | 10215 | 10215 | 10215 | 10215 | 10215 | 10215
Electricity Generation Capacity by Type Including Distributed Generation[onshore wind es] | NoSettings | 6361.44 | 6556.68 | 6771.88 | 6928.74 | 7210.47 | 7610.99 | 7766.78 | 7956.94 | 7997.87 | 8253.47 | 8564.8 | 9015.33 | 9176.87 | 9392.18 | 9668.31 | 10043.3 | 10653.2 | 10978.7 | 11379.2 | 11724.6 | 12119.7 | 12519.8 | 13059.7 | 13610.7 | 14210.9 | 14721.1 | 15416.2 | 15721.1 | 16066.4 | 16297.1 | 16517.8
Electricity Generation Capacity by Type Including Distributed Generation[solar PV es] | NoSettings | 21579 | 24754.2 | 27611 | 30232.5 | 34004.4 | 39447.7 | 42070.9 | 45194.5 | 46865 | 50824.5 | 55557.1 | 61834.6 | 64843.1 | 68474.7 | 72737.2 | 78021.8 | 85731.3 | 90365.9 | 95713.4 | 100504 | 105791 | 111070 | 117696 | 124307 | 131339 | 137421 | 145139 | 149168 | 153569 | 156893 | 160142
Electricity Generation Capacity by Type Including Distributed Generation[solar thermal es] | NoSettings | 1323 | 64 | 108 | 139 | 195 | 285 | 313 | 348 | 355 | 403 | 460 | 546 | 577 | 620 | 675 | 750 | 873 | 938 | 1018 | 1087 | 1165 | 1243 | 1347 | 1451 | 1563 | 1657 | 1782 | 1836 | 1896 | 1935 | 1980
Electricity Generation Capacity by Type Including Distributed Generation[biomass es] | NoSettings | 716 | 742 | 769 | 787 | 816 | 863 | 880 | 899 | 903 | 926 | 950 | 988 | 1001 | 1018 | 1039 | 1067 | 1112 | 1135 | 1163 | 1187 | 1214 | 1240 | 1275 | 1309 | 1346 | 1377 | 1418 | 1435 | 1454 | 1466 | 1478
Electricity Generation Capacity by Type Including Distributed Generation[geothermal es] | NoSettings | 1856 | 1626 | 1656 | 1766 | 1786 | 1826 | 1906 | 1926 | 2906 | 2926 | 2956 | 2996 | 3006 | 3026 | 3046 | 3076 | 3126 | 3146 | 3176 | 3206 | 3236 | 3266 | 3306 | 3346 | 3386 | 3786 | 3836 | 3856 | 3876 | 3886 | 3896
Electricity Generation Capacity by Type Including Distributed Generation[petroleum es] | NoSettings | 0.1423 | 0.1425 | 0.1434 | 0.152 | 0.1599 | 1.1618 | 1.1654 | 1.1656 | 1.1697 | 1.1724 | 1.1785 | 1.1807 | 1.1879 | 1.1883 | 1.1933 | 1.193 | 1.1925 | 1.1949 | 1.197 | 1.1988 | 1.1994 | 1.1997 | 1.1989 | 1.2035 | 1.2039 | 1.2052 | 1.2053 | 1.2049 | 1.206 | 1.2094 | 1.2125
Electricity Generation Capacity by Type Including Distributed Generation[natural gas peaker es] | NoSettings | 8459 | 8459 | 8459 | 8459 | 8459 | 8209 | 8159 | 8159 | 8159 | 8159 | 8159 | 8159 | 8159 | 8159 | 8159 | 8159 | 8159 | 8159 | 8159 | 8159 | 8159 | 8159 | 8159 | 8159 | 8159 | 8159 | 8159 | 8159 | 8159 | 8159 | 8159
Electricity Generation Capacity by Type Including Distributed Generation[lignite es] | NoSettings | 0 | 0 | 0 | 0 | 0 | 0 | 0 | 0 | 0 | 0 | 0 | 0 | 0 | 0 | 0 | 0 | 0 | 0 | 0 | 0 | 0 | 0 | 0 | 0 | 0 | 0 | 0 | 0 | 0 | 0 | 0
Electricity Generation Capacity by Type Including Distributed Generation[offshore wind es] | NoSettings | 73 | 173 | 285 | 741 | 1262 | 1892 | 2369 | 2871 | 3273 | 3761 | 4273 | 4945 | 5488 | 6059 | 6661 | 7314 | 8068 | 8703 | 9371 | 9993 | 10571 | 11104 | 11591 | 12058 | 12525 | 12992 | 12992 | 12992 | 12992 | 12992 | 12992
Electricity Generation Capacity by Type Including Distributed Generation[crude oil es] | NoSettings | 0 | 0 | 0 | 0 | 0 | 0 | 0 | 0 | 0 | 0 | 0 | 0 | 0 | 0 | 0 | 0 | 0 | 0 | 0 | 0 | 0 | 0 | 0 | 0 | 0 | 0 | 0 | 0 | 0 | 0 | 0
Electricity Generation Capacity by Type Including Distributed Generation[heavy or residual fuel oil es] | NoSettings | 0 | 0 | 0 | 0 | 0 | 0 | 0 | 0 | 0 | 0 | 0 | 0 | 0 | 0 | 0 | 0 | 0 | 0 | 0 | 0 | 0 | 0 | 0 | 0 | 0 | 0 | 0 | 0 | 0 | 0 | 0
Electricity Generation Capacity by Type Including Distributed Generation[municipal solid waste es] | NoSettings | 0 | 0 | 0 | 0 | 0 | 0 | 0 | 0 | 0 | 0 | 0 | 0 | 0 | 0 | 0 | 0 | 0 | 0 | 0 | 0 | 0 | 0 | 0 | 0 | 0 | 0 | 0 | 0 | 0 | 0 | 0
Electricity Generation by Type Including Distributed Generation[hard coal es] | NoSettings | 0.45997 | 0 | 0 | 0 | 0 | 0 | 0 | 0 | 0 | 0 | 0 | 0 | 0 | 0 | 0 | 0 | 0 | 0 | 0 | 0 | 0 | 0 | 0 | 0 | 0 | 0 | 0 | 0 | 0 | 0 | 0
Electricity Generation by Type Including Distributed Generation[natural gas nonpeaker es] | NoSettings | 75068500 | 70947900 | 72268400 | 72931100 | 77786100 | 78314500 | 77076600 | 75001300 | 72719200 | 69028200 | 64027300 | 55594600 | 57077900 | 55920700 | 52751200 | 47127600 | 35963400 | 34654200 | 31060400 | 28595200 | 25476100 | 22361700 | 16298100 | 10318200 | 6724740 | 6939890 | 7114020 | 7308160 | 7509300 | 7732430 | 7928570
Electricity Generation by Type Including Distributed Generation[nuclear es] | NoSettings | 16208100 | 16208100 | 16208100 | 16208100 | 8104050 | 0 | 0 | 0 | 0 | 0 | 0 | 0 | 0 | 0 | 0 | 0 | 0 | 0 | 0 | 0 | 0 | 0 | 0 | 0 | 0 | 0 | 0 | 0 | 0 | 0 | 0
Electricity Generation by Type Including Distributed Generation[hydro es] | NoSettings | 21209600 | 21209600 | 21209600 | 21209600 | 21209600 | 21209600 | 21209600 | 21209600 | 21209600 | 21209600 | 21207600 | 21207600 | 21207600 | 21207600 | 21207600 | 21207600 | 21207600 | 21207600 | 21207600 | 21207600 | 21207600 | 21207600 | 21207600 | 21207600 | 20570300 | 19260700 | 17778100 | 17997700 | 17685400 | 17777500 | 17708100
Electricity Generation by Type Including Distributed Generation[onshore wind es] | NoSettings | 13518000 | 14006600 | 14551200 | 14951600 | 15668700 | 16682900 | 17081900 | 17569300 | 17680200 | 18331300 | 19119900 | 20263500 | 20679100 | 21231600 | 21934400 | 22890900 | 24432500 | 25261800 | 26277600 | 27157000 | 28161500 | 29178800 | 30546500 | 31939300 | 33456500 | 34748200 | 36502700 | 37277300 | 38152900 | 38740600 | 39301500
Electricity Generation by Type Including Distributed Generation[solar PV es] | NoSettings | 40463300 | 46803600 | 53272300 | 58356500 | 66279200 | 77718000 | 82186100 | 88056100 | 90660900 | 98811700 | 108595000 | 121111000 | 125779000 | 132815000 | 141032000 | 151127000 | 166474000 | 174036000 | 184367000 | 193181000 | 203239000 | 213175000 | 225827000 | 237765000 | 250412000 | 260749000 | 274731000 | 280178000 | 288390000 | 294129000 | 300325000
Electricity Generation by Type Including Distributed Generation[solar thermal es] | NoSettings | 2446280 | 343112 | 579001 | 745196 | 1045420 | 1527920 | 1678030 | 1865670 | 1903200 | 2160530 | 2466120 | 2927170 | 3093370 | 3323890 | 3618760 | 4020840 | 4680260 | 5028730 | 5457620 | 5827540 | 6245700 | 6663870 | 7221430 | 7778990 | 8127630 | 8067890 | 8008600 | 8353240 | 8476510 | 8695920 | 8863430
Electricity Generation by Type Including Distributed Generation[biomass es] | NoSettings | 5644940 | 5849930 | 6062800 | 6204710 | 6433340 | 6803890 | 6937920 | 7087720 | 7119250 | 7300580 | 7489800 | 7789390 | 7891880 | 8025910 | 8191480 | 8412230 | 8767010 | 8948340 | 9169090 | 9358310 | 9571180 | 9776160 | 10052100 | 10320200 | 10293000 | 9859670 | 9371650 | 9601190 | 9559480 | 9688570 | 9729760
Electricity Generation by Type Including Distributed Generation[geothermal es] | NoSettings | 11190800 | 9791170 | 9955160 | 10556400 | 10665800 | 10884400 | 11321700 | 11431000 | 16788000 | 16897300 | 17061300 | 17279900 | 17334600 | 17443900 | 17553200 | 17717200 | 17990500 | 18099900 | 18263800 | 18427800 | 18591800 | 18755800 | 18974500 | 19193100 | 18828400 | 19615600 | 18334700 | 18654000 | 18421400 | 18563200 | 18536400
Electricity Generation by Type Including Distributed Generation[petroleum es] | NoSettings | 30010 | 29560 | 30340 | 32470 | 35030 | 37623.6 | 39253.6 | 40973.6 | 43013.6 | 44973.6 | 46663.6 | 49083.6 | 51653.6 | 53883.6 | 56083.6 | 58753.6 | 60323.6 | 62673.6 | 64463.6 | 66613.6 | 68823.6 | 70783.6 | 72683.6 | 74593.6 | 76243.6 | 78063.6 | 79393.6 | 80873.6 | 82453.6 | 84263.6 | 85733.6
Electricity Generation by Type Including Distributed Generation[natural gas peaker es] | NoSettings | 9633110 | 9633110 | 9633110 | 9633110 | 9633110 | 9348410 | 9291470 | 9291470 | 9291470 | 9291470 | 9291470 | 9291470 | 9291470 | 9291470 | 9291470 | 9291470 | 9291470 | 9291470 | 9291470 | 9291470 | 9291470 | 9291470 | 9291470 | 9291470 | 9291470 | 9291470 | 9291470 | 9291470 | 9291470 | 9291470 | 9291470
Electricity Generation by Type Including Distributed Generation[lignite es] | NoSettings | 0 | 0 | 0 | 0 | 0 | 0 | 0 | 0 | 0 | 0 | 0 | 0 | 0 | 0 | 0 | 0 | 0 | 0 | 0 | 0 | 0 | 0 | 0 | 0 | 0 | 0 | 0 | 0 | 0 | 0 | 0
Electricity Generation by Type Including Distributed Generation[offshore wind es] | NoSettings | 304392 | 721368 | 1188380 | 3089790 | 5262240 | 7889190 | 9878160 | 11971400 | 13647600 | 15682500 | 17817400 | 20619500 | 22883600 | 25264600 | 27774800 | 30497600 | 33641600 | 36289400 | 39074800 | 41668400 | 44078500 | 46301000 | 48331700 | 50279000 | 50656900 | 49200400 | 45413000 | 45974200 | 45176300 | 45411500 | 45234300
Electricity Generation by Type Including Distributed Generation[crude oil es] | NoSettings | 0 | 0 | 0 | 0 | 0 | 0 | 0 | 0 | 0 | 0 | 0 | 0 | 0 | 0 | 0 | 0 | 0 | 0 | 0 | 0 | 0 | 0 | 0 | 0 | 0 | 0 | 0 | 0 | 0 | 0 | 0
Electricity Generation by Type Including Distributed Generation[heavy or residual fuel oil es] | NoSettings | 0 | 0 | 0 | 0 | 0 | 0 | 0 | 0 | 0 | 0 | 0 | 0 | 0 | 0 | 0 | 0 | 0 | 0 | 0 | 0 | 0 | 0 | 0 | 0 | 0 | 0 | 0 | 0 | 0 | 0 | 0
Electricity Generation by Type Including Distributed Generation[municipal solid waste es] | NoSettings | 0 | 0 | 0 | 0 | 0 | 0 | 0 | 0 | 0 | 0 | 0 | 0 | 0 | 0 | 0 | 0 | 0 | 0 | 0 | 0 | 0 | 0 | 0 | 0 | 0 | 0 | 0 | 0 | 0 | 0 | 0
Electricity Generation by Type[hard coal es,preexisting retiring] | NoSettings | 0 | 0 | 0 | 0 | 0 | 0 | 0 | 0 | 0 | 0 | 0 | 0 | 0 | 0 | 0 | 0 | 0 | 0 | 0 | 0 | 0 | 0 | 0 | 0 | 0 | 0 | 0 | 0 | 0 | 0 | 0
Electricity Generation by Type[hard coal es,preexisting nonretiring] | NoSettings | 0 | 0 | 0 | 0 | 0 | 0 | 0 | 0 | 0 | 0 | 0 | 0 | 0 | 0 | 0 | 0 | 0 | 0 | 0 | 0 | 0 | 0 | 0 | 0 | 0 | 0 | 0 | 0 | 0 | 0 | 0
Electricity Generation by Type[hard coal es,newly built] | NoSettings | 0 | 0 | 0 | 0 | 0 | 0 | 0 | 0 | 0 | 0 | 0 | 0 | 0 | 0 | 0 | 0 | 0 | 0 | 0 | 0 | 0 | 0 | 0 | 0 | 0 | 0 | 0 | 0 | 0 | 0 | 0
Electricity Generation by Type[natural gas nonpeaker es,preexisting retiring] | NoSettings | 6333430 | 6105380 | 6085950 | 6091990 | 254.104 | 253.7 | 253.339 | 252.993 | 252.512 | 252.219 | 251.785 | 251.902 | 0 | 0 | 0 | 0 | 0 | 0 | 0 | 0 | 0 | 0 | 0 | 0 | 0 | 0 | 0 | 0 | 0 | 0 | 0
Electricity Generation by Type[natural gas nonpeaker es,preexisting nonretiring] | NoSettings | 66662100 | 62757500 | 64004400 | 64473100 | 75198900 | 75570200 | 74170400 | 71931100 | 69463000 | 65589000 | 60420000 | 51759400 | 53001900 | 51619700 | 48231200 | 42349500 | 31014300 | 29469200 | 25671300 | 22979100 | 19626900 | 16290300 | 9997610 | 3801560 | 0 | 0 | 0 | 0 | 0 | 0 | 0
Electricity Generation by Type[natural gas nonpeaker es,newly built] | NoSettings | 0 | 0 | 0 | 0 | 0 | 0 | 0 | 0 | 0 | 0 | 0 | 0 | 0 | 0 | 0 | 0 | 0 | 0 | 0 | 0 | 0 | 0 | 0 | 0 | 0 | 0 | 0 | 0 | 0 | 0 | 0
Electricity Generation by Type[nuclear es,preexisting retiring] | NoSettings | 16208100 | 16208100 | 16208100 | 16208100 | 8104050 | 0 | 0 | 0 | 0 | 0 | 0 | 0 | 0 | 0 | 0 | 0 | 0 | 0 | 0 | 0 | 0 | 0 | 0 | 0 | 0 | 0 | 0 | 0 | 0 | 0 | 0
Electricity Generation by Type[nuclear es,preexisting nonretiring] | NoSettings | 0 | 0 | 0 | 0 | 0 | 0 | 0 | 0 | 0 | 0 | 0 | 0 | 0 | 0 | 0 | 0 | 0 | 0 | 0 | 0 | 0 | 0 | 0 | 0 | 0 | 0 | 0 | 0 | 0 | 0 | 0
Electricity Generation by Type[nuclear es,newly built] | NoSettings | 0 | 0 | 0 | 0 | 0 | 0 | 0 | 0 | 0 | 0 | 0 | 0 | 0 | 0 | 0 | 0 | 0 | 0 | 0 | 0 | 0 | 0 | 0 | 0 | 0 | 0 | 0 | 0 | 0 | 0 | 0
Electricity Generation by Type[hydro es,preexisting retiring] | NoSettings | 21209600 | 21209600 | 21209600 | 21209600 | 21209600 | 21209600 | 21209600 | 21209600 | 21209600 | 21209600 | 21207600 | 21207600 | 21207600 | 21207600 | 21207600 | 21207600 | 21207600 | 21207600 | 21207600 | 21207600 | 21207600 | 21207600 | 21207600 | 21207600 | 20570300 | 19260700 | 17778100 | 17997700 | 17685400 | 17777500 | 17708100
Electricity Generation by Type[hydro es,preexisting nonretiring] | NoSettings | 0 | 0 | 0 | 0 | 0 | 0 | 0 | 0 | 0 | 0 | 0 | 0 | 0 | 0 | 0 | 0 | 0 | 0 | 0 | 0 | 0 | 0 | 0 | 0 | 0 | 0 | 0 | 0 | 0 | 0 | 0
Electricity Generation by Type[hydro es,newly built] | NoSettings | 0 | 0 | 0 | 0 | 0 | 0 | 0 | 0 | 0 | 0 | 0 | 0 | 0 | 0 | 0 | 0 | 0 | 0 | 0 | 0 | 0 | 0 | 0 | 0 | 0 | 0 | 0 | 0 | 0 | 0 | 0
Electricity Generation by Type[onshore wind es,preexisting retiring] | NoSettings | 12868100 | 12868100 | 12868100 | 12868100 | 12868100 | 12868100 | 12868100 | 12868100 | 12868100 | 12868100 | 12868100 | 12868100 | 12868100 | 12868100 | 12868100 | 12868100 | 12868100 | 12868100 | 12868100 | 12868100 | 12868100 | 12868100 | 12868100 | 12868100 | 12868100 | 12868100 | 12868100 | 12868100 | 12868100 | 12868100 | 12868100
Electricity Generation by Type[onshore wind es,preexisting nonretiring] | NoSettings | 0 | 0 | 0 | 0 | 0 | 0 | 0 | 0 | 0 | 0 | 0 | 0 | 0 | 0 | 0 | 0 | 0 | 0 | 0 | 0 | 0 | 0 | 0 | 0 | 0 | 0 | 0 | 0 | 0 | 0 | 0
Electricity Generation by Type[onshore wind es,newly built] | NoSettings | 490253 | 980507 | 1521040 | 1910730 | 2614680 | 3620330 | 4010020 | 4487700 | 4588270 | 5229370 | 6008750 | 7140100 | 7542360 | 8082900 | 8774280 | 9717070 | 11250700 | 12067800 | 13073400 | 13940800 | 14933900 | 15939500 | 17297100 | 18679900 | 20188400 | 21470600 | 23217900 | 23984700 | 24852100 | 25430300 | 25983400
Electricity Generation by Type[solar PV es,preexisting retiring] | NoSettings | 20635800 | 20488400 | 20385700 | 20265100 | 20274700 | 20113000 | 19791400 | 19654500 | 19508000 | 19451200 | 19357700 | 19132100 | 18820500 | 18758600 | 18664000 | 18535700 | 18394700 | 18128500 | 18062100 | 17961100 | 17899900 | 17829400 | 17757400 | 17620400 | 17487900 | 17335700 | 17224900 | 17038200 | 17024000 | 16985700 | 16993400
Electricity Generation by Type[solar PV es,preexisting nonretiring] | NoSettings | 0 | 0 | 0 | 0 | 0 | 0 | 0 | 0 | 0 | 0 | 0 | 0 | 0 | 0 | 0 | 0 | 0 | 0 | 0 | 0 | 0 | 0 | 0 | 0 | 0 | 0 | 0 | 0 | 0 | 0 | 0
Electricity Generation by Type[solar PV es,newly built] | NoSettings | 3874520 | 7819200 | 12020600 | 15119400 | 21044500 | 30732000 | 33513700 | 37444500 | 38102900 | 44173500 | 51873400 | 62500400 | 65379900 | 70375100 | 76593600 | 84804500 | 98082700 | 103821000 | 112108000 | 118924000 | 126961000 | 134853000 | 145483000 | 155443000 | 166114000 | 174490000 | 186430000 | 189920000 | 196014000 | 199698000 | 203745000
Electricity Generation by Type[solar thermal es,preexisting retiring] | NoSettings | 2237200 | 0 | 0 | 0 | 0 | 0 | 0 | 0 | 0 | 0 | 0 | 0 | 0 | 0 | 0 | 0 | 0 | 0 | 0 | 0 | 0 | 0 | 0 | 0 | 0 | 0 | 0 | 0 | 0 | 0 | 0
Electricity Generation by Type[solar thermal es,preexisting nonretiring] | NoSettings | 0 | 0 | 0 | 0 | 0 | 0 | 0 | 0 | 0 | 0 | 0 | 0 | 0 | 0 | 0 | 0 | 0 | 0 | 0 | 0 | 0 | 0 | 0 | 0 | 0 | 0 | 0 | 0 | 0 | 0 | 0
Electricity Generation by Type[solar thermal es,newly built] | NoSettings | 209084 | 343112 | 579001 | 745196 | 1045420 | 1527920 | 1678030 | 1865670 | 1903200 | 2160530 | 2466120 | 2927170 | 3093370 | 3323890 | 3618760 | 4020840 | 4680260 | 5028730 | 5457620 | 5827540 | 6245700 | 6663870 | 7221430 | 7778990 | 8127630 | 8067890 | 8008600 | 8353240 | 8476510 | 8695920 | 8863430
Electricity Generation by Type[biomass es,preexisting retiring] | NoSettings | 5416310 | 5416310 | 5416310 | 5416310 | 5416310 | 5416310 | 5416310 | 5416310 | 5416310 | 5416310 | 5400540 | 5400540 | 5400540 | 5400540 | 5400540 | 5400540 | 5400540 | 5400540 | 5400540 | 5400540 | 5400540 | 5400540 | 5400540 | 5400540 | 5238260 | 4904780 | 4527210 | 4583150 | 4503610 | 4527060 | 4509390
Electricity Generation by Type[biomass es,preexisting nonretiring] | NoSettings | 0 | 0 | 0 | 0 | 0 | 0 | 0 | 0 | 0 | 0 | 0 | 0 | 0 | 0 | 0 | 0 | 0 | 0 | 0 | 0 | 0 | 0 | 0 | 0 | 0 | 0 | 0 | 0 | 0 | 0 | 0
Electricity Generation by Type[biomass es,newly built] | NoSettings | 228636 | 433620 | 646488 | 788400 | 1017040 | 1387580 | 1521610 | 1671410 | 1702940 | 1884280 | 2089260 | 2388850 | 2491340 | 2625370 | 2790940 | 3011690 | 3366470 | 3547800 | 3768550 | 3957770 | 4170640 | 4375620 | 4651560 | 4919620 | 5054730 | 4954900 | 4844440 | 5018050 | 5055870 | 5161510 | 5220360
Electricity Generation by Type[geothermal es,preexisting retiring] | NoSettings | 11081400 | 9572530 | 9572530 | 9572530 | 9572530 | 9572530 | 9572530 | 9572530 | 9572530 | 9572530 | 9572530 | 9572530 | 9572530 | 9572530 | 9572530 | 9572530 | 9572530 | 9572530 | 9572530 | 9572530 | 9572530 | 9572530 | 9572530 | 9572530 | 9284870 | 8693780 | 8024530 | 8123690 | 7982700 | 8024270 | 7992960
Electricity Generation by Type[geothermal es,preexisting nonretiring] | NoSettings | 0 | 0 | 0 | 0 | 0 | 0 | 0 | 0 | 0 | 0 | 0 | 0 | 0 | 0 | 0 | 0 | 0 | 0 | 0 | 0 | 0 | 0 | 0 | 0 | 0 | 0 | 0 | 0 | 0 | 0 | 0
Electricity Generation by Type[geothermal es,newly built] | NoSettings | 109325 | 218650 | 382637 | 983923 | 1093250 | 1311900 | 1749200 | 1858520 | 7215440 | 7324760 | 7488750 | 7707400 | 7762060 | 7871390 | 7980710 | 8144700 | 8418010 | 8527330 | 8691320 | 8855310 | 9019300 | 9183280 | 9401930 | 9620580 | 9543570 | 10921800 | 10310100 | 10530300 | 10438700 | 10538900 | 10543400
Electricity Generation by Type[petroleum es,preexisting retiring] | NoSettings | 0 | 0 | 0 | 0 | 0 | 0 | 0 | 0 | 0 | 0 | 0 | 0 | 0 | 0 | 0 | 0 | 0 | 0 | 0 | 0 | 0 | 0 | 0 | 0 | 0 | 0 | 0 | 0 | 0 | 0 | 0
Electricity Generation by Type[petroleum es,preexisting nonretiring] | NoSettings | 0 | 0 | 0 | 0 | 0 | 0 | 0 | 0 | 0 | 0 | 0 | 0 | 0 | 0 | 0 | 0 | 0 | 0 | 0 | 0 | 0 | 0 | 0 | 0 | 0 | 0 | 0 | 0 | 0 | 0 | 0
Electricity Generation by Type[petroleum es,newly built] | NoSettings | 0 | 0 | 0 | 0 | 0 | 963.6 | 963.6 | 963.6 | 963.6 | 963.6 | 963.6 | 963.6 | 963.6 | 963.6 | 963.6 | 963.6 | 963.6 | 963.6 | 963.6 | 963.6 | 963.6 | 963.6 | 963.6 | 963.6 | 963.6 | 963.6 | 963.6 | 963.6 | 963.6 | 963.6 | 963.6
Electricity Generation by Type[natural gas peaker es,preexisting retiring] | NoSettings | 9633110 | 9633110 | 9633110 | 9633110 | 9633110 | 9348410 | 9291470 | 9291470 | 9291470 | 9291470 | 9291470 | 9291470 | 9291470 | 9291470 | 9291470 | 9291470 | 9291470 | 9291470 | 9291470 | 9291470 | 9291470 | 9291470 | 9291470 | 9291470 | 9291470 | 9291470 | 9291470 | 9291470 | 9291470 | 9291470 | 9291470
Electricity Generation by Type[natural gas peaker es,preexisting nonretiring] | NoSettings | 0 | 0 | 0 | 0 | 0 | 0 | 0 | 0 | 0 | 0 | 0 | 0 | 0 | 0 | 0 | 0 | 0 | 0 | 0 | 0 | 0 | 0 | 0 | 0 | 0 | 0 | 0 | 0 | 0 | 0 | 0
Electricity Generation by Type[natural gas peaker es,newly built] | NoSettings | 0 | 0 | 0 | 0 | 0 | 0 | 0 | 0 | 0 | 0 | 0 | 0 | 0 | 0 | 0 | 0 | 0 | 0 | 0 | 0 | 0 | 0 | 0 | 0 | 0 | 0 | 0 | 0 | 0 | 0 | 0
Electricity Generation by Type[lignite es,preexisting retiring] | NoSettings | 0 | 0 | 0 | 0 | 0 | 0 | 0 | 0 | 0 | 0 | 0 | 0 | 0 | 0 | 0 | 0 | 0 | 0 | 0 | 0 | 0 | 0 | 0 | 0 | 0 | 0 | 0 | 0 | 0 | 0 | 0
Electricity Generation by Type[lignite es,preexisting nonretiring] | NoSettings | 0 | 0 | 0 | 0 | 0 | 0 | 0 | 0 | 0 | 0 | 0 | 0 | 0 | 0 | 0 | 0 | 0 | 0 | 0 | 0 | 0 | 0 | 0 | 0 | 0 | 0 | 0 | 0 | 0 | 0 | 0
Electricity Generation by Type[lignite es,newly built] | NoSettings | 0 | 0 | 0 | 0 | 0 | 0 | 0 | 0 | 0 | 0 | 0 | 0 | 0 | 0 | 0 | 0 | 0 | 0 | 0 | 0 | 0 | 0 | 0 | 0 | 0 | 0 | 0 | 0 | 0 | 0 | 0
Electricity Generation by Type[offshore wind es,preexisting retiring] | NoSettings | 0 | 0 | 0 | 0 | 0 | 0 | 0 | 0 | 0 | 0 | 0 | 0 | 0 | 0 | 0 | 0 | 0 | 0 | 0 | 0 | 0 | 0 | 0 | 0 | 0 | 0 | 0 | 0 | 0 | 0 | 0
Electricity Generation by Type[offshore wind es,preexisting nonretiring] | NoSettings | 0 | 0 | 0 | 0 | 0 | 0 | 0 | 0 | 0 | 0 | 0 | 0 | 0 | 0 | 0 | 0 | 0 | 0 | 0 | 0 | 0 | 0 | 0 | 0 | 0 | 0 | 0 | 0 | 0 | 0 | 0
Electricity Generation by Type[offshore wind es,newly built] | NoSettings | 304392 | 721368 | 1188380 | 3089790 | 5262240 | 7889190 | 9878160 | 11971400 | 13647600 | 15682500 | 17817400 | 20619500 | 22883600 | 25264600 | 27774800 | 30497600 | 33641600 | 36289400 | 39074800 | 41668400 | 44078500 | 46301000 | 48331700 | 50279000 | 50656900 | 49200400 | 45413000 | 45974200 | 45176300 | 45411500 | 45234300
Electricity Generation by Type[crude oil es,preexisting retiring] | NoSettings | 0 | 0 | 0 | 0 | 0 | 0 | 0 | 0 | 0 | 0 | 0 | 0 | 0 | 0 | 0 | 0 | 0 | 0 | 0 | 0 | 0 | 0 | 0 | 0 | 0 | 0 | 0 | 0 | 0 | 0 | 0
Electricity Generation by Type[crude oil es,preexisting nonretiring] | NoSettings | 0 | 0 | 0 | 0 | 0 | 0 | 0 | 0 | 0 | 0 | 0 | 0 | 0 | 0 | 0 | 0 | 0 | 0 | 0 | 0 | 0 | 0 | 0 | 0 | 0 | 0 | 0 | 0 | 0 | 0 | 0
Electricity Generation by Type[crude oil es,newly built] | NoSettings | 0 | 0 | 0 | 0 | 0 | 0 | 0 | 0 | 0 | 0 | 0 | 0 | 0 | 0 | 0 | 0 | 0 | 0 | 0 | 0 | 0 | 0 | 0 | 0 | 0 | 0 | 0 | 0 | 0 | 0 | 0
Electricity Generation by Type[heavy or residual fuel oil es,preexisting retiring] | NoSettings | 0 | 0 | 0 | 0 | 0 | 0 | 0 | 0 | 0 | 0 | 0 | 0 | 0 | 0 | 0 | 0 | 0 | 0 | 0 | 0 | 0 | 0 | 0 | 0 | 0 | 0 | 0 | 0 | 0 | 0 | 0
Electricity Generation by Type[heavy or residual fuel oil es,preexisting nonretiring] | NoSettings | 0 | 0 | 0 | 0 | 0 | 0 | 0 | 0 | 0 | 0 | 0 | 0 | 0 | 0 | 0 | 0 | 0 | 0 | 0 | 0 | 0 | 0 | 0 | 0 | 0 | 0 | 0 | 0 | 0 | 0 | 0
Electricity Generation by Type[heavy or residual fuel oil es,newly built] | NoSettings | 0 | 0 | 0 | 0 | 0 | 0 | 0 | 0 | 0 | 0 | 0 | 0 | 0 | 0 | 0 | 0 | 0 | 0 | 0 | 0 | 0 | 0 | 0 | 0 | 0 | 0 | 0 | 0 | 0 | 0 | 0
Electricity Generation by Type[municipal solid waste es,preexisting retiring] | NoSettings | 0 | 0 | 0 | 0 | 0 | 0 | 0 | 0 | 0 | 0 | 0 | 0 | 0 | 0 | 0 | 0 | 0 | 0 | 0 | 0 | 0 | 0 | 0 | 0 | 0 | 0 | 0 | 0 | 0 | 0 | 0
Electricity Generation by Type[municipal solid waste es,preexisting nonretiring] | NoSettings | 0 | 0 | 0 | 0 | 0 | 0 | 0 | 0 | 0 | 0 | 0 | 0 | 0 | 0 | 0 | 0 | 0 | 0 | 0 | 0 | 0 | 0 | 0 | 0 | 0 | 0 | 0 | 0 | 0 | 0 | 0
Electricity Generation by Type[municipal solid waste es,newly built] | NoSettings | 0 | 0 | 0 | 0 | 0 | 0 | 0 | 0 | 0 | 0 | 0 | 0 | 0 | 0 | 0 | 0 | 0 | 0 | 0 | 0 | 0 | 0 | 0 | 0 | 0 | 0 | 0 | 0 | 0 | 0 | 0
Electricity Generation Capacity[hard coal es,preexisting retiring] | NoSettings | 0 | 0 | 0 | 0 | 0 | 0 | 0 | 0 | 0 | 0 | 0 | 0 | 0 | 0 | 0 | 0 | 0 | 0 | 0 | 0 | 0 | 0 | 0 | 0 | 0 | 0 | 0 | 0 | 0 | 0 | 0
Electricity Generation Capacity[hard coal es,preexisting nonretiring] | NoSettings | 0 | 0 | 0 | 0 | 0 | 0 | 0 | 0 | 0 | 0 | 0 | 0 | 0 | 0 | 0 | 0 | 0 | 0 | 0 | 0 | 0 | 0 | 0 | 0 | 0 | 0 | 0 | 0 | 0 | 0 | 0
Electricity Generation Capacity[hard coal es,newly built] | NoSettings | 0 | 0 | 0 | 0 | 0 | 0 | 0 | 0 | 0 | 0 | 0 | 0 | 0 | 0 | 0 | 0 | 0 | 0 | 0 | 0 | 0 | 0 | 0 | 0 | 0 | 0 | 0 | 0 | 0 | 0 | 0
Electricity Generation Capacity[natural gas nonpeaker es,preexisting retiring] | NoSettings | 2883 | 2883 | 2883 | 2883 | 0.11 | 0.11 | 0.11 | 0.11 | 0.11 | 0.11 | 0.11 | 0.11 | 0 | 0 | 0 | 0 | 0 | 0 | 0 | 0 | 0 | 0 | 0 | 0 | 0 | 0 | 0 | 0 | 0 | 0 | 0
Electricity Generation Capacity[natural gas nonpeaker es,preexisting nonretiring] | NoSettings | 20133 | 20133 | 20133 | 20133 | 20133 | 20133 | 20133 | 20133 | 20133 | 20133 | 20133 | 20133 | 19844.8 | 19844.8 | 19844.8 | 19268.2 | 19268.2 | 19268.2 | 19268.2 | 19268.2 | 18403.4 | 18403.4 | 18403.4 | 18403.4 | 18403.4 | 18403.4 | 18403.4 | 18403.4 | 18403.4 | 18403.4 | 18403.4
Electricity Generation Capacity[natural gas nonpeaker es,newly built] | NoSettings | 0 | 0 | 0 | 0 | 0 | 0 | 0 | 0 | 0 | 0 | 0 | 0 | 0 | 0 | 0 | 0 | 0 | 0 | 0 | 0 | 0 | 0 | 0 | 0 | 0 | 0 | 0 | 0 | 0 | 0 | 0
Electricity Generation Capacity[nuclear es,preexisting retiring] | NoSettings | 2240 | 2240 | 2240 | 2240 | 1120 | 0 | 0 | 0 | 0 | 0 | 0 | 0 | 0 | 0 | 0 | 0 | 0 | 0 | 0 | 0 | 0 | 0 | 0 | 0 | 0 | 0 | 0 | 0 | 0 | 0 | 0
Electricity Generation Capacity[nuclear es,preexisting nonretiring] | NoSettings | 0 | 0 | 0 | 0 | 0 | 0 | 0 | 0 | 0 | 0 | 0 | 0 | 0 | 0 | 0 | 0 | 0 | 0 | 0 | 0 | 0 | 0 | 0 | 0 | 0 | 0 | 0 | 0 | 0 | 0 | 0
Electricity Generation Capacity[nuclear es,newly built] | NoSettings | 0 | 0 | 0 | 0 | 0 | 0 | 0 | 0 | 0 | 0 | 0 | 0 | 0 | 0 | 0 | 0 | 0 | 0 | 0 | 0 | 0 | 0 | 0 | 0 | 0 | 0 | 0 | 0 | 0 | 0 | 0
Electricity Generation Capacity[hydro es,preexisting retiring] | NoSettings | 10216 | 10216 | 10216 | 10216 | 10216 | 10216 | 10216 | 10216 | 10216 | 10216 | 10215 | 10215 | 10215 | 10215 | 10215 | 10215 | 10215 | 10215 | 10215 | 10215 | 10215 | 10215 | 10215 | 10215 | 10215 | 10215 | 10215 | 10215 | 10215 | 10215 | 10215
Electricity Generation Capacity[hydro es,preexisting nonretiring] | NoSettings | 0 | 0 | 0 | 0 | 0 | 0 | 0 | 0 | 0 | 0 | 0 | 0 | 0 | 0 | 0 | 0 | 0 | 0 | 0 | 0 | 0 | 0 | 0 | 0 | 0 | 0 | 0 | 0 | 0 | 0 | 0
Electricity Generation Capacity[hydro es,newly built] | NoSettings | 0 | 0 | 0 | 0 | 0 | 0 | 0 | 0 | 0 | 0 | 0 | 0 | 0 | 0 | 0 | 0 | 0 | 0 | 0 | 0 | 0 | 0 | 0 | 0 | 0 | 0 | 0 | 0 | 0 | 0 | 0
Electricity Generation Capacity[onshore wind es,preexisting retiring] | NoSettings | 6136 | 6136 | 6136 | 6136 | 6136 | 6136 | 6136 | 6136 | 6136 | 6136 | 6136 | 6136 | 6136 | 6136 | 6136 | 6136 | 6136 | 6136 | 6136 | 6136 | 6136 | 6136 | 6136 | 6136 | 6136 | 6136 | 6136 | 6136 | 6136 | 6136 | 6136
Electricity Generation Capacity[onshore wind es,preexisting nonretiring] | NoSettings | 0 | 0 | 0 | 0 | 0 | 0 | 0 | 0 | 0 | 0 | 0 | 0 | 0 | 0 | 0 | 0 | 0 | 0 | 0 | 0 | 0 | 0 | 0 | 0 | 0 | 0 | 0 | 0 | 0 | 0 | 0
Electricity Generation Capacity[onshore wind es,newly built] | NoSettings | 195 | 390 | 605 | 760 | 1040 | 1440 | 1595 | 1785 | 1825 | 2080 | 2390 | 2840 | 3000 | 3215 | 3490 | 3865 | 4475 | 4800 | 5200 | 5545 | 5940 | 6340 | 6880 | 7430 | 8030 | 8540 | 9235 | 9540 | 9885 | 10115 | 10335
Electricity Generation Capacity[solar PV es,preexisting retiring] | NoSettings | 11259 | 11259 | 11259 | 11259 | 11259 | 11259 | 11259 | 11259 | 11259 | 11259 | 11259 | 11259 | 11259 | 11259 | 11259 | 11259 | 11259 | 11259 | 11259 | 11259 | 11259 | 11259 | 11259 | 11259 | 11259 | 11259 | 11259 | 11259 | 11259 | 11259 | 11259
Electricity Generation Capacity[solar PV es,preexisting nonretiring] | NoSettings | 0 | 0 | 0 | 0 | 0 | 0 | 0 | 0 | 0 | 0 | 0 | 0 | 0 | 0 | 0 | 0 | 0 | 0 | 0 | 0 | 0 | 0 | 0 | 0 | 0 | 0 | 0 | 0 | 0 | 0 | 0
Electricity Generation Capacity[solar PV es,newly built] | NoSettings | 1594 | 3240 | 5006 | 6334 | 8812 | 12972 | 14376 | 16174 | 16582 | 19280 | 22750 | 27734 | 29492 | 31850 | 34840 | 38842 | 45268 | 48620 | 52694 | 56212 | 60216 | 64212 | 69554 | 74894 | 80642 | 85452 | 91886 | 94632 | 97750 | 99812 | 101788
Electricity Generation Capacity[solar thermal es,preexisting retiring] | NoSettings | 1284 | 0 | 0 | 0 | 0 | 0 | 0 | 0 | 0 | 0 | 0 | 0 | 0 | 0 | 0 | 0 | 0 | 0 | 0 | 0 | 0 | 0 | 0 | 0 | 0 | 0 | 0 | 0 | 0 | 0 | 0
Electricity Generation Capacity[solar thermal es,preexisting nonretiring] | NoSettings | 0 | 0 | 0 | 0 | 0 | 0 | 0 | 0 | 0 | 0 | 0 | 0 | 0 | 0 | 0 | 0 | 0 | 0 | 0 | 0 | 0 | 0 | 0 | 0 | 0 | 0 | 0 | 0 | 0 | 0 | 0
Electricity Generation Capacity[solar thermal es,newly built] | NoSettings | 39 | 64 | 108 | 139 | 195 | 285 | 313 | 348 | 355 | 403 | 460 | 546 | 577 | 620 | 675 | 750 | 873 | 938 | 1018 | 1087 | 1165 | 1243 | 1347 | 1451 | 1563 | 1657 | 1782 | 1836 | 1896 | 1935 | 1980
Electricity Generation Capacity[biomass es,preexisting retiring] | NoSettings | 687 | 687 | 687 | 687 | 687 | 687 | 687 | 687 | 687 | 687 | 685 | 685 | 685 | 685 | 685 | 685 | 685 | 685 | 685 | 685 | 685 | 685 | 685 | 685 | 685 | 685 | 685 | 685 | 685 | 685 | 685
Electricity Generation Capacity[biomass es,preexisting nonretiring] | NoSettings | 0 | 0 | 0 | 0 | 0 | 0 | 0 | 0 | 0 | 0 | 0 | 0 | 0 | 0 | 0 | 0 | 0 | 0 | 0 | 0 | 0 | 0 | 0 | 0 | 0 | 0 | 0 | 0 | 0 | 0 | 0
Electricity Generation Capacity[biomass es,newly built] | NoSettings | 29 | 55 | 82 | 100 | 129 | 176 | 193 | 212 | 216 | 239 | 265 | 303 | 316 | 333 | 354 | 382 | 427 | 450 | 478 | 502 | 529 | 555 | 590 | 624 | 661 | 692 | 733 | 750 | 769 | 781 | 793
Electricity Generation Capacity[geothermal es,preexisting retiring] | NoSettings | 1836 | 1586 | 1586 | 1586 | 1586 | 1586 | 1586 | 1586 | 1586 | 1586 | 1586 | 1586 | 1586 | 1586 | 1586 | 1586 | 1586 | 1586 | 1586 | 1586 | 1586 | 1586 | 1586 | 1586 | 1586 | 1586 | 1586 | 1586 | 1586 | 1586 | 1586
Electricity Generation Capacity[geothermal es,preexisting nonretiring] | NoSettings | 0 | 0 | 0 | 0 | 0 | 0 | 0 | 0 | 0 | 0 | 0 | 0 | 0 | 0 | 0 | 0 | 0 | 0 | 0 | 0 | 0 | 0 | 0 | 0 | 0 | 0 | 0 | 0 | 0 | 0 | 0
Electricity Generation Capacity[geothermal es,newly built] | NoSettings | 20 | 40 | 70 | 180 | 200 | 240 | 320 | 340 | 1320 | 1340 | 1370 | 1410 | 1420 | 1440 | 1460 | 1490 | 1540 | 1560 | 1590 | 1620 | 1650 | 1680 | 1720 | 1760 | 1800 | 2200 | 2250 | 2270 | 2290 | 2300 | 2310
Electricity Generation Capacity[petroleum es,preexisting retiring] | NoSettings | 0 | 0 | 0 | 0 | 0 | 0 | 0 | 0 | 0 | 0 | 0 | 0 | 0 | 0 | 0 | 0 | 0 | 0 | 0 | 0 | 0 | 0 | 0 | 0 | 0 | 0 | 0 | 0 | 0 | 0 | 0
Electricity Generation Capacity[petroleum es,preexisting nonretiring] | NoSettings | 0 | 0 | 0 | 0 | 0 | 0 | 0 | 0 | 0 | 0 | 0 | 0 | 0 | 0 | 0 | 0 | 0 | 0 | 0 | 0 | 0 | 0 | 0 | 0 | 0 | 0 | 0 | 0 | 0 | 0 | 0
Electricity Generation Capacity[petroleum es,newly built] | NoSettings | 0 | 0 | 0 | 0 | 0 | 1 | 1 | 1 | 1 | 1 | 1 | 1 | 1 | 1 | 1 | 1 | 1 | 1 | 1 | 1 | 1 | 1 | 1 | 1 | 1 | 1 | 1 | 1 | 1 | 1 | 1
Electricity Generation Capacity[natural gas peaker es,preexisting retiring] | NoSettings | 8459 | 8459 | 8459 | 8459 | 8459 | 8209 | 8159 | 8159 | 8159 | 8159 | 8159 | 8159 | 8159 | 8159 | 8159 | 8159 | 8159 | 8159 | 8159 | 8159 | 8159 | 8159 | 8159 | 8159 | 8159 | 8159 | 8159 | 8159 | 8159 | 8159 | 8159
Electricity Generation Capacity[natural gas peaker es,preexisting nonretiring] | NoSettings | 0 | 0 | 0 | 0 | 0 | 0 | 0 | 0 | 0 | 0 | 0 | 0 | 0 | 0 | 0 | 0 | 0 | 0 | 0 | 0 | 0 | 0 | 0 | 0 | 0 | 0 | 0 | 0 | 0 | 0 | 0
Electricity Generation Capacity[natural gas peaker es,newly built] | NoSettings | 0 | 0 | 0 | 0 | 0 | 0 | 0 | 0 | 0 | 0 | 0 | 0 | 0 | 0 | 0 | 0 | 0 | 0 | 0 | 0 | 0 | 0 | 0 | 0 | 0 | 0 | 0 | 0 | 0 | 0 | 0
Electricity Generation Capacity[lignite es,preexisting retiring] | NoSettings | 0 | 0 | 0 | 0 | 0 | 0 | 0 | 0 | 0 | 0 | 0 | 0 | 0 | 0 | 0 | 0 | 0 | 0 | 0 | 0 | 0 | 0 | 0 | 0 | 0 | 0 | 0 | 0 | 0 | 0 | 0
Electricity Generation Capacity[lignite es,preexisting nonretiring] | NoSettings | 0 | 0 | 0 | 0 | 0 | 0 | 0 | 0 | 0 | 0 | 0 | 0 | 0 | 0 | 0 | 0 | 0 | 0 | 0 | 0 | 0 | 0 | 0 | 0 | 0 | 0 | 0 | 0 | 0 | 0 | 0
Electricity Generation Capacity[lignite es,newly built] | NoSettings | 0 | 0 | 0 | 0 | 0 | 0 | 0 | 0 | 0 | 0 | 0 | 0 | 0 | 0 | 0 | 0 | 0 | 0 | 0 | 0 | 0 | 0 | 0 | 0 | 0 | 0 | 0 | 0 | 0 | 0 | 0
Electricity Generation Capacity[offshore wind es,preexisting retiring] | NoSettings | 0 | 0 | 0 | 0 | 0 | 0 | 0 | 0 | 0 | 0 | 0 | 0 | 0 | 0 | 0 | 0 | 0 | 0 | 0 | 0 | 0 | 0 | 0 | 0 | 0 | 0 | 0 | 0 | 0 | 0 | 0
Electricity Generation Capacity[offshore wind es,preexisting nonretiring] | NoSettings | 0 | 0 | 0 | 0 | 0 | 0 | 0 | 0 | 0 | 0 | 0 | 0 | 0 | 0 | 0 | 0 | 0 | 0 | 0 | 0 | 0 | 0 | 0 | 0 | 0 | 0 | 0 | 0 | 0 | 0 | 0
Electricity Generation Capacity[offshore wind es,newly built] | NoSettings | 73 | 173 | 285 | 741 | 1262 | 1892 | 2369 | 2871 | 3273 | 3761 | 4273 | 4945 | 5488 | 6059 | 6661 | 7314 | 8068 | 8703 | 9371 | 9993 | 10571 | 11104 | 11591 | 12058 | 12525 | 12992 | 12992 | 12992 | 12992 | 12992 | 12992
Electricity Generation Capacity[crude oil es,preexisting retiring] | NoSettings | 0 | 0 | 0 | 0 | 0 | 0 | 0 | 0 | 0 | 0 | 0 | 0 | 0 | 0 | 0 | 0 | 0 | 0 | 0 | 0 | 0 | 0 | 0 | 0 | 0 | 0 | 0 | 0 | 0 | 0 | 0
Electricity Generation Capacity[crude oil es,preexisting nonretiring] | NoSettings | 0 | 0 | 0 | 0 | 0 | 0 | 0 | 0 | 0 | 0 | 0 | 0 | 0 | 0 | 0 | 0 | 0 | 0 | 0 | 0 | 0 | 0 | 0 | 0 | 0 | 0 | 0 | 0 | 0 | 0 | 0
Electricity Generation Capacity[crude oil es,newly built] | NoSettings | 0 | 0 | 0 | 0 | 0 | 0 | 0 | 0 | 0 | 0 | 0 | 0 | 0 | 0 | 0 | 0 | 0 | 0 | 0 | 0 | 0 | 0 | 0 | 0 | 0 | 0 | 0 | 0 | 0 | 0 | 0
Electricity Generation Capacity[heavy or residual fuel oil es,preexisting retiring] | NoSettings | 0 | 0 | 0 | 0 | 0 | 0 | 0 | 0 | 0 | 0 | 0 | 0 | 0 | 0 | 0 | 0 | 0 | 0 | 0 | 0 | 0 | 0 | 0 | 0 | 0 | 0 | 0 | 0 | 0 | 0 | 0
Electricity Generation Capacity[heavy or residual fuel oil es,preexisting nonretiring] | NoSettings | 0 | 0 | 0 | 0 | 0 | 0 | 0 | 0 | 0 | 0 | 0 | 0 | 0 | 0 | 0 | 0 | 0 | 0 | 0 | 0 | 0 | 0 | 0 | 0 | 0 | 0 | 0 | 0 | 0 | 0 | 0
Electricity Generation Capacity[heavy or residual fuel oil es,newly built] | NoSettings | 0 | 0 | 0 | 0 | 0 | 0 | 0 | 0 | 0 | 0 | 0 | 0 | 0 | 0 | 0 | 0 | 0 | 0 | 0 | 0 | 0 | 0 | 0 | 0 | 0 | 0 | 0 | 0 | 0 | 0 | 0
Electricity Generation Capacity[municipal solid waste es,preexisting retiring] | NoSettings | 0 | 0 | 0 | 0 | 0 | 0 | 0 | 0 | 0 | 0 | 0 | 0 | 0 | 0 | 0 | 0 | 0 | 0 | 0 | 0 | 0 | 0 | 0 | 0 | 0 | 0 | 0 | 0 | 0 | 0 | 0
Electricity Generation Capacity[municipal solid waste es,preexisting nonretiring] | NoSettings | 0 | 0 | 0 | 0 | 0 | 0 | 0 | 0 | 0 | 0 | 0 | 0 | 0 | 0 | 0 | 0 | 0 | 0 | 0 | 0 | 0 | 0 | 0 | 0 | 0 | 0 | 0 | 0 | 0 | 0 | 0
Electricity Generation Capacity[municipal solid waste es,newly built] | NoSettings | 0 | 0 | 0 | 0 | 0 | 0 | 0 | 0 | 0 | 0 | 0 | 0 | 0 | 0 | 0 | 0 | 0 | 0 | 0 | 0 | 0 | 0 | 0 | 0 | 0 | 0 | 0 | 0 | 0 | 0 | 0
BAU Cargo Dist Transported[LDVs,passenger] | NoSettings | 483683000000 | 562435000000 | 573626000000 | 582957000000 | 589669000000 | 593685000000 | 596174000000 | 599769000000 | 603228000000 | 606546000000 | 609742000000 | 612785000000 | 615714000000 | 618513000000 | 621182000000 | 623732000000 | 626143000000 | 628434000000 | 630573000000 | 632588000000 | 634474000000 | 636225000000 | 637858000000 | 639349000000 | 640718000000 | 641980000000 | 643129000000 | 644160000000 | 645107000000 | 645955000000 | 646711000000
BAU Cargo Dist Transported[LDVs,freight] | NoSettings | 16424700000 | 18126300000 | 18375100000 | 18569500000 | 18696800000 | 18759500000 | 18834200000 | 18915900000 | 19007100000 | 19105100000 | 19210000000 | 19373800000 | 19550600000 | 19732600000 | 19920700000 | 20110700000 | 20309000000 | 20508200000 | 20708400000 | 20914300000 | 21120300000 | 21333000000 | 21549300000 | 21777300000 | 22002300000 | 22232400000 | 22464800000 | 22704000000 | 22943900000 | 23190000000 | 23443400000
BAU Cargo Dist Transported[HDVs,passenger] | NoSettings | 50045300000 | 51864500000 | 51733200000 | 51568500000 | 51390600000 | 51181900000 | 51033000000 | 50925300000 | 50876700000 | 50864700000 | 50874600000 | 50904800000 | 50943600000 | 50986900000 | 51044300000 | 51121000000 | 51639800000 | 52150500000 | 52647000000 | 53136600000 | 53600500000 | 54030200000 | 54544500000 | 55138900000 | 55697200000 | 56251200000 | 56784500000 | 57222100000 | 57548800000 | 57878000000 | 58321700000
BAU Cargo Dist Transported[HDVs,freight] | NoSettings | 59888100000 | 61067500000 | 62272400000 | 63503400000 | 64761000000 | 66045900000 | 67358800000 | 68700200000 | 70071000000 | 71471700000 | 72903200000 | 75079400000 | 77324200000 | 79639800000 | 82028500000 | 84492800000 | 87034900000 | 89657800000 | 92363900000 | 95155900000 | 98036600000 | 101009000000 | 104076000000 | 107241000000 | 110507000000 | 113878000000 | 117356000000 | 120946000000 | 124651000000 | 128475000000 | 132422000000
BAU Cargo Dist Transported[aircraft,passenger] | NoSettings | 16193500000 | 22028400000 | 24594000000 | 25763600000 | 26373000000 | 26886900000 | 27055700000 | 27198500000 | 27438800000 | 27634800000 | 27906500000 | 28239300000 | 28645000000 | 29069000000 | 29495900000 | 29915800000 | 30241700000 | 30527600000 | 30851700000 | 31188900000 | 31588000000 | 31979100000 | 32421400000 | 32879600000 | 33363700000 | 33815300000 | 34245300000 | 34632800000 | 34990500000 | 35318200000 | 35648400000
BAU Cargo Dist Transported[aircraft,freight] | NoSettings | 623011000 | 847496000 | 946201000 | 991200000 | 1014640000 | 1034410000 | 1040910000 | 1046400000 | 1055650000 | 1063190000 | 1073640000 | 1086440000 | 1102050000 | 1118370000 | 1134790000 | 1150940000 | 1163480000 | 1174480000 | 1186950000 | 1199930000 | 1215280000 | 1230320000 | 1247340000 | 1264970000 | 1283600000 | 1300970000 | 1317510000 | 1332420000 | 1346180000 | 1358790000 | 1371490000
BAU Cargo Dist Transported[rail,passenger] | NoSettings | 1146790000 | 1146790000 | 1146790000 | 1146790000 | 1146790000 | 1146790000 | 1146790000 | 1146790000 | 1146790000 | 1146790000 | 1146790000 | 1146790000 | 1146790000 | 1146790000 | 1146790000 | 1146790000 | 1146790000 | 1146790000 | 1146790000 | 1146790000 | 1146790000 | 1146790000 | 1146790000 | 1146790000 | 1146790000 | 1146790000 | 1146790000 | 1146790000 | 1146790000 | 1146790000 | 1146790000
BAU Cargo Dist Transported[rail,freight] | NoSettings | 74152000000 | 75605900000 | 77786900000 | 79240800000 | 80694800000 | 82875700000 | 84329700000 | 86510600000 | 88691600000 | 90145500000 | 92326500000 | 94507400000 | 96688300000 | 98142300000 | 100323000000 | 102504000000 | 105412000000 | 107593000000 | 109774000000 | 111955000000 | 114863000000 | 117044000000 | 119952000000 | 122133000000 | 125041000000 | 127948000000 | 130129000000 | 133037000000 | 135945000000 | 139580000000 | 142488000000
BAU Cargo Dist Transported[ships,passenger] | NoSettings | 167419000 | 167419000 | 167419000 | 167419000 | 169077000 | 169077000 | 170734000 | 170734000 | 170734000 | 170734000 | 170734000 | 170734000 | 170734000 | 170734000 | 172392000 | 172392000 | 172392000 | 172392000 | 172392000 | 170734000 | 170734000 | 170734000 | 170734000 | 170734000 | 170734000 | 170734000 | 170734000 | 170734000 | 170734000 | 170734000 | 170734000
BAU Cargo Dist Transported[ships,freight] | NoSettings | 174899000000 | 181691000000 | 190182000000 | 196974000000 | 203766000000 | 210558000000 | 219049000000 | 227539000000 | 236029000000 | 244519000000 | 253010000000 | 259802000000 | 268292000000 | 276782000000 | 283574000000 | 292065000000 | 300555000000 | 310743000000 | 319234000000 | 329422000000 | 337912000000 | 346402000000 | 356591000000 | 365081000000 | 375269000000 | 383759000000 | 393948000000 | 402438000000 | 410928000000 | 421117000000 | 429607000000
BAU Cargo Dist Transported[motorbikes,passenger] | NoSettings | 1525360000 | 1756090000 | 1783210000 | 1801650000 | 1809550000 | 1807720000 | 1806920000 | 1805780000 | 1804650000 | 1803800000 | 1802790000 | 1801930000 | 1801790000 | 1802480000 | 1803400000 | 1804720000 | 1806010000 | 1807510000 | 1808810000 | 1810030000 | 1811170000 | 1812110000 | 1813260000 | 1814140000 | 1814660000 | 1814530000 | 1813840000 | 1812650000 | 1811170000 | 1810310000 | 1808500000
BAU Cargo Dist Transported[motorbikes,freight] | NoSettings | 131363000000 | 133950000000 | 136592000000 | 139292000000 | 142051000000 | 144869000000 | 147749000000 | 150692000000 | 153698000000 | 156771000000 | 159911000000 | 164684000000 | 169608000000 | 174687000000 | 179927000000 | 185332000000 | 190908000000 | 196661000000 | 202597000000 | 208721000000 | 215040000000 | 221560000000 | 228288000000 | 235230000000 | 242394000000 | 249787000000 | 257417000000 | 265291000000 | 273418000000 | 281806000000 | 290464000000
Output Total CO2e Emissions | NoSettings | 497.071 | 468.174 | 451.418 | 436.185 | 421.758 | 407.877 | 397.657 | 387.315 | 376.939 | 365.784 | 353.708 | 345.151 | 340.332 | 335.408 | 329.279 | 322.217 | 313.062 | 307.894 | 301.544 | 295.703 | 289.206 | 282.834 | 275.873 | 269.291 | 264.062 | 259.06 | 257.501 | 255.618 | 254.132 | 253.128 | 252.253
Output Total CO2 Emissions | NoSettings | 426.913 | 399.279 | 383.357 | 372.533 | 362.483 | 352.912 | 344.922 | 336.815 | 328.662 | 319.737 | 309.879 | 301.662 | 297.189 | 292.582 | 286.789 | 280.083 | 271.263 | 266.421 | 260.384 | 254.864 | 248.692 | 242.747 | 236.217 | 230.038 | 225.236 | 220.669 | 218.925 | 216.869 | 215.204 | 214.021 | 212.987
LULUCF Anthropogenic Pollutant Emissions[CO2] | NoSettings | 107000000000000 | 63700000000000 | 50100000000000 | 42200000000000 | 36600000000000 | 32200000000000 | 28700000000000 | 25700000000000 | 23100000000000 | 20800000000000 | 18700000000000 | 18700000000000 | 18700000000000 | 18700000000000 | 18700000000000 | 18700000000000 | 18700000000000 | 18700000000000 | 18700000000000 | 18700000000000 | 18700000000000 | 18700000000000 | 18700000000000 | 18700000000000 | 18700000000000 | 18700000000000 | 18700000000000 | 18700000000000 | 18700000000000 | 18700000000000 | 18700000000000
LULUCF Anthropogenic Pollutant Emissions[VOC] | NoSettings | 0 | 0 | 0 | 0 | 0 | 0 | 0 | 0 | 0 | 0 | 0 | 0 | 0 | 0 | 0 | 0 | 0 | 0 | 0 | 0 | 0 | 0 | 0 | 0 | 0 | 0 | 0 | 0 | 0 | 0 | 0
LULUCF Anthropogenic Pollutant Emissions[CO] | NoSettings | 0 | 0 | 0 | 0 | 0 | 0 | 0 | 0 | 0 | 0 | 0 | 0 | 0 | 0 | 0 | 0 | 0 | 0 | 0 | 0 | 0 | 0 | 0 | 0 | 0 | 0 | 0 | 0 | 0 | 0 | 0
LULUCF Anthropogenic Pollutant Emissions[NOx] | NoSettings | 0 | 0 | 0 | 0 | 0 | 0 | 0 | 0 | 0 | 0 | 0 | 0 | 0 | 0 | 0 | 0 | 0 | 0 | 0 | 0 | 0 | 0 | 0 | 0 | 0 | 0 | 0 | 0 | 0 | 0 | 0
LULUCF Anthropogenic Pollutant Emissions[PM10] | NoSettings | 0 | 0 | 0 | 0 | 0 | 0 | 0 | 0 | 0 | 0 | 0 | 0 | 0 | 0 | 0 | 0 | 0 | 0 | 0 | 0 | 0 | 0 | 0 | 0 | 0 | 0 | 0 | 0 | 0 | 0 | 0
LULUCF Anthropogenic Pollutant Emissions[PM25] | NoSettings | 0 | 0 | 0 | 0 | 0 | 0 | 0 | 0 | 0 | 0 | 0 | 0 | 0 | 0 | 0 | 0 | 0 | 0 | 0 | 0 | 0 | 0 | 0 | 0 | 0 | 0 | 0 | 0 | 0 | 0 | 0
LULUCF Anthropogenic Pollutant Emissions[SOx] | NoSettings | 0 | 0 | 0 | 0 | 0 | 0 | 0 | 0 | 0 | 0 | 0 | 0 | 0 | 0 | 0 | 0 | 0 | 0 | 0 | 0 | 0 | 0 | 0 | 0 | 0 | 0 | 0 | 0 | 0 | 0 | 0
LULUCF Anthropogenic Pollutant Emissions[BC] | NoSettings | 0 | 0 | 0 | 0 | 0 | 0 | 0 | 0 | 0 | 0 | 0 | 0 | 0 | 0 | 0 | 0 | 0 | 0 | 0 | 0 | 0 | 0 | 0 | 0 | 0 | 0 | 0 | 0 | 0 | 0 | 0
LULUCF Anthropogenic Pollutant Emissions[OC] | NoSettings | 0 | 0 | 0 | 0 | 0 | 0 | 0 | 0 | 0 | 0 | 0 | 0 | 0 | 0 | 0 | 0 | 0 | 0 | 0 | 0 | 0 | 0 | 0 | 0 | 0 | 0 | 0 | 0 | 0 | 0 | 0
LULUCF Anthropogenic Pollutant Emissions[CH4] | NoSettings | 70900000000 | 42300000000 | 21200000000 | 15500000000 | 12300000000 | 9950000000 | 8140000000 | 6670000000 | 5420000000 | 4340000000 | 3390000000 | 3390000000 | 3390000000 | 3390000000 | 3390000000 | 3390000000 | 3390000000 | 3390000000 | 3390000000 | 3390000000 | 3390000000 | 3390000000 | 3390000000 | 3390000000 | 3390000000 | 3390000000 | 3390000000 | 3390000000 | 3390000000 | 3390000000 | 3390000000
LULUCF Anthropogenic Pollutant Emissions[N2O] | NoSettings | 4110000000 | 2450000000 | 1230000000 | 902000000 | 712000000 | 577000000 | 472000000 | 387000000 | 315000000 | 252000000 | 196000000 | 196000000 | 196000000 | 196000000 | 196000000 | 196000000 | 196000000 | 196000000 | 196000000 | 196000000 | 196000000 | 196000000 | 196000000 | 196000000 | 196000000 | 196000000 | 196000000 | 196000000 | 196000000 | 196000000 | 196000000
LULUCF Anthropogenic Pollutant Emissions[F gases] | NoSettings | 0 | 0 | 0 | 0 | 0 | 0 | 0 | 0 | 0 | 0 | 0 | 0 | 0 | 0 | 0 | 0 | 0 | 0 | 0 | 0 | 0 | 0 | 0 | 0 | 0 | 0 | 0 | 0 | 0 | 0 | 0
New Vehicles[LDVs,passenger,battery electric vehicle] | NoSettings | 121839 | 213537 | 304257 | 331971 | 319794 | 302895 | 326550 | 369444 | 421782 | 522819 | 625374 | 667527 | 772722 | 875748 | 973191 | 1066540 | 1153640 | 1235860 | 1307390 | 1375530 | 1436610 | 1490410 | 1542770 | 1586120 | 1603540 | 1622570 | 1639390 | 1653680 | 1668740 | 1683530 | 1698150
New Vehicles[LDVs,passenger,natural gas vehicle] | NoSettings | 0 | 0 | 0 | 0 | 0 | 0 | 0 | 0 | 0 | 0 | 0 | 0 | 0 | 0 | 0 | 0 | 0 | 0 | 0 | 0 | 0 | 0 | 0 | 0 | 0 | 0 | 0 | 0 | 0 | 0 | 0
New Vehicles[LDVs,passenger,gasoline vehicle] | NoSettings | 1562280 | 1737780 | 1677320 | 1683200 | 1719280 | 1749920 | 1745550 | 1703230 | 1656360 | 1562570 | 1467420 | 1436610 | 1345200 | 1255580 | 1171050 | 1090010 | 1014550 | 943299 | 882066 | 823494 | 771330 | 725757 | 681015 | 644445 | 632379 | 618312 | 606060 | 595938 | 584733 | 573456 | 562071
New Vehicles[LDVs,passenger,diesel vehicle] | NoSettings | 0 | 0 | 0 | 0 | 0 | 0 | 0 | 0 | 0 | 0 | 0 | 0 | 0 | 0 | 0 | 0 | 0 | 0 | 0 | 0 | 0 | 0 | 0 | 0 | 0 | 0 | 0 | 0 | 0 | 0 | 0
New Vehicles[LDVs,passenger,plugin hybrid vehicle] | NoSettings | 26163 | 37428 | 46734 | 46140 | 45972 | 46425 | 35940 | 48081 | 54846 | 59328 | 63219 | 62646 | 59214 | 55704 | 52227 | 48933 | 45822 | 42954 | 40221 | 37776 | 35532 | 33492 | 31647 | 30144 | 29628 | 29130 | 28623 | 28104 | 27594 | 27078 | 26514
New Vehicles[LDVs,passenger,LPG vehicle] | NoSettings | 0 | 0 | 0 | 0 | 0 | 0 | 0 | 0 | 0 | 0 | 0 | 0 | 0 | 0 | 0 | 0 | 0 | 0 | 0 | 0 | 0 | 0 | 0 | 0 | 0 | 0 | 0 | 0 | 0 | 0 | 0
New Vehicles[LDVs,passenger,hydrogen vehicle] | NoSettings | 0 | 0 | 0 | 0 | 0 | 0 | 0 | 0 | 0 | 0 | 0 | 0 | 0 | 0 | 0 | 0 | 0 | 0 | 0 | 0 | 0 | 0 | 0 | 0 | 0 | 0 | 0 | 0 | 0 | 0 | 0
New Vehicles[LDVs,freight,battery electric vehicle] | NoSettings | 255 | 672 | 1512 | 2136 | 6246 | 8403 | 11403 | 17304 | 23994 | 30768 | 37626 | 43440 | 49377 | 55428 | 61605 | 67893 | 68562 | 69234 | 69909 | 70605 | 71301 | 72018 | 72747 | 73518 | 74277 | 75054 | 75840 | 76647 | 77457 | 78288 | 79143
New Vehicles[LDVs,freight,natural gas vehicle] | NoSettings | 30 | 42 | 51 | 42 | 33 | 27 | 24 | 24 | 21 | 18 | 15 | 15 | 12 | 12 | 9 | 9 | 6 | 6 | 6 | 6 | 6 | 6 | 3 | 3 | 3 | 3 | 3 | 0 | 0 | 0 | 0
New Vehicles[LDVs,freight,gasoline vehicle] | NoSettings | 64437 | 63129 | 63741 | 65952 | 64353 | 65715 | 63297 | 59628 | 55965 | 51810 | 47409 | 45045 | 41997 | 39096 | 36165 | 33279 | 33693 | 34095 | 34581 | 34971 | 35469 | 35979 | 36318 | 36834 | 37458 | 37875 | 38448 | 39033 | 39501 | 39810 | 40293
New Vehicles[LDVs,freight,diesel vehicle] | NoSettings | 35019 | 46236 | 46284 | 44640 | 42906 | 39777 | 39651 | 37920 | 35448 | 33423 | 31605 | 29154 | 27342 | 25296 | 23196 | 20949 | 21069 | 21207 | 21261 | 21426 | 21486 | 21549 | 21795 | 21894 | 21876 | 22083 | 22134 | 22194 | 22377 | 22731 | 22935
New Vehicles[LDVs,freight,plugin hybrid vehicle] | NoSettings | 0 | 0 | 0 | 0 | 0 | 0 | 0 | 0 | 0 | 0 | 0 | 0 | 0 | 0 | 0 | 0 | 0 | 0 | 0 | 0 | 0 | 0 | 0 | 0 | 0 | 0 | 0 | 0 | 0 | 0 | 0
New Vehicles[LDVs,freight,LPG vehicle] | NoSettings | 0 | 0 | 0 | 0 | 0 | 0 | 0 | 0 | 0 | 0 | 0 | 0 | 0 | 0 | 0 | 0 | 0 | 0 | 0 | 0 | 0 | 0 | 0 | 0 | 0 | 0 | 0 | 0 | 0 | 0 | 0
New Vehicles[LDVs,freight,hydrogen vehicle] | NoSettings | 0 | 0 | 0 | 0 | 0 | 0 | 0 | 0 | 0 | 0 | 0 | 0 | 0 | 0 | 0 | 0 | 0 | 0 | 0 | 0 | 0 | 0 | 0 | 0 | 0 | 0 | 0 | 0 | 0 | 0 | 0
New Vehicles[HDVs,passenger,battery electric vehicle] | NoSettings | 75 | 117 | 180 | 297 | 540 | 594 | 942 | 1128 | 1395 | 2253 | 2523 | 2658 | 2793 | 2931 | 3069 | 3207 | 3240 | 3273 | 3303 | 3333 | 3363 | 3390 | 3423 | 3459 | 3495 | 3528 | 3564 | 3591 | 3612 | 3630 | 3660
New Vehicles[HDVs,passenger,natural gas vehicle] | NoSettings | 321 | 321 | 342 | 381 | 324 | 309 | 291 | 237 | 216 | 123 | 138 | 126 | 111 | 93 | 78 | 63 | 63 | 63 | 60 | 66 | 63 | 57 | 54 | 57 | 57 | 54 | 57 | 57 | 60 | 57 | 63
New Vehicles[HDVs,passenger,gasoline vehicle] | NoSettings | 318 | 285 | 246 | 261 | 309 | 330 | 276 | 330 | 246 | 159 | 123 | 123 | 99 | 93 | 78 | 87 | 78 | 81 | 96 | 78 | 81 | 75 | 81 | 75 | 81 | 81 | 102 | 90 | 96 | 111 | 90
New Vehicles[HDVs,passenger,diesel vehicle] | NoSettings | 3078 | 3213 | 3153 | 2967 | 2724 | 2649 | 2358 | 2169 | 2004 | 1323 | 1074 | 951 | 861 | 750 | 645 | 519 | 534 | 537 | 534 | 552 | 558 | 576 | 576 | 591 | 591 | 600 | 585 | 600 | 600 | 591 | 609
New Vehicles[HDVs,passenger,plugin hybrid vehicle] | NoSettings | 0 | 0 | 0 | 0 | 0 | 0 | 0 | 0 | 0 | 0 | 0 | 0 | 0 | 0 | 0 | 0 | 0 | 0 | 0 | 0 | 0 | 0 | 0 | 0 | 0 | 0 | 0 | 0 | 0 | 0 | 0
New Vehicles[HDVs,passenger,LPG vehicle] | NoSettings | 0 | 0 | 0 | 0 | 0 | 0 | 0 | 0 | 0 | 0 | 0 | 0 | 0 | 0 | 0 | 0 | 0 | 0 | 0 | 0 | 0 | 0 | 0 | 0 | 0 | 0 | 0 | 0 | 0 | 0 | 0
New Vehicles[HDVs,passenger,hydrogen vehicle] | NoSettings | 0 | 0 | 0 | 0 | 0 | 0 | 0 | 0 | 0 | 0 | 0 | 0 | 0 | 0 | 0 | 0 | 0 | 0 | 0 | 0 | 0 | 0 | 0 | 0 | 0 | 0 | 0 | 0 | 0 | 0 | 0
New Vehicles[HDVs,freight,battery electric vehicle] | NoSettings | 3 | 3 | 12 | 18 | 183 | 261 | 381 | 582 | 792 | 1011 | 1239 | 1488 | 1752 | 1806 | 1860 | 1914 | 1974 | 2031 | 2094 | 2157 | 2223 | 2289 | 2358 | 2430 | 2505 | 2583 | 2661 | 2742 | 2826 | 2913 | 3003
New Vehicles[HDVs,freight,natural gas vehicle] | NoSettings | 15 | 18 | 30 | 24 | 18 | 15 | 15 | 15 | 15 | 18 | 18 | 21 | 24 | 27 | 33 | 39 | 48 | 54 | 60 | 69 | 75 | 81 | 87 | 93 | 99 | 105 | 111 | 114 | 120 | 123 | 126
New Vehicles[HDVs,freight,gasoline vehicle] | NoSettings | 0 | 0 | 0 | 0 | 0 | 0 | 0 | 0 | 0 | 0 | 0 | 0 | 0 | 0 | 0 | 0 | 0 | 0 | 0 | 0 | 0 | 0 | 0 | 0 | 0 | 0 | 0 | 0 | 0 | 0 | 0
New Vehicles[HDVs,freight,diesel vehicle] | NoSettings | 3375 | 3438 | 3486 | 3555 | 3468 | 3465 | 3420 | 3294 | 3159 | 3018 | 2871 | 2742 | 2604 | 2679 | 2754 | 2832 | 2910 | 2994 | 3078 | 3168 | 3258 | 3354 | 3453 | 3552 | 3657 | 3768 | 3879 | 3996 | 4116 | 4242 | 4374
New Vehicles[HDVs,freight,plugin hybrid vehicle] | NoSettings | 0 | 0 | 0 | 0 | 0 | 0 | 0 | 0 | 0 | 0 | 0 | 0 | 0 | 0 | 0 | 0 | 0 | 0 | 0 | 0 | 0 | 0 | 0 | 0 | 0 | 0 | 0 | 0 | 0 | 0 | 0
New Vehicles[HDVs,freight,LPG vehicle] | NoSettings | 0 | 0 | 0 | 0 | 0 | 0 | 0 | 0 | 0 | 0 | 0 | 0 | 0 | 0 | 0 | 0 | 0 | 0 | 0 | 0 | 0 | 0 | 0 | 0 | 0 | 0 | 0 | 0 | 0 | 0 | 0
New Vehicles[HDVs,freight,hydrogen vehicle] | NoSettings | 0 | 0 | 0 | 0 | 0 | 0 | 0 | 0 | 0 | 0 | 0 | 0 | 0 | 0 | 0 | 0 | 0 | 0 | 0 | 0 | 0 | 0 | 0 | 0 | 0 | 0 | 0 | 0 | 0 | 0 | 3
New Vehicles[aircraft,passenger,battery electric vehicle] | NoSettings | 0 | 0 | 0 | 0 | 0 | 0 | 0 | 0 | 0 | 0 | 0 | 0 | 0 | 0 | 0 | 0 | 0 | 0 | 0 | 0 | 0 | 0 | 0 | 0 | 0 | 0 | 0 | 0 | 0 | 0 | 0
New Vehicles[aircraft,passenger,natural gas vehicle] | NoSettings | 0 | 0 | 0 | 0 | 0 | 0 | 0 | 0 | 0 | 0 | 0 | 0 | 0 | 0 | 0 | 0 | 0 | 0 | 0 | 0 | 0 | 0 | 0 | 0 | 0 | 0 | 0 | 0 | 0 | 0 | 0
New Vehicles[aircraft,passenger,gasoline vehicle] | NoSettings | 0 | 0 | 0 | 0 | 0 | 0 | 0 | 0 | 0 | 0 | 0 | 0 | 0 | 0 | 0 | 0 | 0 | 0 | 0 | 0 | 0 | 0 | 0 | 0 | 0 | 0 | 0 | 0 | 0 | 0 | 0
New Vehicles[aircraft,passenger,diesel vehicle] | NoSettings | 11 | 15 | 17 | 18 | 19 | 19 | 19 | 19 | 19 | 20 | 20 | 20 | 20 | 21 | 21 | 21 | 21 | 22 | 22 | 22 | 22 | 23 | 23 | 23 | 24 | 24 | 24 | 25 | 25 | 25 | 25
New Vehicles[aircraft,passenger,plugin hybrid vehicle] | NoSettings | 0 | 0 | 0 | 0 | 0 | 0 | 0 | 0 | 0 | 0 | 0 | 0 | 0 | 0 | 0 | 0 | 0 | 0 | 0 | 0 | 0 | 0 | 0 | 0 | 0 | 0 | 0 | 0 | 0 | 0 | 0
New Vehicles[aircraft,passenger,LPG vehicle] | NoSettings | 0 | 0 | 0 | 0 | 0 | 0 | 0 | 0 | 0 | 0 | 0 | 0 | 0 | 0 | 0 | 0 | 0 | 0 | 0 | 0 | 0 | 0 | 0 | 0 | 0 | 0 | 0 | 0 | 0 | 0 | 0
New Vehicles[aircraft,passenger,hydrogen vehicle] | NoSettings | 0 | 0 | 0 | 0 | 0 | 0 | 0 | 0 | 0 | 0 | 0 | 0 | 0 | 0 | 0 | 0 | 0 | 0 | 0 | 0 | 0 | 0 | 0 | 0 | 0 | 0 | 0 | 0 | 0 | 0 | 0
New Vehicles[aircraft,freight,battery electric vehicle] | NoSettings | 0 | 0 | 0 | 0 | 0 | 0 | 0 | 0 | 0 | 0 | 0 | 0 | 0 | 0 | 0 | 0 | 0 | 0 | 0 | 0 | 0 | 0 | 0 | 0 | 0 | 0 | 0 | 0 | 0 | 0 | 0
New Vehicles[aircraft,freight,natural gas vehicle] | NoSettings | 0 | 0 | 0 | 0 | 0 | 0 | 0 | 0 | 0 | 0 | 0 | 0 | 0 | 0 | 0 | 0 | 0 | 0 | 0 | 0 | 0 | 0 | 0 | 0 | 0 | 0 | 0 | 0 | 0 | 0 | 0
New Vehicles[aircraft,freight,gasoline vehicle] | NoSettings | 0 | 0 | 0 | 0 | 0 | 0 | 0 | 0 | 0 | 0 | 0 | 0 | 0 | 0 | 0 | 0 | 0 | 0 | 0 | 0 | 0 | 0 | 0 | 0 | 0 | 0 | 0 | 0 | 0 | 0 | 0
New Vehicles[aircraft,freight,diesel vehicle] | NoSettings | 8 | 11 | 12 | 13 | 13 | 13 | 13 | 13 | 14 | 14 | 14 | 14 | 14 | 14 | 15 | 15 | 15 | 15 | 15 | 16 | 16 | 16 | 16 | 16 | 17 | 17 | 17 | 17 | 17 | 18 | 18
New Vehicles[aircraft,freight,plugin hybrid vehicle] | NoSettings | 0 | 0 | 0 | 0 | 0 | 0 | 0 | 0 | 0 | 0 | 0 | 0 | 0 | 0 | 0 | 0 | 0 | 0 | 0 | 0 | 0 | 0 | 0 | 0 | 0 | 0 | 0 | 0 | 0 | 0 | 0
New Vehicles[aircraft,freight,LPG vehicle] | NoSettings | 0 | 0 | 0 | 0 | 0 | 0 | 0 | 0 | 0 | 0 | 0 | 0 | 0 | 0 | 0 | 0 | 0 | 0 | 0 | 0 | 0 | 0 | 0 | 0 | 0 | 0 | 0 | 0 | 0 | 0 | 0
New Vehicles[aircraft,freight,hydrogen vehicle] | NoSettings | 0 | 0 | 0 | 0 | 0 | 0 | 0 | 0 | 0 | 0 | 0 | 0 | 0 | 0 | 0 | 0 | 0 | 0 | 0 | 0 | 0 | 0 | 0 | 0 | 0 | 0 | 0 | 0 | 0 | 0 | 0
New Vehicles[rail,passenger,battery electric vehicle] | NoSettings | 18 | 19 | 19 | 19 | 19 | 18 | 18 | 18 | 18 | 18 | 18 | 18 | 18 | 18 | 18 | 18 | 18 | 18 | 17 | 17 | 17 | 17 | 17 | 17 | 17 | 17 | 17 | 17 | 17 | 17 | 17
New Vehicles[rail,passenger,natural gas vehicle] | NoSettings | 0 | 0 | 0 | 0 | 0 | 0 | 0 | 0 | 0 | 0 | 0 | 0 | 0 | 0 | 0 | 0 | 0 | 0 | 0 | 0 | 0 | 0 | 0 | 0 | 0 | 0 | 0 | 0 | 0 | 0 | 0
New Vehicles[rail,passenger,gasoline vehicle] | NoSettings | 0 | 0 | 0 | 0 | 0 | 0 | 0 | 0 | 0 | 0 | 0 | 0 | 0 | 0 | 0 | 0 | 0 | 0 | 0 | 0 | 0 | 0 | 0 | 0 | 0 | 0 | 0 | 0 | 0 | 0 | 0
New Vehicles[rail,passenger,diesel vehicle] | NoSettings | 3 | 3 | 2 | 3 | 3 | 3 | 3 | 4 | 4 | 4 | 4 | 4 | 4 | 4 | 4 | 4 | 4 | 4 | 4 | 4 | 4 | 4 | 4 | 4 | 5 | 5 | 5 | 5 | 5 | 5 | 5
New Vehicles[rail,passenger,plugin hybrid vehicle] | NoSettings | 0 | 0 | 0 | 0 | 0 | 0 | 0 | 0 | 0 | 0 | 0 | 0 | 0 | 0 | 0 | 0 | 0 | 0 | 0 | 0 | 0 | 0 | 0 | 0 | 0 | 0 | 0 | 0 | 0 | 0 | 0
New Vehicles[rail,passenger,LPG vehicle] | NoSettings | 0 | 0 | 0 | 0 | 0 | 0 | 0 | 0 | 0 | 0 | 0 | 0 | 0 | 0 | 0 | 0 | 0 | 0 | 0 | 0 | 0 | 0 | 0 | 0 | 0 | 0 | 0 | 0 | 0 | 0 | 0
New Vehicles[rail,passenger,hydrogen vehicle] | NoSettings | 0 | 0 | 0 | 0 | 0 | 0 | 0 | 0 | 0 | 0 | 0 | 0 | 0 | 0 | 0 | 0 | 0 | 0 | 0 | 0 | 0 | 0 | 0 | 0 | 0 | 0 | 0 | 0 | 0 | 0 | 0
New Vehicles[rail,freight,battery electric vehicle] | NoSettings | 0 | 0 | 0 | 0 | 0 | 0 | 0 | 0 | 0 | 0 | 0 | 0 | 0 | 0 | 0 | 0 | 0 | 0 | 0 | 0 | 0 | 0 | 0 | 0 | 0 | 0 | 0 | 0 | 0 | 0 | 0
New Vehicles[rail,freight,natural gas vehicle] | NoSettings | 0 | 0 | 0 | 0 | 0 | 0 | 0 | 0 | 0 | 0 | 0 | 0 | 0 | 0 | 0 | 0 | 0 | 0 | 0 | 0 | 0 | 0 | 0 | 0 | 0 | 0 | 0 | 0 | 0 | 0 | 0
New Vehicles[rail,freight,gasoline vehicle] | NoSettings | 0 | 0 | 0 | 0 | 0 | 0 | 0 | 0 | 0 | 0 | 0 | 0 | 0 | 0 | 0 | 0 | 0 | 0 | 0 | 0 | 0 | 0 | 0 | 0 | 0 | 0 | 0 | 0 | 0 | 0 | 0
New Vehicles[rail,freight,diesel vehicle] | NoSettings | 28 | 28 | 29 | 30 | 30 | 31 | 31 | 32 | 33 | 34 | 34 | 35 | 36 | 37 | 37 | 38 | 39 | 40 | 41 | 42 | 43 | 44 | 45 | 46 | 47 | 48 | 49 | 50 | 51 | 52 | 53
New Vehicles[rail,freight,plugin hybrid vehicle] | NoSettings | 0 | 0 | 0 | 0 | 0 | 0 | 0 | 0 | 0 | 0 | 0 | 0 | 0 | 0 | 0 | 0 | 0 | 0 | 0 | 0 | 0 | 0 | 0 | 0 | 0 | 0 | 0 | 0 | 0 | 0 | 0
New Vehicles[rail,freight,LPG vehicle] | NoSettings | 0 | 0 | 0 | 0 | 0 | 0 | 0 | 0 | 0 | 0 | 0 | 0 | 0 | 0 | 0 | 0 | 0 | 0 | 0 | 0 | 0 | 0 | 0 | 0 | 0 | 0 | 0 | 0 | 0 | 0 | 0
New Vehicles[rail,freight,hydrogen vehicle] | NoSettings | 0 | 0 | 0 | 0 | 0 | 0 | 0 | 0 | 0 | 0 | 0 | 0 | 0 | 0 | 0 | 0 | 0 | 0 | 0 | 0 | 0 | 0 | 0 | 0 | 0 | 0 | 0 | 0 | 0 | 0 | 0
New Vehicles[ships,passenger,battery electric vehicle] | NoSettings | 0 | 0 | 0 | 0 | 0 | 0 | 0 | 0 | 0 | 0 | 0 | 0 | 0 | 0 | 0 | 0 | 0 | 0 | 0 | 0 | 0 | 0 | 0 | 0 | 0 | 0 | 0 | 0 | 0 | 0 | 0
New Vehicles[ships,passenger,natural gas vehicle] | NoSettings | 0 | 0 | 0 | 0 | 0 | 0 | 0 | 0 | 0 | 0 | 0 | 0 | 0 | 0 | 0 | 0 | 0 | 0 | 0 | 0 | 0 | 0 | 0 | 0 | 0 | 0 | 0 | 0 | 0 | 0 | 0
New Vehicles[ships,passenger,gasoline vehicle] | NoSettings | 0 | 0 | 0 | 0 | 0 | 0 | 0 | 0 | 0 | 0 | 0 | 0 | 0 | 0 | 0 | 0 | 0 | 0 | 0 | 0 | 0 | 0 | 0 | 0 | 0 | 0 | 0 | 0 | 0 | 0 | 0
New Vehicles[ships,passenger,diesel vehicle] | NoSettings | 5043 | 5043 | 5043 | 5043 | 5092 | 5092 | 5142 | 5142 | 5142 | 5142 | 5142 | 5142 | 5142 | 5142 | 5192 | 5192 | 5192 | 5192 | 5192 | 5142 | 5142 | 5142 | 5142 | 5142 | 5142 | 5142 | 5142 | 5142 | 5142 | 5142 | 5142
New Vehicles[ships,passenger,plugin hybrid vehicle] | NoSettings | 0 | 0 | 0 | 0 | 0 | 0 | 0 | 0 | 0 | 0 | 0 | 0 | 0 | 0 | 0 | 0 | 0 | 0 | 0 | 0 | 0 | 0 | 0 | 0 | 0 | 0 | 0 | 0 | 0 | 0 | 0
New Vehicles[ships,passenger,LPG vehicle] | NoSettings | 0 | 0 | 0 | 0 | 0 | 0 | 0 | 0 | 0 | 0 | 0 | 0 | 0 | 0 | 0 | 0 | 0 | 0 | 0 | 0 | 0 | 0 | 0 | 0 | 0 | 0 | 0 | 0 | 0 | 0 | 0
New Vehicles[ships,passenger,hydrogen vehicle] | NoSettings | 0 | 0 | 0 | 0 | 0 | 0 | 0 | 0 | 0 | 0 | 0 | 0 | 0 | 0 | 0 | 0 | 0 | 0 | 0 | 0 | 0 | 0 | 0 | 0 | 0 | 0 | 0 | 0 | 0 | 0 | 0
New Vehicles[ships,freight,battery electric vehicle] | NoSettings | 0 | 0 | 0 | 0 | 0 | 0 | 0 | 0 | 0 | 0 | 0 | 0 | 0 | 0 | 0 | 0 | 0 | 0 | 0 | 0 | 0 | 0 | 0 | 0 | 0 | 0 | 0 | 0 | 0 | 0 | 0
New Vehicles[ships,freight,natural gas vehicle] | NoSettings | 0 | 0 | 0 | 0 | 0 | 0 | 0 | 0 | 0 | 0 | 0 | 0 | 0 | 0 | 0 | 0 | 0 | 0 | 0 | 0 | 0 | 0 | 0 | 0 | 0 | 0 | 0 | 0 | 0 | 0 | 0
New Vehicles[ships,freight,gasoline vehicle] | NoSettings | 0 | 0 | 0 | 0 | 0 | 0 | 0 | 0 | 0 | 0 | 0 | 0 | 0 | 0 | 0 | 0 | 0 | 0 | 0 | 0 | 0 | 0 | 0 | 0 | 0 | 0 | 0 | 0 | 0 | 0 | 0
New Vehicles[ships,freight,diesel vehicle] | NoSettings | 25 | 25 | 27 | 28 | 29 | 30 | 31 | 32 | 33 | 34 | 36 | 37 | 38 | 39 | 40 | 41 | 42 | 44 | 45 | 47 | 48 | 49 | 50 | 52 | 53 | 54 | 56 | 57 | 58 | 60 | 61
New Vehicles[ships,freight,plugin hybrid vehicle] | NoSettings | 0 | 0 | 0 | 0 | 0 | 0 | 0 | 0 | 0 | 0 | 0 | 0 | 0 | 0 | 0 | 0 | 0 | 0 | 0 | 0 | 0 | 0 | 0 | 0 | 0 | 0 | 0 | 0 | 0 | 0 | 0
New Vehicles[ships,freight,LPG vehicle] | NoSettings | 0 | 0 | 0 | 0 | 0 | 0 | 0 | 0 | 0 | 0 | 0 | 0 | 0 | 0 | 0 | 0 | 0 | 0 | 0 | 0 | 0 | 0 | 0 | 0 | 0 | 0 | 0 | 0 | 0 | 0 | 0
New Vehicles[ships,freight,hydrogen vehicle] | NoSettings | 0 | 0 | 0 | 0 | 0 | 0 | 0 | 0 | 0 | 0 | 0 | 0 | 0 | 0 | 0 | 0 | 0 | 0 | 0 | 0 | 0 | 0 | 0 | 0 | 0 | 0 | 0 | 0 | 0 | 0 | 0
New Vehicles[motorbikes,passenger,battery electric vehicle] | NoSettings | 0 | 3138 | 6183 | 9873 | 13725 | 16779 | 19218 | 20811 | 21762 | 22404 | 22866 | 23163 | 23385 | 23583 | 23733 | 23877 | 24006 | 24138 | 24228 | 24330 | 24414 | 24474 | 24564 | 24642 | 24693 | 24747 | 24777 | 24780 | 24786 | 24801 | 24801
New Vehicles[motorbikes,passenger,natural gas vehicle] | NoSettings | 0 | 0 | 0 | 0 | 0 | 0 | 0 | 0 | 0 | 0 | 0 | 0 | 0 | 0 | 0 | 0 | 0 | 0 | 0 | 0 | 0 | 0 | 0 | 0 | 0 | 0 | 0 | 0 | 0 | 0 | 0
New Vehicles[motorbikes,passenger,gasoline vehicle] | NoSettings | 43743 | 47220 | 44952 | 41793 | 38169 | 35061 | 32598 | 30975 | 29988 | 29322 | 28833 | 28512 | 28284 | 28107 | 27984 | 27876 | 27783 | 27696 | 27642 | 27576 | 27522 | 27492 | 27435 | 27381 | 27345 | 27288 | 27237 | 27201 | 27150 | 27111 | 27060
New Vehicles[motorbikes,passenger,diesel vehicle] | NoSettings | 0 | 0 | 0 | 0 | 0 | 0 | 0 | 0 | 0 | 0 | 0 | 0 | 0 | 0 | 0 | 0 | 0 | 0 | 0 | 0 | 0 | 0 | 0 | 0 | 0 | 0 | 0 | 0 | 0 | 0 | 0
New Vehicles[motorbikes,passenger,plugin hybrid vehicle] | NoSettings | 0 | 0 | 0 | 0 | 0 | 0 | 0 | 0 | 0 | 0 | 0 | 0 | 0 | 0 | 0 | 0 | 0 | 0 | 0 | 0 | 0 | 0 | 0 | 0 | 0 | 0 | 0 | 0 | 0 | 0 | 0
New Vehicles[motorbikes,passenger,LPG vehicle] | NoSettings | 0 | 0 | 0 | 0 | 0 | 0 | 0 | 0 | 0 | 0 | 0 | 0 | 0 | 0 | 0 | 0 | 0 | 0 | 0 | 0 | 0 | 0 | 0 | 0 | 0 | 0 | 0 | 0 | 0 | 0 | 0
New Vehicles[motorbikes,passenger,hydrogen vehicle] | NoSettings | 0 | 0 | 0 | 0 | 0 | 0 | 0 | 0 | 0 | 0 | 0 | 0 | 0 | 0 | 0 | 0 | 0 | 0 | 0 | 0 | 0 | 0 | 0 | 0 | 0 | 0 | 0 | 0 | 0 | 0 | 0
New Vehicles[motorbikes,freight,battery electric vehicle] | NoSettings | 9 | 12 | 45 | 54 | 204 | 291 | 423 | 648 | 882 | 1125 | 1377 | 1656 | 1947 | 2007 | 2067 | 2130 | 2193 | 2259 | 2328 | 2397 | 2472 | 2547 | 2622 | 2703 | 2784 | 2871 | 2958 | 3048 | 3141 | 3237 | 3339
New Vehicles[motorbikes,freight,natural gas vehicle] | NoSettings | 27 | 36 | 66 | 54 | 36 | 30 | 30 | 27 | 27 | 30 | 33 | 39 | 42 | 51 | 60 | 69 | 84 | 96 | 108 | 120 | 132 | 144 | 153 | 168 | 180 | 189 | 201 | 210 | 216 | 222 | 231
New Vehicles[motorbikes,freight,gasoline vehicle] | NoSettings | 0 | 0 | 0 | 0 | 0 | 0 | 0 | 0 | 0 | 0 | 0 | 0 | 0 | 0 | 0 | 0 | 0 | 0 | 0 | 0 | 0 | 0 | 0 | 0 | 0 | 0 | 0 | 0 | 0 | 0 | 0
New Vehicles[motorbikes,freight,diesel vehicle] | NoSettings | 3735 | 3798 | 3810 | 3891 | 3840 | 3840 | 3789 | 3651 | 3504 | 3345 | 3183 | 3036 | 2880 | 2961 | 3042 | 3123 | 3204 | 3291 | 3381 | 3477 | 3573 | 3672 | 3780 | 3885 | 3996 | 4116 | 4236 | 4362 | 4494 | 4632 | 4776
New Vehicles[motorbikes,freight,plugin hybrid vehicle] | NoSettings | 0 | 0 | 0 | 0 | 0 | 0 | 0 | 0 | 0 | 0 | 0 | 0 | 0 | 0 | 0 | 0 | 0 | 0 | 0 | 0 | 0 | 0 | 0 | 0 | 0 | 0 | 0 | 0 | 0 | 0 | 0
New Vehicles[motorbikes,freight,LPG vehicle] | NoSettings | 0 | 0 | 0 | 0 | 0 | 0 | 0 | 0 | 0 | 0 | 0 | 0 | 0 | 0 | 0 | 0 | 0 | 0 | 0 | 0 | 0 | 0 | 0 | 0 | 0 | 0 | 0 | 0 | 0 | 0 | 0
New Vehicles[motorbikes,freight,hydrogen vehicle] | NoSettings | 0 | 0 | 0 | 0 | 0 | 0 | 0 | 0 | 0 | 0 | 0 | 0 | 0 | 0 | 0 | 0 | 0 | 0 | 0 | 0 | 0 | 0 | 0 | 0 | 0 | 0 | 0 | 0 | 0 | 0 | 0
BDEQ BAU Electricity Output from Distributed Sources[urban residential,hard coal es] | NoSettings | 0.374 | 0 | 0 | 0 | 0 | 0 | 0 | 0 | 0 | 0 | 0 | 0 | 0 | 0 | 0 | 0 | 0 | 0 | 0 | 0 | 0 | 0 | 0 | 0 | 0 | 0 | 0 | 0 | 0 | 0 | 0
BDEQ BAU Electricity Output from Distributed Sources[urban residential,natural gas nonpeaker es] | NoSettings | 0 | 0 | 0 | 0 | 0 | 0 | 0 | 0 | 0 | 0 | 0 | 0 | 0 | 0.3587 | 1.773 | 4.9 | 10.46 | 21.06 | 40.72 | 76.31 | 141.6 | 259.2 | 375.4 | 490.9 | 605.5 | 719.6 | 832.9 | 945.1 | 1056 | 1165 | 1273
BDEQ BAU Electricity Output from Distributed Sources[urban residential,nuclear es] | NoSettings | 0 | 0 | 0 | 0 | 0 | 0 | 0 | 0 | 0 | 0 | 0 | 0 | 0 | 0 | 0 | 0 | 0 | 0 | 0 | 0 | 0 | 0 | 0 | 0 | 0 | 0 | 0 | 0 | 0 | 0 | 0
BDEQ BAU Electricity Output from Distributed Sources[urban residential,hydro es] | NoSettings | 0 | 0 | 0 | 0 | 0 | 0 | 0 | 0 | 0 | 0 | 0 | 0 | 0 | 0 | 0 | 0 | 0 | 0 | 0 | 0 | 0 | 0 | 0 | 0 | 0 | 0 | 0 | 0 | 0 | 0 | 0
BDEQ BAU Electricity Output from Distributed Sources[urban residential,onshore wind es] | NoSettings | 6872 | 7132 | 7268 | 7242 | 7175 | 7073 | 6997 | 6938 | 6886 | 6833 | 6778 | 6720 | 6659 | 6592 | 6516 | 6435 | 6412 | 6361 | 6317 | 6288 | 6283 | 6321 | 6360 | 6399 | 6433 | 6471 | 6509 | 6547 | 6583 | 6618 | 6653
BDEQ BAU Electricity Output from Distributed Sources[urban residential,solar PV es] | NoSettings | 9323000 | 10870000 | 12260000 | 13390000 | 14430000 | 15380000 | 16380000 | 17410000 | 18440000 | 19480000 | 20510000 | 21530000 | 22530000 | 23490000 | 24420000 | 25300000 | 26390000 | 27350000 | 28300000 | 29260000 | 30220000 | 31200000 | 32180000 | 33150000 | 34100000 | 35070000 | 36040000 | 37020000 | 37990000 | 38950000 | 39920000
BDEQ BAU Electricity Output from Distributed Sources[urban residential,solar thermal es] | NoSettings | 0 | 0 | 0 | 0 | 0 | 0 | 0 | 0 | 0 | 0 | 0 | 0 | 0 | 0 | 0 | 0 | 0 | 0 | 0 | 0 | 0 | 0 | 0 | 0 | 0 | 0 | 0 | 0 | 0 | 0 | 0
BDEQ BAU Electricity Output from Distributed Sources[urban residential,biomass es] | NoSettings | 0 | 0 | 0 | 0 | 0 | 0 | 0 | 0 | 0 | 0 | 0 | 0 | 0 | 0 | 0 | 0 | 0 | 0 | 0 | 0 | 0 | 0 | 0 | 0 | 0 | 0 | 0 | 0 | 0 | 0 | 0
BDEQ BAU Electricity Output from Distributed Sources[urban residential,geothermal es] | NoSettings | 0 | 0 | 0 | 0 | 0 | 0 | 0 | 0 | 0 | 0 | 0 | 0 | 0 | 0 | 0 | 0 | 0 | 0 | 0 | 0 | 0 | 0 | 0 | 0 | 0 | 0 | 0 | 0 | 0 | 0 | 0
BDEQ BAU Electricity Output from Distributed Sources[urban residential,petroleum es] | NoSettings | 0 | 0 | 0 | 0 | 0 | 0 | 0 | 0 | 0 | 0 | 0 | 0 | 0 | 0 | 0 | 0 | 0 | 0 | 0 | 0 | 0 | 0 | 0 | 0 | 0 | 0 | 0 | 0 | 0 | 0 | 0
BDEQ BAU Electricity Output from Distributed Sources[urban residential,natural gas peaker es] | NoSettings | 0 | 0 | 0 | 0 | 0 | 0 | 0 | 0 | 0 | 0 | 0 | 0 | 0 | 0 | 0 | 0 | 0 | 0 | 0 | 0 | 0 | 0 | 0 | 0 | 0 | 0 | 0 | 0 | 0 | 0 | 0
BDEQ BAU Electricity Output from Distributed Sources[urban residential,lignite es] | NoSettings | 0 | 0 | 0 | 0 | 0 | 0 | 0 | 0 | 0 | 0 | 0 | 0 | 0 | 0 | 0 | 0 | 0 | 0 | 0 | 0 | 0 | 0 | 0 | 0 | 0 | 0 | 0 | 0 | 0 | 0 | 0
BDEQ BAU Electricity Output from Distributed Sources[urban residential,offshore wind es] | NoSettings | 0 | 0 | 0 | 0 | 0 | 0 | 0 | 0 | 0 | 0 | 0 | 0 | 0 | 0 | 0 | 0 | 0 | 0 | 0 | 0 | 0 | 0 | 0 | 0 | 0 | 0 | 0 | 0 | 0 | 0 | 0
BDEQ BAU Electricity Output from Distributed Sources[urban residential,crude oil es] | NoSettings | 0 | 0 | 0 | 0 | 0 | 0 | 0 | 0 | 0 | 0 | 0 | 0 | 0 | 0 | 0 | 0 | 0 | 0 | 0 | 0 | 0 | 0 | 0 | 0 | 0 | 0 | 0 | 0 | 0 | 0 | 0
BDEQ BAU Electricity Output from Distributed Sources[urban residential,heavy or residual fuel oil es] | NoSettings | 0 | 0 | 0 | 0 | 0 | 0 | 0 | 0 | 0 | 0 | 0 | 0 | 0 | 0 | 0 | 0 | 0 | 0 | 0 | 0 | 0 | 0 | 0 | 0 | 0 | 0 | 0 | 0 | 0 | 0 | 0
BDEQ BAU Electricity Output from Distributed Sources[urban residential,municipal solid waste es] | NoSettings | 0 | 0 | 0 | 0 | 0 | 0 | 0 | 0 | 0 | 0 | 0 | 0 | 0 | 0 | 0 | 0 | 0 | 0 | 0 | 0 | 0 | 0 | 0 | 0 | 0 | 0 | 0 | 0 | 0 | 0 | 0
BDEQ BAU Electricity Output from Distributed Sources[rural residential,hard coal es] | NoSettings | 0.08597 | 0 | 0 | 0 | 0 | 0 | 0 | 0 | 0 | 0 | 0 | 0 | 0 | 0 | 0 | 0 | 0 | 0 | 0 | 0 | 0 | 0 | 0 | 0 | 0 | 0 | 0 | 0 | 0 | 0 | 0
BDEQ BAU Electricity Output from Distributed Sources[rural residential,natural gas nonpeaker es] | NoSettings | 0 | 0 | 0 | 0 | 0 | 0 | 0 | 0 | 0 | 0 | 0 | 0 | 0 | 0.08246 | 0.4075 | 1.126 | 2.404 | 4.842 | 9.36 | 17.54 | 32.54 | 59.59 | 86.31 | 112.9 | 139.2 | 165.4 | 191.5 | 217.3 | 242.8 | 267.9 | 292.6
BDEQ BAU Electricity Output from Distributed Sources[rural residential,nuclear es] | NoSettings | 0 | 0 | 0 | 0 | 0 | 0 | 0 | 0 | 0 | 0 | 0 | 0 | 0 | 0 | 0 | 0 | 0 | 0 | 0 | 0 | 0 | 0 | 0 | 0 | 0 | 0 | 0 | 0 | 0 | 0 | 0
BDEQ BAU Electricity Output from Distributed Sources[rural residential,hydro es] | NoSettings | 0 | 0 | 0 | 0 | 0 | 0 | 0 | 0 | 0 | 0 | 0 | 0 | 0 | 0 | 0 | 0 | 0 | 0 | 0 | 0 | 0 | 0 | 0 | 0 | 0 | 0 | 0 | 0 | 0 | 0 | 0
BDEQ BAU Electricity Output from Distributed Sources[rural residential,onshore wind es] | NoSettings | 1580 | 1639 | 1671 | 1665 | 1649 | 1626 | 1609 | 1595 | 1583 | 1571 | 1558 | 1545 | 1531 | 1515 | 1498 | 1479 | 1474 | 1462 | 1452 | 1446 | 1444 | 1453 | 1462 | 1471 | 1479 | 1488 | 1496 | 1505 | 1513 | 1521 | 1529
BDEQ BAU Electricity Output from Distributed Sources[rural residential,solar PV es] | NoSettings | 2143000 | 2499000 | 2818000 | 3077000 | 3317000 | 3537000 | 3766000 | 4001000 | 4240000 | 4477000 | 4714000 | 4949000 | 5179000 | 5401000 | 5614000 | 5817000 | 6067000 | 6287000 | 6507000 | 6726000 | 6948000 | 7172000 | 7397000 | 7622000 | 7840000 | 8063000 | 8286000 | 8510000 | 8732000 | 8955000 | 9177000
BDEQ BAU Electricity Output from Distributed Sources[rural residential,solar thermal es] | NoSettings | 0 | 0 | 0 | 0 | 0 | 0 | 0 | 0 | 0 | 0 | 0 | 0 | 0 | 0 | 0 | 0 | 0 | 0 | 0 | 0 | 0 | 0 | 0 | 0 | 0 | 0 | 0 | 0 | 0 | 0 | 0
BDEQ BAU Electricity Output from Distributed Sources[rural residential,biomass es] | NoSettings | 0 | 0 | 0 | 0 | 0 | 0 | 0 | 0 | 0 | 0 | 0 | 0 | 0 | 0 | 0 | 0 | 0 | 0 | 0 | 0 | 0 | 0 | 0 | 0 | 0 | 0 | 0 | 0 | 0 | 0 | 0
BDEQ BAU Electricity Output from Distributed Sources[rural residential,geothermal es] | NoSettings | 0 | 0 | 0 | 0 | 0 | 0 | 0 | 0 | 0 | 0 | 0 | 0 | 0 | 0 | 0 | 0 | 0 | 0 | 0 | 0 | 0 | 0 | 0 | 0 | 0 | 0 | 0 | 0 | 0 | 0 | 0
BDEQ BAU Electricity Output from Distributed Sources[rural residential,petroleum es] | NoSettings | 0 | 0 | 0 | 0 | 0 | 0 | 0 | 0 | 0 | 0 | 0 | 0 | 0 | 0 | 0 | 0 | 0 | 0 | 0 | 0 | 0 | 0 | 0 | 0 | 0 | 0 | 0 | 0 | 0 | 0 | 0
BDEQ BAU Electricity Output from Distributed Sources[rural residential,natural gas peaker es] | NoSettings | 0 | 0 | 0 | 0 | 0 | 0 | 0 | 0 | 0 | 0 | 0 | 0 | 0 | 0 | 0 | 0 | 0 | 0 | 0 | 0 | 0 | 0 | 0 | 0 | 0 | 0 | 0 | 0 | 0 | 0 | 0
BDEQ BAU Electricity Output from Distributed Sources[rural residential,lignite es] | NoSettings | 0 | 0 | 0 | 0 | 0 | 0 | 0 | 0 | 0 | 0 | 0 | 0 | 0 | 0 | 0 | 0 | 0 | 0 | 0 | 0 | 0 | 0 | 0 | 0 | 0 | 0 | 0 | 0 | 0 | 0 | 0
BDEQ BAU Electricity Output from Distributed Sources[rural residential,offshore wind es] | NoSettings | 0 | 0 | 0 | 0 | 0 | 0 | 0 | 0 | 0 | 0 | 0 | 0 | 0 | 0 | 0 | 0 | 0 | 0 | 0 | 0 | 0 | 0 | 0 | 0 | 0 | 0 | 0 | 0 | 0 | 0 | 0
BDEQ BAU Electricity Output from Distributed Sources[rural residential,crude oil es] | NoSettings | 0 | 0 | 0 | 0 | 0 | 0 | 0 | 0 | 0 | 0 | 0 | 0 | 0 | 0 | 0 | 0 | 0 | 0 | 0 | 0 | 0 | 0 | 0 | 0 | 0 | 0 | 0 | 0 | 0 | 0 | 0
BDEQ BAU Electricity Output from Distributed Sources[rural residential,heavy or residual fuel oil es] | NoSettings | 0 | 0 | 0 | 0 | 0 | 0 | 0 | 0 | 0 | 0 | 0 | 0 | 0 | 0 | 0 | 0 | 0 | 0 | 0 | 0 | 0 | 0 | 0 | 0 | 0 | 0 | 0 | 0 | 0 | 0 | 0
BDEQ BAU Electricity Output from Distributed Sources[rural residential,municipal solid waste es] | NoSettings | 0 | 0 | 0 | 0 | 0 | 0 | 0 | 0 | 0 | 0 | 0 | 0 | 0 | 0 | 0 | 0 | 0 | 0 | 0 | 0 | 0 | 0 | 0 | 0 | 0 | 0 | 0 | 0 | 0 | 0 | 0
BDEQ BAU Electricity Output from Distributed Sources[commercial,hard coal es] | NoSettings | 0 | 0 | 0 | 0 | 0 | 0 | 0 | 0 | 0 | 0 | 0 | 0 | 0 | 0 | 0 | 0 | 0 | 0 | 0 | 0 | 0 | 0 | 0 | 0 | 0 | 0 | 0 | 0 | 0 | 0 | 0
BDEQ BAU Electricity Output from Distributed Sources[commercial,natural gas nonpeaker es] | NoSettings | 2073000 | 2085000 | 2178000 | 2366000 | 2587000 | 2744000 | 2906000 | 3070000 | 3256000 | 3439000 | 3607000 | 3835000 | 4076000 | 4301000 | 4520000 | 4778000 | 4949000 | 5185000 | 5389000 | 5616000 | 5849000 | 6071000 | 6300000 | 6516000 | 6724000 | 6939000 | 7113000 | 7307000 | 7508000 | 7731000 | 7927000
BDEQ BAU Electricity Output from Distributed Sources[commercial,nuclear es] | NoSettings | 0 | 0 | 0 | 0 | 0 | 0 | 0 | 0 | 0 | 0 | 0 | 0 | 0 | 0 | 0 | 0 | 0 | 0 | 0 | 0 | 0 | 0 | 0 | 0 | 0 | 0 | 0 | 0 | 0 | 0 | 0
BDEQ BAU Electricity Output from Distributed Sources[commercial,hydro es] | NoSettings | 0 | 0 | 0 | 0 | 0 | 0 | 0 | 0 | 0 | 0 | 0 | 0 | 0 | 0 | 0 | 0 | 0 | 0 | 0 | 0 | 0 | 0 | 0 | 0 | 0 | 0 | 0 | 0 | 0 | 0 | 0
BDEQ BAU Electricity Output from Distributed Sources[commercial,onshore wind es] | NoSettings | 151200 | 149200 | 153100 | 163900 | 177100 | 185800 | 195200 | 205000 | 215400 | 225500 | 234700 | 247100 | 260500 | 272500 | 284000 | 297800 | 305900 | 318100 | 328300 | 340400 | 351800 | 363400 | 373500 | 383400 | 392100 | 401600 | 408700 | 416500 | 424700 | 434100 | 441800
BDEQ BAU Electricity Output from Distributed Sources[commercial,solar PV es] | NoSettings | 4487000 | 5127000 | 5788000 | 6505000 | 7213000 | 7956000 | 8735000 | 9546000 | 10370000 | 11230000 | 12140000 | 13000000 | 13870000 | 14790000 | 15740000 | 16670000 | 17540000 | 18450000 | 19390000 | 20310000 | 21210000 | 22120000 | 23010000 | 23930000 | 24870000 | 25790000 | 26750000 | 27690000 | 28630000 | 29540000 | 30490000
BDEQ BAU Electricity Output from Distributed Sources[commercial,solar thermal es] | NoSettings | 0 | 0 | 0 | 0 | 0 | 0 | 0 | 0 | 0 | 0 | 0 | 0 | 0 | 0 | 0 | 0 | 0 | 0 | 0 | 0 | 0 | 0 | 0 | 0 | 0 | 0 | 0 | 0 | 0 | 0 | 0
BDEQ BAU Electricity Output from Distributed Sources[commercial,biomass es] | NoSettings | 0 | 0 | 0 | 0 | 0 | 0 | 0 | 0 | 0 | 0 | 0 | 0 | 0 | 0 | 0 | 0 | 0 | 0 | 0 | 0 | 0 | 0 | 0 | 0 | 0 | 0 | 0 | 0 | 0 | 0 | 0
BDEQ BAU Electricity Output from Distributed Sources[commercial,geothermal es] | NoSettings | 0 | 0 | 0 | 0 | 0 | 0 | 0 | 0 | 0 | 0 | 0 | 0 | 0 | 0 | 0 | 0 | 0 | 0 | 0 | 0 | 0 | 0 | 0 | 0 | 0 | 0 | 0 | 0 | 0 | 0 | 0
BDEQ BAU Electricity Output from Distributed Sources[commercial,petroleum es] | NoSettings | 30010 | 29560 | 30340 | 32470 | 35030 | 36660 | 38290 | 40010 | 42050 | 44010 | 45700 | 48120 | 50690 | 52920 | 55120 | 57790 | 59360 | 61710 | 63500 | 65650 | 67860 | 69820 | 71720 | 73630 | 75280 | 77100 | 78430 | 79910 | 81490 | 83300 | 84770
BDEQ BAU Electricity Output from Distributed Sources[commercial,natural gas peaker es] | NoSettings | 0 | 0 | 0 | 0 | 0 | 0 | 0 | 0 | 0 | 0 | 0 | 0 | 0 | 0 | 0 | 0 | 0 | 0 | 0 | 0 | 0 | 0 | 0 | 0 | 0 | 0 | 0 | 0 | 0 | 0 | 0
BDEQ BAU Electricity Output from Distributed Sources[commercial,lignite es] | NoSettings | 0 | 0 | 0 | 0 | 0 | 0 | 0 | 0 | 0 | 0 | 0 | 0 | 0 | 0 | 0 | 0 | 0 | 0 | 0 | 0 | 0 | 0 | 0 | 0 | 0 | 0 | 0 | 0 | 0 | 0 | 0
BDEQ BAU Electricity Output from Distributed Sources[commercial,offshore wind es] | NoSettings | 0 | 0 | 0 | 0 | 0 | 0 | 0 | 0 | 0 | 0 | 0 | 0 | 0 | 0 | 0 | 0 | 0 | 0 | 0 | 0 | 0 | 0 | 0 | 0 | 0 | 0 | 0 | 0 | 0 | 0 | 0
BDEQ BAU Electricity Output from Distributed Sources[commercial,crude oil es] | NoSettings | 0 | 0 | 0 | 0 | 0 | 0 | 0 | 0 | 0 | 0 | 0 | 0 | 0 | 0 | 0 | 0 | 0 | 0 | 0 | 0 | 0 | 0 | 0 | 0 | 0 | 0 | 0 | 0 | 0 | 0 | 0
BDEQ BAU Electricity Output from Distributed Sources[commercial,heavy or residual fuel oil es] | NoSettings | 0 | 0 | 0 | 0 | 0 | 0 | 0 | 0 | 0 | 0 | 0 | 0 | 0 | 0 | 0 | 0 | 0 | 0 | 0 | 0 | 0 | 0 | 0 | 0 | 0 | 0 | 0 | 0 | 0 | 0 | 0
BDEQ BAU Electricity Output from Distributed Sources[commercial,municipal solid waste es] | NoSettings | 0 | 0 | 0 | 0 | 0 | 0 | 0 | 0 | 0 | 0 | 0 | 0 | 0 | 0 | 0 | 0 | 0 | 0 | 0 | 0 | 0 | 0 | 0 | 0 | 0 | 0 | 0 | 0 | 0 | 0 | 0
BIFUbC BAU Industrial Fuel Use before CCS[agriculture and forestry 01T03,electricity if] | NoSettings | 64300000000000 | 65000000000000 | 65700000000000 | 66400000000000 | 67100000000000 | 67800000000000 | 68500000000000 | 69200000000000 | 69900000000000 | 70600000000000 | 71300000000000 | 72000000000000 | 72700000000000 | 73400000000000 | 74100000000000 | 74800000000000 | 75500000000000 | 76200000000000 | 77000000000000 | 77700000000000 | 78400000000000 | 79100000000000 | 79800000000000 | 80500000000000 | 81200000000000 | 81900000000000 | 82600000000000 | 83300000000000 | 84000000000000 | 84700000000000 | 85400000000000
BIFUbC BAU Industrial Fuel Use before CCS[agriculture and forestry 01T03,hard coal if] | NoSettings | 0 | 0 | 0 | 0 | 0 | 0 | 0 | 0 | 0 | 0 | 0 | 0 | 0 | 0 | 0 | 0 | 0 | 0 | 0 | 0 | 0 | 0 | 0 | 0 | 0 | 0 | 0 | 0 | 0 | 0 | 0
BIFUbC BAU Industrial Fuel Use before CCS[agriculture and forestry 01T03,natural gas if] | NoSettings | 12353600000000 | 11933800000000 | 11513900000000 | 11094000000000 | 10674200000000 | 10254300000000 | 9834450000000 | 9414590000000 | 8994720000000 | 8574860000000 | 8155000000000 | 7735140000000 | 7315280000000 | 6895420000000 | 6475560000000 | 6055690000000 | 5635830000000 | 5215970000000 | 4796110000000 | 4376250000000 | 3956390000000 | 3536520000000 | 3116660000000 | 2696800000000 | 2279430000000 | 1886950000000 | 1462360000000 | 1048720000000 | 635084000000 | 221446000000 | 0
BIFUbC BAU Industrial Fuel Use before CCS[agriculture and forestry 01T03,biomass if] | NoSettings | 0 | 0 | 0 | 0 | 0 | 0 | 0 | 0 | 0 | 0 | 0 | 0 | 0 | 0 | 0 | 0 | 0 | 0 | 0 | 0 | 0 | 0 | 0 | 0 | 0 | 0 | 0 | 0 | 0 | 0 | 0
BIFUbC BAU Industrial Fuel Use before CCS[agriculture and forestry 01T03,petroleum diesel if] | NoSettings | 24793600000000 | 24524800000000 | 24256000000000 | 23987200000000 | 23718400000000 | 23449700000000 | 23180900000000 | 22912100000000 | 22643300000000 | 22374600000000 | 22105800000000 | 21837000000000 | 21568200000000 | 21299400000000 | 21030700000000 | 20761900000000 | 20493100000000 | 20224300000000 | 19955600000000 | 19686800000000 | 19418000000000 | 19149200000000 | 18880400000000 | 18611700000000 | 18342900000000 | 18074100000000 | 17805300000000 | 17536500000000 | 17267800000000 | 16999000000000 | 16730200000000
BIFUbC BAU Industrial Fuel Use before CCS[agriculture and forestry 01T03,heat if] | NoSettings | 0 | 0 | 0 | 0 | 0 | 0 | 0 | 0 | 0 | 0 | 0 | 0 | 0 | 0 | 0 | 0 | 0 | 0 | 0 | 0 | 0 | 0 | 0 | 0 | 0 | 0 | 0 | 0 | 0 | 0 | 0
BIFUbC BAU Industrial Fuel Use before CCS[agriculture and forestry 01T03,crude oil if] | NoSettings | 0 | 0 | 0 | 0 | 0 | 0 | 0 | 0 | 0 | 0 | 0 | 0 | 0 | 0 | 0 | 0 | 0 | 0 | 0 | 0 | 0 | 0 | 0 | 0 | 0 | 0 | 0 | 0 | 0 | 0 | 0
BIFUbC BAU Industrial Fuel Use before CCS[agriculture and forestry 01T03,heavy or residual fuel oil if] | NoSettings | 0 | 0 | 0 | 0 | 0 | 0 | 0 | 0 | 0 | 0 | 0 | 0 | 0 | 0 | 0 | 0 | 0 | 0 | 0 | 0 | 0 | 0 | 0 | 0 | 0 | 0 | 0 | 0 | 0 | 0 | 0
BIFUbC BAU Industrial Fuel Use before CCS[agriculture and forestry 01T03,LPG propane or butane if] | NoSettings | 0 | 0 | 0 | 0 | 0 | 0 | 0 | 0 | 0 | 0 | 0 | 0 | 0 | 0 | 0 | 0 | 0 | 0 | 0 | 0 | 0 | 0 | 0 | 0 | 0 | 0 | 0 | 0 | 0 | 0 | 0
BIFUbC BAU Industrial Fuel Use before CCS[agriculture and forestry 01T03,hydrogen if] | NoSettings | 0 | 0 | 0 | 0 | 0 | 0 | 0 | 0 | 0 | 0 | 0 | 0 | 0 | 0 | 0 | 0 | 0 | 0 | 0 | 0 | 0 | 0 | 0 | 0 | 0 | 0 | 0 | 0 | 0 | 0 | 0
BIFUbC BAU Industrial Fuel Use before CCS[coal mining 05,electricity if] | NoSettings | 0 | 0 | 0 | 0 | 0 | 0 | 0 | 0 | 0 | 0 | 0 | 0 | 0 | 0 | 0 | 0 | 0 | 0 | 0 | 0 | 0 | 0 | 0 | 0 | 0 | 0 | 0 | 0 | 0 | 0 | 0
BIFUbC BAU Industrial Fuel Use before CCS[coal mining 05,hard coal if] | NoSettings | 0 | 0 | 0 | 0 | 0 | 0 | 0 | 0 | 0 | 0 | 0 | 0 | 0 | 0 | 0 | 0 | 0 | 0 | 0 | 0 | 0 | 0 | 0 | 0 | 0 | 0 | 0 | 0 | 0 | 0 | 0
BIFUbC BAU Industrial Fuel Use before CCS[coal mining 05,natural gas if] | NoSettings | 29800000 | 29800000 | 30200000 | 30900000 | 31500000 | 32100000 | 32400000 | 32500000 | 32500000 | 32600000 | 32700000 | 32800000 | 32800000 | 32900000 | 33100000 | 33300000 | 33500000 | 33700000 | 34000000 | 34200000 | 34300000 | 34600000 | 35000000 | 35500000 | 35800000 | 36100000 | 36500000 | 36900000 | 37300000 | 37700000 | 38000000
BIFUbC BAU Industrial Fuel Use before CCS[coal mining 05,biomass if] | NoSettings | 0 | 0 | 0 | 0 | 0 | 0 | 0 | 0 | 0 | 0 | 0 | 0 | 0 | 0 | 0 | 0 | 0 | 0 | 0 | 0 | 0 | 0 | 0 | 0 | 0 | 0 | 0 | 0 | 0 | 0 | 0
BIFUbC BAU Industrial Fuel Use before CCS[coal mining 05,petroleum diesel if] | NoSettings | 0 | 0 | 0 | 0 | 0 | 0 | 0 | 0 | 0 | 0 | 0 | 0 | 0 | 0 | 0 | 0 | 0 | 0 | 0 | 0 | 0 | 0 | 0 | 0 | 0 | 0 | 0 | 0 | 0 | 0 | 0
BIFUbC BAU Industrial Fuel Use before CCS[coal mining 05,heat if] | NoSettings | 0 | 0 | 0 | 0 | 0 | 0 | 0 | 0 | 0 | 0 | 0 | 0 | 0 | 0 | 0 | 0 | 0 | 0 | 0 | 0 | 0 | 0 | 0 | 0 | 0 | 0 | 0 | 0 | 0 | 0 | 0
BIFUbC BAU Industrial Fuel Use before CCS[coal mining 05,crude oil if] | NoSettings | 0 | 0 | 0 | 0 | 0 | 0 | 0 | 0 | 0 | 0 | 0 | 0 | 0 | 0 | 0 | 0 | 0 | 0 | 0 | 0 | 0 | 0 | 0 | 0 | 0 | 0 | 0 | 0 | 0 | 0 | 0
BIFUbC BAU Industrial Fuel Use before CCS[coal mining 05,heavy or residual fuel oil if] | NoSettings | 0 | 0 | 0 | 0 | 0 | 0 | 0 | 0 | 0 | 0 | 0 | 0 | 0 | 0 | 0 | 0 | 0 | 0 | 0 | 0 | 0 | 0 | 0 | 0 | 0 | 0 | 0 | 0 | 0 | 0 | 0
BIFUbC BAU Industrial Fuel Use before CCS[coal mining 05,LPG propane or butane if] | NoSettings | 0 | 0 | 0 | 0 | 0 | 0 | 0 | 0 | 0 | 0 | 0 | 0 | 0 | 0 | 0 | 0 | 0 | 0 | 0 | 0 | 0 | 0 | 0 | 0 | 0 | 0 | 0 | 0 | 0 | 0 | 0
BIFUbC BAU Industrial Fuel Use before CCS[coal mining 05,hydrogen if] | NoSettings | 0 | 0 | 0 | 0 | 0 | 0 | 0 | 0 | 0 | 0 | 0 | 0 | 0 | 0 | 0 | 0 | 0 | 0 | 0 | 0 | 0 | 0 | 0 | 0 | 0 | 0 | 0 | 0 | 0 | 0 | 0
BIFUbC BAU Industrial Fuel Use before CCS[oil and gas extraction 06,electricity if] | NoSettings | 11800000000000 | 11000000000000 | 11100000000000 | 11600000000000 | 11900000000000 | 12300000000000 | 12400000000000 | 12400000000000 | 12500000000000 | 12400000000000 | 12200000000000 | 12200000000000 | 12100000000000 | 12200000000000 | 12300000000000 | 12300000000000 | 12200000000000 | 12300000000000 | 12400000000000 | 12400000000000 | 12300000000000 | 12200000000000 | 12100000000000 | 12100000000000 | 12200000000000 | 12200000000000 | 12200000000000 | 12200000000000 | 12300000000000 | 12300000000000 | 12300000000000
BIFUbC BAU Industrial Fuel Use before CCS[oil and gas extraction 06,hard coal if] | NoSettings | 0 | 0 | 0 | 0 | 0 | 0 | 0 | 0 | 0 | 0 | 0 | 0 | 0 | 0 | 0 | 0 | 0 | 0 | 0 | 0 | 0 | 0 | 0 | 0 | 0 | 0 | 0 | 0 | 0 | 0 | 0
BIFUbC BAU Industrial Fuel Use before CCS[oil and gas extraction 06,natural gas if] | NoSettings | 240190000000000 | 220126000000000 | 229683000000000 | 240315000000000 | 245567000000000 | 253855000000000 | 256086000000000 | 256082000000000 | 258524000000000 | 256149000000000 | 252666000000000 | 252375000000000 | 250471000000000 | 252669000000000 | 255062000000000 | 254376000000000 | 252806000000000 | 253897000000000 | 255628000000000 | 256563000000000 | 254413000000000 | 251626000000000 | 250268000000000 | 250372000000000 | 251742000000000 | 252703000000000 | 252431000000000 | 252794000000000 | 253157000000000 | 253519000000000 | 253882000000000
BIFUbC BAU Industrial Fuel Use before CCS[oil and gas extraction 06,biomass if] | NoSettings | 0 | 0 | 0 | 0 | 0 | 0 | 0 | 0 | 0 | 0 | 0 | 0 | 0 | 0 | 0 | 0 | 0 | 0 | 0 | 0 | 0 | 0 | 0 | 0 | 0 | 0 | 0 | 0 | 0 | 0 | 0
BIFUbC BAU Industrial Fuel Use before CCS[oil and gas extraction 06,petroleum diesel if] | NoSettings | 1725150000000 | 1578370000000 | 1568900000000 | 1615160000000 | 1624370000000 | 1653060000000 | 1642040000000 | 1617230000000 | 1608380000000 | 1570260000000 | 1526540000000 | 1503080000000 | 1470810000000 | 1463180000000 | 1456880000000 | 1433400000000 | 1405620000000 | 1393170000000 | 1384520000000 | 1371820000000 | 1343170000000 | 1311900000000 | 1288770000000 | 1273630000000 | 1265210000000 | 1254970000000 | 1237670000000 | 1223930000000 | 1210190000000 | 1196450000000 | 1182710000000
BIFUbC BAU Industrial Fuel Use before CCS[oil and gas extraction 06,heat if] | NoSettings | 0 | 0 | 0 | 0 | 0 | 0 | 0 | 0 | 0 | 0 | 0 | 0 | 0 | 0 | 0 | 0 | 0 | 0 | 0 | 0 | 0 | 0 | 0 | 0 | 0 | 0 | 0 | 0 | 0 | 0 | 0
BIFUbC BAU Industrial Fuel Use before CCS[oil and gas extraction 06,crude oil if] | NoSettings | 131000000000000 | 166000000000000 | 166000000000000 | 166000000000000 | 166000000000000 | 166000000000000 | 166000000000000 | 166000000000000 | 166000000000000 | 166000000000000 | 166000000000000 | 166000000000000 | 166000000000000 | 166000000000000 | 166000000000000 | 166000000000000 | 166000000000000 | 166000000000000 | 166000000000000 | 166000000000000 | 166000000000000 | 166000000000000 | 166000000000000 | 166000000000000 | 166000000000000 | 166000000000000 | 166000000000000 | 166000000000000 | 166000000000000 | 166000000000000 | 166000000000000
BIFUbC BAU Industrial Fuel Use before CCS[oil and gas extraction 06,heavy or residual fuel oil if] | NoSettings | 0 | 0 | 0 | 0 | 0 | 0 | 0 | 0 | 0 | 0 | 0 | 0 | 0 | 0 | 0 | 0 | 0 | 0 | 0 | 0 | 0 | 0 | 0 | 0 | 0 | 0 | 0 | 0 | 0 | 0 | 0
BIFUbC BAU Industrial Fuel Use before CCS[oil and gas extraction 06,LPG propane or butane if] | NoSettings | 0 | 0 | 0 | 0 | 0 | 0 | 0 | 0 | 0 | 0 | 0 | 0 | 0 | 0 | 0 | 0 | 0 | 0 | 0 | 0 | 0 | 0 | 0 | 0 | 0 | 0 | 0 | 0 | 0 | 0 | 0
BIFUbC BAU Industrial Fuel Use before CCS[oil and gas extraction 06,hydrogen if] | NoSettings | 0 | 0 | 0 | 0 | 0 | 0 | 0 | 0 | 0 | 0 | 0 | 0 | 0 | 0 | 0 | 0 | 0 | 0 | 0 | 0 | 0 | 0 | 0 | 0 | 0 | 0 | 0 | 0 | 0 | 0 | 0
BIFUbC BAU Industrial Fuel Use before CCS[other mining and quarrying 07T08,electricity if] | NoSettings | 16000000000000 | 15900000000000 | 16800000000000 | 17100000000000 | 17500000000000 | 17800000000000 | 17900000000000 | 18000000000000 | 18000000000000 | 18000000000000 | 18100000000000 | 18200000000000 | 18200000000000 | 18200000000000 | 18300000000000 | 18500000000000 | 18600000000000 | 18700000000000 | 18800000000000 | 18900000000000 | 19000000000000 | 19200000000000 | 19400000000000 | 19700000000000 | 19800000000000 | 20000000000000 | 20200000000000 | 20400000000000 | 20700000000000 | 20900000000000 | 21100000000000
BIFUbC BAU Industrial Fuel Use before CCS[other mining and quarrying 07T08,hard coal if] | NoSettings | 0 | 0 | 0 | 0 | 0 | 0 | 0 | 0 | 0 | 0 | 0 | 0 | 0 | 0 | 0 | 0 | 0 | 0 | 0 | 0 | 0 | 0 | 0 | 0 | 0 | 0 | 0 | 0 | 0 | 0 | 0
BIFUbC BAU Industrial Fuel Use before CCS[other mining and quarrying 07T08,natural gas if] | NoSettings | 5642730000000 | 5633260000000 | 5724440000000 | 5845810000000 | 5964320000000 | 6067190000000 | 6123270000000 | 6151510000000 | 6158020000000 | 6163900000000 | 6180320000000 | 6203220000000 | 6210050000000 | 6225420000000 | 6259020000000 | 6305880000000 | 6339370000000 | 6376520000000 | 6427990000000 | 6469240000000 | 6498560000000 | 6547270000000 | 6628280000000 | 6711850000000 | 6773360000000 | 6831370000000 | 6912410000000 | 6983740000000 | 7055060000000 | 7126390000000 | 7197720000000
BIFUbC BAU Industrial Fuel Use before CCS[other mining and quarrying 07T08,biomass if] | NoSettings | 0 | 0 | 0 | 0 | 0 | 0 | 0 | 0 | 0 | 0 | 0 | 0 | 0 | 0 | 0 | 0 | 0 | 0 | 0 | 0 | 0 | 0 | 0 | 0 | 0 | 0 | 0 | 0 | 0 | 0 | 0
BIFUbC BAU Industrial Fuel Use before CCS[other mining and quarrying 07T08,petroleum diesel if] | NoSettings | 0 | 0 | 0 | 0 | 0 | 0 | 0 | 0 | 0 | 0 | 0 | 0 | 0 | 0 | 0 | 0 | 0 | 0 | 0 | 0 | 0 | 0 | 0 | 0 | 0 | 0 | 0 | 0 | 0 | 0 | 0
BIFUbC BAU Industrial Fuel Use before CCS[other mining and quarrying 07T08,heat if] | NoSettings | 0 | 0 | 0 | 0 | 0 | 0 | 0 | 0 | 0 | 0 | 0 | 0 | 0 | 0 | 0 | 0 | 0 | 0 | 0 | 0 | 0 | 0 | 0 | 0 | 0 | 0 | 0 | 0 | 0 | 0 | 0
BIFUbC BAU Industrial Fuel Use before CCS[other mining and quarrying 07T08,crude oil if] | NoSettings | 0 | 0 | 0 | 0 | 0 | 0 | 0 | 0 | 0 | 0 | 0 | 0 | 0 | 0 | 0 | 0 | 0 | 0 | 0 | 0 | 0 | 0 | 0 | 0 | 0 | 0 | 0 | 0 | 0 | 0 | 0
BIFUbC BAU Industrial Fuel Use before CCS[other mining and quarrying 07T08,heavy or residual fuel oil if] | NoSettings | 0 | 0 | 0 | 0 | 0 | 0 | 0 | 0 | 0 | 0 | 0 | 0 | 0 | 0 | 0 | 0 | 0 | 0 | 0 | 0 | 0 | 0 | 0 | 0 | 0 | 0 | 0 | 0 | 0 | 0 | 0
BIFUbC BAU Industrial Fuel Use before CCS[other mining and quarrying 07T08,LPG propane or butane if] | NoSettings | 0 | 0 | 0 | 0 | 0 | 0 | 0 | 0 | 0 | 0 | 0 | 0 | 0 | 0 | 0 | 0 | 0 | 0 | 0 | 0 | 0 | 0 | 0 | 0 | 0 | 0 | 0 | 0 | 0 | 0 | 0
BIFUbC BAU Industrial Fuel Use before CCS[other mining and quarrying 07T08,hydrogen if] | NoSettings | 0 | 0 | 0 | 0 | 0 | 0 | 0 | 0 | 0 | 0 | 0 | 0 | 0 | 0 | 0 | 0 | 0 | 0 | 0 | 0 | 0 | 0 | 0 | 0 | 0 | 0 | 0 | 0 | 0 | 0 | 0
BIFUbC BAU Industrial Fuel Use before CCS[food beverage and tobacco 10T12,electricity if] | NoSettings | 10900000000000 | 10900000000000 | 11500000000000 | 11700000000000 | 11900000000000 | 12100000000000 | 12300000000000 | 12300000000000 | 12300000000000 | 12300000000000 | 12400000000000 | 12400000000000 | 12400000000000 | 12500000000000 | 12500000000000 | 12600000000000 | 12700000000000 | 12800000000000 | 12900000000000 | 13000000000000 | 13000000000000 | 13100000000000 | 13300000000000 | 13400000000000 | 13600000000000 | 13700000000000 | 13800000000000 | 14000000000000 | 14100000000000 | 14300000000000 | 14400000000000
BIFUbC BAU Industrial Fuel Use before CCS[food beverage and tobacco 10T12,hard coal if] | NoSettings | 0 | 0 | 0 | 0 | 0 | 0 | 0 | 0 | 0 | 0 | 0 | 0 | 0 | 0 | 0 | 0 | 0 | 0 | 0 | 0 | 0 | 0 | 0 | 0 | 0 | 0 | 0 | 0 | 0 | 0 | 0
BIFUbC BAU Industrial Fuel Use before CCS[food beverage and tobacco 10T12,natural gas if] | NoSettings | 59764800000000 | 59664500000000 | 60630300000000 | 61915800000000 | 63170900000000 | 64260400000000 | 64854500000000 | 65153500000000 | 65222500000000 | 65284800000000 | 65458700000000 | 65701300000000 | 65773600000000 | 65936300000000 | 66292300000000 | 66788600000000 | 67143200000000 | 67536700000000 | 68081900000000 | 68518800000000 | 68829300000000 | 69345200000000 | 70203300000000 | 71088400000000 | 71739800000000 | 72354200000000 | 73212600000000 | 73968100000000 | 74723500000000 | 75479000000000 | 76234400000000
BIFUbC BAU Industrial Fuel Use before CCS[food beverage and tobacco 10T12,biomass if] | NoSettings | 0 | 0 | 0 | 0 | 0 | 0 | 0 | 0 | 0 | 0 | 0 | 0 | 0 | 0 | 0 | 0 | 0 | 0 | 0 | 0 | 0 | 0 | 0 | 0 | 0 | 0 | 0 | 0 | 0 | 0 | 0
BIFUbC BAU Industrial Fuel Use before CCS[food beverage and tobacco 10T12,petroleum diesel if] | NoSettings | 0 | 0 | 0 | 0 | 0 | 0 | 0 | 0 | 0 | 0 | 0 | 0 | 0 | 0 | 0 | 0 | 0 | 0 | 0 | 0 | 0 | 0 | 0 | 0 | 0 | 0 | 0 | 0 | 0 | 0 | 0
BIFUbC BAU Industrial Fuel Use before CCS[food beverage and tobacco 10T12,heat if] | NoSettings | 0 | 0 | 0 | 0 | 0 | 0 | 0 | 0 | 0 | 0 | 0 | 0 | 0 | 0 | 0 | 0 | 0 | 0 | 0 | 0 | 0 | 0 | 0 | 0 | 0 | 0 | 0 | 0 | 0 | 0 | 0
BIFUbC BAU Industrial Fuel Use before CCS[food beverage and tobacco 10T12,crude oil if] | NoSettings | 0 | 0 | 0 | 0 | 0 | 0 | 0 | 0 | 0 | 0 | 0 | 0 | 0 | 0 | 0 | 0 | 0 | 0 | 0 | 0 | 0 | 0 | 0 | 0 | 0 | 0 | 0 | 0 | 0 | 0 | 0
BIFUbC BAU Industrial Fuel Use before CCS[food beverage and tobacco 10T12,heavy or residual fuel oil if] | NoSettings | 0 | 0 | 0 | 0 | 0 | 0 | 0 | 0 | 0 | 0 | 0 | 0 | 0 | 0 | 0 | 0 | 0 | 0 | 0 | 0 | 0 | 0 | 0 | 0 | 0 | 0 | 0 | 0 | 0 | 0 | 0
BIFUbC BAU Industrial Fuel Use before CCS[food beverage and tobacco 10T12,LPG propane or butane if] | NoSettings | 0 | 0 | 0 | 0 | 0 | 0 | 0 | 0 | 0 | 0 | 0 | 0 | 0 | 0 | 0 | 0 | 0 | 0 | 0 | 0 | 0 | 0 | 0 | 0 | 0 | 0 | 0 | 0 | 0 | 0 | 0
BIFUbC BAU Industrial Fuel Use before CCS[food beverage and tobacco 10T12,hydrogen if] | NoSettings | 0 | 0 | 0 | 0 | 0 | 0 | 0 | 0 | 0 | 0 | 0 | 0 | 0 | 0 | 0 | 0 | 0 | 0 | 0 | 0 | 0 | 0 | 0 | 0 | 0 | 0 | 0 | 0 | 0 | 0 | 0
BIFUbC BAU Industrial Fuel Use before CCS[textiles apparel and leather 13T15,electricity if] | NoSettings | 731000000000 | 727000000000 | 767000000000 | 783000000000 | 799000000000 | 813000000000 | 820000000000 | 824000000000 | 825000000000 | 825000000000 | 828000000000 | 831000000000 | 832000000000 | 834000000000 | 838000000000 | 844000000000 | 849000000000 | 854000000000 | 861000000000 | 866000000000 | 870000000000 | 877000000000 | 888000000000 | 899000000000 | 907000000000 | 915000000000 | 926000000000 | 935000000000 | 945000000000 | 954000000000 | 964000000000
BIFUbC BAU Industrial Fuel Use before CCS[textiles apparel and leather 13T15,hard coal if] | NoSettings | 0 | 0 | 0 | 0 | 0 | 0 | 0 | 0 | 0 | 0 | 0 | 0 | 0 | 0 | 0 | 0 | 0 | 0 | 0 | 0 | 0 | 0 | 0 | 0 | 0 | 0 | 0 | 0 | 0 | 0 | 0
BIFUbC BAU Industrial Fuel Use before CCS[textiles apparel and leather 13T15,natural gas if] | NoSettings | 3123100000000 | 3117860000000 | 3168330000000 | 3235500000000 | 3301090000000 | 3358030000000 | 3389070000000 | 3404690000000 | 3408300000000 | 3411550000000 | 3420640000000 | 3433320000000 | 3437100000000 | 3445600000000 | 3464200000000 | 3490140000000 | 3508670000000 | 3529230000000 | 3557720000000 | 3580550000000 | 3596780000000 | 3623740000000 | 3668580000000 | 3714830000000 | 3748870000000 | 3780980000000 | 3825830000000 | 3865310000000 | 3904790000000 | 3944270000000 | 3983740000000
BIFUbC BAU Industrial Fuel Use before CCS[textiles apparel and leather 13T15,biomass if] | NoSettings | 0 | 0 | 0 | 0 | 0 | 0 | 0 | 0 | 0 | 0 | 0 | 0 | 0 | 0 | 0 | 0 | 0 | 0 | 0 | 0 | 0 | 0 | 0 | 0 | 0 | 0 | 0 | 0 | 0 | 0 | 0
BIFUbC BAU Industrial Fuel Use before CCS[textiles apparel and leather 13T15,petroleum diesel if] | NoSettings | 0 | 0 | 0 | 0 | 0 | 0 | 0 | 0 | 0 | 0 | 0 | 0 | 0 | 0 | 0 | 0 | 0 | 0 | 0 | 0 | 0 | 0 | 0 | 0 | 0 | 0 | 0 | 0 | 0 | 0 | 0
BIFUbC BAU Industrial Fuel Use before CCS[textiles apparel and leather 13T15,heat if] | NoSettings | 0 | 0 | 0 | 0 | 0 | 0 | 0 | 0 | 0 | 0 | 0 | 0 | 0 | 0 | 0 | 0 | 0 | 0 | 0 | 0 | 0 | 0 | 0 | 0 | 0 | 0 | 0 | 0 | 0 | 0 | 0
BIFUbC BAU Industrial Fuel Use before CCS[textiles apparel and leather 13T15,crude oil if] | NoSettings | 0 | 0 | 0 | 0 | 0 | 0 | 0 | 0 | 0 | 0 | 0 | 0 | 0 | 0 | 0 | 0 | 0 | 0 | 0 | 0 | 0 | 0 | 0 | 0 | 0 | 0 | 0 | 0 | 0 | 0 | 0
BIFUbC BAU Industrial Fuel Use before CCS[textiles apparel and leather 13T15,heavy or residual fuel oil if] | NoSettings | 0 | 0 | 0 | 0 | 0 | 0 | 0 | 0 | 0 | 0 | 0 | 0 | 0 | 0 | 0 | 0 | 0 | 0 | 0 | 0 | 0 | 0 | 0 | 0 | 0 | 0 | 0 | 0 | 0 | 0 | 0
BIFUbC BAU Industrial Fuel Use before CCS[textiles apparel and leather 13T15,LPG propane or butane if] | NoSettings | 0 | 0 | 0 | 0 | 0 | 0 | 0 | 0 | 0 | 0 | 0 | 0 | 0 | 0 | 0 | 0 | 0 | 0 | 0 | 0 | 0 | 0 | 0 | 0 | 0 | 0 | 0 | 0 | 0 | 0 | 0
BIFUbC BAU Industrial Fuel Use before CCS[textiles apparel and leather 13T15,hydrogen if] | NoSettings | 0 | 0 | 0 | 0 | 0 | 0 | 0 | 0 | 0 | 0 | 0 | 0 | 0 | 0 | 0 | 0 | 0 | 0 | 0 | 0 | 0 | 0 | 0 | 0 | 0 | 0 | 0 | 0 | 0 | 0 | 0
BIFUbC BAU Industrial Fuel Use before CCS[wood products 16,electricity if] | NoSettings | 887000000000 | 882000000000 | 930000000000 | 949000000000 | 968000000000 | 985000000000 | 994000000000 | 999000000000 | 1000000000000 | 1000000000000 | 1000000000000 | 1010000000000 | 1010000000000 | 1010000000000 | 1020000000000 | 1020000000000 | 1030000000000 | 1040000000000 | 1040000000000 | 1050000000000 | 1060000000000 | 1060000000000 | 1080000000000 | 1090000000000 | 1100000000000 | 1110000000000 | 1120000000000 | 1130000000000 | 1150000000000 | 1160000000000 | 1170000000000
BIFUbC BAU Industrial Fuel Use before CCS[wood products 16,hard coal if] | NoSettings | 0 | 0 | 0 | 0 | 0 | 0 | 0 | 0 | 0 | 0 | 0 | 0 | 0 | 0 | 0 | 0 | 0 | 0 | 0 | 0 | 0 | 0 | 0 | 0 | 0 | 0 | 0 | 0 | 0 | 0 | 0
BIFUbC BAU Industrial Fuel Use before CCS[wood products 16,natural gas if] | NoSettings | 7255680000000 | 7243510000000 | 7360750000000 | 7516820000000 | 7669200000000 | 7801470000000 | 7873590000000 | 7909890000000 | 7918270000000 | 7925830000000 | 7946940000000 | 7976390000000 | 7985170000000 | 8004930000000 | 8048140000000 | 8108390000000 | 8151450000000 | 8199220000000 | 8265400000000 | 8318450000000 | 8356140000000 | 8418780000000 | 8522950000000 | 8630410000000 | 8709500000000 | 8784090000000 | 8888300000000 | 8980010000000 | 9071730000000 | 9163450000000 | 9255160000000
BIFUbC BAU Industrial Fuel Use before CCS[wood products 16,biomass if] | NoSettings | 6016440000000 | 6016440000000 | 6016440000000 | 6016440000000 | 6016440000000 | 6016440000000 | 6016440000000 | 6016440000000 | 6016440000000 | 6016440000000 | 6016440000000 | 6016440000000 | 6016440000000 | 6016440000000 | 6016440000000 | 6016440000000 | 6016440000000 | 6016440000000 | 6016440000000 | 6016440000000 | 6016440000000 | 6016440000000 | 6016440000000 | 6016440000000 | 6016440000000 | 6016440000000 | 6016440000000 | 6016440000000 | 6016440000000 | 6016440000000 | 6016440000000
BIFUbC BAU Industrial Fuel Use before CCS[wood products 16,petroleum diesel if] | NoSettings | 0 | 0 | 0 | 0 | 0 | 0 | 0 | 0 | 0 | 0 | 0 | 0 | 0 | 0 | 0 | 0 | 0 | 0 | 0 | 0 | 0 | 0 | 0 | 0 | 0 | 0 | 0 | 0 | 0 | 0 | 0
BIFUbC BAU Industrial Fuel Use before CCS[wood products 16,heat if] | NoSettings | 0 | 0 | 0 | 0 | 0 | 0 | 0 | 0 | 0 | 0 | 0 | 0 | 0 | 0 | 0 | 0 | 0 | 0 | 0 | 0 | 0 | 0 | 0 | 0 | 0 | 0 | 0 | 0 | 0 | 0 | 0
BIFUbC BAU Industrial Fuel Use before CCS[wood products 16,crude oil if] | NoSettings | 0 | 0 | 0 | 0 | 0 | 0 | 0 | 0 | 0 | 0 | 0 | 0 | 0 | 0 | 0 | 0 | 0 | 0 | 0 | 0 | 0 | 0 | 0 | 0 | 0 | 0 | 0 | 0 | 0 | 0 | 0
BIFUbC BAU Industrial Fuel Use before CCS[wood products 16,heavy or residual fuel oil if] | NoSettings | 0 | 0 | 0 | 0 | 0 | 0 | 0 | 0 | 0 | 0 | 0 | 0 | 0 | 0 | 0 | 0 | 0 | 0 | 0 | 0 | 0 | 0 | 0 | 0 | 0 | 0 | 0 | 0 | 0 | 0 | 0
BIFUbC BAU Industrial Fuel Use before CCS[wood products 16,LPG propane or butane if] | NoSettings | 0 | 0 | 0 | 0 | 0 | 0 | 0 | 0 | 0 | 0 | 0 | 0 | 0 | 0 | 0 | 0 | 0 | 0 | 0 | 0 | 0 | 0 | 0 | 0 | 0 | 0 | 0 | 0 | 0 | 0 | 0
BIFUbC BAU Industrial Fuel Use before CCS[wood products 16,hydrogen if] | NoSettings | 0 | 0 | 0 | 0 | 0 | 0 | 0 | 0 | 0 | 0 | 0 | 0 | 0 | 0 | 0 | 0 | 0 | 0 | 0 | 0 | 0 | 0 | 0 | 0 | 0 | 0 | 0 | 0 | 0 | 0 | 0
BIFUbC BAU Industrial Fuel Use before CCS[pulp paper and printing 17T18,electricity if] | NoSettings | 4040000000000 | 4020000000000 | 4240000000000 | 4330000000000 | 4420000000000 | 4490000000000 | 4530000000000 | 4550000000000 | 4560000000000 | 4560000000000 | 4580000000000 | 4590000000000 | 4600000000000 | 4610000000000 | 4630000000000 | 4670000000000 | 4690000000000 | 4720000000000 | 4760000000000 | 4790000000000 | 4810000000000 | 4850000000000 | 4910000000000 | 4970000000000 | 5010000000000 | 5060000000000 | 5120000000000 | 5170000000000 | 5220000000000 | 5280000000000 | 5330000000000
BIFUbC BAU Industrial Fuel Use before CCS[pulp paper and printing 17T18,hard coal if] | NoSettings | 0 | 0 | 0 | 0 | 0 | 0 | 0 | 0 | 0 | 0 | 0 | 0 | 0 | 0 | 0 | 0 | 0 | 0 | 0 | 0 | 0 | 0 | 0 | 0 | 0 | 0 | 0 | 0 | 0 | 0 | 0
BIFUbC BAU Industrial Fuel Use before CCS[pulp paper and printing 17T18,natural gas if] | NoSettings | 12535400000000 | 12514400000000 | 12717000000000 | 12986600000000 | 13249900000000 | 13478400000000 | 13603000000000 | 13665700000000 | 13680200000000 | 13693200000000 | 13729700000000 | 13780600000000 | 13795800000000 | 13829900000000 | 13904500000000 | 14008600000000 | 14083000000000 | 14165600000000 | 14279900000000 | 14371500000000 | 14436700000000 | 14544900000000 | 14724900000000 | 14910500000000 | 15047200000000 | 15176000000000 | 15356100000000 | 15514500000000 | 15673000000000 | 15831400000000 | 15989900000000
BIFUbC BAU Industrial Fuel Use before CCS[pulp paper and printing 17T18,biomass if] | NoSettings | 5098060000000 | 5098060000000 | 5098060000000 | 5098060000000 | 5098060000000 | 5098060000000 | 5098060000000 | 5098060000000 | 5098060000000 | 5098060000000 | 5098060000000 | 5098060000000 | 5098060000000 | 5098060000000 | 5098060000000 | 5098060000000 | 5098060000000 | 5098060000000 | 5098060000000 | 5098060000000 | 5098060000000 | 5098060000000 | 5098060000000 | 5098060000000 | 5098060000000 | 5098060000000 | 5098060000000 | 5098060000000 | 5098060000000 | 5098060000000 | 5098060000000
BIFUbC BAU Industrial Fuel Use before CCS[pulp paper and printing 17T18,petroleum diesel if] | NoSettings | 0 | 0 | 0 | 0 | 0 | 0 | 0 | 0 | 0 | 0 | 0 | 0 | 0 | 0 | 0 | 0 | 0 | 0 | 0 | 0 | 0 | 0 | 0 | 0 | 0 | 0 | 0 | 0 | 0 | 0 | 0
BIFUbC BAU Industrial Fuel Use before CCS[pulp paper and printing 17T18,heat if] | NoSettings | 0 | 0 | 0 | 0 | 0 | 0 | 0 | 0 | 0 | 0 | 0 | 0 | 0 | 0 | 0 | 0 | 0 | 0 | 0 | 0 | 0 | 0 | 0 | 0 | 0 | 0 | 0 | 0 | 0 | 0 | 0
BIFUbC BAU Industrial Fuel Use before CCS[pulp paper and printing 17T18,crude oil if] | NoSettings | 0 | 0 | 0 | 0 | 0 | 0 | 0 | 0 | 0 | 0 | 0 | 0 | 0 | 0 | 0 | 0 | 0 | 0 | 0 | 0 | 0 | 0 | 0 | 0 | 0 | 0 | 0 | 0 | 0 | 0 | 0
BIFUbC BAU Industrial Fuel Use before CCS[pulp paper and printing 17T18,heavy or residual fuel oil if] | NoSettings | 0 | 0 | 0 | 0 | 0 | 0 | 0 | 0 | 0 | 0 | 0 | 0 | 0 | 0 | 0 | 0 | 0 | 0 | 0 | 0 | 0 | 0 | 0 | 0 | 0 | 0 | 0 | 0 | 0 | 0 | 0
BIFUbC BAU Industrial Fuel Use before CCS[pulp paper and printing 17T18,LPG propane or butane if] | NoSettings | 0 | 0 | 0 | 0 | 0 | 0 | 0 | 0 | 0 | 0 | 0 | 0 | 0 | 0 | 0 | 0 | 0 | 0 | 0 | 0 | 0 | 0 | 0 | 0 | 0 | 0 | 0 | 0 | 0 | 0 | 0
BIFUbC BAU Industrial Fuel Use before CCS[pulp paper and printing 17T18,hydrogen if] | NoSettings | 0 | 0 | 0 | 0 | 0 | 0 | 0 | 0 | 0 | 0 | 0 | 0 | 0 | 0 | 0 | 0 | 0 | 0 | 0 | 0 | 0 | 0 | 0 | 0 | 0 | 0 | 0 | 0 | 0 | 0 | 0
BIFUbC BAU Industrial Fuel Use before CCS[refined petroleum and coke 19,electricity if] | NoSettings | 15500000000000 | 16600000000000 | 15500000000000 | 15800000000000 | 15600000000000 | 15500000000000 | 15100000000000 | 15000000000000 | 14400000000000 | 14100000000000 | 13800000000000 | 13600000000000 | 13200000000000 | 13100000000000 | 12700000000000 | 12500000000000 | 12500000000000 | 12200000000000 | 12000000000000 | 12000000000000 | 11900000000000 | 11800000000000 | 11700000000000 | 11600000000000 | 11600000000000 | 11500000000000 | 11400000000000 | 11400000000000 | 11300000000000 | 11300000000000 | 11200000000000
BIFUbC BAU Industrial Fuel Use before CCS[refined petroleum and coke 19,hard coal if] | NoSettings | 58081200000000 | 58081200000000 | 58081200000000 | 58081200000000 | 58081200000000 | 58081200000000 | 58081200000000 | 58081200000000 | 58081200000000 | 58081200000000 | 58081200000000 | 58081200000000 | 58081200000000 | 58081200000000 | 58081200000000 | 58081200000000 | 58081200000000 | 58081200000000 | 58081200000000 | 58081200000000 | 58081200000000 | 58081200000000 | 58081200000000 | 58081200000000 | 58081200000000 | 40220300000000 | 43792500000000 | 40220300000000 | 36648100000000 | 33075900000000 | 29503800000000
BIFUbC BAU Industrial Fuel Use before CCS[refined petroleum and coke 19,natural gas if] | NoSettings | 127518000000000 | 136318000000000 | 127548000000000 | 129987000000000 | 128840000000000 | 127521000000000 | 124692000000000 | 123900000000000 | 118914000000000 | 116251000000000 | 113639000000000 | 111699000000000 | 108732000000000 | 108074000000000 | 104611000000000 | 102562000000000 | 102919000000000 | 100122000000000 | 98805000000000 | 98528600000000 | 98198800000000 | 96802000000000 | 96149600000000 | 95703500000000 | 95392900000000 | 94687900000000 | 94251700000000 | 93753300000000 | 93254800000000 | 92756300000000 | 92257800000000
BIFUbC BAU Industrial Fuel Use before CCS[refined petroleum and coke 19,biomass if] | NoSettings | 0 | 0 | 0 | 0 | 0 | 0 | 0 | 0 | 0 | 0 | 0 | 0 | 0 | 0 | 0 | 0 | 0 | 0 | 0 | 0 | 0 | 0 | 0 | 0 | 0 | 0 | 0 | 0 | 0 | 0 | 0
BIFUbC BAU Industrial Fuel Use before CCS[refined petroleum and coke 19,petroleum diesel if] | NoSettings | 82148400000 | 88070800000 | 82621200000 | 84412400000 | 83877800000 | 83226500000 | 81582700000 | 81265700000 | 78188700000 | 76626100000 | 75088300000 | 73987300000 | 72198200000 | 71936000000 | 69800000000 | 68598800000 | 69003700000 | 67289900000 | 66564100000 | 66536600000 | 66472000000 | 65682200000 | 65394100000 | 65244400000 | 65185800000 | 64856000000 | 64714300000 | 64528300000 | 64342200000 | 64156100000 | 63970100000
BIFUbC BAU Industrial Fuel Use before CCS[refined petroleum and coke 19,heat if] | NoSettings | 0 | 0 | 0 | 0 | 0 | 0 | 0 | 0 | 0 | 0 | 0 | 0 | 0 | 0 | 0 | 0 | 0 | 0 | 0 | 0 | 0 | 0 | 0 | 0 | 0 | 0 | 0 | 0 | 0 | 0 | 0
BIFUbC BAU Industrial Fuel Use before CCS[refined petroleum and coke 19,crude oil if] | NoSettings | 2680000000000000 | 3410000000000000 | 3410000000000000 | 3410000000000000 | 3410000000000000 | 3410000000000000 | 3410000000000000 | 3410000000000000 | 3410000000000000 | 3410000000000000 | 3410000000000000 | 3410000000000000 | 3410000000000000 | 3410000000000000 | 3410000000000000 | 3410000000000000 | 3410000000000000 | 3410000000000000 | 3410000000000000 | 3410000000000000 | 3410000000000000 | 3410000000000000 | 3410000000000000 | 3410000000000000 | 3410000000000000 | 3410000000000000 | 3410000000000000 | 3410000000000000 | 3410000000000000 | 3410000000000000 | 3410000000000000
BIFUbC BAU Industrial Fuel Use before CCS[refined petroleum and coke 19,heavy or residual fuel oil if] | NoSettings | 2858100000000 | 3064150000000 | 2874550000000 | 2936870000000 | 2918270000000 | 2895610000000 | 2838420000000 | 2827390000000 | 2720330000000 | 2665970000000 | 2612460000000 | 2574160000000 | 2511910000000 | 2502790000000 | 2428480000000 | 2386680000000 | 2400770000000 | 2341140000000 | 2315890000000 | 2314940000000 | 2312690000000 | 2285210000000 | 2275180000000 | 2269980000000 | 2267940000000 | 2256460000000 | 2251540000000 | 2245060000000 | 2238590000000 | 2232110000000 | 2225640000000
BIFUbC BAU Industrial Fuel Use before CCS[refined petroleum and coke 19,LPG propane or butane if] | NoSettings | 35652500000 | 38222800000 | 35857700000 | 36635100000 | 36403100000 | 36120400000 | 35407000000 | 35269400000 | 33934000000 | 33255800000 | 32588400000 | 32110600000 | 31334100000 | 31220300000 | 30293300000 | 29772000000 | 29947700000 | 29203900000 | 28888900000 | 28877000000 | 28848900000 | 28506100000 | 28381100000 | 28316200000 | 28290700000 | 28147600000 | 28086100000 | 28005300000 | 27924600000 | 27843800000 | 27763100000
BIFUbC BAU Industrial Fuel Use before CCS[refined petroleum and coke 19,hydrogen if] | NoSettings | 0 | 0 | 0 | 0 | 0 | 0 | 0 | 0 | 0 | 0 | 0 | 0 | 0 | 0 | 0 | 0 | 0 | 0 | 0 | 0 | 0 | 0 | 0 | 0 | 0 | 0 | 0 | 0 | 0 | 0 | 0
BIFUbC BAU Industrial Fuel Use before CCS[chemicals 20,electricity if] | NoSettings | 6060000000000 | 6030000000000 | 6360000000000 | 6490000000000 | 6620000000000 | 6740000000000 | 6800000000000 | 6830000000000 | 6840000000000 | 6850000000000 | 6860000000000 | 6890000000000 | 6900000000000 | 6910000000000 | 6950000000000 | 7000000000000 | 7040000000000 | 7080000000000 | 7140000000000 | 7180000000000 | 7220000000000 | 7270000000000 | 7360000000000 | 7450000000000 | 7520000000000 | 7590000000000 | 7680000000000 | 7760000000000 | 7840000000000 | 7910000000000 | 7990000000000
BIFUbC BAU Industrial Fuel Use before CCS[chemicals 20,hard coal if] | NoSettings | 0 | 0 | 0 | 0 | 0 | 0 | 0 | 0 | 0 | 0 | 0 | 0 | 0 | 0 | 0 | 0 | 0 | 0 | 0 | 0 | 0 | 0 | 0 | 0 | 0 | 0 | 0 | 0 | 0 | 0 | 0
BIFUbC BAU Industrial Fuel Use before CCS[chemicals 20,natural gas if] | NoSettings | 136589000000000 | 136359000000000 | 138567000000000 | 141505000000000 | 144373000000000 | 146863000000000 | 148221000000000 | 148904000000000 | 149062000000000 | 149204000000000 | 149602000000000 | 150156000000000 | 150321000000000 | 150693000000000 | 151507000000000 | 152641000000000 | 153451000000000 | 154351000000000 | 155597000000000 | 156595000000000 | 157305000000000 | 158484000000000 | 160445000000000 | 162468000000000 | 163957000000000 | 165361000000000 | 167323000000000 | 169049000000000 | 170776000000000 | 172502000000000 | 174229000000000
BIFUbC BAU Industrial Fuel Use before CCS[chemicals 20,biomass if] | NoSettings | 0 | 0 | 0 | 0 | 0 | 0 | 0 | 0 | 0 | 0 | 0 | 0 | 0 | 0 | 0 | 0 | 0 | 0 | 0 | 0 | 0 | 0 | 0 | 0 | 0 | 0 | 0 | 0 | 0 | 0 | 0
BIFUbC BAU Industrial Fuel Use before CCS[chemicals 20,petroleum diesel if] | NoSettings | 0 | 0 | 0 | 0 | 0 | 0 | 0 | 0 | 0 | 0 | 0 | 0 | 0 | 0 | 0 | 0 | 0 | 0 | 0 | 0 | 0 | 0 | 0 | 0 | 0 | 0 | 0 | 0 | 0 | 0 | 0
BIFUbC BAU Industrial Fuel Use before CCS[chemicals 20,heat if] | NoSettings | 0 | 0 | 0 | 0 | 0 | 0 | 0 | 0 | 0 | 0 | 0 | 0 | 0 | 0 | 0 | 0 | 0 | 0 | 0 | 0 | 0 | 0 | 0 | 0 | 0 | 0 | 0 | 0 | 0 | 0 | 0
BIFUbC BAU Industrial Fuel Use before CCS[chemicals 20,crude oil if] | NoSettings | 0 | 0 | 0 | 0 | 0 | 0 | 0 | 0 | 0 | 0 | 0 | 0 | 0 | 0 | 0 | 0 | 0 | 0 | 0 | 0 | 0 | 0 | 0 | 0 | 0 | 0 | 0 | 0 | 0 | 0 | 0
BIFUbC BAU Industrial Fuel Use before CCS[chemicals 20,heavy or residual fuel oil if] | NoSettings | 0 | 0 | 0 | 0 | 0 | 0 | 0 | 0 | 0 | 0 | 0 | 0 | 0 | 0 | 0 | 0 | 0 | 0 | 0 | 0 | 0 | 0 | 0 | 0 | 0 | 0 | 0 | 0 | 0 | 0 | 0
BIFUbC BAU Industrial Fuel Use before CCS[chemicals 20,LPG propane or butane if] | NoSettings | 0 | 0 | 0 | 0 | 0 | 0 | 0 | 0 | 0 | 0 | 0 | 0 | 0 | 0 | 0 | 0 | 0 | 0 | 0 | 0 | 0 | 0 | 0 | 0 | 0 | 0 | 0 | 0 | 0 | 0 | 0
BIFUbC BAU Industrial Fuel Use before CCS[chemicals 20,hydrogen if] | NoSettings | 0 | 0 | 0 | 0 | 0 | 0 | 0 | 0 | 0 | 0 | 0 | 0 | 0 | 0 | 0 | 0 | 0 | 0 | 0 | 0 | 0 | 0 | 0 | 0 | 0 | 0 | 0 | 0 | 0 | 0 | 0
BIFUbC BAU Industrial Fuel Use before CCS[rubber and plastic products 22,electricity if] | NoSettings | 4360000000000 | 4330000000000 | 4570000000000 | 4670000000000 | 4760000000000 | 4840000000000 | 4890000000000 | 4910000000000 | 4910000000000 | 4920000000000 | 4930000000000 | 4950000000000 | 4960000000000 | 4970000000000 | 5000000000000 | 5030000000000 | 5060000000000 | 5090000000000 | 5130000000000 | 5160000000000 | 5190000000000 | 5230000000000 | 5290000000000 | 5360000000000 | 5410000000000 | 5450000000000 | 5520000000000 | 5570000000000 | 5630000000000 | 5690000000000 | 5740000000000
BIFUbC BAU Industrial Fuel Use before CCS[rubber and plastic products 22,hard coal if] | NoSettings | 0 | 0 | 0 | 0 | 0 | 0 | 0 | 0 | 0 | 0 | 0 | 0 | 0 | 0 | 0 | 0 | 0 | 0 | 0 | 0 | 0 | 0 | 0 | 0 | 0 | 0 | 0 | 0 | 0 | 0 | 0
BIFUbC BAU Industrial Fuel Use before CCS[rubber and plastic products 22,natural gas if] | NoSettings | 1638690000000 | 1635940000000 | 1662420000000 | 1697670000000 | 1732080000000 | 1761960000000 | 1778240000000 | 1786440000000 | 1788330000000 | 1790040000000 | 1794810000000 | 1801460000000 | 1803440000000 | 1807910000000 | 1817670000000 | 1831270000000 | 1841000000000 | 1851790000000 | 1866730000000 | 1878710000000 | 1887230000000 | 1901370000000 | 1924900000000 | 1949170000000 | 1967030000000 | 1983880000000 | 2007410000000 | 2028130000000 | 2048840000000 | 2069560000000 | 2090270000000
BIFUbC BAU Industrial Fuel Use before CCS[rubber and plastic products 22,biomass if] | NoSettings | 0 | 0 | 0 | 0 | 0 | 0 | 0 | 0 | 0 | 0 | 0 | 0 | 0 | 0 | 0 | 0 | 0 | 0 | 0 | 0 | 0 | 0 | 0 | 0 | 0 | 0 | 0 | 0 | 0 | 0 | 0
BIFUbC BAU Industrial Fuel Use before CCS[rubber and plastic products 22,petroleum diesel if] | NoSettings | 0 | 0 | 0 | 0 | 0 | 0 | 0 | 0 | 0 | 0 | 0 | 0 | 0 | 0 | 0 | 0 | 0 | 0 | 0 | 0 | 0 | 0 | 0 | 0 | 0 | 0 | 0 | 0 | 0 | 0 | 0
BIFUbC BAU Industrial Fuel Use before CCS[rubber and plastic products 22,heat if] | NoSettings | 0 | 0 | 0 | 0 | 0 | 0 | 0 | 0 | 0 | 0 | 0 | 0 | 0 | 0 | 0 | 0 | 0 | 0 | 0 | 0 | 0 | 0 | 0 | 0 | 0 | 0 | 0 | 0 | 0 | 0 | 0
BIFUbC BAU Industrial Fuel Use before CCS[rubber and plastic products 22,crude oil if] | NoSettings | 0 | 0 | 0 | 0 | 0 | 0 | 0 | 0 | 0 | 0 | 0 | 0 | 0 | 0 | 0 | 0 | 0 | 0 | 0 | 0 | 0 | 0 | 0 | 0 | 0 | 0 | 0 | 0 | 0 | 0 | 0
BIFUbC BAU Industrial Fuel Use before CCS[rubber and plastic products 22,heavy or residual fuel oil if] | NoSettings | 0 | 0 | 0 | 0 | 0 | 0 | 0 | 0 | 0 | 0 | 0 | 0 | 0 | 0 | 0 | 0 | 0 | 0 | 0 | 0 | 0 | 0 | 0 | 0 | 0 | 0 | 0 | 0 | 0 | 0 | 0
BIFUbC BAU Industrial Fuel Use before CCS[rubber and plastic products 22,LPG propane or butane if] | NoSettings | 0 | 0 | 0 | 0 | 0 | 0 | 0 | 0 | 0 | 0 | 0 | 0 | 0 | 0 | 0 | 0 | 0 | 0 | 0 | 0 | 0 | 0 | 0 | 0 | 0 | 0 | 0 | 0 | 0 | 0 | 0
BIFUbC BAU Industrial Fuel Use before CCS[rubber and plastic products 22,hydrogen if] | NoSettings | 0 | 0 | 0 | 0 | 0 | 0 | 0 | 0 | 0 | 0 | 0 | 0 | 0 | 0 | 0 | 0 | 0 | 0 | 0 | 0 | 0 | 0 | 0 | 0 | 0 | 0 | 0 | 0 | 0 | 0 | 0
BIFUbC BAU Industrial Fuel Use before CCS[glass and glass products 231,electricity if] | NoSettings | 8240000000000 | 8200000000000 | 8640000000000 | 8830000000000 | 9000000000000 | 9160000000000 | 9240000000000 | 9290000000000 | 9300000000000 | 9310000000000 | 9330000000000 | 9370000000000 | 9380000000000 | 9400000000000 | 9450000000000 | 9520000000000 | 9570000000000 | 9630000000000 | 9700000000000 | 9770000000000 | 9810000000000 | 9890000000000 | 10000000000000 | 10100000000000 | 10200000000000 | 10300000000000 | 10400000000000 | 10500000000000 | 10700000000000 | 10800000000000 | 10900000000000
BIFUbC BAU Industrial Fuel Use before CCS[glass and glass products 231,hard coal if] | NoSettings | 0 | 0 | 0 | 0 | 0 | 0 | 0 | 0 | 0 | 0 | 0 | 0 | 0 | 0 | 0 | 0 | 0 | 0 | 0 | 0 | 0 | 0 | 0 | 0 | 0 | 0 | 0 | 0 | 0 | 0 | 0
BIFUbC BAU Industrial Fuel Use before CCS[glass and glass products 231,natural gas if] | NoSettings | 13693700000000 | 13670700000000 | 13892000000000 | 14186600000000 | 14474200000000 | 14723800000000 | 14859900000000 | 14928400000000 | 14944200000000 | 14958500000000 | 14998300000000 | 15053900000000 | 15070500000000 | 15107800000000 | 15189300000000 | 15303100000000 | 15384300000000 | 15474500000000 | 15599400000000 | 15699500000000 | 15770600000000 | 15888800000000 | 16085500000000 | 16288300000000 | 16437500000000 | 16578300000000 | 16775000000000 | 16948100000000 | 17121200000000 | 17294300000000 | 17467400000000
BIFUbC BAU Industrial Fuel Use before CCS[glass and glass products 231,biomass if] | NoSettings | 0 | 0 | 0 | 0 | 0 | 0 | 0 | 0 | 0 | 0 | 0 | 0 | 0 | 0 | 0 | 0 | 0 | 0 | 0 | 0 | 0 | 0 | 0 | 0 | 0 | 0 | 0 | 0 | 0 | 0 | 0
BIFUbC BAU Industrial Fuel Use before CCS[glass and glass products 231,petroleum diesel if] | NoSettings | 0 | 0 | 0 | 0 | 0 | 0 | 0 | 0 | 0 | 0 | 0 | 0 | 0 | 0 | 0 | 0 | 0 | 0 | 0 | 0 | 0 | 0 | 0 | 0 | 0 | 0 | 0 | 0 | 0 | 0 | 0
BIFUbC BAU Industrial Fuel Use before CCS[glass and glass products 231,heat if] | NoSettings | 0 | 0 | 0 | 0 | 0 | 0 | 0 | 0 | 0 | 0 | 0 | 0 | 0 | 0 | 0 | 0 | 0 | 0 | 0 | 0 | 0 | 0 | 0 | 0 | 0 | 0 | 0 | 0 | 0 | 0 | 0
BIFUbC BAU Industrial Fuel Use before CCS[glass and glass products 231,crude oil if] | NoSettings | 0 | 0 | 0 | 0 | 0 | 0 | 0 | 0 | 0 | 0 | 0 | 0 | 0 | 0 | 0 | 0 | 0 | 0 | 0 | 0 | 0 | 0 | 0 | 0 | 0 | 0 | 0 | 0 | 0 | 0 | 0
BIFUbC BAU Industrial Fuel Use before CCS[glass and glass products 231,heavy or residual fuel oil if] | NoSettings | 0 | 0 | 0 | 0 | 0 | 0 | 0 | 0 | 0 | 0 | 0 | 0 | 0 | 0 | 0 | 0 | 0 | 0 | 0 | 0 | 0 | 0 | 0 | 0 | 0 | 0 | 0 | 0 | 0 | 0 | 0
BIFUbC BAU Industrial Fuel Use before CCS[glass and glass products 231,LPG propane or butane if] | NoSettings | 0 | 0 | 0 | 0 | 0 | 0 | 0 | 0 | 0 | 0 | 0 | 0 | 0 | 0 | 0 | 0 | 0 | 0 | 0 | 0 | 0 | 0 | 0 | 0 | 0 | 0 | 0 | 0 | 0 | 0 | 0
BIFUbC BAU Industrial Fuel Use before CCS[glass and glass products 231,hydrogen if] | NoSettings | 0 | 0 | 0 | 0 | 0 | 0 | 0 | 0 | 0 | 0 | 0 | 0 | 0 | 0 | 0 | 0 | 0 | 0 | 0 | 0 | 0 | 0 | 0 | 0 | 0 | 0 | 0 | 0 | 0 | 0 | 0
BIFUbC BAU Industrial Fuel Use before CCS[cement and other nonmetallic minerals 239,electricity if] | NoSettings | 10200000000000 | 10100000000000 | 10700000000000 | 10900000000000 | 11100000000000 | 11300000000000 | 11400000000000 | 11400000000000 | 11500000000000 | 11500000000000 | 11500000000000 | 11500000000000 | 11600000000000 | 11600000000000 | 11600000000000 | 11700000000000 | 11800000000000 | 11900000000000 | 12000000000000 | 12000000000000 | 12100000000000 | 12200000000000 | 12300000000000 | 12500000000000 | 12600000000000 | 12700000000000 | 12900000000000 | 13000000000000 | 13100000000000 | 13300000000000 | 13400000000000
BIFUbC BAU Industrial Fuel Use before CCS[cement and other nonmetallic minerals 239,hard coal if] | NoSettings | 35775800000000 | 34877000000000 | 33978200000000 | 33079400000000 | 32180600000000 | 31281800000000 | 30383000000000 | 29484200000000 | 28585400000000 | 27686600000000 | 26787800000000 | 25888900000000 | 24990100000000 | 24091300000000 | 23192500000000 | 22293700000000 | 22293700000000 | 22293700000000 | 22293700000000 | 22293700000000 | 22293700000000 | 22293700000000 | 22293700000000 | 22293700000000 | 22293700000000 | 22293700000000 | 22293700000000 | 22293700000000 | 22293700000000 | 22293700000000 | 22293700000000
BIFUbC BAU Industrial Fuel Use before CCS[cement and other nonmetallic minerals 239,natural gas if] | NoSettings | 4658520000000 | 4556690000000 | 4454860000000 | 4353040000000 | 4251210000000 | 4149390000000 | 4047560000000 | 3945730000000 | 3843910000000 | 3742080000000 | 3640260000000 | 3538430000000 | 3436600000000 | 3334780000000 | 3232950000000 | 3131130000000 | 3131130000000 | 3131130000000 | 3131130000000 | 3131130000000 | 3131130000000 | 3131130000000 | 3131130000000 | 3131130000000 | 3131130000000 | 3131130000000 | 3131130000000 | 3131130000000 | 3131130000000 | 3131130000000 | 3131130000000
BIFUbC BAU Industrial Fuel Use before CCS[cement and other nonmetallic minerals 239,biomass if] | NoSettings | 1504830000000 | 1464700000000 | 1424570000000 | 1384440000000 | 1344310000000 | 1304180000000 | 1264050000000 | 1223930000000 | 1183800000000 | 1143670000000 | 1103540000000 | 1063410000000 | 1023280000000 | 983153000000 | 943024000000 | 902896000000 | 902896000000 | 902896000000 | 902896000000 | 902896000000 | 902896000000 | 902896000000 | 902896000000 | 902896000000 | 902896000000 | 902896000000 | 902896000000 | 902896000000 | 902896000000 | 902896000000 | 902896000000
BIFUbC BAU Industrial Fuel Use before CCS[cement and other nonmetallic minerals 239,petroleum diesel if] | NoSettings | 1732270000000 | 1698400000000 | 1664530000000 | 1630660000000 | 1596790000000 | 1562920000000 | 1529050000000 | 1495180000000 | 1461310000000 | 1427440000000 | 1393570000000 | 1359700000000 | 1325830000000 | 1291960000000 | 1258090000000 | 1224220000000 | 1224220000000 | 1224220000000 | 1224220000000 | 1224220000000 | 1224220000000 | 1224220000000 | 1224220000000 | 1224220000000 | 1224220000000 | 1224220000000 | 1224220000000 | 1224220000000 | 1224220000000 | 1224220000000 | 1224220000000
BIFUbC BAU Industrial Fuel Use before CCS[cement and other nonmetallic minerals 239,heat if] | NoSettings | 0 | 0 | 0 | 0 | 0 | 0 | 0 | 0 | 0 | 0 | 0 | 0 | 0 | 0 | 0 | 0 | 0 | 0 | 0 | 0 | 0 | 0 | 0 | 0 | 0 | 0 | 0 | 0 | 0 | 0 | 0
BIFUbC BAU Industrial Fuel Use before CCS[cement and other nonmetallic minerals 239,crude oil if] | NoSettings | 0 | 0 | 0 | 0 | 0 | 0 | 0 | 0 | 0 | 0 | 0 | 0 | 0 | 0 | 0 | 0 | 0 | 0 | 0 | 0 | 0 | 0 | 0 | 0 | 0 | 0 | 0 | 0 | 0 | 0 | 0
BIFUbC BAU Industrial Fuel Use before CCS[cement and other nonmetallic minerals 239,heavy or residual fuel oil if] | NoSettings | 0 | 0 | 0 | 0 | 0 | 0 | 0 | 0 | 0 | 0 | 0 | 0 | 0 | 0 | 0 | 0 | 0 | 0 | 0 | 0 | 0 | 0 | 0 | 0 | 0 | 0 | 0 | 0 | 0 | 0 | 0
BIFUbC BAU Industrial Fuel Use before CCS[cement and other nonmetallic minerals 239,LPG propane or butane if] | NoSettings | 491459000 | 481214000 | 470970000 | 460726000 | 450481000 | 440237000 | 429992000 | 419748000 | 409504000 | 399259000 | 389015000 | 378770000 | 368526000 | 358282000 | 348037000 | 337793000 | 337793000 | 337793000 | 337793000 | 337793000 | 337793000 | 337793000 | 337793000 | 337793000 | 337793000 | 337793000 | 337793000 | 337793000 | 337793000 | 337793000 | 337793000
BIFUbC BAU Industrial Fuel Use before CCS[cement and other nonmetallic minerals 239,hydrogen if] | NoSettings | 0 | 0 | 0 | 0 | 0 | 0 | 0 | 0 | 0 | 0 | 0 | 0 | 0 | 0 | 0 | 0 | 0 | 0 | 0 | 0 | 0 | 0 | 0 | 0 | 0 | 0 | 0 | 0 | 0 | 0 | 0
BIFUbC BAU Industrial Fuel Use before CCS[iron and steel 241,electricity if] | NoSettings | 1830000000000 | 1630000000000 | 1770000000000 | 1780000000000 | 1850000000000 | 1940000000000 | 1940000000000 | 1950000000000 | 1960000000000 | 1970000000000 | 1990000000000 | 2000000000000 | 2000000000000 | 1990000000000 | 1990000000000 | 2000000000000 | 2000000000000 | 2000000000000 | 2030000000000 | 2040000000000 | 2020000000000 | 2040000000000 | 2080000000000 | 2120000000000 | 2130000000000 | 2140000000000 | 2170000000000 | 2190000000000 | 2220000000000 | 2250000000000 | 2300000000000
BIFUbC BAU Industrial Fuel Use before CCS[iron and steel 241,hard coal if] | NoSettings | 0 | 0 | 0 | 0 | 0 | 0 | 0 | 0 | 0 | 0 | 0 | 0 | 0 | 0 | 0 | 0 | 0 | 0 | 0 | 0 | 0 | 0 | 0 | 0 | 0 | 0 | 0 | 0 | 0 | 0 | 0
BIFUbC BAU Industrial Fuel Use before CCS[iron and steel 241,natural gas if] | NoSettings | 0 | 0 | 0 | 0 | 0 | 0 | 0 | 0 | 0 | 0 | 0 | 0 | 0 | 0 | 0 | 0 | 0 | 0 | 0 | 0 | 0 | 0 | 0 | 0 | 0 | 0 | 0 | 0 | 0 | 0 | 0
BIFUbC BAU Industrial Fuel Use before CCS[iron and steel 241,biomass if] | NoSettings | 0 | 0 | 0 | 0 | 0 | 0 | 0 | 0 | 0 | 0 | 0 | 0 | 0 | 0 | 0 | 0 | 0 | 0 | 0 | 0 | 0 | 0 | 0 | 0 | 0 | 0 | 0 | 0 | 0 | 0 | 0
BIFUbC BAU Industrial Fuel Use before CCS[iron and steel 241,petroleum diesel if] | NoSettings | 0 | 0 | 0 | 0 | 0 | 0 | 0 | 0 | 0 | 0 | 0 | 0 | 0 | 0 | 0 | 0 | 0 | 0 | 0 | 0 | 0 | 0 | 0 | 0 | 0 | 0 | 0 | 0 | 0 | 0 | 0
BIFUbC BAU Industrial Fuel Use before CCS[iron and steel 241,heat if] | NoSettings | 0 | 0 | 0 | 0 | 0 | 0 | 0 | 0 | 0 | 0 | 0 | 0 | 0 | 0 | 0 | 0 | 0 | 0 | 0 | 0 | 0 | 0 | 0 | 0 | 0 | 0 | 0 | 0 | 0 | 0 | 0
BIFUbC BAU Industrial Fuel Use before CCS[iron and steel 241,crude oil if] | NoSettings | 0 | 0 | 0 | 0 | 0 | 0 | 0 | 0 | 0 | 0 | 0 | 0 | 0 | 0 | 0 | 0 | 0 | 0 | 0 | 0 | 0 | 0 | 0 | 0 | 0 | 0 | 0 | 0 | 0 | 0 | 0
BIFUbC BAU Industrial Fuel Use before CCS[iron and steel 241,heavy or residual fuel oil if] | NoSettings | 0 | 0 | 0 | 0 | 0 | 0 | 0 | 0 | 0 | 0 | 0 | 0 | 0 | 0 | 0 | 0 | 0 | 0 | 0 | 0 | 0 | 0 | 0 | 0 | 0 | 0 | 0 | 0 | 0 | 0 | 0
BIFUbC BAU Industrial Fuel Use before CCS[iron and steel 241,LPG propane or butane if] | NoSettings | 0 | 0 | 0 | 0 | 0 | 0 | 0 | 0 | 0 | 0 | 0 | 0 | 0 | 0 | 0 | 0 | 0 | 0 | 0 | 0 | 0 | 0 | 0 | 0 | 0 | 0 | 0 | 0 | 0 | 0 | 0
BIFUbC BAU Industrial Fuel Use before CCS[iron and steel 241,hydrogen if] | NoSettings | 0 | 0 | 0 | 0 | 0 | 0 | 0 | 0 | 0 | 0 | 0 | 0 | 0 | 0 | 0 | 0 | 0 | 0 | 0 | 0 | 0 | 0 | 0 | 0 | 0 | 0 | 0 | 0 | 0 | 0 | 0
BIFUbC BAU Industrial Fuel Use before CCS[other metals 242,electricity if] | NoSettings | 3380000000000 | 3560000000000 | 3690000000000 | 3800000000000 | 3850000000000 | 3860000000000 | 3910000000000 | 3920000000000 | 3920000000000 | 3920000000000 | 3910000000000 | 3920000000000 | 3940000000000 | 3960000000000 | 3990000000000 | 4020000000000 | 4060000000000 | 4080000000000 | 4110000000000 | 4140000000000 | 4180000000000 | 4220000000000 | 4250000000000 | 4290000000000 | 4340000000000 | 4380000000000 | 4430000000000 | 4480000000000 | 4520000000000 | 4550000000000 | 4570000000000
BIFUbC BAU Industrial Fuel Use before CCS[other metals 242,hard coal if] | NoSettings | 0 | 0 | 0 | 0 | 0 | 0 | 0 | 0 | 0 | 0 | 0 | 0 | 0 | 0 | 0 | 0 | 0 | 0 | 0 | 0 | 0 | 0 | 0 | 0 | 0 | 0 | 0 | 0 | 0 | 0 | 0
BIFUbC BAU Industrial Fuel Use before CCS[other metals 242,natural gas if] | NoSettings | 0 | 0 | 0 | 0 | 0 | 0 | 0 | 0 | 0 | 0 | 0 | 0 | 0 | 0 | 0 | 0 | 0 | 0 | 0 | 0 | 0 | 0 | 0 | 0 | 0 | 0 | 0 | 0 | 0 | 0 | 0
BIFUbC BAU Industrial Fuel Use before CCS[other metals 242,biomass if] | NoSettings | 0 | 0 | 0 | 0 | 0 | 0 | 0 | 0 | 0 | 0 | 0 | 0 | 0 | 0 | 0 | 0 | 0 | 0 | 0 | 0 | 0 | 0 | 0 | 0 | 0 | 0 | 0 | 0 | 0 | 0 | 0
BIFUbC BAU Industrial Fuel Use before CCS[other metals 242,petroleum diesel if] | NoSettings | 0 | 0 | 0 | 0 | 0 | 0 | 0 | 0 | 0 | 0 | 0 | 0 | 0 | 0 | 0 | 0 | 0 | 0 | 0 | 0 | 0 | 0 | 0 | 0 | 0 | 0 | 0 | 0 | 0 | 0 | 0
BIFUbC BAU Industrial Fuel Use before CCS[other metals 242,heat if] | NoSettings | 0 | 0 | 0 | 0 | 0 | 0 | 0 | 0 | 0 | 0 | 0 | 0 | 0 | 0 | 0 | 0 | 0 | 0 | 0 | 0 | 0 | 0 | 0 | 0 | 0 | 0 | 0 | 0 | 0 | 0 | 0
BIFUbC BAU Industrial Fuel Use before CCS[other metals 242,crude oil if] | NoSettings | 0 | 0 | 0 | 0 | 0 | 0 | 0 | 0 | 0 | 0 | 0 | 0 | 0 | 0 | 0 | 0 | 0 | 0 | 0 | 0 | 0 | 0 | 0 | 0 | 0 | 0 | 0 | 0 | 0 | 0 | 0
BIFUbC BAU Industrial Fuel Use before CCS[other metals 242,heavy or residual fuel oil if] | NoSettings | 0 | 0 | 0 | 0 | 0 | 0 | 0 | 0 | 0 | 0 | 0 | 0 | 0 | 0 | 0 | 0 | 0 | 0 | 0 | 0 | 0 | 0 | 0 | 0 | 0 | 0 | 0 | 0 | 0 | 0 | 0
BIFUbC BAU Industrial Fuel Use before CCS[other metals 242,LPG propane or butane if] | NoSettings | 0 | 0 | 0 | 0 | 0 | 0 | 0 | 0 | 0 | 0 | 0 | 0 | 0 | 0 | 0 | 0 | 0 | 0 | 0 | 0 | 0 | 0 | 0 | 0 | 0 | 0 | 0 | 0 | 0 | 0 | 0
BIFUbC BAU Industrial Fuel Use before CCS[other metals 242,hydrogen if] | NoSettings | 0 | 0 | 0 | 0 | 0 | 0 | 0 | 0 | 0 | 0 | 0 | 0 | 0 | 0 | 0 | 0 | 0 | 0 | 0 | 0 | 0 | 0 | 0 | 0 | 0 | 0 | 0 | 0 | 0 | 0 | 0
BIFUbC BAU Industrial Fuel Use before CCS[metal products except machinery and vehicles 25,electricity if] | NoSettings | 0 | 0 | 0 | 0 | 0 | 0 | 0 | 0 | 0 | 0 | 0 | 0 | 0 | 0 | 0 | 0 | 0 | 0 | 0 | 0 | 0 | 0 | 0 | 0 | 0 | 0 | 0 | 0 | 0 | 0 | 0
BIFUbC BAU Industrial Fuel Use before CCS[metal products except machinery and vehicles 25,hard coal if] | NoSettings | 0 | 0 | 0 | 0 | 0 | 0 | 0 | 0 | 0 | 0 | 0 | 0 | 0 | 0 | 0 | 0 | 0 | 0 | 0 | 0 | 0 | 0 | 0 | 0 | 0 | 0 | 0 | 0 | 0 | 0 | 0
BIFUbC BAU Industrial Fuel Use before CCS[metal products except machinery and vehicles 25,natural gas if] | NoSettings | 7754210000000 | 7741200000000 | 7866500000000 | 8033290000000 | 8196140000000 | 8337500000000 | 8414580000000 | 8453370000000 | 8462330000000 | 8470400000000 | 8492970000000 | 8524440000000 | 8533820000000 | 8554940000000 | 8601120000000 | 8665510000000 | 8711530000000 | 8762580000000 | 8833310000000 | 8890000000000 | 8930280000000 | 8997220000000 | 9108560000000 | 9223400000000 | 9307920000000 | 9387630000000 | 9499000000000 | 9597020000000 | 9695040000000 | 9793050000000 | 9891070000000
BIFUbC BAU Industrial Fuel Use before CCS[metal products except machinery and vehicles 25,biomass if] | NoSettings | 0 | 0 | 0 | 0 | 0 | 0 | 0 | 0 | 0 | 0 | 0 | 0 | 0 | 0 | 0 | 0 | 0 | 0 | 0 | 0 | 0 | 0 | 0 | 0 | 0 | 0 | 0 | 0 | 0 | 0 | 0
BIFUbC BAU Industrial Fuel Use before CCS[metal products except machinery and vehicles 25,petroleum diesel if] | NoSettings | 0 | 0 | 0 | 0 | 0 | 0 | 0 | 0 | 0 | 0 | 0 | 0 | 0 | 0 | 0 | 0 | 0 | 0 | 0 | 0 | 0 | 0 | 0 | 0 | 0 | 0 | 0 | 0 | 0 | 0 | 0
BIFUbC BAU Industrial Fuel Use before CCS[metal products except machinery and vehicles 25,heat if] | NoSettings | 0 | 0 | 0 | 0 | 0 | 0 | 0 | 0 | 0 | 0 | 0 | 0 | 0 | 0 | 0 | 0 | 0 | 0 | 0 | 0 | 0 | 0 | 0 | 0 | 0 | 0 | 0 | 0 | 0 | 0 | 0
BIFUbC BAU Industrial Fuel Use before CCS[metal products except machinery and vehicles 25,crude oil if] | NoSettings | 0 | 0 | 0 | 0 | 0 | 0 | 0 | 0 | 0 | 0 | 0 | 0 | 0 | 0 | 0 | 0 | 0 | 0 | 0 | 0 | 0 | 0 | 0 | 0 | 0 | 0 | 0 | 0 | 0 | 0 | 0
BIFUbC BAU Industrial Fuel Use before CCS[metal products except machinery and vehicles 25,heavy or residual fuel oil if] | NoSettings | 0 | 0 | 0 | 0 | 0 | 0 | 0 | 0 | 0 | 0 | 0 | 0 | 0 | 0 | 0 | 0 | 0 | 0 | 0 | 0 | 0 | 0 | 0 | 0 | 0 | 0 | 0 | 0 | 0 | 0 | 0
BIFUbC BAU Industrial Fuel Use before CCS[metal products except machinery and vehicles 25,LPG propane or butane if] | NoSettings | 0 | 0 | 0 | 0 | 0 | 0 | 0 | 0 | 0 | 0 | 0 | 0 | 0 | 0 | 0 | 0 | 0 | 0 | 0 | 0 | 0 | 0 | 0 | 0 | 0 | 0 | 0 | 0 | 0 | 0 | 0
BIFUbC BAU Industrial Fuel Use before CCS[metal products except machinery and vehicles 25,hydrogen if] | NoSettings | 0 | 0 | 0 | 0 | 0 | 0 | 0 | 0 | 0 | 0 | 0 | 0 | 0 | 0 | 0 | 0 | 0 | 0 | 0 | 0 | 0 | 0 | 0 | 0 | 0 | 0 | 0 | 0 | 0 | 0 | 0
BIFUbC BAU Industrial Fuel Use before CCS[computers and electronics 26,electricity if] | NoSettings | 8500000000000 | 8470000000000 | 8930000000000 | 9120000000000 | 9320000000000 | 9470000000000 | 9560000000000 | 9610000000000 | 9620000000000 | 9630000000000 | 9660000000000 | 9690000000000 | 9700000000000 | 9730000000000 | 9790000000000 | 9860000000000 | 9920000000000 | 9980000000000 | 10100000000000 | 10100000000000 | 10200000000000 | 10200000000000 | 10400000000000 | 10500000000000 | 10600000000000 | 10700000000000 | 10800000000000 | 10900000000000 | 11000000000000 | 11200000000000 | 11300000000000
BIFUbC BAU Industrial Fuel Use before CCS[computers and electronics 26,hard coal if] | NoSettings | 0 | 0 | 0 | 0 | 0 | 0 | 0 | 0 | 0 | 0 | 0 | 0 | 0 | 0 | 0 | 0 | 0 | 0 | 0 | 0 | 0 | 0 | 0 | 0 | 0 | 0 | 0 | 0 | 0 | 0 | 0
BIFUbC BAU Industrial Fuel Use before CCS[computers and electronics 26,natural gas if] | NoSettings | 400066000000 | 399395000000 | 405859000000 | 414464000000 | 422866000000 | 430160000000 | 434136000000 | 436138000000 | 436600000000 | 437016000000 | 438181000000 | 439805000000 | 440289000000 | 441378000000 | 443761000000 | 447083000000 | 449457000000 | 452091000000 | 455740000000 | 458665000000 | 460743000000 | 464197000000 | 469941000000 | 475866000000 | 480227000000 | 484339000000 | 490085000000 | 495142000000 | 500199000000 | 505257000000 | 510314000000
BIFUbC BAU Industrial Fuel Use before CCS[computers and electronics 26,biomass if] | NoSettings | 0 | 0 | 0 | 0 | 0 | 0 | 0 | 0 | 0 | 0 | 0 | 0 | 0 | 0 | 0 | 0 | 0 | 0 | 0 | 0 | 0 | 0 | 0 | 0 | 0 | 0 | 0 | 0 | 0 | 0 | 0
BIFUbC BAU Industrial Fuel Use before CCS[computers and electronics 26,petroleum diesel if] | NoSettings | 0 | 0 | 0 | 0 | 0 | 0 | 0 | 0 | 0 | 0 | 0 | 0 | 0 | 0 | 0 | 0 | 0 | 0 | 0 | 0 | 0 | 0 | 0 | 0 | 0 | 0 | 0 | 0 | 0 | 0 | 0
BIFUbC BAU Industrial Fuel Use before CCS[computers and electronics 26,heat if] | NoSettings | 0 | 0 | 0 | 0 | 0 | 0 | 0 | 0 | 0 | 0 | 0 | 0 | 0 | 0 | 0 | 0 | 0 | 0 | 0 | 0 | 0 | 0 | 0 | 0 | 0 | 0 | 0 | 0 | 0 | 0 | 0
BIFUbC BAU Industrial Fuel Use before CCS[computers and electronics 26,crude oil if] | NoSettings | 0 | 0 | 0 | 0 | 0 | 0 | 0 | 0 | 0 | 0 | 0 | 0 | 0 | 0 | 0 | 0 | 0 | 0 | 0 | 0 | 0 | 0 | 0 | 0 | 0 | 0 | 0 | 0 | 0 | 0 | 0
BIFUbC BAU Industrial Fuel Use before CCS[computers and electronics 26,heavy or residual fuel oil if] | NoSettings | 0 | 0 | 0 | 0 | 0 | 0 | 0 | 0 | 0 | 0 | 0 | 0 | 0 | 0 | 0 | 0 | 0 | 0 | 0 | 0 | 0 | 0 | 0 | 0 | 0 | 0 | 0 | 0 | 0 | 0 | 0
BIFUbC BAU Industrial Fuel Use before CCS[computers and electronics 26,LPG propane or butane if] | NoSettings | 0 | 0 | 0 | 0 | 0 | 0 | 0 | 0 | 0 | 0 | 0 | 0 | 0 | 0 | 0 | 0 | 0 | 0 | 0 | 0 | 0 | 0 | 0 | 0 | 0 | 0 | 0 | 0 | 0 | 0 | 0
BIFUbC BAU Industrial Fuel Use before CCS[computers and electronics 26,hydrogen if] | NoSettings | 0 | 0 | 0 | 0 | 0 | 0 | 0 | 0 | 0 | 0 | 0 | 0 | 0 | 0 | 0 | 0 | 0 | 0 | 0 | 0 | 0 | 0 | 0 | 0 | 0 | 0 | 0 | 0 | 0 | 0 | 0
BIFUbC BAU Industrial Fuel Use before CCS[appliances and electrical equipment 27,electricity if] | NoSettings | 490000000000 | 474000000000 | 494000000000 | 500000000000 | 505000000000 | 515000000000 | 521000000000 | 522000000000 | 520000000000 | 518000000000 | 518000000000 | 521000000000 | 520000000000 | 517000000000 | 518000000000 | 520000000000 | 521000000000 | 522000000000 | 526000000000 | 529000000000 | 531000000000 | 534000000000 | 541000000000 | 549000000000 | 554000000000 | 557000000000 | 562000000000 | 566000000000 | 571000000000 | 576000000000 | 583000000000
BIFUbC BAU Industrial Fuel Use before CCS[appliances and electrical equipment 27,hard coal if] | NoSettings | 0 | 0 | 0 | 0 | 0 | 0 | 0 | 0 | 0 | 0 | 0 | 0 | 0 | 0 | 0 | 0 | 0 | 0 | 0 | 0 | 0 | 0 | 0 | 0 | 0 | 0 | 0 | 0 | 0 | 0 | 0
BIFUbC BAU Industrial Fuel Use before CCS[appliances and electrical equipment 27,natural gas if] | NoSettings | 0 | 0 | 0 | 0 | 0 | 0 | 0 | 0 | 0 | 0 | 0 | 0 | 0 | 0 | 0 | 0 | 0 | 0 | 0 | 0 | 0 | 0 | 0 | 0 | 0 | 0 | 0 | 0 | 0 | 0 | 0
BIFUbC BAU Industrial Fuel Use before CCS[appliances and electrical equipment 27,biomass if] | NoSettings | 0 | 0 | 0 | 0 | 0 | 0 | 0 | 0 | 0 | 0 | 0 | 0 | 0 | 0 | 0 | 0 | 0 | 0 | 0 | 0 | 0 | 0 | 0 | 0 | 0 | 0 | 0 | 0 | 0 | 0 | 0
BIFUbC BAU Industrial Fuel Use before CCS[appliances and electrical equipment 27,petroleum diesel if] | NoSettings | 0 | 0 | 0 | 0 | 0 | 0 | 0 | 0 | 0 | 0 | 0 | 0 | 0 | 0 | 0 | 0 | 0 | 0 | 0 | 0 | 0 | 0 | 0 | 0 | 0 | 0 | 0 | 0 | 0 | 0 | 0
BIFUbC BAU Industrial Fuel Use before CCS[appliances and electrical equipment 27,heat if] | NoSettings | 0 | 0 | 0 | 0 | 0 | 0 | 0 | 0 | 0 | 0 | 0 | 0 | 0 | 0 | 0 | 0 | 0 | 0 | 0 | 0 | 0 | 0 | 0 | 0 | 0 | 0 | 0 | 0 | 0 | 0 | 0
BIFUbC BAU Industrial Fuel Use before CCS[appliances and electrical equipment 27,crude oil if] | NoSettings | 0 | 0 | 0 | 0 | 0 | 0 | 0 | 0 | 0 | 0 | 0 | 0 | 0 | 0 | 0 | 0 | 0 | 0 | 0 | 0 | 0 | 0 | 0 | 0 | 0 | 0 | 0 | 0 | 0 | 0 | 0
BIFUbC BAU Industrial Fuel Use before CCS[appliances and electrical equipment 27,heavy or residual fuel oil if] | NoSettings | 0 | 0 | 0 | 0 | 0 | 0 | 0 | 0 | 0 | 0 | 0 | 0 | 0 | 0 | 0 | 0 | 0 | 0 | 0 | 0 | 0 | 0 | 0 | 0 | 0 | 0 | 0 | 0 | 0 | 0 | 0
BIFUbC BAU Industrial Fuel Use before CCS[appliances and electrical equipment 27,LPG propane or butane if] | NoSettings | 0 | 0 | 0 | 0 | 0 | 0 | 0 | 0 | 0 | 0 | 0 | 0 | 0 | 0 | 0 | 0 | 0 | 0 | 0 | 0 | 0 | 0 | 0 | 0 | 0 | 0 | 0 | 0 | 0 | 0 | 0
BIFUbC BAU Industrial Fuel Use before CCS[appliances and electrical equipment 27,hydrogen if] | NoSettings | 0 | 0 | 0 | 0 | 0 | 0 | 0 | 0 | 0 | 0 | 0 | 0 | 0 | 0 | 0 | 0 | 0 | 0 | 0 | 0 | 0 | 0 | 0 | 0 | 0 | 0 | 0 | 0 | 0 | 0 | 0
BIFUbC BAU Industrial Fuel Use before CCS[other machinery 28,electricity if] | NoSettings | 1790000000000 | 1780000000000 | 1880000000000 | 1920000000000 | 1960000000000 | 1990000000000 | 2010000000000 | 2020000000000 | 2020000000000 | 2020000000000 | 2030000000000 | 2040000000000 | 2040000000000 | 2040000000000 | 2050000000000 | 2070000000000 | 2080000000000 | 2090000000000 | 2110000000000 | 2120000000000 | 2130000000000 | 2150000000000 | 2180000000000 | 2200000000000 | 2220000000000 | 2240000000000 | 2270000000000 | 2290000000000 | 2320000000000 | 2340000000000 | 2360000000000
BIFUbC BAU Industrial Fuel Use before CCS[other machinery 28,hard coal if] | NoSettings | 0 | 0 | 0 | 0 | 0 | 0 | 0 | 0 | 0 | 0 | 0 | 0 | 0 | 0 | 0 | 0 | 0 | 0 | 0 | 0 | 0 | 0 | 0 | 0 | 0 | 0 | 0 | 0 | 0 | 0 | 0
BIFUbC BAU Industrial Fuel Use before CCS[other machinery 28,natural gas if] | NoSettings | 1556070000000 | 1553460000000 | 1578600000000 | 1612070000000 | 1644750000000 | 1673120000000 | 1688590000000 | 1696370000000 | 1698170000000 | 1699790000000 | 1704320000000 | 1710630000000 | 1712520000000 | 1716750000000 | 1726020000000 | 1738940000000 | 1748180000000 | 1758420000000 | 1772610000000 | 1783990000000 | 1792070000000 | 1805510000000 | 1827850000000 | 1850890000000 | 1867860000000 | 1883850000000 | 1906200000000 | 1925870000000 | 1945540000000 | 1965210000000 | 1984880000000
BIFUbC BAU Industrial Fuel Use before CCS[other machinery 28,biomass if] | NoSettings | 0 | 0 | 0 | 0 | 0 | 0 | 0 | 0 | 0 | 0 | 0 | 0 | 0 | 0 | 0 | 0 | 0 | 0 | 0 | 0 | 0 | 0 | 0 | 0 | 0 | 0 | 0 | 0 | 0 | 0 | 0
BIFUbC BAU Industrial Fuel Use before CCS[other machinery 28,petroleum diesel if] | NoSettings | 0 | 0 | 0 | 0 | 0 | 0 | 0 | 0 | 0 | 0 | 0 | 0 | 0 | 0 | 0 | 0 | 0 | 0 | 0 | 0 | 0 | 0 | 0 | 0 | 0 | 0 | 0 | 0 | 0 | 0 | 0
BIFUbC BAU Industrial Fuel Use before CCS[other machinery 28,heat if] | NoSettings | 0 | 0 | 0 | 0 | 0 | 0 | 0 | 0 | 0 | 0 | 0 | 0 | 0 | 0 | 0 | 0 | 0 | 0 | 0 | 0 | 0 | 0 | 0 | 0 | 0 | 0 | 0 | 0 | 0 | 0 | 0
BIFUbC BAU Industrial Fuel Use before CCS[other machinery 28,crude oil if] | NoSettings | 0 | 0 | 0 | 0 | 0 | 0 | 0 | 0 | 0 | 0 | 0 | 0 | 0 | 0 | 0 | 0 | 0 | 0 | 0 | 0 | 0 | 0 | 0 | 0 | 0 | 0 | 0 | 0 | 0 | 0 | 0
BIFUbC BAU Industrial Fuel Use before CCS[other machinery 28,heavy or residual fuel oil if] | NoSettings | 0 | 0 | 0 | 0 | 0 | 0 | 0 | 0 | 0 | 0 | 0 | 0 | 0 | 0 | 0 | 0 | 0 | 0 | 0 | 0 | 0 | 0 | 0 | 0 | 0 | 0 | 0 | 0 | 0 | 0 | 0
BIFUbC BAU Industrial Fuel Use before CCS[other machinery 28,LPG propane or butane if] | NoSettings | 0 | 0 | 0 | 0 | 0 | 0 | 0 | 0 | 0 | 0 | 0 | 0 | 0 | 0 | 0 | 0 | 0 | 0 | 0 | 0 | 0 | 0 | 0 | 0 | 0 | 0 | 0 | 0 | 0 | 0 | 0
BIFUbC BAU Industrial Fuel Use before CCS[other machinery 28,hydrogen if] | NoSettings | 0 | 0 | 0 | 0 | 0 | 0 | 0 | 0 | 0 | 0 | 0 | 0 | 0 | 0 | 0 | 0 | 0 | 0 | 0 | 0 | 0 | 0 | 0 | 0 | 0 | 0 | 0 | 0 | 0 | 0 | 0
BIFUbC BAU Industrial Fuel Use before CCS[road vehicles 29,electricity if] | NoSettings | 230000000000 | 229000000000 | 241000000000 | 246000000000 | 251000000000 | 256000000000 | 258000000000 | 259000000000 | 259000000000 | 260000000000 | 260000000000 | 261000000000 | 262000000000 | 262000000000 | 264000000000 | 266000000000 | 267000000000 | 269000000000 | 271000000000 | 273000000000 | 274000000000 | 276000000000 | 279000000000 | 283000000000 | 285000000000 | 288000000000 | 291000000000 | 294000000000 | 297000000000 | 300000000000 | 303000000000
BIFUbC BAU Industrial Fuel Use before CCS[road vehicles 29,hard coal if] | NoSettings | 0 | 0 | 0 | 0 | 0 | 0 | 0 | 0 | 0 | 0 | 0 | 0 | 0 | 0 | 0 | 0 | 0 | 0 | 0 | 0 | 0 | 0 | 0 | 0 | 0 | 0 | 0 | 0 | 0 | 0 | 0
BIFUbC BAU Industrial Fuel Use before CCS[road vehicles 29,natural gas if] | NoSettings | 180665000000 | 180362000000 | 183281000000 | 187167000000 | 190961000000 | 194255000000 | 196050000000 | 196954000000 | 197163000000 | 197351000000 | 197877000000 | 198610000000 | 198829000000 | 199321000000 | 200397000000 | 201897000000 | 202969000000 | 204159000000 | 205806000000 | 207127000000 | 208066000000 | 209625000000 | 212219000000 | 214895000000 | 216864000000 | 218722000000 | 221316000000 | 223600000000 | 225884000000 | 228167000000 | 230451000000
BIFUbC BAU Industrial Fuel Use before CCS[road vehicles 29,biomass if] | NoSettings | 0 | 0 | 0 | 0 | 0 | 0 | 0 | 0 | 0 | 0 | 0 | 0 | 0 | 0 | 0 | 0 | 0 | 0 | 0 | 0 | 0 | 0 | 0 | 0 | 0 | 0 | 0 | 0 | 0 | 0 | 0
BIFUbC BAU Industrial Fuel Use before CCS[road vehicles 29,petroleum diesel if] | NoSettings | 0 | 0 | 0 | 0 | 0 | 0 | 0 | 0 | 0 | 0 | 0 | 0 | 0 | 0 | 0 | 0 | 0 | 0 | 0 | 0 | 0 | 0 | 0 | 0 | 0 | 0 | 0 | 0 | 0 | 0 | 0
BIFUbC BAU Industrial Fuel Use before CCS[road vehicles 29,heat if] | NoSettings | 0 | 0 | 0 | 0 | 0 | 0 | 0 | 0 | 0 | 0 | 0 | 0 | 0 | 0 | 0 | 0 | 0 | 0 | 0 | 0 | 0 | 0 | 0 | 0 | 0 | 0 | 0 | 0 | 0 | 0 | 0
BIFUbC BAU Industrial Fuel Use before CCS[road vehicles 29,crude oil if] | NoSettings | 0 | 0 | 0 | 0 | 0 | 0 | 0 | 0 | 0 | 0 | 0 | 0 | 0 | 0 | 0 | 0 | 0 | 0 | 0 | 0 | 0 | 0 | 0 | 0 | 0 | 0 | 0 | 0 | 0 | 0 | 0
BIFUbC BAU Industrial Fuel Use before CCS[road vehicles 29,heavy or residual fuel oil if] | NoSettings | 0 | 0 | 0 | 0 | 0 | 0 | 0 | 0 | 0 | 0 | 0 | 0 | 0 | 0 | 0 | 0 | 0 | 0 | 0 | 0 | 0 | 0 | 0 | 0 | 0 | 0 | 0 | 0 | 0 | 0 | 0
BIFUbC BAU Industrial Fuel Use before CCS[road vehicles 29,LPG propane or butane if] | NoSettings | 0 | 0 | 0 | 0 | 0 | 0 | 0 | 0 | 0 | 0 | 0 | 0 | 0 | 0 | 0 | 0 | 0 | 0 | 0 | 0 | 0 | 0 | 0 | 0 | 0 | 0 | 0 | 0 | 0 | 0 | 0
BIFUbC BAU Industrial Fuel Use before CCS[road vehicles 29,hydrogen if] | NoSettings | 0 | 0 | 0 | 0 | 0 | 0 | 0 | 0 | 0 | 0 | 0 | 0 | 0 | 0 | 0 | 0 | 0 | 0 | 0 | 0 | 0 | 0 | 0 | 0 | 0 | 0 | 0 | 0 | 0 | 0 | 0
BIFUbC BAU Industrial Fuel Use before CCS[nonroad vehicles 30,electricity if] | NoSettings | 2380000000000 | 2370000000000 | 2490000000000 | 2550000000000 | 2600000000000 | 2640000000000 | 2670000000000 | 2680000000000 | 2680000000000 | 2690000000000 | 2690000000000 | 2700000000000 | 2710000000000 | 2710000000000 | 2730000000000 | 2750000000000 | 2760000000000 | 2780000000000 | 2800000000000 | 2820000000000 | 2830000000000 | 2850000000000 | 2890000000000 | 2920000000000 | 2950000000000 | 2980000000000 | 3010000000000 | 3040000000000 | 3070000000000 | 3110000000000 | 3140000000000
BIFUbC BAU Industrial Fuel Use before CCS[nonroad vehicles 30,hard coal if] | NoSettings | 0 | 0 | 0 | 0 | 0 | 0 | 0 | 0 | 0 | 0 | 0 | 0 | 0 | 0 | 0 | 0 | 0 | 0 | 0 | 0 | 0 | 0 | 0 | 0 | 0 | 0 | 0 | 0 | 0 | 0 | 0
BIFUbC BAU Industrial Fuel Use before CCS[nonroad vehicles 30,natural gas if] | NoSettings | 3368390000000 | 3362740000000 | 3417170000000 | 3489630000000 | 3560370000000 | 3621770000000 | 3655250000000 | 3672110000000 | 3676000000000 | 3679500000000 | 3689310000000 | 3702980000000 | 3707050000000 | 3716230000000 | 3736290000000 | 3764260000000 | 3784250000000 | 3806430000000 | 3837150000000 | 3861780000000 | 3879270000000 | 3908350000000 | 3956710000000 | 4006600000000 | 4043320000000 | 4077940000000 | 4126320000000 | 4168900000000 | 4211480000000 | 4254060000000 | 4296640000000
BIFUbC BAU Industrial Fuel Use before CCS[nonroad vehicles 30,biomass if] | NoSettings | 0 | 0 | 0 | 0 | 0 | 0 | 0 | 0 | 0 | 0 | 0 | 0 | 0 | 0 | 0 | 0 | 0 | 0 | 0 | 0 | 0 | 0 | 0 | 0 | 0 | 0 | 0 | 0 | 0 | 0 | 0
BIFUbC BAU Industrial Fuel Use before CCS[nonroad vehicles 30,petroleum diesel if] | NoSettings | 0 | 0 | 0 | 0 | 0 | 0 | 0 | 0 | 0 | 0 | 0 | 0 | 0 | 0 | 0 | 0 | 0 | 0 | 0 | 0 | 0 | 0 | 0 | 0 | 0 | 0 | 0 | 0 | 0 | 0 | 0
BIFUbC BAU Industrial Fuel Use before CCS[nonroad vehicles 30,heat if] | NoSettings | 0 | 0 | 0 | 0 | 0 | 0 | 0 | 0 | 0 | 0 | 0 | 0 | 0 | 0 | 0 | 0 | 0 | 0 | 0 | 0 | 0 | 0 | 0 | 0 | 0 | 0 | 0 | 0 | 0 | 0 | 0
BIFUbC BAU Industrial Fuel Use before CCS[nonroad vehicles 30,crude oil if] | NoSettings | 0 | 0 | 0 | 0 | 0 | 0 | 0 | 0 | 0 | 0 | 0 | 0 | 0 | 0 | 0 | 0 | 0 | 0 | 0 | 0 | 0 | 0 | 0 | 0 | 0 | 0 | 0 | 0 | 0 | 0 | 0
BIFUbC BAU Industrial Fuel Use before CCS[nonroad vehicles 30,heavy or residual fuel oil if] | NoSettings | 0 | 0 | 0 | 0 | 0 | 0 | 0 | 0 | 0 | 0 | 0 | 0 | 0 | 0 | 0 | 0 | 0 | 0 | 0 | 0 | 0 | 0 | 0 | 0 | 0 | 0 | 0 | 0 | 0 | 0 | 0
BIFUbC BAU Industrial Fuel Use before CCS[nonroad vehicles 30,LPG propane or butane if] | NoSettings | 0 | 0 | 0 | 0 | 0 | 0 | 0 | 0 | 0 | 0 | 0 | 0 | 0 | 0 | 0 | 0 | 0 | 0 | 0 | 0 | 0 | 0 | 0 | 0 | 0 | 0 | 0 | 0 | 0 | 0 | 0
BIFUbC BAU Industrial Fuel Use before CCS[nonroad vehicles 30,hydrogen if] | NoSettings | 0 | 0 | 0 | 0 | 0 | 0 | 0 | 0 | 0 | 0 | 0 | 0 | 0 | 0 | 0 | 0 | 0 | 0 | 0 | 0 | 0 | 0 | 0 | 0 | 0 | 0 | 0 | 0 | 0 | 0 | 0
BIFUbC BAU Industrial Fuel Use before CCS[other manufacturing 31T33,electricity if] | NoSettings | 369000000000 | 367000000000 | 387000000000 | 395000000000 | 403000000000 | 410000000000 | 414000000000 | 416000000000 | 417000000000 | 417000000000 | 418000000000 | 420000000000 | 420000000000 | 421000000000 | 423000000000 | 427000000000 | 429000000000 | 431000000000 | 435000000000 | 438000000000 | 440000000000 | 443000000000 | 448000000000 | 454000000000 | 458000000000 | 462000000000 | 468000000000 | 472000000000 | 477000000000 | 482000000000 | 487000000000
BIFUbC BAU Industrial Fuel Use before CCS[other manufacturing 31T33,hard coal if] | NoSettings | 383136000000 | 351694000000 | 344022000000 | 332647000000 | 314093000000 | 296381000000 | 277667000000 | 259536000000 | 240175000000 | 221868000000 | 205241000000 | 191316000000 | 176278000000 | 162393000000 | 145737000000 | 146922000000 | 142256000000 | 137272000000 | 133276000000 | 129648000000 | 126739000000 | 124271000000 | 121757000000 | 119596000000 | 117689000000 | 430043000000 | 364914000000 | 425662000000 | 486410000000 | 547157000000 | 607905000000
BIFUbC BAU Industrial Fuel Use before CCS[other manufacturing 31T33,natural gas if] | NoSettings | 29336700000000 | 29287500000000 | 29761500000000 | 30392600000000 | 31008700000000 | 31543500000000 | 31835100000000 | 31981900000000 | 32015700000000 | 32046300000000 | 32131700000000 | 32250700000000 | 32286200000000 | 32366100000000 | 32540800000000 | 32784500000000 | 32958500000000 | 33151700000000 | 33419300000000 | 33633800000000 | 33786200000000 | 34039400000000 | 34460600000000 | 34895100000000 | 35214900000000 | 35516500000000 | 35937800000000 | 36308600000000 | 36679500000000 | 37050300000000 | 37421200000000
BIFUbC BAU Industrial Fuel Use before CCS[other manufacturing 31T33,biomass if] | NoSettings | 0 | 0 | 0 | 0 | 0 | 0 | 0 | 0 | 0 | 0 | 0 | 0 | 0 | 0 | 0 | 0 | 0 | 0 | 0 | 0 | 0 | 0 | 0 | 0 | 0 | 0 | 0 | 0 | 0 | 0 | 0
BIFUbC BAU Industrial Fuel Use before CCS[other manufacturing 31T33,petroleum diesel if] | NoSettings | 9762100000000 | 9166860000000 | 9482550000000 | 9850650000000 | 10027900000000 | 10280000000000 | 10433400000000 | 10528400000000 | 10608200000000 | 10702300000000 | 10844900000000 | 10972500000000 | 11081900000000 | 11245400000000 | 11371100000000 | 11438400000000 | 11480500000000 | 11571500000000 | 11672400000000 | 11786100000000 | 11864700000000 | 11993300000000 | 12184000000000 | 12439600000000 | 12648600000000 | 12785100000000 | 13024600000000 | 13229400000000 | 13434200000000 | 13639000000000 | 13843800000000
BIFUbC BAU Industrial Fuel Use before CCS[other manufacturing 31T33,heat if] | NoSettings | 0 | 0 | 0 | 0 | 0 | 0 | 0 | 0 | 0 | 0 | 0 | 0 | 0 | 0 | 0 | 0 | 0 | 0 | 0 | 0 | 0 | 0 | 0 | 0 | 0 | 0 | 0 | 0 | 0 | 0 | 0
BIFUbC BAU Industrial Fuel Use before CCS[other manufacturing 31T33,crude oil if] | NoSettings | 0 | 0 | 0 | 0 | 0 | 0 | 0 | 0 | 0 | 0 | 0 | 0 | 0 | 0 | 0 | 0 | 0 | 0 | 0 | 0 | 0 | 0 | 0 | 0 | 0 | 0 | 0 | 0 | 0 | 0 | 0
BIFUbC BAU Industrial Fuel Use before CCS[other manufacturing 31T33,heavy or residual fuel oil if] | NoSettings | 57944000000 | 54410800000 | 56284700000 | 58469600000 | 59521600000 | 61018000000 | 61928400000 | 62492700000 | 62966200000 | 63524700000 | 64370800000 | 65128200000 | 65777600000 | 66748400000 | 67494500000 | 67894000000 | 68143500000 | 68683900000 | 69282500000 | 69957600000 | 70424500000 | 71187400000 | 72319400000 | 73836400000 | 75077100000 | 75887200000 | 77308700000 | 78524400000 | 79740100000 | 80955900000 | 82171600000
BIFUbC BAU Industrial Fuel Use before CCS[other manufacturing 31T33,LPG propane or butane if] | NoSettings | 19249400000000 | 19063400000000 | 18185100000000 | 18891000000000 | 19230900000000 | 19714400000000 | 20008600000000 | 20190900000000 | 20343900000000 | 20524300000000 | 20797700000000 | 21042400000000 | 21252200000000 | 21565900000000 | 21806900000000 | 21936000000000 | 22016600000000 | 22191200000000 | 22384600000000 | 22602700000000 | 22753600000000 | 23000100000000 | 23365800000000 | 23855900000000 | 24256800000000 | 24518500000000 | 24977800000000 | 25370600000000 | 25763400000000 | 26156200000000 | 26549000000000
BIFUbC BAU Industrial Fuel Use before CCS[other manufacturing 31T33,hydrogen if] | NoSettings | 0 | 0 | 0 | 0 | 0 | 0 | 0 | 0 | 0 | 0 | 0 | 0 | 0 | 0 | 0 | 0 | 0 | 0 | 0 | 0 | 0 | 0 | 0 | 0 | 0 | 0 | 0 | 0 | 0 | 0 | 0
BIFUbC BAU Industrial Fuel Use before CCS[energy pipelines and gas processing 352T353,electricity if] | NoSettings | 0 | 0 | 0 | 0 | 0 | 0 | 0 | 0 | 0 | 0 | 0 | 0 | 0 | 0 | 0 | 0 | 0 | 0 | 0 | 0 | 0 | 0 | 0 | 0 | 0 | 0 | 0 | 0 | 0 | 0 | 0
BIFUbC BAU Industrial Fuel Use before CCS[energy pipelines and gas processing 352T353,hard coal if] | NoSettings | 0 | 0 | 0 | 0 | 0 | 0 | 0 | 0 | 0 | 0 | 0 | 0 | 0 | 0 | 0 | 0 | 0 | 0 | 0 | 0 | 0 | 0 | 0 | 0 | 0 | 0 | 0 | 0 | 0 | 0 | 0
BIFUbC BAU Industrial Fuel Use before CCS[energy pipelines and gas processing 352T353,natural gas if] | NoSettings | 20028800000000 | 19995200000000 | 20318900000000 | 20749700000000 | 21170300000000 | 21535500000000 | 21734500000000 | 21834800000000 | 21857900000000 | 21878700000000 | 21937000000000 | 22018300000000 | 22042600000000 | 22097100000000 | 22216400000000 | 22382700000000 | 22501600000000 | 22633400000000 | 22816100000000 | 22962500000000 | 23066600000000 | 23239500000000 | 23527100000000 | 23823700000000 | 24042000000000 | 24247900000000 | 24535600000000 | 24788700000000 | 25041900000000 | 25295100000000 | 25548300000000
BIFUbC BAU Industrial Fuel Use before CCS[energy pipelines and gas processing 352T353,biomass if] | NoSettings | 0 | 0 | 0 | 0 | 0 | 0 | 0 | 0 | 0 | 0 | 0 | 0 | 0 | 0 | 0 | 0 | 0 | 0 | 0 | 0 | 0 | 0 | 0 | 0 | 0 | 0 | 0 | 0 | 0 | 0 | 0
BIFUbC BAU Industrial Fuel Use before CCS[energy pipelines and gas processing 352T353,petroleum diesel if] | NoSettings | 0 | 0 | 0 | 0 | 0 | 0 | 0 | 0 | 0 | 0 | 0 | 0 | 0 | 0 | 0 | 0 | 0 | 0 | 0 | 0 | 0 | 0 | 0 | 0 | 0 | 0 | 0 | 0 | 0 | 0 | 0
BIFUbC BAU Industrial Fuel Use before CCS[energy pipelines and gas processing 352T353,heat if] | NoSettings | 0 | 0 | 0 | 0 | 0 | 0 | 0 | 0 | 0 | 0 | 0 | 0 | 0 | 0 | 0 | 0 | 0 | 0 | 0 | 0 | 0 | 0 | 0 | 0 | 0 | 0 | 0 | 0 | 0 | 0 | 0
BIFUbC BAU Industrial Fuel Use before CCS[energy pipelines and gas processing 352T353,crude oil if] | NoSettings | 0 | 0 | 0 | 0 | 0 | 0 | 0 | 0 | 0 | 0 | 0 | 0 | 0 | 0 | 0 | 0 | 0 | 0 | 0 | 0 | 0 | 0 | 0 | 0 | 0 | 0 | 0 | 0 | 0 | 0 | 0
BIFUbC BAU Industrial Fuel Use before CCS[energy pipelines and gas processing 352T353,heavy or residual fuel oil if] | NoSettings | 0 | 0 | 0 | 0 | 0 | 0 | 0 | 0 | 0 | 0 | 0 | 0 | 0 | 0 | 0 | 0 | 0 | 0 | 0 | 0 | 0 | 0 | 0 | 0 | 0 | 0 | 0 | 0 | 0 | 0 | 0
BIFUbC BAU Industrial Fuel Use before CCS[energy pipelines and gas processing 352T353,LPG propane or butane if] | NoSettings | 0 | 0 | 0 | 0 | 0 | 0 | 0 | 0 | 0 | 0 | 0 | 0 | 0 | 0 | 0 | 0 | 0 | 0 | 0 | 0 | 0 | 0 | 0 | 0 | 0 | 0 | 0 | 0 | 0 | 0 | 0
BIFUbC BAU Industrial Fuel Use before CCS[energy pipelines and gas processing 352T353,hydrogen if] | NoSettings | 0 | 0 | 0 | 0 | 0 | 0 | 0 | 0 | 0 | 0 | 0 | 0 | 0 | 0 | 0 | 0 | 0 | 0 | 0 | 0 | 0 | 0 | 0 | 0 | 0 | 0 | 0 | 0 | 0 | 0 | 0
BIFUbC BAU Industrial Fuel Use before CCS[water and waste 36T39,electricity if] | NoSettings | 47100000000000 | 46000000000000 | 47200000000000 | 47200000000000 | 46800000000000 | 46400000000000 | 46000000000000 | 45700000000000 | 45400000000000 | 45100000000000 | 44800000000000 | 44400000000000 | 44000000000000 | 43700000000000 | 43300000000000 | 43000000000000 | 42600000000000 | 42300000000000 | 41900000000000 | 41600000000000 | 41300000000000 | 40900000000000 | 40600000000000 | 40200000000000 | 39900000000000 | 39500000000000 | 39200000000000 | 38800000000000 | 38500000000000 | 38100000000000 | 37800000000000
BIFUbC BAU Industrial Fuel Use before CCS[water and waste 36T39,hard coal if] | NoSettings | 0 | 0 | 0 | 0 | 0 | 0 | 0 | 0 | 0 | 0 | 0 | 0 | 0 | 0 | 0 | 0 | 0 | 0 | 0 | 0 | 0 | 0 | 0 | 0 | 0 | 0 | 0 | 0 | 0 | 0 | 0
BIFUbC BAU Industrial Fuel Use before CCS[water and waste 36T39,natural gas if] | NoSettings | 0 | 0 | 0 | 0 | 0 | 0 | 0 | 0 | 0 | 0 | 0 | 0 | 0 | 0 | 0 | 0 | 0 | 0 | 0 | 0 | 0 | 0 | 0 | 0 | 0 | 0 | 0 | 0 | 0 | 0 | 0
BIFUbC BAU Industrial Fuel Use before CCS[water and waste 36T39,biomass if] | NoSettings | 0 | 0 | 0 | 0 | 0 | 0 | 0 | 0 | 0 | 0 | 0 | 0 | 0 | 0 | 0 | 0 | 0 | 0 | 0 | 0 | 0 | 0 | 0 | 0 | 0 | 0 | 0 | 0 | 0 | 0 | 0
BIFUbC BAU Industrial Fuel Use before CCS[water and waste 36T39,petroleum diesel if] | NoSettings | 0 | 0 | 0 | 0 | 0 | 0 | 0 | 0 | 0 | 0 | 0 | 0 | 0 | 0 | 0 | 0 | 0 | 0 | 0 | 0 | 0 | 0 | 0 | 0 | 0 | 0 | 0 | 0 | 0 | 0 | 0
BIFUbC BAU Industrial Fuel Use before CCS[water and waste 36T39,heat if] | NoSettings | 0 | 0 | 0 | 0 | 0 | 0 | 0 | 0 | 0 | 0 | 0 | 0 | 0 | 0 | 0 | 0 | 0 | 0 | 0 | 0 | 0 | 0 | 0 | 0 | 0 | 0 | 0 | 0 | 0 | 0 | 0
BIFUbC BAU Industrial Fuel Use before CCS[water and waste 36T39,crude oil if] | NoSettings | 0 | 0 | 0 | 0 | 0 | 0 | 0 | 0 | 0 | 0 | 0 | 0 | 0 | 0 | 0 | 0 | 0 | 0 | 0 | 0 | 0 | 0 | 0 | 0 | 0 | 0 | 0 | 0 | 0 | 0 | 0
BIFUbC BAU Industrial Fuel Use before CCS[water and waste 36T39,heavy or residual fuel oil if] | NoSettings | 0 | 0 | 0 | 0 | 0 | 0 | 0 | 0 | 0 | 0 | 0 | 0 | 0 | 0 | 0 | 0 | 0 | 0 | 0 | 0 | 0 | 0 | 0 | 0 | 0 | 0 | 0 | 0 | 0 | 0 | 0
BIFUbC BAU Industrial Fuel Use before CCS[water and waste 36T39,LPG propane or butane if] | NoSettings | 0 | 0 | 0 | 0 | 0 | 0 | 0 | 0 | 0 | 0 | 0 | 0 | 0 | 0 | 0 | 0 | 0 | 0 | 0 | 0 | 0 | 0 | 0 | 0 | 0 | 0 | 0 | 0 | 0 | 0 | 0
BIFUbC BAU Industrial Fuel Use before CCS[water and waste 36T39,hydrogen if] | NoSettings | 0 | 0 | 0 | 0 | 0 | 0 | 0 | 0 | 0 | 0 | 0 | 0 | 0 | 0 | 0 | 0 | 0 | 0 | 0 | 0 | 0 | 0 | 0 | 0 | 0 | 0 | 0 | 0 | 0 | 0 | 0
BIFUbC BAU Industrial Fuel Use before CCS[construction 41T43,electricity if] | NoSettings | 2400000000000 | 2390000000000 | 2520000000000 | 2570000000000 | 2620000000000 | 2670000000000 | 2690000000000 | 2700000000000 | 2710000000000 | 2710000000000 | 2720000000000 | 2730000000000 | 2730000000000 | 2740000000000 | 2750000000000 | 2770000000000 | 2790000000000 | 2800000000000 | 2830000000000 | 2840000000000 | 2860000000000 | 2880000000000 | 2910000000000 | 2950000000000 | 2980000000000 | 3000000000000 | 3040000000000 | 3070000000000 | 3100000000000 | 3130000000000 | 3160000000000
BIFUbC BAU Industrial Fuel Use before CCS[construction 41T43,hard coal if] | NoSettings | 0 | 0 | 0 | 0 | 0 | 0 | 0 | 0 | 0 | 0 | 0 | 0 | 0 | 0 | 0 | 0 | 0 | 0 | 0 | 0 | 0 | 0 | 0 | 0 | 0 | 0 | 0 | 0 | 0 | 0 | 0
BIFUbC BAU Industrial Fuel Use before CCS[construction 41T43,natural gas if] | NoSettings | 1781270000000 | 1778280000000 | 1807060000000 | 1845380000000 | 1882790000000 | 1915260000000 | 1932970000000 | 1941880000000 | 1943930000000 | 1945790000000 | 1950970000000 | 1958200000000 | 1960360000000 | 1965210000000 | 1975820000000 | 1990610000000 | 2001180000000 | 2012910000000 | 2029160000000 | 2042180000000 | 2051430000000 | 2066810000000 | 2092380000000 | 2118770000000 | 2138180000000 | 2156490000000 | 2182080000000 | 2204590000000 | 2227110000000 | 2249620000000 | 2272140000000
BIFUbC BAU Industrial Fuel Use before CCS[construction 41T43,biomass if] | NoSettings | 0 | 0 | 0 | 0 | 0 | 0 | 0 | 0 | 0 | 0 | 0 | 0 | 0 | 0 | 0 | 0 | 0 | 0 | 0 | 0 | 0 | 0 | 0 | 0 | 0 | 0 | 0 | 0 | 0 | 0 | 0
BIFUbC BAU Industrial Fuel Use before CCS[construction 41T43,petroleum diesel if] | NoSettings | 29707700000000 | 27896300000000 | 28857000000000 | 29977200000000 | 30516500000000 | 31283700000000 | 31750500000000 | 32039800000000 | 32282600000000 | 32568900000000 | 33002700000000 | 33391000000000 | 33724000000000 | 34221700000000 | 34604200000000 | 34809100000000 | 34937000000000 | 35214000000000 | 35520900000000 | 35867000000000 | 36106400000000 | 36497600000000 | 37077900000000 | 37855700000000 | 38491800000000 | 38907100000000 | 39635900000000 | 40259200000000 | 40882500000000 | 41505800000000 | 42129100000000
BIFUbC BAU Industrial Fuel Use before CCS[construction 41T43,heat if] | NoSettings | 0 | 0 | 0 | 0 | 0 | 0 | 0 | 0 | 0 | 0 | 0 | 0 | 0 | 0 | 0 | 0 | 0 | 0 | 0 | 0 | 0 | 0 | 0 | 0 | 0 | 0 | 0 | 0 | 0 | 0 | 0
BIFUbC BAU Industrial Fuel Use before CCS[construction 41T43,crude oil if] | NoSettings | 0 | 0 | 0 | 0 | 0 | 0 | 0 | 0 | 0 | 0 | 0 | 0 | 0 | 0 | 0 | 0 | 0 | 0 | 0 | 0 | 0 | 0 | 0 | 0 | 0 | 0 | 0 | 0 | 0 | 0 | 0
BIFUbC BAU Industrial Fuel Use before CCS[construction 41T43,heavy or residual fuel oil if] | NoSettings | 0 | 0 | 0 | 0 | 0 | 0 | 0 | 0 | 0 | 0 | 0 | 0 | 0 | 0 | 0 | 0 | 0 | 0 | 0 | 0 | 0 | 0 | 0 | 0 | 0 | 0 | 0 | 0 | 0 | 0 | 0
BIFUbC BAU Industrial Fuel Use before CCS[construction 41T43,LPG propane or butane if] | NoSettings | 0 | 0 | 0 | 0 | 0 | 0 | 0 | 0 | 0 | 0 | 0 | 0 | 0 | 0 | 0 | 0 | 0 | 0 | 0 | 0 | 0 | 0 | 0 | 0 | 0 | 0 | 0 | 0 | 0 | 0 | 0
BIFUbC BAU Industrial Fuel Use before CCS[construction 41T43,hydrogen if] | NoSettings | 0 | 0 | 0 | 0 | 0 | 0 | 0 | 0 | 0 | 0 | 0 | 0 | 0 | 0 | 0 | 0 | 0 | 0 | 0 | 0 | 0 | 0 | 0 | 0 | 0 | 0 | 0 | 0 | 0 | 0 | 0
Output Energy Related CO2 Emissions by Sector[transportation sector] | NoSettings | 143.663 | 158.67 | 157.636 | 156.124 | 153.426 | 150.506 | 147.299 | 143.958 | 140.598 | 136.941 | 132.804 | 129.167 | 125.389 | 122.102 | 118.662 | 115.435 | 112.118 | 108.507 | 104.581 | 100.527 | 96.5251 | 92.5903 | 89.0135 | 85.6807 | 82.5588 | 79.7999 | 77.4867 | 75.514 | 73.8705 | 72.6573 | 71.6195
Output Energy Related CO2 Emissions by Sector[electricity sector] | NoSettings | 57.8716 | 53.7679 | 51.9777 | 49.8574 | 48.1224 | 45.7777 | 44.8059 | 43.5102 | 42.1153 | 40.1108 | 37.5463 | 33.4628 | 33.6747 | 32.75 | 30.9564 | 28.083 | 22.8477 | 21.8457 | 19.8748 | 18.3827 | 16.6049 | 14.8337 | 11.7823 | 8.768 | 6.7949 | 6.4674 | 6.4674 | 6.4674 | 6.4674 | 6.4674 | 6.4674
Output Energy Related CO2 Emissions by Sector[residential buildings sector] | NoSettings | 26.5809 | 27.3731 | 27.3625 | 27.4162 | 27.3486 | 27.3397 | 27.2527 | 27.1405 | 27.0056 | 26.8047 | 26.5495 | 26.3485 | 26.0369 | 25.84 | 25.5341 | 25.2382 | 25.0385 | 24.8459 | 24.5983 | 24.5137 | 24.2778 | 24.1442 | 24.0708 | 24.0055 | 23.99 | 23.9334 | 23.9096 | 23.8989 | 23.8885 | 23.9378 | 23.9816
Output Energy Related CO2 Emissions by Sector[commercial buildings sector] | NoSettings | 11.9756 | 12.1037 | 12.4926 | 12.6896 | 12.7779 | 12.796 | 12.7819 | 12.7368 | 12.6831 | 12.6241 | 12.5329 | 12.5426 | 12.4301 | 12.3387 | 12.2737 | 12.2193 | 12.1225 | 12.0787 | 12.0349 | 12.0038 | 11.9302 | 11.9099 | 11.9426 | 11.9278 | 11.9842 | 12.0415 | 12.0504 | 12.0603 | 12.1339 | 12.2023 | 12.2283
Output Energy Related CO2 Emissions by Sector[industry sector] | NoSettings | 66.287 | 70.0903 | 70.3422 | 71.4265 | 71.9551 | 72.6263 | 72.7195 | 72.6982 | 72.4253 | 72.0471 | 71.6633 | 71.4877 | 71.1296 | 71.1548 | 71.0939 | 70.9504 | 71.0318 | 71.1033 | 71.3221 | 71.5332 | 71.5184 | 71.4986 | 71.7097 | 72.0449 | 72.373 | 70.957 | 71.5808 | 71.5374 | 71.4927 | 71.4454 | 71.4055
Output Energy Related CO2 Emissions by Sector[district heat and hydrogen sector] | NoSettings | 0.012928 | 0.013785 | 0.012766 | 0.011648 | 0.010437 | 0.0091584 | 0.007849 | 0.0065486 | 0.0052409 | 0.0039288 | 0.0026151 | 0.0013059 | 0 | 0 | 0 | 0 | 0 | 0 | 0 | 0 | 0 | 0 | 0 | 0 | 0 | 0 | 0 | 0 | 0 | 0 | 0.0021914
Output Energy Related CO2 Emissions by Sector[LULUCF sector] | NoSettings | 0 | 0 | 0 | 0 | 0 | 0 | 0 | 0 | 0 | 0 | 0 | 0 | 0 | 0 | 0 | 0 | 0 | 0 | 0 | 0 | 0 | 0 | 0 | 0 | 0 | 0 | 0 | 0 | 0 | 0 | 0
Output Energy Related CO2 Emissions by Sector[geoengineering sector] | NoSettings | 0 | 0 | 0 | 0 | 0 | 0 | 0 | 0 | 0 | 0 | 0 | 0 | 0 | 0 | 0 | 0 | 0 | 0 | 0 | 0 | 0 | 0 | 0 | 0 | 0 | 0 | 0 | 0 | 0 | 0 | 0
Output Energy Related CO2 Emissions from Agriculture | NoSettings | 2.516 | 2.4735 | 2.4311 | 2.3887 | 2.3462 | 2.3038 | 2.2613 | 2.2189 | 2.1764 | 2.134 | 2.0915 | 2.0491 | 2.0066 | 1.9642 | 1.9217 | 1.8793 | 1.8368 | 1.7944 | 1.7519 | 1.7095 | 1.667 | 1.6246 | 1.5822 | 1.5397 | 1.4974 | 1.4564 | 1.4137 | 1.3716 | 1.3295 | 1.2873 | 1.2554
Output Energy Related CO2 Emissions from Waste Management | NoSettings | 0 | 0 | 0 | 0 | 0 | 0 | 0 | 0 | 0 | 0 | 0 | 0 | 0 | 0 | 0 | 0 | 0 | 0 | 0 | 0 | 0 | 0 | 0 | 0 | 0 | 0 | 0 | 0 | 0 | 0 | 0
Direct Buildings Pollutant Emissions[urban residential,electricity bf,CO2] | NoSettings | 0 | 0 | 0 | 0 | 0 | 0 | 0 | 0 | 0 | 0 | 0 | 0 | 0 | 0 | 0 | 0 | 0 | 0 | 0 | 0 | 0 | 0 | 0 | 0 | 0 | 0 | 0 | 0 | 0 | 0 | 0
Direct Buildings Pollutant Emissions[urban residential,electricity bf,VOC] | NoSettings | 0 | 0 | 0 | 0 | 0 | 0 | 0 | 0 | 0 | 0 | 0 | 0 | 0 | 0 | 0 | 0 | 0 | 0 | 0 | 0 | 0 | 0 | 0 | 0 | 0 | 0 | 0 | 0 | 0 | 0 | 0
Direct Buildings Pollutant Emissions[urban residential,electricity bf,CO] | NoSettings | 0 | 0 | 0 | 0 | 0 | 0 | 0 | 0 | 0 | 0 | 0 | 0 | 0 | 0 | 0 | 0 | 0 | 0 | 0 | 0 | 0 | 0 | 0 | 0 | 0 | 0 | 0 | 0 | 0 | 0 | 0
Direct Buildings Pollutant Emissions[urban residential,electricity bf,NOx] | NoSettings | 0 | 0 | 0 | 0 | 0 | 0 | 0 | 0 | 0 | 0 | 0 | 0 | 0 | 0 | 0 | 0 | 0 | 0 | 0 | 0 | 0 | 0 | 0 | 0 | 0 | 0 | 0 | 0 | 0 | 0 | 0
Direct Buildings Pollutant Emissions[urban residential,electricity bf,PM10] | NoSettings | 0 | 0 | 0 | 0 | 0 | 0 | 0 | 0 | 0 | 0 | 0 | 0 | 0 | 0 | 0 | 0 | 0 | 0 | 0 | 0 | 0 | 0 | 0 | 0 | 0 | 0 | 0 | 0 | 0 | 0 | 0
Direct Buildings Pollutant Emissions[urban residential,electricity bf,PM25] | NoSettings | 0 | 0 | 0 | 0 | 0 | 0 | 0 | 0 | 0 | 0 | 0 | 0 | 0 | 0 | 0 | 0 | 0 | 0 | 0 | 0 | 0 | 0 | 0 | 0 | 0 | 0 | 0 | 0 | 0 | 0 | 0
Direct Buildings Pollutant Emissions[urban residential,electricity bf,SOx] | NoSettings | 0 | 0 | 0 | 0 | 0 | 0 | 0 | 0 | 0 | 0 | 0 | 0 | 0 | 0 | 0 | 0 | 0 | 0 | 0 | 0 | 0 | 0 | 0 | 0 | 0 | 0 | 0 | 0 | 0 | 0 | 0
Direct Buildings Pollutant Emissions[urban residential,electricity bf,BC] | NoSettings | 0 | 0 | 0 | 0 | 0 | 0 | 0 | 0 | 0 | 0 | 0 | 0 | 0 | 0 | 0 | 0 | 0 | 0 | 0 | 0 | 0 | 0 | 0 | 0 | 0 | 0 | 0 | 0 | 0 | 0 | 0
Direct Buildings Pollutant Emissions[urban residential,electricity bf,OC] | NoSettings | 0 | 0 | 0 | 0 | 0 | 0 | 0 | 0 | 0 | 0 | 0 | 0 | 0 | 0 | 0 | 0 | 0 | 0 | 0 | 0 | 0 | 0 | 0 | 0 | 0 | 0 | 0 | 0 | 0 | 0 | 0
Direct Buildings Pollutant Emissions[urban residential,electricity bf,CH4] | NoSettings | 0 | 0 | 0 | 0 | 0 | 0 | 0 | 0 | 0 | 0 | 0 | 0 | 0 | 0 | 0 | 0 | 0 | 0 | 0 | 0 | 0 | 0 | 0 | 0 | 0 | 0 | 0 | 0 | 0 | 0 | 0
Direct Buildings Pollutant Emissions[urban residential,electricity bf,N2O] | NoSettings | 0 | 0 | 0 | 0 | 0 | 0 | 0 | 0 | 0 | 0 | 0 | 0 | 0 | 0 | 0 | 0 | 0 | 0 | 0 | 0 | 0 | 0 | 0 | 0 | 0 | 0 | 0 | 0 | 0 | 0 | 0
Direct Buildings Pollutant Emissions[urban residential,electricity bf,F gases] | NoSettings | 0 | 0 | 0 | 0 | 0 | 0 | 0 | 0 | 0 | 0 | 0 | 0 | 0 | 0 | 0 | 0 | 0 | 0 | 0 | 0 | 0 | 0 | 0 | 0 | 0 | 0 | 0 | 0 | 0 | 0 | 0
Direct Buildings Pollutant Emissions[urban residential,hard coal bf,CO2] | NoSettings | 0 | 0 | 0 | 0 | 0 | 0 | 0 | 0 | 0 | 0 | 0 | 0 | 0 | 0 | 0 | 0 | 0 | 0 | 0 | 0 | 0 | 0 | 0 | 0 | 0 | 0 | 0 | 0 | 0 | 0 | 0
Direct Buildings Pollutant Emissions[urban residential,hard coal bf,VOC] | NoSettings | 0 | 0 | 0 | 0 | 0 | 0 | 0 | 0 | 0 | 0 | 0 | 0 | 0 | 0 | 0 | 0 | 0 | 0 | 0 | 0 | 0 | 0 | 0 | 0 | 0 | 0 | 0 | 0 | 0 | 0 | 0
Direct Buildings Pollutant Emissions[urban residential,hard coal bf,CO] | NoSettings | 0 | 0 | 0 | 0 | 0 | 0 | 0 | 0 | 0 | 0 | 0 | 0 | 0 | 0 | 0 | 0 | 0 | 0 | 0 | 0 | 0 | 0 | 0 | 0 | 0 | 0 | 0 | 0 | 0 | 0 | 0
Direct Buildings Pollutant Emissions[urban residential,hard coal bf,NOx] | NoSettings | 0 | 0 | 0 | 0 | 0 | 0 | 0 | 0 | 0 | 0 | 0 | 0 | 0 | 0 | 0 | 0 | 0 | 0 | 0 | 0 | 0 | 0 | 0 | 0 | 0 | 0 | 0 | 0 | 0 | 0 | 0
Direct Buildings Pollutant Emissions[urban residential,hard coal bf,PM10] | NoSettings | 0 | 0 | 0 | 0 | 0 | 0 | 0 | 0 | 0 | 0 | 0 | 0 | 0 | 0 | 0 | 0 | 0 | 0 | 0 | 0 | 0 | 0 | 0 | 0 | 0 | 0 | 0 | 0 | 0 | 0 | 0
Direct Buildings Pollutant Emissions[urban residential,hard coal bf,PM25] | NoSettings | 0 | 0 | 0 | 0 | 0 | 0 | 0 | 0 | 0 | 0 | 0 | 0 | 0 | 0 | 0 | 0 | 0 | 0 | 0 | 0 | 0 | 0 | 0 | 0 | 0 | 0 | 0 | 0 | 0 | 0 | 0
Direct Buildings Pollutant Emissions[urban residential,hard coal bf,SOx] | NoSettings | 0 | 0 | 0 | 0 | 0 | 0 | 0 | 0 | 0 | 0 | 0 | 0 | 0 | 0 | 0 | 0 | 0 | 0 | 0 | 0 | 0 | 0 | 0 | 0 | 0 | 0 | 0 | 0 | 0 | 0 | 0
Direct Buildings Pollutant Emissions[urban residential,hard coal bf,BC] | NoSettings | 0 | 0 | 0 | 0 | 0 | 0 | 0 | 0 | 0 | 0 | 0 | 0 | 0 | 0 | 0 | 0 | 0 | 0 | 0 | 0 | 0 | 0 | 0 | 0 | 0 | 0 | 0 | 0 | 0 | 0 | 0
Direct Buildings Pollutant Emissions[urban residential,hard coal bf,OC] | NoSettings | 0 | 0 | 0 | 0 | 0 | 0 | 0 | 0 | 0 | 0 | 0 | 0 | 0 | 0 | 0 | 0 | 0 | 0 | 0 | 0 | 0 | 0 | 0 | 0 | 0 | 0 | 0 | 0 | 0 | 0 | 0
Direct Buildings Pollutant Emissions[urban residential,hard coal bf,CH4] | NoSettings | 0 | 0 | 0 | 0 | 0 | 0 | 0 | 0 | 0 | 0 | 0 | 0 | 0 | 0 | 0 | 0 | 0 | 0 | 0 | 0 | 0 | 0 | 0 | 0 | 0 | 0 | 0 | 0 | 0 | 0 | 0
Direct Buildings Pollutant Emissions[urban residential,hard coal bf,N2O] | NoSettings | 0 | 0 | 0 | 0 | 0 | 0 | 0 | 0 | 0 | 0 | 0 | 0 | 0 | 0 | 0 | 0 | 0 | 0 | 0 | 0 | 0 | 0 | 0 | 0 | 0 | 0 | 0 | 0 | 0 | 0 | 0
Direct Buildings Pollutant Emissions[urban residential,hard coal bf,F gases] | NoSettings | 0 | 0 | 0 | 0 | 0 | 0 | 0 | 0 | 0 | 0 | 0 | 0 | 0 | 0 | 0 | 0 | 0 | 0 | 0 | 0 | 0 | 0 | 0 | 0 | 0 | 0 | 0 | 0 | 0 | 0 | 0
Direct Buildings Pollutant Emissions[urban residential,natural gas bf,CO2] | NoSettings | 24099900000000 | 24895900000000 | 24948700000000 | 25001500000000 | 24948300000000 | 24948100000000 | 24894800000000 | 24788500000000 | 24682200000000 | 24522800000000 | 24310400000000 | 24151000000000 | 23885600000000 | 23726200000000 | 23460800000000 | 23195300000000 | 23036000000000 | 22876700000000 | 22664300000000 | 22611100000000 | 22398800000000 | 22292700000000 | 22239700000000 | 22186600000000 | 22186700000000 | 22133800000000 | 22133900000000 | 22134000000000 | 22134100000000 | 22187300000000 | 22240500000000
Direct Buildings Pollutant Emissions[urban residential,natural gas bf,VOC] | NoSettings | 1041480000 | 1075880000 | 1078160000 | 1080450000 | 1078150000 | 1078140000 | 1075830000 | 1071240000 | 1066650000 | 1059760000 | 1050580000 | 1043690000 | 1032220000 | 1025330000 | 1013860000 | 1002390000 | 995507000 | 988621000 | 979443000 | 977145000 | 967969000 | 963383000 | 961092000 | 958801000 | 958804000 | 956516000 | 956521000 | 956526000 | 956531000 | 958830000 | 961128000
Direct Buildings Pollutant Emissions[urban residential,natural gas bf,CO] | NoSettings | 10237200000 | 10575300000 | 10597800000 | 10620200000 | 10597600000 | 10597500000 | 10574900000 | 10529700000 | 10484600000 | 10416900000 | 10326600000 | 10259000000 | 10146200000 | 10078500000 | 9965740000 | 9852980000 | 9785310000 | 9717630000 | 9627420000 | 9604830000 | 9514630000 | 9469550000 | 9447030000 | 9424510000 | 9424550000 | 9402060000 | 9402110000 | 9402160000 | 9402210000 | 9424800000 | 9447390000
Direct Buildings Pollutant Emissions[urban residential,natural gas bf,NOx] | NoSettings | 16830000000 | 17385800000 | 17422700000 | 17459600000 | 17422400000 | 17422300000 | 17385100000 | 17310800000 | 17236600000 | 17125300000 | 16976900000 | 16865700000 | 16680300000 | 16569000000 | 16383600000 | 16198300000 | 16087000000 | 15975700000 | 15827400000 | 15790300000 | 15642000000 | 15567900000 | 15530900000 | 15493900000 | 15493900000 | 15456900000 | 15457000000 | 15457100000 | 15457200000 | 15494300000 | 15531500000
Direct Buildings Pollutant Emissions[urban residential,natural gas bf,PM10] | NoSettings | 1438000000 | 1485490000 | 1488650000 | 1491800000 | 1488620000 | 1488610000 | 1485430000 | 1479090000 | 1472740000 | 1463230000 | 1450560000 | 1441050000 | 1425210000 | 1415700000 | 1399860000 | 1384030000 | 1374520000 | 1365010000 | 1352340000 | 1349170000 | 1336500000 | 1330170000 | 1327000000 | 1323840000 | 1323840000 | 1320680000 | 1320690000 | 1320700000 | 1320710000 | 1323880000 | 1327050000
Direct Buildings Pollutant Emissions[urban residential,natural gas bf,PM25] | NoSettings | 1438000000 | 1485490000 | 1488650000 | 1491800000 | 1488620000 | 1488610000 | 1485430000 | 1479090000 | 1472740000 | 1463230000 | 1450560000 | 1441050000 | 1425210000 | 1415700000 | 1399860000 | 1384030000 | 1374520000 | 1365010000 | 1352340000 | 1349170000 | 1336500000 | 1330170000 | 1327000000 | 1323840000 | 1323840000 | 1320680000 | 1320690000 | 1320700000 | 1320710000 | 1323880000 | 1327050000
Direct Buildings Pollutant Emissions[urban residential,natural gas bf,SOx] | NoSettings | 109917000 | 113547000 | 113788000 | 114029000 | 113786000 | 113785000 | 113542000 | 113057000 | 112572000 | 111845000 | 110877000 | 110150000 | 108939000 | 108212000 | 107002000 | 105791000 | 105064000 | 104338000 | 103369000 | 103127000 | 102158000 | 101674000 | 101432000 | 101190000 | 101191000 | 100949000 | 100950000 | 100950000 | 100951000 | 101194000 | 101436000
Direct Buildings Pollutant Emissions[urban residential,natural gas bf,BC] | NoSettings | 237093000 | 244924000 | 245443000 | 245963000 | 245439000 | 245437000 | 244913000 | 243867000 | 242821000 | 241253000 | 239163000 | 237596000 | 234984000 | 233417000 | 230805000 | 228194000 | 226626000 | 225059000 | 222970000 | 222447000 | 220357000 | 219313000 | 218792000 | 218270000 | 218271000 | 217750000 | 217751000 | 217753000 | 217754000 | 218277000 | 218800000
Direct Buildings Pollutant Emissions[urban residential,natural gas bf,OC] | NoSettings | 615442000 | 635769000 | 637118000 | 638467000 | 637107000 | 637102000 | 635742000 | 633026000 | 630311000 | 626242000 | 620817000 | 616748000 | 609969000 | 605900000 | 599121000 | 592342000 | 588274000 | 584205000 | 578781000 | 577423000 | 572001000 | 569291000 | 567937000 | 566583000 | 566585000 | 565233000 | 565236000 | 565239000 | 565242000 | 566600000 | 567959000
Direct Buildings Pollutant Emissions[urban residential,natural gas bf,CH4] | NoSettings | 454201000 | 469202000 | 470198000 | 471194000 | 470190000 | 470186000 | 469182000 | 467178000 | 465175000 | 462171000 | 458167000 | 455164000 | 450161000 | 447159000 | 442155000 | 437153000 | 434150000 | 431148000 | 427145000 | 426143000 | 422141000 | 420141000 | 419142000 | 418143000 | 418144000 | 417146000 | 417148000 | 417151000 | 417153000 | 418155000 | 419158000
Direct Buildings Pollutant Emissions[urban residential,natural gas bf,N2O] | NoSettings | 45420100 | 46920200 | 47019800 | 47119400 | 47019000 | 47018600 | 46918200 | 46717800 | 46517500 | 46217100 | 45816700 | 45516400 | 45016100 | 44715900 | 44215500 | 43715300 | 43415000 | 43114800 | 42714500 | 42614300 | 42214100 | 42014100 | 41914200 | 41814300 | 41814400 | 41714600 | 41714800 | 41715100 | 41715300 | 41815500 | 41915800
Direct Buildings Pollutant Emissions[urban residential,natural gas bf,F gases] | NoSettings | 0 | 0 | 0 | 0 | 0 | 0 | 0 | 0 | 0 | 0 | 0 | 0 | 0 | 0 | 0 | 0 | 0 | 0 | 0 | 0 | 0 | 0 | 0 | 0 | 0 | 0 | 0 | 0 | 0 | 0 | 0
Direct Buildings Pollutant Emissions[urban residential,petroleum diesel bf,CO2] | NoSettings | 22046000000 | 22020900000 | 22072600000 | 22052700000 | 22035600000 | 21946900000 | 21936500000 | 21855900000 | 21779000000 | 21632600000 | 21562300000 | 21424000000 | 21288600000 | 21155500000 | 20882600000 | 20688800000 | 20430700000 | 20182200000 | 19801300000 | 19659300000 | 19468500000 | 19311000000 | 19140800000 | 19022500000 | 18978100000 | 18889400000 | 18763700000 | 18763700000 | 18734100000 | 18785800000 | 18734100000
Direct Buildings Pollutant Emissions[urban residential,petroleum diesel bf,VOC] | NoSettings | 334744 | 334362 | 335148 | 334845 | 334587 | 333239 | 333082 | 331858 | 330690 | 328466 | 327399 | 325299 | 323244 | 321223 | 317079 | 314137 | 310218 | 306444 | 300661 | 298505 | 295607 | 293215 | 290632 | 288836 | 288162 | 286814 | 284905 | 284905 | 284456 | 285242 | 284456
Direct Buildings Pollutant Emissions[urban residential,petroleum diesel bf,CO] | NoSettings | 6999510 | 6991530 | 7007970 | 7001630 | 6996230 | 6968050 | 6964760 | 6939170 | 6914740 | 6868250 | 6845940 | 6802030 | 6759060 | 6716790 | 6630140 | 6568620 | 6486670 | 6407770 | 6286840 | 6241750 | 6181170 | 6131150 | 6077140 | 6039570 | 6025480 | 5997300 | 5957380 | 5957380 | 5947990 | 5964430 | 5947990
Direct Buildings Pollutant Emissions[urban residential,petroleum diesel bf,NOx] | NoSettings | 18545900 | 18524800 | 18568300 | 18551500 | 18537200 | 18462600 | 18453900 | 18386000 | 18321300 | 18198100 | 18139000 | 18022700 | 17908800 | 17796800 | 17567300 | 17404200 | 17187100 | 16978000 | 16657600 | 16538200 | 16377600 | 16245100 | 16102000 | 16002500 | 15965100 | 15890500 | 15784700 | 15784700 | 15759800 | 15803400 | 15759800
Direct Buildings Pollutant Emissions[urban residential,petroleum diesel bf,PM10] | NoSettings | 2342310 | 2339640 | 2345140 | 2343020 | 2341210 | 2331780 | 2330680 | 2322120 | 2313950 | 2298390 | 2290920 | 2276230 | 2261850 | 2247700 | 2218710 | 2198120 | 2170690 | 2144290 | 2103820 | 2088730 | 2068460 | 2051720 | 2033650 | 2021080 | 2016360 | 2006930 | 1993570 | 1993570 | 1990430 | 1995930 | 1990430
Direct Buildings Pollutant Emissions[urban residential,petroleum diesel bf,PM25] | NoSettings | 2096400 | 2094010 | 2098930 | 2097030 | 2095410 | 2086970 | 2085990 | 2078320 | 2071010 | 2057080 | 2050400 | 2037250 | 2024380 | 2011720 | 1985770 | 1967340 | 1942800 | 1919170 | 1882950 | 1869440 | 1851300 | 1836320 | 1820140 | 1808890 | 1804670 | 1796230 | 1784270 | 1784270 | 1781460 | 1786380 | 1781460
Direct Buildings Pollutant Emissions[urban residential,petroleum diesel bf,SOx] | NoSettings | 151127 | 150954 | 151309 | 151172 | 151056 | 150447 | 150376 | 149824 | 149296 | 148292 | 147811 | 146863 | 145935 | 145022 | 143151 | 141823 | 140054 | 138350 | 135739 | 134766 | 133458 | 132378 | 131212 | 130400 | 130096 | 129488 | 128626 | 128626 | 128423 | 128778 | 128423
Direct Buildings Pollutant Emissions[urban residential,petroleum diesel bf,BC] | NoSettings | 209550 | 209311 | 209803 | 209614 | 209452 | 208608 | 208510 | 207744 | 207012 | 205620 | 204953 | 203638 | 202352 | 201086 | 198492 | 196650 | 194197 | 191835 | 188214 | 186864 | 185051 | 183553 | 181936 | 180812 | 180390 | 179546 | 178351 | 178351 | 178070 | 178562 | 178070
Direct Buildings Pollutant Emissions[urban residential,petroleum diesel bf,OC] | NoSettings | 524025 | 523427 | 524658 | 524183 | 523779 | 521669 | 521423 | 519507 | 517678 | 514197 | 512527 | 509240 | 506023 | 502858 | 496371 | 491765 | 485630 | 479723 | 470669 | 467294 | 462758 | 459014 | 454970 | 452158 | 451103 | 448993 | 446005 | 446005 | 445301 | 446532 | 445301
Direct Buildings Pollutant Emissions[urban residential,petroleum diesel bf,CH4] | NoSettings | 894240 | 893220 | 895320 | 894510 | 893820 | 890220 | 889800 | 886530 | 883410 | 877470 | 874620 | 869010 | 863520 | 858120 | 847050 | 839190 | 828720 | 818640 | 803190 | 797430 | 789690 | 783300 | 776400 | 771600 | 769800 | 766200 | 761100 | 761100 | 759900 | 762000 | 759900
Direct Buildings Pollutant Emissions[urban residential,petroleum diesel bf,N2O] | NoSettings | 178848 | 178644 | 179064 | 178902 | 178764 | 178044 | 177960 | 177306 | 176682 | 175494 | 174924 | 173802 | 172704 | 171624 | 169410 | 167838 | 165744 | 163728 | 160638 | 159486 | 157938 | 156660 | 155280 | 154320 | 153960 | 153240 | 152220 | 152220 | 151980 | 152400 | 151980
Direct Buildings Pollutant Emissions[urban residential,petroleum diesel bf,F gases] | NoSettings | 0 | 0 | 0 | 0 | 0 | 0 | 0 | 0 | 0 | 0 | 0 | 0 | 0 | 0 | 0 | 0 | 0 | 0 | 0 | 0 | 0 | 0 | 0 | 0 | 0 | 0 | 0 | 0 | 0 | 0 | 0
Direct Buildings Pollutant Emissions[urban residential,heat bf,CO2] | NoSettings | 0 | 0 | 0 | 0 | 0 | 0 | 0 | 0 | 0 | 0 | 0 | 0 | 0 | 0 | 0 | 0 | 0 | 0 | 0 | 0 | 0 | 0 | 0 | 0 | 0 | 0 | 0 | 0 | 0 | 0 | 0
Direct Buildings Pollutant Emissions[urban residential,heat bf,VOC] | NoSettings | 0 | 0 | 0 | 0 | 0 | 0 | 0 | 0 | 0 | 0 | 0 | 0 | 0 | 0 | 0 | 0 | 0 | 0 | 0 | 0 | 0 | 0 | 0 | 0 | 0 | 0 | 0 | 0 | 0 | 0 | 0
Direct Buildings Pollutant Emissions[urban residential,heat bf,CO] | NoSettings | 0 | 0 | 0 | 0 | 0 | 0 | 0 | 0 | 0 | 0 | 0 | 0 | 0 | 0 | 0 | 0 | 0 | 0 | 0 | 0 | 0 | 0 | 0 | 0 | 0 | 0 | 0 | 0 | 0 | 0 | 0
Direct Buildings Pollutant Emissions[urban residential,heat bf,NOx] | NoSettings | 0 | 0 | 0 | 0 | 0 | 0 | 0 | 0 | 0 | 0 | 0 | 0 | 0 | 0 | 0 | 0 | 0 | 0 | 0 | 0 | 0 | 0 | 0 | 0 | 0 | 0 | 0 | 0 | 0 | 0 | 0
Direct Buildings Pollutant Emissions[urban residential,heat bf,PM10] | NoSettings | 0 | 0 | 0 | 0 | 0 | 0 | 0 | 0 | 0 | 0 | 0 | 0 | 0 | 0 | 0 | 0 | 0 | 0 | 0 | 0 | 0 | 0 | 0 | 0 | 0 | 0 | 0 | 0 | 0 | 0 | 0
Direct Buildings Pollutant Emissions[urban residential,heat bf,PM25] | NoSettings | 0 | 0 | 0 | 0 | 0 | 0 | 0 | 0 | 0 | 0 | 0 | 0 | 0 | 0 | 0 | 0 | 0 | 0 | 0 | 0 | 0 | 0 | 0 | 0 | 0 | 0 | 0 | 0 | 0 | 0 | 0
Direct Buildings Pollutant Emissions[urban residential,heat bf,SOx] | NoSettings | 0 | 0 | 0 | 0 | 0 | 0 | 0 | 0 | 0 | 0 | 0 | 0 | 0 | 0 | 0 | 0 | 0 | 0 | 0 | 0 | 0 | 0 | 0 | 0 | 0 | 0 | 0 | 0 | 0 | 0 | 0
Direct Buildings Pollutant Emissions[urban residential,heat bf,BC] | NoSettings | 0 | 0 | 0 | 0 | 0 | 0 | 0 | 0 | 0 | 0 | 0 | 0 | 0 | 0 | 0 | 0 | 0 | 0 | 0 | 0 | 0 | 0 | 0 | 0 | 0 | 0 | 0 | 0 | 0 | 0 | 0
Direct Buildings Pollutant Emissions[urban residential,heat bf,OC] | NoSettings | 0 | 0 | 0 | 0 | 0 | 0 | 0 | 0 | 0 | 0 | 0 | 0 | 0 | 0 | 0 | 0 | 0 | 0 | 0 | 0 | 0 | 0 | 0 | 0 | 0 | 0 | 0 | 0 | 0 | 0 | 0
Direct Buildings Pollutant Emissions[urban residential,heat bf,CH4] | NoSettings | 0 | 0 | 0 | 0 | 0 | 0 | 0 | 0 | 0 | 0 | 0 | 0 | 0 | 0 | 0 | 0 | 0 | 0 | 0 | 0 | 0 | 0 | 0 | 0 | 0 | 0 | 0 | 0 | 0 | 0 | 0
Direct Buildings Pollutant Emissions[urban residential,heat bf,N2O] | NoSettings | 0 | 0 | 0 | 0 | 0 | 0 | 0 | 0 | 0 | 0 | 0 | 0 | 0 | 0 | 0 | 0 | 0 | 0 | 0 | 0 | 0 | 0 | 0 | 0 | 0 | 0 | 0 | 0 | 0 | 0 | 0
Direct Buildings Pollutant Emissions[urban residential,heat bf,F gases] | NoSettings | 0 | 0 | 0 | 0 | 0 | 0 | 0 | 0 | 0 | 0 | 0 | 0 | 0 | 0 | 0 | 0 | 0 | 0 | 0 | 0 | 0 | 0 | 0 | 0 | 0 | 0 | 0 | 0 | 0 | 0 | 0
Direct Buildings Pollutant Emissions[urban residential,biomass bf,CO2] | NoSettings | 0 | 0 | 0 | 0 | 0 | 0 | 0 | 0 | 0 | 0 | 0 | 0 | 0 | 0 | 0 | 0 | 0 | 0 | 0 | 0 | 0 | 0 | 0 | 0 | 0 | 0 | 0 | 0 | 0 | 0 | 0
Direct Buildings Pollutant Emissions[urban residential,biomass bf,VOC] | NoSettings | 10199400 | 10199400 | 10199400 | 10199400 | 10199400 | 10199400 | 10199400 | 10199400 | 10199400 | 10199400 | 10199400 | 10199400 | 10199400 | 10199400 | 10199400 | 10199400 | 10199400 | 10199400 | 10199400 | 10199400 | 10199400 | 10199400 | 10199400 | 10199400 | 10199400 | 10199400 | 10199400 | 10199400 | 10199400 | 10199400 | 10199400
Direct Buildings Pollutant Emissions[urban residential,biomass bf,CO] | NoSettings | 161731000 | 161731000 | 161731000 | 161731000 | 161731000 | 161731000 | 161731000 | 161731000 | 161731000 | 161731000 | 161731000 | 161731000 | 161731000 | 161731000 | 161731000 | 161731000 | 161731000 | 161731000 | 161731000 | 161731000 | 161731000 | 161731000 | 161731000 | 161731000 | 161731000 | 161731000 | 161731000 | 161731000 | 161731000 | 161731000 | 161731000
Direct Buildings Pollutant Emissions[urban residential,biomass bf,NOx] | NoSettings | 1064970000 | 1064970000 | 1064970000 | 1064970000 | 1064970000 | 1064970000 | 1064970000 | 1064970000 | 1064970000 | 1064970000 | 1064970000 | 1064970000 | 1064970000 | 1064970000 | 1064970000 | 1064970000 | 1064970000 | 1064970000 | 1064970000 | 1064970000 | 1064970000 | 1064970000 | 1064970000 | 1064970000 | 1064970000 | 1064970000 | 1064970000 | 1064970000 | 1064970000 | 1064970000 | 1064970000
Direct Buildings Pollutant Emissions[urban residential,biomass bf,PM10] | NoSettings | 23798600 | 23798600 | 23798600 | 23798600 | 23798600 | 23798600 | 23798600 | 23798600 | 23798600 | 23798600 | 23798600 | 23798600 | 23798600 | 23798600 | 23798600 | 23798600 | 23798600 | 23798600 | 23798600 | 23798600 | 23798600 | 23798600 | 23798600 | 23798600 | 23798600 | 23798600 | 23798600 | 23798600 | 23798600 | 23798600 | 23798600
Direct Buildings Pollutant Emissions[urban residential,biomass bf,PM25] | NoSettings | 21021800 | 21021800 | 21021800 | 21021800 | 21021800 | 21021800 | 21021800 | 21021800 | 21021800 | 21021800 | 21021800 | 21021800 | 21021800 | 21021800 | 21021800 | 21021800 | 21021800 | 21021800 | 21021800 | 21021800 | 21021800 | 21021800 | 21021800 | 21021800 | 21021800 | 21021800 | 21021800 | 21021800 | 21021800 | 21021800 | 21021800
Direct Buildings Pollutant Emissions[urban residential,biomass bf,SOx] | NoSettings | 721452000 | 721452000 | 721452000 | 721452000 | 721452000 | 721452000 | 721452000 | 721452000 | 721452000 | 721452000 | 721452000 | 721452000 | 721452000 | 721452000 | 721452000 | 721452000 | 721452000 | 721452000 | 721452000 | 721452000 | 721452000 | 721452000 | 721452000 | 721452000 | 721452000 | 721452000 | 721452000 | 721452000 | 721452000 | 721452000 | 721452000
Direct Buildings Pollutant Emissions[urban residential,biomass bf,BC] | NoSettings | 2901400 | 2901400 | 2901400 | 2901400 | 2901400 | 2901400 | 2901400 | 2901400 | 2901400 | 2901400 | 2901400 | 2901400 | 2901400 | 2901400 | 2901400 | 2901400 | 2901400 | 2901400 | 2901400 | 2901400 | 2901400 | 2901400 | 2901400 | 2901400 | 2901400 | 2901400 | 2901400 | 2901400 | 2901400 | 2901400 | 2901400
Direct Buildings Pollutant Emissions[urban residential,biomass bf,OC] | NoSettings | 6853000 | 6853000 | 6853000 | 6853000 | 6853000 | 6853000 | 6853000 | 6853000 | 6853000 | 6853000 | 6853000 | 6853000 | 6853000 | 6853000 | 6853000 | 6853000 | 6853000 | 6853000 | 6853000 | 6853000 | 6853000 | 6853000 | 6853000 | 6853000 | 6853000 | 6853000 | 6853000 | 6853000 | 6853000 | 6853000 | 6853000
Direct Buildings Pollutant Emissions[urban residential,biomass bf,CH4] | NoSettings | 0 | 0 | 0 | 0 | 0 | 0 | 0 | 0 | 0 | 0 | 0 | 0 | 0 | 0 | 0 | 0 | 0 | 0 | 0 | 0 | 0 | 0 | 0 | 0 | 0 | 0 | 0 | 0 | 0 | 0 | 0
Direct Buildings Pollutant Emissions[urban residential,biomass bf,N2O] | NoSettings | 0 | 0 | 0 | 0 | 0 | 0 | 0 | 0 | 0 | 0 | 0 | 0 | 0 | 0 | 0 | 0 | 0 | 0 | 0 | 0 | 0 | 0 | 0 | 0 | 0 | 0 | 0 | 0 | 0 | 0 | 0
Direct Buildings Pollutant Emissions[urban residential,biomass bf,F gases] | NoSettings | 0 | 0 | 0 | 0 | 0 | 0 | 0 | 0 | 0 | 0 | 0 | 0 | 0 | 0 | 0 | 0 | 0 | 0 | 0 | 0 | 0 | 0 | 0 | 0 | 0 | 0 | 0 | 0 | 0 | 0 | 0
Direct Buildings Pollutant Emissions[urban residential,kerosene bf,CO2] | NoSettings | 0 | 0 | 0 | 0 | 0 | 0 | 0 | 0 | 0 | 0 | 0 | 0 | 0 | 0 | 0 | 0 | 0 | 0 | 0 | 0 | 0 | 0 | 0 | 0 | 0 | 0 | 0 | 0 | 0 | 0 | 0
Direct Buildings Pollutant Emissions[urban residential,kerosene bf,VOC] | NoSettings | 0 | 0 | 0 | 0 | 0 | 0 | 0 | 0 | 0 | 0 | 0 | 0 | 0 | 0 | 0 | 0 | 0 | 0 | 0 | 0 | 0 | 0 | 0 | 0 | 0 | 0 | 0 | 0 | 0 | 0 | 0
Direct Buildings Pollutant Emissions[urban residential,kerosene bf,CO] | NoSettings | 0 | 0 | 0 | 0 | 0 | 0 | 0 | 0 | 0 | 0 | 0 | 0 | 0 | 0 | 0 | 0 | 0 | 0 | 0 | 0 | 0 | 0 | 0 | 0 | 0 | 0 | 0 | 0 | 0 | 0 | 0
Direct Buildings Pollutant Emissions[urban residential,kerosene bf,NOx] | NoSettings | 0 | 0 | 0 | 0 | 0 | 0 | 0 | 0 | 0 | 0 | 0 | 0 | 0 | 0 | 0 | 0 | 0 | 0 | 0 | 0 | 0 | 0 | 0 | 0 | 0 | 0 | 0 | 0 | 0 | 0 | 0
Direct Buildings Pollutant Emissions[urban residential,kerosene bf,PM10] | NoSettings | 0 | 0 | 0 | 0 | 0 | 0 | 0 | 0 | 0 | 0 | 0 | 0 | 0 | 0 | 0 | 0 | 0 | 0 | 0 | 0 | 0 | 0 | 0 | 0 | 0 | 0 | 0 | 0 | 0 | 0 | 0
Direct Buildings Pollutant Emissions[urban residential,kerosene bf,PM25] | NoSettings | 0 | 0 | 0 | 0 | 0 | 0 | 0 | 0 | 0 | 0 | 0 | 0 | 0 | 0 | 0 | 0 | 0 | 0 | 0 | 0 | 0 | 0 | 0 | 0 | 0 | 0 | 0 | 0 | 0 | 0 | 0
Direct Buildings Pollutant Emissions[urban residential,kerosene bf,SOx] | NoSettings | 0 | 0 | 0 | 0 | 0 | 0 | 0 | 0 | 0 | 0 | 0 | 0 | 0 | 0 | 0 | 0 | 0 | 0 | 0 | 0 | 0 | 0 | 0 | 0 | 0 | 0 | 0 | 0 | 0 | 0 | 0
Direct Buildings Pollutant Emissions[urban residential,kerosene bf,BC] | NoSettings | 0 | 0 | 0 | 0 | 0 | 0 | 0 | 0 | 0 | 0 | 0 | 0 | 0 | 0 | 0 | 0 | 0 | 0 | 0 | 0 | 0 | 0 | 0 | 0 | 0 | 0 | 0 | 0 | 0 | 0 | 0
Direct Buildings Pollutant Emissions[urban residential,kerosene bf,OC] | NoSettings | 0 | 0 | 0 | 0 | 0 | 0 | 0 | 0 | 0 | 0 | 0 | 0 | 0 | 0 | 0 | 0 | 0 | 0 | 0 | 0 | 0 | 0 | 0 | 0 | 0 | 0 | 0 | 0 | 0 | 0 | 0
Direct Buildings Pollutant Emissions[urban residential,kerosene bf,CH4] | NoSettings | 0 | 0 | 0 | 0 | 0 | 0 | 0 | 0 | 0 | 0 | 0 | 0 | 0 | 0 | 0 | 0 | 0 | 0 | 0 | 0 | 0 | 0 | 0 | 0 | 0 | 0 | 0 | 0 | 0 | 0 | 0
Direct Buildings Pollutant Emissions[urban residential,kerosene bf,N2O] | NoSettings | 0 | 0 | 0 | 0 | 0 | 0 | 0 | 0 | 0 | 0 | 0 | 0 | 0 | 0 | 0 | 0 | 0 | 0 | 0 | 0 | 0 | 0 | 0 | 0 | 0 | 0 | 0 | 0 | 0 | 0 | 0
Direct Buildings Pollutant Emissions[urban residential,kerosene bf,F gases] | NoSettings | 0 | 0 | 0 | 0 | 0 | 0 | 0 | 0 | 0 | 0 | 0 | 0 | 0 | 0 | 0 | 0 | 0 | 0 | 0 | 0 | 0 | 0 | 0 | 0 | 0 | 0 | 0 | 0 | 0 | 0 | 0
Direct Buildings Pollutant Emissions[urban residential,heavy or residual fuel oil bf,CO2] | NoSettings | 0 | 0 | 0 | 0 | 0 | 0 | 0 | 0 | 0 | 0 | 0 | 0 | 0 | 0 | 0 | 0 | 0 | 0 | 0 | 0 | 0 | 0 | 0 | 0 | 0 | 0 | 0 | 0 | 0 | 0 | 0
Direct Buildings Pollutant Emissions[urban residential,heavy or residual fuel oil bf,VOC] | NoSettings | 0 | 0 | 0 | 0 | 0 | 0 | 0 | 0 | 0 | 0 | 0 | 0 | 0 | 0 | 0 | 0 | 0 | 0 | 0 | 0 | 0 | 0 | 0 | 0 | 0 | 0 | 0 | 0 | 0 | 0 | 0
Direct Buildings Pollutant Emissions[urban residential,heavy or residual fuel oil bf,CO] | NoSettings | 0 | 0 | 0 | 0 | 0 | 0 | 0 | 0 | 0 | 0 | 0 | 0 | 0 | 0 | 0 | 0 | 0 | 0 | 0 | 0 | 0 | 0 | 0 | 0 | 0 | 0 | 0 | 0 | 0 | 0 | 0
Direct Buildings Pollutant Emissions[urban residential,heavy or residual fuel oil bf,NOx] | NoSettings | 0 | 0 | 0 | 0 | 0 | 0 | 0 | 0 | 0 | 0 | 0 | 0 | 0 | 0 | 0 | 0 | 0 | 0 | 0 | 0 | 0 | 0 | 0 | 0 | 0 | 0 | 0 | 0 | 0 | 0 | 0
Direct Buildings Pollutant Emissions[urban residential,heavy or residual fuel oil bf,PM10] | NoSettings | 0 | 0 | 0 | 0 | 0 | 0 | 0 | 0 | 0 | 0 | 0 | 0 | 0 | 0 | 0 | 0 | 0 | 0 | 0 | 0 | 0 | 0 | 0 | 0 | 0 | 0 | 0 | 0 | 0 | 0 | 0
Direct Buildings Pollutant Emissions[urban residential,heavy or residual fuel oil bf,PM25] | NoSettings | 0 | 0 | 0 | 0 | 0 | 0 | 0 | 0 | 0 | 0 | 0 | 0 | 0 | 0 | 0 | 0 | 0 | 0 | 0 | 0 | 0 | 0 | 0 | 0 | 0 | 0 | 0 | 0 | 0 | 0 | 0
Direct Buildings Pollutant Emissions[urban residential,heavy or residual fuel oil bf,SOx] | NoSettings | 0 | 0 | 0 | 0 | 0 | 0 | 0 | 0 | 0 | 0 | 0 | 0 | 0 | 0 | 0 | 0 | 0 | 0 | 0 | 0 | 0 | 0 | 0 | 0 | 0 | 0 | 0 | 0 | 0 | 0 | 0
Direct Buildings Pollutant Emissions[urban residential,heavy or residual fuel oil bf,BC] | NoSettings | 0 | 0 | 0 | 0 | 0 | 0 | 0 | 0 | 0 | 0 | 0 | 0 | 0 | 0 | 0 | 0 | 0 | 0 | 0 | 0 | 0 | 0 | 0 | 0 | 0 | 0 | 0 | 0 | 0 | 0 | 0
Direct Buildings Pollutant Emissions[urban residential,heavy or residual fuel oil bf,OC] | NoSettings | 0 | 0 | 0 | 0 | 0 | 0 | 0 | 0 | 0 | 0 | 0 | 0 | 0 | 0 | 0 | 0 | 0 | 0 | 0 | 0 | 0 | 0 | 0 | 0 | 0 | 0 | 0 | 0 | 0 | 0 | 0
Direct Buildings Pollutant Emissions[urban residential,heavy or residual fuel oil bf,CH4] | NoSettings | 0 | 0 | 0 | 0 | 0 | 0 | 0 | 0 | 0 | 0 | 0 | 0 | 0 | 0 | 0 | 0 | 0 | 0 | 0 | 0 | 0 | 0 | 0 | 0 | 0 | 0 | 0 | 0 | 0 | 0 | 0
Direct Buildings Pollutant Emissions[urban residential,heavy or residual fuel oil bf,N2O] | NoSettings | 0 | 0 | 0 | 0 | 0 | 0 | 0 | 0 | 0 | 0 | 0 | 0 | 0 | 0 | 0 | 0 | 0 | 0 | 0 | 0 | 0 | 0 | 0 | 0 | 0 | 0 | 0 | 0 | 0 | 0 | 0
Direct Buildings Pollutant Emissions[urban residential,heavy or residual fuel oil bf,F gases] | NoSettings | 0 | 0 | 0 | 0 | 0 | 0 | 0 | 0 | 0 | 0 | 0 | 0 | 0 | 0 | 0 | 0 | 0 | 0 | 0 | 0 | 0 | 0 | 0 | 0 | 0 | 0 | 0 | 0 | 0 | 0 | 0
Direct Buildings Pollutant Emissions[urban residential,LPG propane or butane bf,CO2] | NoSettings | 1010400000000 | 965537000000 | 905920000000 | 905920000000 | 897931000000 | 885639000000 | 865357000000 | 860440000000 | 840773000000 | 808814000000 | 786688000000 | 755958000000 | 725843000000 | 703102000000 | 682206000000 | 661310000000 | 641028000000 | 622590000000 | 602308000000 | 580797000000 | 566047000000 | 551911000000 | 539619000000 | 527327000000 | 516879000000 | 511347000000 | 496597000000 | 489222000000 | 480617000000 | 472627000000 | 465252000000
Direct Buildings Pollutant Emissions[urban residential,LPG propane or butane bf,VOC] | NoSettings | 65266800 | 62368700 | 58517800 | 58517800 | 58001700 | 57207700 | 55897600 | 55580000 | 54309600 | 52245200 | 50816000 | 48831000 | 46885700 | 45416800 | 44067000 | 42717200 | 41407100 | 40216100 | 38906000 | 37516500 | 36563700 | 35650600 | 34856600 | 34062600 | 33387700 | 33030400 | 32077600 | 31601200 | 31045400 | 30529300 | 30052900
Direct Buildings Pollutant Emissions[urban residential,LPG propane or butane bf,CO] | NoSettings | 53939600 | 51544500 | 48361900 | 48361900 | 47935400 | 47279200 | 46196500 | 45934000 | 44884100 | 43178000 | 41996800 | 40356300 | 38748600 | 37534600 | 36419100 | 35303600 | 34220800 | 33236500 | 32153800 | 31005500 | 30218000 | 29463400 | 28807200 | 28151000 | 27593200 | 27297900 | 26510500 | 26116800 | 25657400 | 25230900 | 24837200
Direct Buildings Pollutant Emissions[urban residential,LPG propane or butane bf,NOx] | NoSettings | 1060510000 | 1013420000 | 950848000 | 950848000 | 942462000 | 929560000 | 908273000 | 903112000 | 882469000 | 848925000 | 825702000 | 793448000 | 761839000 | 737972000 | 716039000 | 694106000 | 672818000 | 653466000 | 632178000 | 609601000 | 594119000 | 579282000 | 566380000 | 553479000 | 542512000 | 536707000 | 521225000 | 513484000 | 504453000 | 496067000 | 488326000
Direct Buildings Pollutant Emissions[urban residential,LPG propane or butane bf,PM10] | NoSettings | 57112600 | 54576500 | 51206800 | 51206800 | 50755100 | 50060300 | 48913900 | 48636000 | 47524300 | 45717800 | 44467200 | 42730200 | 41027900 | 39742600 | 38561400 | 37380200 | 36233800 | 35191600 | 34045200 | 32829300 | 31995500 | 31196500 | 30501700 | 29806900 | 29216300 | 28903700 | 28069900 | 27653000 | 27166700 | 26715100 | 26298200
Direct Buildings Pollutant Emissions[urban residential,LPG propane or butane bf,PM25] | NoSettings | 57112600 | 54576500 | 51206800 | 51206800 | 50755100 | 50060300 | 48913900 | 48636000 | 47524300 | 45717800 | 44467200 | 42730200 | 41027900 | 39742600 | 38561400 | 37380200 | 36233800 | 35191600 | 34045200 | 32829300 | 31995500 | 31196500 | 30501700 | 29806900 | 29216300 | 28903700 | 28069900 | 27653000 | 27166700 | 26715100 | 26298200
Direct Buildings Pollutant Emissions[urban residential,LPG propane or butane bf,SOx] | NoSettings | 0 | 0 | 0 | 0 | 0 | 0 | 0 | 0 | 0 | 0 | 0 | 0 | 0 | 0 | 0 | 0 | 0 | 0 | 0 | 0 | 0 | 0 | 0 | 0 | 0 | 0 | 0 | 0 | 0 | 0 | 0
Direct Buildings Pollutant Emissions[urban residential,LPG propane or butane bf,BC] | NoSettings | 9420120 | 9001830 | 8446020 | 8446020 | 8371530 | 8256930 | 8067840 | 8022000 | 7838640 | 7540680 | 7334400 | 7047900 | 6767130 | 6555120 | 6360300 | 6165480 | 5976390 | 5804490 | 5615400 | 5414850 | 5277330 | 5145540 | 5030940 | 4916340 | 4818930 | 4767360 | 4629840 | 4561080 | 4480860 | 4406370 | 4337610
Direct Buildings Pollutant Emissions[urban residential,LPG propane or butane bf,OC] | NoSettings | 24446300 | 23360800 | 21918400 | 21918400 | 21725100 | 21427700 | 20937000 | 20818000 | 20342200 | 19568900 | 19033600 | 18290100 | 17561500 | 17011300 | 16505700 | 16000100 | 15509400 | 15063300 | 14572600 | 14052200 | 13695300 | 13353300 | 13055900 | 12758500 | 12505700 | 12371800 | 12015000 | 11836500 | 11628300 | 11435000 | 11256600
Direct Buildings Pollutant Emissions[urban residential,LPG propane or butane bf,CH4] | NoSettings | 49320000 | 47130000 | 44220000 | 44220000 | 43830000 | 43230000 | 42240000 | 42000000 | 41040000 | 39480000 | 38400000 | 36900000 | 35430000 | 34320000 | 33300000 | 32280000 | 31290000 | 30390000 | 29400000 | 28350000 | 27630000 | 26940000 | 26340000 | 25740000 | 25230000 | 24960000 | 24240000 | 23880000 | 23460000 | 23070000 | 22710000
Direct Buildings Pollutant Emissions[urban residential,LPG propane or butane bf,N2O] | NoSettings | 9864000 | 9426000 | 8844000 | 8844000 | 8766000 | 8646000 | 8448000 | 8400000 | 8208000 | 7896000 | 7680000 | 7380000 | 7086000 | 6864000 | 6660000 | 6456000 | 6258000 | 6078000 | 5880000 | 5670000 | 5526000 | 5388000 | 5268000 | 5148000 | 5046000 | 4992000 | 4848000 | 4776000 | 4692000 | 4614000 | 4542000
Direct Buildings Pollutant Emissions[urban residential,LPG propane or butane bf,F gases] | NoSettings | 0 | 0 | 0 | 0 | 0 | 0 | 0 | 0 | 0 | 0 | 0 | 0 | 0 | 0 | 0 | 0 | 0 | 0 | 0 | 0 | 0 | 0 | 0 | 0 | 0 | 0 | 0 | 0 | 0 | 0 | 0
Direct Buildings Pollutant Emissions[urban residential,hydrogen bf,CO2] | NoSettings | 0 | 0 | 0 | 0 | 0 | 0 | 0 | 0 | 0 | 0 | 0 | 0 | 0 | 0 | 0 | 0 | 0 | 0 | 0 | 0 | 0 | 0 | 0 | 0 | 0 | 0 | 0 | 0 | 0 | 0 | 0
Direct Buildings Pollutant Emissions[urban residential,hydrogen bf,VOC] | NoSettings | 0 | 0 | 0 | 0 | 0 | 0 | 0 | 0 | 0 | 0 | 0 | 0 | 0 | 0 | 0 | 0 | 0 | 0 | 0 | 0 | 0 | 0 | 0 | 0 | 0 | 0 | 0 | 0 | 0 | 0 | 0
Direct Buildings Pollutant Emissions[urban residential,hydrogen bf,CO] | NoSettings | 0 | 0 | 0 | 0 | 0 | 0 | 0 | 0 | 0 | 0 | 0 | 0 | 0 | 0 | 0 | 0 | 0 | 0 | 0 | 0 | 0 | 0 | 0 | 0 | 0 | 0 | 0 | 0 | 0 | 0 | 0
Direct Buildings Pollutant Emissions[urban residential,hydrogen bf,NOx] | NoSettings | 0 | 0 | 0 | 0 | 0 | 0 | 0 | 0 | 0 | 0 | 0 | 0 | 0 | 0 | 0 | 0 | 0 | 0 | 0 | 0 | 0 | 0 | 0 | 0 | 0 | 0 | 0 | 0 | 0 | 0 | 0
Direct Buildings Pollutant Emissions[urban residential,hydrogen bf,PM10] | NoSettings | 0 | 0 | 0 | 0 | 0 | 0 | 0 | 0 | 0 | 0 | 0 | 0 | 0 | 0 | 0 | 0 | 0 | 0 | 0 | 0 | 0 | 0 | 0 | 0 | 0 | 0 | 0 | 0 | 0 | 0 | 0
Direct Buildings Pollutant Emissions[urban residential,hydrogen bf,PM25] | NoSettings | 0 | 0 | 0 | 0 | 0 | 0 | 0 | 0 | 0 | 0 | 0 | 0 | 0 | 0 | 0 | 0 | 0 | 0 | 0 | 0 | 0 | 0 | 0 | 0 | 0 | 0 | 0 | 0 | 0 | 0 | 0
Direct Buildings Pollutant Emissions[urban residential,hydrogen bf,SOx] | NoSettings | 0 | 0 | 0 | 0 | 0 | 0 | 0 | 0 | 0 | 0 | 0 | 0 | 0 | 0 | 0 | 0 | 0 | 0 | 0 | 0 | 0 | 0 | 0 | 0 | 0 | 0 | 0 | 0 | 0 | 0 | 0
Direct Buildings Pollutant Emissions[urban residential,hydrogen bf,BC] | NoSettings | 0 | 0 | 0 | 0 | 0 | 0 | 0 | 0 | 0 | 0 | 0 | 0 | 0 | 0 | 0 | 0 | 0 | 0 | 0 | 0 | 0 | 0 | 0 | 0 | 0 | 0 | 0 | 0 | 0 | 0 | 0
Direct Buildings Pollutant Emissions[urban residential,hydrogen bf,OC] | NoSettings | 0 | 0 | 0 | 0 | 0 | 0 | 0 | 0 | 0 | 0 | 0 | 0 | 0 | 0 | 0 | 0 | 0 | 0 | 0 | 0 | 0 | 0 | 0 | 0 | 0 | 0 | 0 | 0 | 0 | 0 | 0
Direct Buildings Pollutant Emissions[urban residential,hydrogen bf,CH4] | NoSettings | 0 | 0 | 0 | 0 | 0 | 0 | 0 | 0 | 0 | 0 | 0 | 0 | 0 | 0 | 0 | 0 | 0 | 0 | 0 | 0 | 0 | 0 | 0 | 0 | 0 | 0 | 0 | 0 | 0 | 0 | 0
Direct Buildings Pollutant Emissions[urban residential,hydrogen bf,N2O] | NoSettings | 0 | 0 | 0 | 0 | 0 | 0 | 0 | 0 | 0 | 0 | 0 | 0 | 0 | 0 | 0 | 0 | 0 | 0 | 0 | 0 | 0 | 0 | 0 | 0 | 0 | 0 | 0 | 0 | 0 | 0 | 0
Direct Buildings Pollutant Emissions[urban residential,hydrogen bf,F gases] | NoSettings | 0 | 0 | 0 | 0 | 0 | 0 | 0 | 0 | 0 | 0 | 0 | 0 | 0 | 0 | 0 | 0 | 0 | 0 | 0 | 0 | 0 | 0 | 0 | 0 | 0 | 0 | 0 | 0 | 0 | 0 | 0
Direct Buildings Pollutant Emissions[rural residential,electricity bf,CO2] | NoSettings | 0 | 0 | 0 | 0 | 0 | 0 | 0 | 0 | 0 | 0 | 0 | 0 | 0 | 0 | 0 | 0 | 0 | 0 | 0 | 0 | 0 | 0 | 0 | 0 | 0 | 0 | 0 | 0 | 0 | 0 | 0
Direct Buildings Pollutant Emissions[rural residential,electricity bf,VOC] | NoSettings | 0 | 0 | 0 | 0 | 0 | 0 | 0 | 0 | 0 | 0 | 0 | 0 | 0 | 0 | 0 | 0 | 0 | 0 | 0 | 0 | 0 | 0 | 0 | 0 | 0 | 0 | 0 | 0 | 0 | 0 | 0
Direct Buildings Pollutant Emissions[rural residential,electricity bf,CO] | NoSettings | 0 | 0 | 0 | 0 | 0 | 0 | 0 | 0 | 0 | 0 | 0 | 0 | 0 | 0 | 0 | 0 | 0 | 0 | 0 | 0 | 0 | 0 | 0 | 0 | 0 | 0 | 0 | 0 | 0 | 0 | 0
Direct Buildings Pollutant Emissions[rural residential,electricity bf,NOx] | NoSettings | 0 | 0 | 0 | 0 | 0 | 0 | 0 | 0 | 0 | 0 | 0 | 0 | 0 | 0 | 0 | 0 | 0 | 0 | 0 | 0 | 0 | 0 | 0 | 0 | 0 | 0 | 0 | 0 | 0 | 0 | 0
Direct Buildings Pollutant Emissions[rural residential,electricity bf,PM10] | NoSettings | 0 | 0 | 0 | 0 | 0 | 0 | 0 | 0 | 0 | 0 | 0 | 0 | 0 | 0 | 0 | 0 | 0 | 0 | 0 | 0 | 0 | 0 | 0 | 0 | 0 | 0 | 0 | 0 | 0 | 0 | 0
Direct Buildings Pollutant Emissions[rural residential,electricity bf,PM25] | NoSettings | 0 | 0 | 0 | 0 | 0 | 0 | 0 | 0 | 0 | 0 | 0 | 0 | 0 | 0 | 0 | 0 | 0 | 0 | 0 | 0 | 0 | 0 | 0 | 0 | 0 | 0 | 0 | 0 | 0 | 0 | 0
Direct Buildings Pollutant Emissions[rural residential,electricity bf,SOx] | NoSettings | 0 | 0 | 0 | 0 | 0 | 0 | 0 | 0 | 0 | 0 | 0 | 0 | 0 | 0 | 0 | 0 | 0 | 0 | 0 | 0 | 0 | 0 | 0 | 0 | 0 | 0 | 0 | 0 | 0 | 0 | 0
Direct Buildings Pollutant Emissions[rural residential,electricity bf,BC] | NoSettings | 0 | 0 | 0 | 0 | 0 | 0 | 0 | 0 | 0 | 0 | 0 | 0 | 0 | 0 | 0 | 0 | 0 | 0 | 0 | 0 | 0 | 0 | 0 | 0 | 0 | 0 | 0 | 0 | 0 | 0 | 0
Direct Buildings Pollutant Emissions[rural residential,electricity bf,OC] | NoSettings | 0 | 0 | 0 | 0 | 0 | 0 | 0 | 0 | 0 | 0 | 0 | 0 | 0 | 0 | 0 | 0 | 0 | 0 | 0 | 0 | 0 | 0 | 0 | 0 | 0 | 0 | 0 | 0 | 0 | 0 | 0
Direct Buildings Pollutant Emissions[rural residential,electricity bf,CH4] | NoSettings | 0 | 0 | 0 | 0 | 0 | 0 | 0 | 0 | 0 | 0 | 0 | 0 | 0 | 0 | 0 | 0 | 0 | 0 | 0 | 0 | 0 | 0 | 0 | 0 | 0 | 0 | 0 | 0 | 0 | 0 | 0
Direct Buildings Pollutant Emissions[rural residential,electricity bf,N2O] | NoSettings | 0 | 0 | 0 | 0 | 0 | 0 | 0 | 0 | 0 | 0 | 0 | 0 | 0 | 0 | 0 | 0 | 0 | 0 | 0 | 0 | 0 | 0 | 0 | 0 | 0 | 0 | 0 | 0 | 0 | 0 | 0
Direct Buildings Pollutant Emissions[rural residential,electricity bf,F gases] | NoSettings | 0 | 0 | 0 | 0 | 0 | 0 | 0 | 0 | 0 | 0 | 0 | 0 | 0 | 0 | 0 | 0 | 0 | 0 | 0 | 0 | 0 | 0 | 0 | 0 | 0 | 0 | 0 | 0 | 0 | 0 | 0
Direct Buildings Pollutant Emissions[rural residential,hard coal bf,CO2] | NoSettings | 0 | 0 | 0 | 0 | 0 | 0 | 0 | 0 | 0 | 0 | 0 | 0 | 0 | 0 | 0 | 0 | 0 | 0 | 0 | 0 | 0 | 0 | 0 | 0 | 0 | 0 | 0 | 0 | 0 | 0 | 0
Direct Buildings Pollutant Emissions[rural residential,hard coal bf,VOC] | NoSettings | 0 | 0 | 0 | 0 | 0 | 0 | 0 | 0 | 0 | 0 | 0 | 0 | 0 | 0 | 0 | 0 | 0 | 0 | 0 | 0 | 0 | 0 | 0 | 0 | 0 | 0 | 0 | 0 | 0 | 0 | 0
Direct Buildings Pollutant Emissions[rural residential,hard coal bf,CO] | NoSettings | 0 | 0 | 0 | 0 | 0 | 0 | 0 | 0 | 0 | 0 | 0 | 0 | 0 | 0 | 0 | 0 | 0 | 0 | 0 | 0 | 0 | 0 | 0 | 0 | 0 | 0 | 0 | 0 | 0 | 0 | 0
Direct Buildings Pollutant Emissions[rural residential,hard coal bf,NOx] | NoSettings | 0 | 0 | 0 | 0 | 0 | 0 | 0 | 0 | 0 | 0 | 0 | 0 | 0 | 0 | 0 | 0 | 0 | 0 | 0 | 0 | 0 | 0 | 0 | 0 | 0 | 0 | 0 | 0 | 0 | 0 | 0
Direct Buildings Pollutant Emissions[rural residential,hard coal bf,PM10] | NoSettings | 0 | 0 | 0 | 0 | 0 | 0 | 0 | 0 | 0 | 0 | 0 | 0 | 0 | 0 | 0 | 0 | 0 | 0 | 0 | 0 | 0 | 0 | 0 | 0 | 0 | 0 | 0 | 0 | 0 | 0 | 0
Direct Buildings Pollutant Emissions[rural residential,hard coal bf,PM25] | NoSettings | 0 | 0 | 0 | 0 | 0 | 0 | 0 | 0 | 0 | 0 | 0 | 0 | 0 | 0 | 0 | 0 | 0 | 0 | 0 | 0 | 0 | 0 | 0 | 0 | 0 | 0 | 0 | 0 | 0 | 0 | 0
Direct Buildings Pollutant Emissions[rural residential,hard coal bf,SOx] | NoSettings | 0 | 0 | 0 | 0 | 0 | 0 | 0 | 0 | 0 | 0 | 0 | 0 | 0 | 0 | 0 | 0 | 0 | 0 | 0 | 0 | 0 | 0 | 0 | 0 | 0 | 0 | 0 | 0 | 0 | 0 | 0
Direct Buildings Pollutant Emissions[rural residential,hard coal bf,BC] | NoSettings | 0 | 0 | 0 | 0 | 0 | 0 | 0 | 0 | 0 | 0 | 0 | 0 | 0 | 0 | 0 | 0 | 0 | 0 | 0 | 0 | 0 | 0 | 0 | 0 | 0 | 0 | 0 | 0 | 0 | 0 | 0
Direct Buildings Pollutant Emissions[rural residential,hard coal bf,OC] | NoSettings | 0 | 0 | 0 | 0 | 0 | 0 | 0 | 0 | 0 | 0 | 0 | 0 | 0 | 0 | 0 | 0 | 0 | 0 | 0 | 0 | 0 | 0 | 0 | 0 | 0 | 0 | 0 | 0 | 0 | 0 | 0
Direct Buildings Pollutant Emissions[rural residential,hard coal bf,CH4] | NoSettings | 0 | 0 | 0 | 0 | 0 | 0 | 0 | 0 | 0 | 0 | 0 | 0 | 0 | 0 | 0 | 0 | 0 | 0 | 0 | 0 | 0 | 0 | 0 | 0 | 0 | 0 | 0 | 0 | 0 | 0 | 0
Direct Buildings Pollutant Emissions[rural residential,hard coal bf,N2O] | NoSettings | 0 | 0 | 0 | 0 | 0 | 0 | 0 | 0 | 0 | 0 | 0 | 0 | 0 | 0 | 0 | 0 | 0 | 0 | 0 | 0 | 0 | 0 | 0 | 0 | 0 | 0 | 0 | 0 | 0 | 0 | 0
Direct Buildings Pollutant Emissions[rural residential,hard coal bf,F gases] | NoSettings | 0 | 0 | 0 | 0 | 0 | 0 | 0 | 0 | 0 | 0 | 0 | 0 | 0 | 0 | 0 | 0 | 0 | 0 | 0 | 0 | 0 | 0 | 0 | 0 | 0 | 0 | 0 | 0 | 0 | 0 | 0
Direct Buildings Pollutant Emissions[rural residential,natural gas bf,CO2] | NoSettings | 1263390000000 | 1311140000000 | 1316440000000 | 1316430000000 | 1311110000000 | 1316410000000 | 1305780000000 | 1305770000000 | 1300460000000 | 1295140000000 | 1279210000000 | 1273900000000 | 1263280000000 | 1252660000000 | 1236730000000 | 1231420000000 | 1215490000000 | 1204870000000 | 1194250000000 | 1188940000000 | 1183630000000 | 1173020000000 | 1167720000000 | 1170370000000 | 1167190000000 | 1170380000000 | 1164020000000 | 1162430000000 | 1161910000000 | 1167220000000 | 1167230000000
Direct Buildings Pollutant Emissions[rural residential,natural gas bf,VOC] | NoSettings | 54597700 | 56661400 | 56890200 | 56889800 | 56660000 | 56888800 | 56429800 | 56429300 | 56199600 | 55969900 | 55281500 | 55051900 | 54592900 | 54133900 | 53445700 | 53216000 | 52527800 | 52068900 | 51610000 | 51380400 | 51150900 | 50692300 | 50463100 | 50577800 | 50440500 | 50578300 | 50303400 | 50234900 | 50212200 | 50441800 | 50442100
Direct Buildings Pollutant Emissions[rural residential,natural gas bf,CO] | NoSettings | 536667000 | 556952000 | 559202000 | 559197000 | 556938000 | 559188000 | 554675000 | 554671000 | 552413000 | 550155000 | 543389000 | 541131000 | 536620000 | 532109000 | 525343000 | 523086000 | 516321000 | 511810000 | 507299000 | 505043000 | 502787000 | 498279000 | 496026000 | 497154000 | 495804000 | 497158000 | 494456000 | 493783000 | 493560000 | 495817000 | 495820000
Direct Buildings Pollutant Emissions[rural residential,natural gas bf,NOx] | NoSettings | 882278000 | 915627000 | 919325000 | 919317000 | 915603000 | 919302000 | 911883000 | 911876000 | 908164000 | 904451000 | 893328000 | 889617000 | 882201000 | 874784000 | 863661000 | 859950000 | 848830000 | 841413000 | 833998000 | 830288000 | 826579000 | 819168000 | 815464000 | 817319000 | 815099000 | 817326000 | 812883000 | 811776000 | 811410000 | 815120000 | 815125000
Direct Buildings Pollutant Emissions[rural residential,natural gas bf,PM10] | NoSettings | 75384400 | 78233800 | 78549700 | 78549100 | 78231800 | 78547800 | 77913900 | 77913300 | 77596100 | 77278900 | 76328500 | 76011400 | 75377700 | 74744000 | 73793700 | 73476600 | 72526400 | 71892800 | 71259200 | 70942200 | 70625300 | 69992100 | 69675600 | 69834000 | 69644400 | 69834600 | 69455100 | 69360500 | 69329200 | 69646200 | 69646600
Direct Buildings Pollutant Emissions[rural residential,natural gas bf,PM25] | NoSettings | 75384400 | 78233800 | 78549700 | 78549100 | 78231800 | 78547800 | 77913900 | 77913300 | 77596100 | 77278900 | 76328500 | 76011400 | 75377700 | 74744000 | 73793700 | 73476600 | 72526400 | 71892800 | 71259200 | 70942200 | 70625300 | 69992100 | 69675600 | 69834000 | 69644400 | 69834600 | 69455100 | 69360500 | 69329200 | 69646200 | 69646600
Direct Buildings Pollutant Emissions[rural residential,natural gas bf,SOx] | NoSettings | 5762170 | 5979970 | 6004120 | 6004070 | 5979810 | 6003970 | 5955520 | 5955470 | 5931220 | 5906980 | 5834330 | 5810100 | 5761660 | 5713220 | 5640580 | 5616340 | 5543710 | 5495280 | 5446850 | 5422620 | 5398390 | 5349990 | 5325800 | 5337920 | 5323420 | 5337960 | 5308950 | 5301720 | 5299330 | 5323560 | 5323590
Direct Buildings Pollutant Emissions[rural residential,natural gas bf,BC] | NoSettings | 12429100 | 12898900 | 12951000 | 12950900 | 12898600 | 12950700 | 12846200 | 12846100 | 12793800 | 12741500 | 12584800 | 12532500 | 12428000 | 12323600 | 12166900 | 12114600 | 11957900 | 11853500 | 11749000 | 11696700 | 11644500 | 11540100 | 11487900 | 11514000 | 11482700 | 11514100 | 11451500 | 11435900 | 11430800 | 11483000 | 11483100
Direct Buildings Pollutant Emissions[rural residential,natural gas bf,OC] | NoSettings | 32263400 | 33482900 | 33618100 | 33617800 | 33482000 | 33617300 | 33346000 | 33345700 | 33210000 | 33074200 | 32667500 | 32531700 | 32260500 | 31989300 | 31582600 | 31446900 | 31040200 | 30769000 | 30497800 | 30362200 | 30226500 | 29955500 | 29820100 | 29887900 | 29806700 | 29888200 | 29725700 | 29685200 | 29671800 | 29807500 | 29807700
Direct Buildings Pollutant Emissions[rural residential,natural gas bf,CH4] | NoSettings | 23810600 | 24710600 | 24810400 | 24810200 | 24710000 | 24809800 | 24609600 | 24609400 | 24509200 | 24409000 | 24108800 | 24008700 | 23808500 | 23608400 | 23308200 | 23208000 | 22907900 | 22707800 | 22507600 | 22407500 | 22307400 | 22107400 | 22007500 | 22057500 | 21997600 | 22057700 | 21937800 | 21907900 | 21898000 | 21998200 | 21998300
Direct Buildings Pollutant Emissions[rural residential,natural gas bf,N2O] | NoSettings | 2381060 | 2471060 | 2481040 | 2481020 | 2471000 | 2480980 | 2460960 | 2460940 | 2450920 | 2440900 | 2410880 | 2400870 | 2380850 | 2360840 | 2330820 | 2320800 | 2290790 | 2270780 | 2250760 | 2240750 | 2230740 | 2210740 | 2200750 | 2205750 | 2199760 | 2205770 | 2193780 | 2190790 | 2189800 | 2199820 | 2199830
Direct Buildings Pollutant Emissions[rural residential,natural gas bf,F gases] | NoSettings | 0 | 0 | 0 | 0 | 0 | 0 | 0 | 0 | 0 | 0 | 0 | 0 | 0 | 0 | 0 | 0 | 0 | 0 | 0 | 0 | 0 | 0 | 0 | 0 | 0 | 0 | 0 | 0 | 0 | 0 | 0
Direct Buildings Pollutant Emissions[rural residential,petroleum diesel bf,CO2] | NoSettings | 1162280000 | 1160950000 | 1159770000 | 1158730000 | 1157840000 | 1157100000 | 1149120000 | 1156140000 | 1155920000 | 1148600000 | 1141500000 | 1134550000 | 1127820000 | 1121230000 | 1115020000 | 1101780000 | 1081520000 | 1069240000 | 1042910000 | 1039730000 | 1030480000 | 1023310000 | 1011030000 | 1002010000 | 996981000 | 997720000 | 989585000 | 986626000 | 984408000 | 989585000 | 985887000
Direct Buildings Pollutant Emissions[rural residential,petroleum diesel bf,VOC] | NoSettings | 17647.9 | 17627.7 | 17609.8 | 17594 | 17580.6 | 17569.3 | 17448.1 | 17554.7 | 17551.4 | 17440.2 | 17332.4 | 17226.8 | 17124.6 | 17024.7 | 16930.3 | 16729.3 | 16421.6 | 16235.2 | 15835.4 | 15787.1 | 15646.8 | 15537.8 | 15351.4 | 15214.4 | 15138 | 15149.3 | 15025.7 | 14980.8 | 14947.1 | 15025.7 | 14969.6
Direct Buildings Pollutant Emissions[rural residential,petroleum diesel bf,CO] | NoSettings | 369020 | 368597 | 368221 | 367892 | 367611 | 367376 | 364840 | 367071 | 367000 | 364675 | 362421 | 360214 | 358077 | 355987 | 354015 | 349811 | 343377 | 339479 | 331120 | 330110 | 327175 | 324897 | 320999 | 318134 | 316537 | 316772 | 314189 | 313250 | 312545 | 314189 | 313015
Direct Buildings Pollutant Emissions[rural residential,petroleum diesel bf,NOx] | NoSettings | 977756 | 976636 | 975640 | 974769 | 974023 | 973401 | 966681 | 972592 | 972405 | 966246 | 960273 | 954424 | 948762 | 943225 | 937999 | 926862 | 909814 | 899486 | 877336 | 874661 | 866883 | 860848 | 850520 | 842929 | 838699 | 839321 | 832477 | 829988 | 828122 | 832477 | 829366
Direct Buildings Pollutant Emissions[rural residential,petroleum diesel bf,PM10] | NoSettings | 123488 | 123347 | 123221 | 123111 | 123017 | 122938 | 122090 | 122836 | 122813 | 122035 | 121280 | 120542 | 119827 | 119127 | 118467 | 117061 | 114908 | 113603 | 110806 | 110468 | 109486 | 108723 | 107419 | 106460 | 105926 | 106004 | 105140 | 104826 | 104590 | 105140 | 104747
Direct Buildings Pollutant Emissions[rural residential,petroleum diesel bf,PM25] | NoSettings | 110524 | 110397 | 110284 | 110186 | 110102 | 110031 | 109272 | 109940 | 109919 | 109222 | 108547 | 107886 | 107246 | 106620 | 106030 | 104771 | 102844 | 101676 | 99172.3 | 98869.9 | 97990.8 | 97308.6 | 96141.1 | 95283.1 | 94804.8 | 94875.2 | 94101.5 | 93820.2 | 93609.2 | 94101.5 | 93749.9
Direct Buildings Pollutant Emissions[rural residential,petroleum diesel bf,SOx] | NoSettings | 7967.5 | 7958.38 | 7950.27 | 7943.17 | 7937.09 | 7932.01 | 7877.26 | 7925.42 | 7923.9 | 7873.71 | 7825.04 | 7777.38 | 7731.24 | 7686.12 | 7643.53 | 7552.78 | 7413.86 | 7329.7 | 7149.21 | 7127.41 | 7064.03 | 7014.85 | 6930.69 | 6868.84 | 6834.36 | 6839.43 | 6783.66 | 6763.38 | 6748.17 | 6783.66 | 6758.31
Direct Buildings Pollutant Emissions[rural residential,petroleum diesel bf,BC] | NoSettings | 11047.6 | 11035 | 11023.7 | 11013.9 | 11005.5 | 10998.4 | 10922.5 | 10989.3 | 10987.2 | 10917.6 | 10850.1 | 10784 | 10720 | 10657.5 | 10598.4 | 10472.6 | 10280 | 10163.3 | 9913 | 9882.77 | 9794.9 | 9726.71 | 9610.01 | 9524.24 | 9476.44 | 9483.47 | 9406.14 | 9378.02 | 9356.93 | 9406.14 | 9370.99
Direct Buildings Pollutant Emissions[rural residential,petroleum diesel bf,OC] | NoSettings | 27627 | 27595.3 | 27567.2 | 27542.6 | 27521.5 | 27503.9 | 27314 | 27481.1 | 27475.8 | 27301.7 | 27133 | 26967.7 | 26807.7 | 26651.3 | 26503.6 | 26188.9 | 25707.2 | 25415.4 | 24789.6 | 24714 | 24494.2 | 24323.7 | 24031.9 | 23817.4 | 23697.8 | 23715.4 | 23522 | 23451.7 | 23399 | 23522 | 23434.1
Direct Buildings Pollutant Emissions[rural residential,petroleum diesel bf,CH4] | NoSettings | 47145 | 47091 | 47043 | 47001 | 46965 | 46935 | 46611 | 46896 | 46887 | 46590 | 46302 | 46020 | 45747 | 45480 | 45228 | 44691 | 43869 | 43371 | 42303 | 42174 | 41799 | 41508 | 41010 | 40644 | 40440 | 40470 | 40140 | 40020 | 39930 | 40140 | 39990
Direct Buildings Pollutant Emissions[rural residential,petroleum diesel bf,N2O] | NoSettings | 9429 | 9418.2 | 9408.6 | 9400.2 | 9393 | 9387 | 9322.2 | 9379.2 | 9377.4 | 9318 | 9260.4 | 9204 | 9149.4 | 9096 | 9045.6 | 8938.2 | 8773.8 | 8674.2 | 8460.6 | 8434.8 | 8359.8 | 8301.6 | 8202 | 8128.8 | 8088 | 8094 | 8028 | 8004 | 7986 | 8028 | 7998
Direct Buildings Pollutant Emissions[rural residential,petroleum diesel bf,F gases] | NoSettings | 0 | 0 | 0 | 0 | 0 | 0 | 0 | 0 | 0 | 0 | 0 | 0 | 0 | 0 | 0 | 0 | 0 | 0 | 0 | 0 | 0 | 0 | 0 | 0 | 0 | 0 | 0 | 0 | 0 | 0 | 0
Direct Buildings Pollutant Emissions[rural residential,heat bf,CO2] | NoSettings | 0 | 0 | 0 | 0 | 0 | 0 | 0 | 0 | 0 | 0 | 0 | 0 | 0 | 0 | 0 | 0 | 0 | 0 | 0 | 0 | 0 | 0 | 0 | 0 | 0 | 0 | 0 | 0 | 0 | 0 | 0
Direct Buildings Pollutant Emissions[rural residential,heat bf,VOC] | NoSettings | 0 | 0 | 0 | 0 | 0 | 0 | 0 | 0 | 0 | 0 | 0 | 0 | 0 | 0 | 0 | 0 | 0 | 0 | 0 | 0 | 0 | 0 | 0 | 0 | 0 | 0 | 0 | 0 | 0 | 0 | 0
Direct Buildings Pollutant Emissions[rural residential,heat bf,CO] | NoSettings | 0 | 0 | 0 | 0 | 0 | 0 | 0 | 0 | 0 | 0 | 0 | 0 | 0 | 0 | 0 | 0 | 0 | 0 | 0 | 0 | 0 | 0 | 0 | 0 | 0 | 0 | 0 | 0 | 0 | 0 | 0
Direct Buildings Pollutant Emissions[rural residential,heat bf,NOx] | NoSettings | 0 | 0 | 0 | 0 | 0 | 0 | 0 | 0 | 0 | 0 | 0 | 0 | 0 | 0 | 0 | 0 | 0 | 0 | 0 | 0 | 0 | 0 | 0 | 0 | 0 | 0 | 0 | 0 | 0 | 0 | 0
Direct Buildings Pollutant Emissions[rural residential,heat bf,PM10] | NoSettings | 0 | 0 | 0 | 0 | 0 | 0 | 0 | 0 | 0 | 0 | 0 | 0 | 0 | 0 | 0 | 0 | 0 | 0 | 0 | 0 | 0 | 0 | 0 | 0 | 0 | 0 | 0 | 0 | 0 | 0 | 0
Direct Buildings Pollutant Emissions[rural residential,heat bf,PM25] | NoSettings | 0 | 0 | 0 | 0 | 0 | 0 | 0 | 0 | 0 | 0 | 0 | 0 | 0 | 0 | 0 | 0 | 0 | 0 | 0 | 0 | 0 | 0 | 0 | 0 | 0 | 0 | 0 | 0 | 0 | 0 | 0
Direct Buildings Pollutant Emissions[rural residential,heat bf,SOx] | NoSettings | 0 | 0 | 0 | 0 | 0 | 0 | 0 | 0 | 0 | 0 | 0 | 0 | 0 | 0 | 0 | 0 | 0 | 0 | 0 | 0 | 0 | 0 | 0 | 0 | 0 | 0 | 0 | 0 | 0 | 0 | 0
Direct Buildings Pollutant Emissions[rural residential,heat bf,BC] | NoSettings | 0 | 0 | 0 | 0 | 0 | 0 | 0 | 0 | 0 | 0 | 0 | 0 | 0 | 0 | 0 | 0 | 0 | 0 | 0 | 0 | 0 | 0 | 0 | 0 | 0 | 0 | 0 | 0 | 0 | 0 | 0
Direct Buildings Pollutant Emissions[rural residential,heat bf,OC] | NoSettings | 0 | 0 | 0 | 0 | 0 | 0 | 0 | 0 | 0 | 0 | 0 | 0 | 0 | 0 | 0 | 0 | 0 | 0 | 0 | 0 | 0 | 0 | 0 | 0 | 0 | 0 | 0 | 0 | 0 | 0 | 0
Direct Buildings Pollutant Emissions[rural residential,heat bf,CH4] | NoSettings | 0 | 0 | 0 | 0 | 0 | 0 | 0 | 0 | 0 | 0 | 0 | 0 | 0 | 0 | 0 | 0 | 0 | 0 | 0 | 0 | 0 | 0 | 0 | 0 | 0 | 0 | 0 | 0 | 0 | 0 | 0
Direct Buildings Pollutant Emissions[rural residential,heat bf,N2O] | NoSettings | 0 | 0 | 0 | 0 | 0 | 0 | 0 | 0 | 0 | 0 | 0 | 0 | 0 | 0 | 0 | 0 | 0 | 0 | 0 | 0 | 0 | 0 | 0 | 0 | 0 | 0 | 0 | 0 | 0 | 0 | 0
Direct Buildings Pollutant Emissions[rural residential,heat bf,F gases] | NoSettings | 0 | 0 | 0 | 0 | 0 | 0 | 0 | 0 | 0 | 0 | 0 | 0 | 0 | 0 | 0 | 0 | 0 | 0 | 0 | 0 | 0 | 0 | 0 | 0 | 0 | 0 | 0 | 0 | 0 | 0 | 0
Direct Buildings Pollutant Emissions[rural residential,biomass bf,CO2] | NoSettings | 0 | 0 | 0 | 0 | 0 | 0 | 0 | 0 | 0 | 0 | 0 | 0 | 0 | 0 | 0 | 0 | 0 | 0 | 0 | 0 | 0 | 0 | 0 | 0 | 0 | 0 | 0 | 0 | 0 | 0 | 0
Direct Buildings Pollutant Emissions[rural residential,biomass bf,VOC] | NoSettings | 2343570 | 2343570 | 2343570 | 2343570 | 2343570 | 2343570 | 2343570 | 2343570 | 2343570 | 2343570 | 2343570 | 2343570 | 2343570 | 2343570 | 2343570 | 2343570 | 2343570 | 2343570 | 2343570 | 2343570 | 2343570 | 2343570 | 2343570 | 2343570 | 2343570 | 2343570 | 2343570 | 2343570 | 2343570 | 2343570 | 2343570
Direct Buildings Pollutant Emissions[rural residential,biomass bf,CO] | NoSettings | 37161700 | 37161700 | 37161700 | 37161700 | 37161700 | 37161700 | 37161700 | 37161700 | 37161700 | 37161700 | 37161700 | 37161700 | 37161700 | 37161700 | 37161700 | 37161700 | 37161700 | 37161700 | 37161700 | 37161700 | 37161700 | 37161700 | 37161700 | 37161700 | 37161700 | 37161700 | 37161700 | 37161700 | 37161700 | 37161700 | 37161700
Direct Buildings Pollutant Emissions[rural residential,biomass bf,NOx] | NoSettings | 244705000 | 244705000 | 244705000 | 244705000 | 244705000 | 244705000 | 244705000 | 244705000 | 244705000 | 244705000 | 244705000 | 244705000 | 244705000 | 244705000 | 244705000 | 244705000 | 244705000 | 244705000 | 244705000 | 244705000 | 244705000 | 244705000 | 244705000 | 244705000 | 244705000 | 244705000 | 244705000 | 244705000 | 244705000 | 244705000 | 244705000
Direct Buildings Pollutant Emissions[rural residential,biomass bf,PM10] | NoSettings | 5468330 | 5468330 | 5468330 | 5468330 | 5468330 | 5468330 | 5468330 | 5468330 | 5468330 | 5468330 | 5468330 | 5468330 | 5468330 | 5468330 | 5468330 | 5468330 | 5468330 | 5468330 | 5468330 | 5468330 | 5468330 | 5468330 | 5468330 | 5468330 | 5468330 | 5468330 | 5468330 | 5468330 | 5468330 | 5468330 | 5468330
Direct Buildings Pollutant Emissions[rural residential,biomass bf,PM25] | NoSettings | 4830290 | 4830290 | 4830290 | 4830290 | 4830290 | 4830290 | 4830290 | 4830290 | 4830290 | 4830290 | 4830290 | 4830290 | 4830290 | 4830290 | 4830290 | 4830290 | 4830290 | 4830290 | 4830290 | 4830290 | 4830290 | 4830290 | 4830290 | 4830290 | 4830290 | 4830290 | 4830290 | 4830290 | 4830290 | 4830290 | 4830290
Direct Buildings Pollutant Emissions[rural residential,biomass bf,SOx] | NoSettings | 165772000 | 165772000 | 165772000 | 165772000 | 165772000 | 165772000 | 165772000 | 165772000 | 165772000 | 165772000 | 165772000 | 165772000 | 165772000 | 165772000 | 165772000 | 165772000 | 165772000 | 165772000 | 165772000 | 165772000 | 165772000 | 165772000 | 165772000 | 165772000 | 165772000 | 165772000 | 165772000 | 165772000 | 165772000 | 165772000 | 165772000
Direct Buildings Pollutant Emissions[rural residential,biomass bf,BC] | NoSettings | 666670 | 666670 | 666670 | 666670 | 666670 | 666670 | 666670 | 666670 | 666670 | 666670 | 666670 | 666670 | 666670 | 666670 | 666670 | 666670 | 666670 | 666670 | 666670 | 666670 | 666670 | 666670 | 666670 | 666670 | 666670 | 666670 | 666670 | 666670 | 666670 | 666670 | 666670
Direct Buildings Pollutant Emissions[rural residential,biomass bf,OC] | NoSettings | 1574650 | 1574650 | 1574650 | 1574650 | 1574650 | 1574650 | 1574650 | 1574650 | 1574650 | 1574650 | 1574650 | 1574650 | 1574650 | 1574650 | 1574650 | 1574650 | 1574650 | 1574650 | 1574650 | 1574650 | 1574650 | 1574650 | 1574650 | 1574650 | 1574650 | 1574650 | 1574650 | 1574650 | 1574650 | 1574650 | 1574650
Direct Buildings Pollutant Emissions[rural residential,biomass bf,CH4] | NoSettings | 0 | 0 | 0 | 0 | 0 | 0 | 0 | 0 | 0 | 0 | 0 | 0 | 0 | 0 | 0 | 0 | 0 | 0 | 0 | 0 | 0 | 0 | 0 | 0 | 0 | 0 | 0 | 0 | 0 | 0 | 0
Direct Buildings Pollutant Emissions[rural residential,biomass bf,N2O] | NoSettings | 0 | 0 | 0 | 0 | 0 | 0 | 0 | 0 | 0 | 0 | 0 | 0 | 0 | 0 | 0 | 0 | 0 | 0 | 0 | 0 | 0 | 0 | 0 | 0 | 0 | 0 | 0 | 0 | 0 | 0 | 0
Direct Buildings Pollutant Emissions[rural residential,biomass bf,F gases] | NoSettings | 0 | 0 | 0 | 0 | 0 | 0 | 0 | 0 | 0 | 0 | 0 | 0 | 0 | 0 | 0 | 0 | 0 | 0 | 0 | 0 | 0 | 0 | 0 | 0 | 0 | 0 | 0 | 0 | 0 | 0 | 0
Direct Buildings Pollutant Emissions[rural residential,kerosene bf,CO2] | NoSettings | 0 | 0 | 0 | 0 | 0 | 0 | 0 | 0 | 0 | 0 | 0 | 0 | 0 | 0 | 0 | 0 | 0 | 0 | 0 | 0 | 0 | 0 | 0 | 0 | 0 | 0 | 0 | 0 | 0 | 0 | 0
Direct Buildings Pollutant Emissions[rural residential,kerosene bf,VOC] | NoSettings | 0 | 0 | 0 | 0 | 0 | 0 | 0 | 0 | 0 | 0 | 0 | 0 | 0 | 0 | 0 | 0 | 0 | 0 | 0 | 0 | 0 | 0 | 0 | 0 | 0 | 0 | 0 | 0 | 0 | 0 | 0
Direct Buildings Pollutant Emissions[rural residential,kerosene bf,CO] | NoSettings | 0 | 0 | 0 | 0 | 0 | 0 | 0 | 0 | 0 | 0 | 0 | 0 | 0 | 0 | 0 | 0 | 0 | 0 | 0 | 0 | 0 | 0 | 0 | 0 | 0 | 0 | 0 | 0 | 0 | 0 | 0
Direct Buildings Pollutant Emissions[rural residential,kerosene bf,NOx] | NoSettings | 0 | 0 | 0 | 0 | 0 | 0 | 0 | 0 | 0 | 0 | 0 | 0 | 0 | 0 | 0 | 0 | 0 | 0 | 0 | 0 | 0 | 0 | 0 | 0 | 0 | 0 | 0 | 0 | 0 | 0 | 0
Direct Buildings Pollutant Emissions[rural residential,kerosene bf,PM10] | NoSettings | 0 | 0 | 0 | 0 | 0 | 0 | 0 | 0 | 0 | 0 | 0 | 0 | 0 | 0 | 0 | 0 | 0 | 0 | 0 | 0 | 0 | 0 | 0 | 0 | 0 | 0 | 0 | 0 | 0 | 0 | 0
Direct Buildings Pollutant Emissions[rural residential,kerosene bf,PM25] | NoSettings | 0 | 0 | 0 | 0 | 0 | 0 | 0 | 0 | 0 | 0 | 0 | 0 | 0 | 0 | 0 | 0 | 0 | 0 | 0 | 0 | 0 | 0 | 0 | 0 | 0 | 0 | 0 | 0 | 0 | 0 | 0
Direct Buildings Pollutant Emissions[rural residential,kerosene bf,SOx] | NoSettings | 0 | 0 | 0 | 0 | 0 | 0 | 0 | 0 | 0 | 0 | 0 | 0 | 0 | 0 | 0 | 0 | 0 | 0 | 0 | 0 | 0 | 0 | 0 | 0 | 0 | 0 | 0 | 0 | 0 | 0 | 0
Direct Buildings Pollutant Emissions[rural residential,kerosene bf,BC] | NoSettings | 0 | 0 | 0 | 0 | 0 | 0 | 0 | 0 | 0 | 0 | 0 | 0 | 0 | 0 | 0 | 0 | 0 | 0 | 0 | 0 | 0 | 0 | 0 | 0 | 0 | 0 | 0 | 0 | 0 | 0 | 0
Direct Buildings Pollutant Emissions[rural residential,kerosene bf,OC] | NoSettings | 0 | 0 | 0 | 0 | 0 | 0 | 0 | 0 | 0 | 0 | 0 | 0 | 0 | 0 | 0 | 0 | 0 | 0 | 0 | 0 | 0 | 0 | 0 | 0 | 0 | 0 | 0 | 0 | 0 | 0 | 0
Direct Buildings Pollutant Emissions[rural residential,kerosene bf,CH4] | NoSettings | 0 | 0 | 0 | 0 | 0 | 0 | 0 | 0 | 0 | 0 | 0 | 0 | 0 | 0 | 0 | 0 | 0 | 0 | 0 | 0 | 0 | 0 | 0 | 0 | 0 | 0 | 0 | 0 | 0 | 0 | 0
Direct Buildings Pollutant Emissions[rural residential,kerosene bf,N2O] | NoSettings | 0 | 0 | 0 | 0 | 0 | 0 | 0 | 0 | 0 | 0 | 0 | 0 | 0 | 0 | 0 | 0 | 0 | 0 | 0 | 0 | 0 | 0 | 0 | 0 | 0 | 0 | 0 | 0 | 0 | 0 | 0
Direct Buildings Pollutant Emissions[rural residential,kerosene bf,F gases] | NoSettings | 0 | 0 | 0 | 0 | 0 | 0 | 0 | 0 | 0 | 0 | 0 | 0 | 0 | 0 | 0 | 0 | 0 | 0 | 0 | 0 | 0 | 0 | 0 | 0 | 0 | 0 | 0 | 0 | 0 | 0 | 0
Direct Buildings Pollutant Emissions[rural residential,heavy or residual fuel oil bf,CO2] | NoSettings | 0 | 0 | 0 | 0 | 0 | 0 | 0 | 0 | 0 | 0 | 0 | 0 | 0 | 0 | 0 | 0 | 0 | 0 | 0 | 0 | 0 | 0 | 0 | 0 | 0 | 0 | 0 | 0 | 0 | 0 | 0
Direct Buildings Pollutant Emissions[rural residential,heavy or residual fuel oil bf,VOC] | NoSettings | 0 | 0 | 0 | 0 | 0 | 0 | 0 | 0 | 0 | 0 | 0 | 0 | 0 | 0 | 0 | 0 | 0 | 0 | 0 | 0 | 0 | 0 | 0 | 0 | 0 | 0 | 0 | 0 | 0 | 0 | 0
Direct Buildings Pollutant Emissions[rural residential,heavy or residual fuel oil bf,CO] | NoSettings | 0 | 0 | 0 | 0 | 0 | 0 | 0 | 0 | 0 | 0 | 0 | 0 | 0 | 0 | 0 | 0 | 0 | 0 | 0 | 0 | 0 | 0 | 0 | 0 | 0 | 0 | 0 | 0 | 0 | 0 | 0
Direct Buildings Pollutant Emissions[rural residential,heavy or residual fuel oil bf,NOx] | NoSettings | 0 | 0 | 0 | 0 | 0 | 0 | 0 | 0 | 0 | 0 | 0 | 0 | 0 | 0 | 0 | 0 | 0 | 0 | 0 | 0 | 0 | 0 | 0 | 0 | 0 | 0 | 0 | 0 | 0 | 0 | 0
Direct Buildings Pollutant Emissions[rural residential,heavy or residual fuel oil bf,PM10] | NoSettings | 0 | 0 | 0 | 0 | 0 | 0 | 0 | 0 | 0 | 0 | 0 | 0 | 0 | 0 | 0 | 0 | 0 | 0 | 0 | 0 | 0 | 0 | 0 | 0 | 0 | 0 | 0 | 0 | 0 | 0 | 0
Direct Buildings Pollutant Emissions[rural residential,heavy or residual fuel oil bf,PM25] | NoSettings | 0 | 0 | 0 | 0 | 0 | 0 | 0 | 0 | 0 | 0 | 0 | 0 | 0 | 0 | 0 | 0 | 0 | 0 | 0 | 0 | 0 | 0 | 0 | 0 | 0 | 0 | 0 | 0 | 0 | 0 | 0
Direct Buildings Pollutant Emissions[rural residential,heavy or residual fuel oil bf,SOx] | NoSettings | 0 | 0 | 0 | 0 | 0 | 0 | 0 | 0 | 0 | 0 | 0 | 0 | 0 | 0 | 0 | 0 | 0 | 0 | 0 | 0 | 0 | 0 | 0 | 0 | 0 | 0 | 0 | 0 | 0 | 0 | 0
Direct Buildings Pollutant Emissions[rural residential,heavy or residual fuel oil bf,BC] | NoSettings | 0 | 0 | 0 | 0 | 0 | 0 | 0 | 0 | 0 | 0 | 0 | 0 | 0 | 0 | 0 | 0 | 0 | 0 | 0 | 0 | 0 | 0 | 0 | 0 | 0 | 0 | 0 | 0 | 0 | 0 | 0
Direct Buildings Pollutant Emissions[rural residential,heavy or residual fuel oil bf,OC] | NoSettings | 0 | 0 | 0 | 0 | 0 | 0 | 0 | 0 | 0 | 0 | 0 | 0 | 0 | 0 | 0 | 0 | 0 | 0 | 0 | 0 | 0 | 0 | 0 | 0 | 0 | 0 | 0 | 0 | 0 | 0 | 0
Direct Buildings Pollutant Emissions[rural residential,heavy or residual fuel oil bf,CH4] | NoSettings | 0 | 0 | 0 | 0 | 0 | 0 | 0 | 0 | 0 | 0 | 0 | 0 | 0 | 0 | 0 | 0 | 0 | 0 | 0 | 0 | 0 | 0 | 0 | 0 | 0 | 0 | 0 | 0 | 0 | 0 | 0
Direct Buildings Pollutant Emissions[rural residential,heavy or residual fuel oil bf,N2O] | NoSettings | 0 | 0 | 0 | 0 | 0 | 0 | 0 | 0 | 0 | 0 | 0 | 0 | 0 | 0 | 0 | 0 | 0 | 0 | 0 | 0 | 0 | 0 | 0 | 0 | 0 | 0 | 0 | 0 | 0 | 0 | 0
Direct Buildings Pollutant Emissions[rural residential,heavy or residual fuel oil bf,F gases] | NoSettings | 0 | 0 | 0 | 0 | 0 | 0 | 0 | 0 | 0 | 0 | 0 | 0 | 0 | 0 | 0 | 0 | 0 | 0 | 0 | 0 | 0 | 0 | 0 | 0 | 0 | 0 | 0 | 0 | 0 | 0 | 0
Direct Buildings Pollutant Emissions[rural residential,LPG propane or butane bf,CO2] | NoSettings | 184011000000 | 177374000000 | 168216000000 | 169076000000 | 168093000000 | 166495000000 | 163668000000 | 162808000000 | 159304000000 | 155187000000 | 150516000000 | 145107000000 | 139822000000 | 135765000000 | 132385000000 | 128390000000 | 124457000000 | 120523000000 | 116590000000 | 112103000000 | 108846000000 | 106277000000 | 103689000000 | 101169000000 | 99221000000 | 97991800000 | 95373600000 | 93480700000 | 92147000000 | 90862500000 | 88914200000
Direct Buildings Pollutant Emissions[rural residential,LPG propane or butane bf,VOC] | NoSettings | 11886200 | 11457400 | 10865900 | 10921500 | 10858000 | 10754700 | 10572100 | 10516500 | 10290200 | 10024300 | 9722530 | 9373170 | 9031750 | 8769730 | 8551380 | 8293330 | 8039250 | 7785170 | 7531090 | 7241280 | 7030870 | 6864920 | 6697790 | 6535020 | 6409170 | 6329770 | 6160650 | 6038370 | 5952220 | 5869250 | 5743400
Direct Buildings Pollutant Emissions[rural residential,LPG propane or butane bf,CO] | NoSettings | 9823310 | 9468970 | 8980100 | 9026030 | 8973540 | 8888230 | 8737300 | 8691370 | 8504350 | 8284530 | 8035170 | 7746440 | 7464280 | 7247730 | 7067270 | 6854010 | 6644030 | 6434040 | 6224060 | 5984540 | 5810650 | 5673510 | 5535380 | 5400850 | 5296850 | 5231230 | 5091460 | 4990400 | 4919200 | 4850630 | 4746620
Direct Buildings Pollutant Emissions[rural residential,LPG propane or butane bf,NOx] | NoSettings | 193137000 | 186170000 | 176558000 | 177462000 | 176429000 | 174752000 | 171785000 | 170882000 | 167205000 | 162883000 | 157980000 | 152303000 | 146756000 | 142498000 | 138950000 | 134757000 | 130629000 | 126500000 | 122372000 | 117663000 | 114244000 | 111547000 | 108831000 | 106187000 | 104142000 | 102852000 | 100104000 | 98116700 | 96716800 | 95368600 | 93323700
Direct Buildings Pollutant Emissions[rural residential,LPG propane or butane bf,PM10] | NoSettings | 10401200 | 10026000 | 9508340 | 9556970 | 9501390 | 9411070 | 9251260 | 9202630 | 9004610 | 8771850 | 8507830 | 8202110 | 7903350 | 7674070 | 7483000 | 7257190 | 7034850 | 6812510 | 6590180 | 6336580 | 6152450 | 6007240 | 5860990 | 5718550 | 5608430 | 5538950 | 5390950 | 5283950 | 5208570 | 5135960 | 5025840
Direct Buildings Pollutant Emissions[rural residential,LPG propane or butane bf,PM25] | NoSettings | 10401200 | 10026000 | 9508340 | 9556970 | 9501390 | 9411070 | 9251260 | 9202630 | 9004610 | 8771850 | 8507830 | 8202110 | 7903350 | 7674070 | 7483000 | 7257190 | 7034850 | 6812510 | 6590180 | 6336580 | 6152450 | 6007240 | 5860990 | 5718550 | 5608430 | 5538950 | 5390950 | 5283950 | 5208570 | 5135960 | 5025840
Direct Buildings Pollutant Emissions[rural residential,LPG propane or butane bf,SOx] | NoSettings | 0 | 0 | 0 | 0 | 0 | 0 | 0 | 0 | 0 | 0 | 0 | 0 | 0 | 0 | 0 | 0 | 0 | 0 | 0 | 0 | 0 | 0 | 0 | 0 | 0 | 0 | 0 | 0 | 0 | 0 | 0
Direct Buildings Pollutant Emissions[rural residential,LPG propane or butane bf,BC] | NoSettings | 1715560 | 1653680 | 1568300 | 1576320 | 1567150 | 1552260 | 1525900 | 1517880 | 1485220 | 1446830 | 1403280 | 1352850 | 1303580 | 1265760 | 1234240 | 1197000 | 1160330 | 1123650 | 1086980 | 1045150 | 1014780 | 990832 | 966708 | 943215 | 925051 | 913591 | 889181 | 871533 | 859099 | 847123 | 828959
Direct Buildings Pollutant Emissions[rural residential,LPG propane or butane bf,OC] | NoSettings | 4452080 | 4291480 | 4069920 | 4090740 | 4066940 | 4028280 | 3959880 | 3939060 | 3854300 | 3754680 | 3641660 | 3510810 | 3382930 | 3284780 | 3203000 | 3106340 | 3011180 | 2916010 | 2820840 | 2712290 | 2633480 | 2571320 | 2508720 | 2447750 | 2400610 | 2370870 | 2307530 | 2261730 | 2229460 | 2198380 | 2151240
Direct Buildings Pollutant Emissions[rural residential,LPG propane or butane bf,CH4] | NoSettings | 8982000 | 8658000 | 8211000 | 8253000 | 8205000 | 8127000 | 7989000 | 7947000 | 7776000 | 7575000 | 7347000 | 7083000 | 6825000 | 6627000 | 6462000 | 6267000 | 6075000 | 5883000 | 5691000 | 5472000 | 5313000 | 5187600 | 5061300 | 4938300 | 4843200 | 4783200 | 4655400 | 4563000 | 4497900 | 4435200 | 4340100
Direct Buildings Pollutant Emissions[rural residential,LPG propane or butane bf,N2O] | NoSettings | 1796400 | 1731600 | 1642200 | 1650600 | 1641000 | 1625400 | 1597800 | 1589400 | 1555200 | 1515000 | 1469400 | 1416600 | 1365000 | 1325400 | 1292400 | 1253400 | 1215000 | 1176600 | 1138200 | 1094400 | 1062600 | 1037520 | 1012260 | 987660 | 968640 | 956640 | 931080 | 912600 | 899580 | 887040 | 868020
Direct Buildings Pollutant Emissions[rural residential,LPG propane or butane bf,F gases] | NoSettings | 0 | 0 | 0 | 0 | 0 | 0 | 0 | 0 | 0 | 0 | 0 | 0 | 0 | 0 | 0 | 0 | 0 | 0 | 0 | 0 | 0 | 0 | 0 | 0 | 0 | 0 | 0 | 0 | 0 | 0 | 0
Direct Buildings Pollutant Emissions[rural residential,hydrogen bf,CO2] | NoSettings | 0 | 0 | 0 | 0 | 0 | 0 | 0 | 0 | 0 | 0 | 0 | 0 | 0 | 0 | 0 | 0 | 0 | 0 | 0 | 0 | 0 | 0 | 0 | 0 | 0 | 0 | 0 | 0 | 0 | 0 | 0
Direct Buildings Pollutant Emissions[rural residential,hydrogen bf,VOC] | NoSettings | 0 | 0 | 0 | 0 | 0 | 0 | 0 | 0 | 0 | 0 | 0 | 0 | 0 | 0 | 0 | 0 | 0 | 0 | 0 | 0 | 0 | 0 | 0 | 0 | 0 | 0 | 0 | 0 | 0 | 0 | 0
Direct Buildings Pollutant Emissions[rural residential,hydrogen bf,CO] | NoSettings | 0 | 0 | 0 | 0 | 0 | 0 | 0 | 0 | 0 | 0 | 0 | 0 | 0 | 0 | 0 | 0 | 0 | 0 | 0 | 0 | 0 | 0 | 0 | 0 | 0 | 0 | 0 | 0 | 0 | 0 | 0
Direct Buildings Pollutant Emissions[rural residential,hydrogen bf,NOx] | NoSettings | 0 | 0 | 0 | 0 | 0 | 0 | 0 | 0 | 0 | 0 | 0 | 0 | 0 | 0 | 0 | 0 | 0 | 0 | 0 | 0 | 0 | 0 | 0 | 0 | 0 | 0 | 0 | 0 | 0 | 0 | 0
Direct Buildings Pollutant Emissions[rural residential,hydrogen bf,PM10] | NoSettings | 0 | 0 | 0 | 0 | 0 | 0 | 0 | 0 | 0 | 0 | 0 | 0 | 0 | 0 | 0 | 0 | 0 | 0 | 0 | 0 | 0 | 0 | 0 | 0 | 0 | 0 | 0 | 0 | 0 | 0 | 0
Direct Buildings Pollutant Emissions[rural residential,hydrogen bf,PM25] | NoSettings | 0 | 0 | 0 | 0 | 0 | 0 | 0 | 0 | 0 | 0 | 0 | 0 | 0 | 0 | 0 | 0 | 0 | 0 | 0 | 0 | 0 | 0 | 0 | 0 | 0 | 0 | 0 | 0 | 0 | 0 | 0
Direct Buildings Pollutant Emissions[rural residential,hydrogen bf,SOx] | NoSettings | 0 | 0 | 0 | 0 | 0 | 0 | 0 | 0 | 0 | 0 | 0 | 0 | 0 | 0 | 0 | 0 | 0 | 0 | 0 | 0 | 0 | 0 | 0 | 0 | 0 | 0 | 0 | 0 | 0 | 0 | 0
Direct Buildings Pollutant Emissions[rural residential,hydrogen bf,BC] | NoSettings | 0 | 0 | 0 | 0 | 0 | 0 | 0 | 0 | 0 | 0 | 0 | 0 | 0 | 0 | 0 | 0 | 0 | 0 | 0 | 0 | 0 | 0 | 0 | 0 | 0 | 0 | 0 | 0 | 0 | 0 | 0
Direct Buildings Pollutant Emissions[rural residential,hydrogen bf,OC] | NoSettings | 0 | 0 | 0 | 0 | 0 | 0 | 0 | 0 | 0 | 0 | 0 | 0 | 0 | 0 | 0 | 0 | 0 | 0 | 0 | 0 | 0 | 0 | 0 | 0 | 0 | 0 | 0 | 0 | 0 | 0 | 0
Direct Buildings Pollutant Emissions[rural residential,hydrogen bf,CH4] | NoSettings | 0 | 0 | 0 | 0 | 0 | 0 | 0 | 0 | 0 | 0 | 0 | 0 | 0 | 0 | 0 | 0 | 0 | 0 | 0 | 0 | 0 | 0 | 0 | 0 | 0 | 0 | 0 | 0 | 0 | 0 | 0
Direct Buildings Pollutant Emissions[rural residential,hydrogen bf,N2O] | NoSettings | 0 | 0 | 0 | 0 | 0 | 0 | 0 | 0 | 0 | 0 | 0 | 0 | 0 | 0 | 0 | 0 | 0 | 0 | 0 | 0 | 0 | 0 | 0 | 0 | 0 | 0 | 0 | 0 | 0 | 0 | 0
Direct Buildings Pollutant Emissions[rural residential,hydrogen bf,F gases] | NoSettings | 0 | 0 | 0 | 0 | 0 | 0 | 0 | 0 | 0 | 0 | 0 | 0 | 0 | 0 | 0 | 0 | 0 | 0 | 0 | 0 | 0 | 0 | 0 | 0 | 0 | 0 | 0 | 0 | 0 | 0 | 0
Direct Buildings Pollutant Emissions[commercial,electricity bf,CO2] | NoSettings | 0 | 0 | 0 | 0 | 0 | 0 | 0 | 0 | 0 | 0 | 0 | 0 | 0 | 0 | 0 | 0 | 0 | 0 | 0 | 0 | 0 | 0 | 0 | 0 | 0 | 0 | 0 | 0 | 0 | 0 | 0
Direct Buildings Pollutant Emissions[commercial,electricity bf,VOC] | NoSettings | 0 | 0 | 0 | 0 | 0 | 0 | 0 | 0 | 0 | 0 | 0 | 0 | 0 | 0 | 0 | 0 | 0 | 0 | 0 | 0 | 0 | 0 | 0 | 0 | 0 | 0 | 0 | 0 | 0 | 0 | 0
Direct Buildings Pollutant Emissions[commercial,electricity bf,CO] | NoSettings | 0 | 0 | 0 | 0 | 0 | 0 | 0 | 0 | 0 | 0 | 0 | 0 | 0 | 0 | 0 | 0 | 0 | 0 | 0 | 0 | 0 | 0 | 0 | 0 | 0 | 0 | 0 | 0 | 0 | 0 | 0
Direct Buildings Pollutant Emissions[commercial,electricity bf,NOx] | NoSettings | 0 | 0 | 0 | 0 | 0 | 0 | 0 | 0 | 0 | 0 | 0 | 0 | 0 | 0 | 0 | 0 | 0 | 0 | 0 | 0 | 0 | 0 | 0 | 0 | 0 | 0 | 0 | 0 | 0 | 0 | 0
Direct Buildings Pollutant Emissions[commercial,electricity bf,PM10] | NoSettings | 0 | 0 | 0 | 0 | 0 | 0 | 0 | 0 | 0 | 0 | 0 | 0 | 0 | 0 | 0 | 0 | 0 | 0 | 0 | 0 | 0 | 0 | 0 | 0 | 0 | 0 | 0 | 0 | 0 | 0 | 0
Direct Buildings Pollutant Emissions[commercial,electricity bf,PM25] | NoSettings | 0 | 0 | 0 | 0 | 0 | 0 | 0 | 0 | 0 | 0 | 0 | 0 | 0 | 0 | 0 | 0 | 0 | 0 | 0 | 0 | 0 | 0 | 0 | 0 | 0 | 0 | 0 | 0 | 0 | 0 | 0
Direct Buildings Pollutant Emissions[commercial,electricity bf,SOx] | NoSettings | 0 | 0 | 0 | 0 | 0 | 0 | 0 | 0 | 0 | 0 | 0 | 0 | 0 | 0 | 0 | 0 | 0 | 0 | 0 | 0 | 0 | 0 | 0 | 0 | 0 | 0 | 0 | 0 | 0 | 0 | 0
Direct Buildings Pollutant Emissions[commercial,electricity bf,BC] | NoSettings | 0 | 0 | 0 | 0 | 0 | 0 | 0 | 0 | 0 | 0 | 0 | 0 | 0 | 0 | 0 | 0 | 0 | 0 | 0 | 0 | 0 | 0 | 0 | 0 | 0 | 0 | 0 | 0 | 0 | 0 | 0
Direct Buildings Pollutant Emissions[commercial,electricity bf,OC] | NoSettings | 0 | 0 | 0 | 0 | 0 | 0 | 0 | 0 | 0 | 0 | 0 | 0 | 0 | 0 | 0 | 0 | 0 | 0 | 0 | 0 | 0 | 0 | 0 | 0 | 0 | 0 | 0 | 0 | 0 | 0 | 0
Direct Buildings Pollutant Emissions[commercial,electricity bf,CH4] | NoSettings | 0 | 0 | 0 | 0 | 0 | 0 | 0 | 0 | 0 | 0 | 0 | 0 | 0 | 0 | 0 | 0 | 0 | 0 | 0 | 0 | 0 | 0 | 0 | 0 | 0 | 0 | 0 | 0 | 0 | 0 | 0
Direct Buildings Pollutant Emissions[commercial,electricity bf,N2O] | NoSettings | 0 | 0 | 0 | 0 | 0 | 0 | 0 | 0 | 0 | 0 | 0 | 0 | 0 | 0 | 0 | 0 | 0 | 0 | 0 | 0 | 0 | 0 | 0 | 0 | 0 | 0 | 0 | 0 | 0 | 0 | 0
Direct Buildings Pollutant Emissions[commercial,electricity bf,F gases] | NoSettings | 0 | 0 | 0 | 0 | 0 | 0 | 0 | 0 | 0 | 0 | 0 | 0 | 0 | 0 | 0 | 0 | 0 | 0 | 0 | 0 | 0 | 0 | 0 | 0 | 0 | 0 | 0 | 0 | 0 | 0 | 0
Direct Buildings Pollutant Emissions[commercial,hard coal bf,CO2] | NoSettings | 0 | 0 | 0 | 0 | 0 | 0 | 0 | 0 | 0 | 0 | 0 | 0 | 0 | 0 | 0 | 0 | 0 | 0 | 0 | 0 | 0 | 0 | 0 | 0 | 0 | 0 | 0 | 0 | 0 | 0 | 0
Direct Buildings Pollutant Emissions[commercial,hard coal bf,VOC] | NoSettings | 0 | 0 | 0 | 0 | 0 | 0 | 0 | 0 | 0 | 0 | 0 | 0 | 0 | 0 | 0 | 0 | 0 | 0 | 0 | 0 | 0 | 0 | 0 | 0 | 0 | 0 | 0 | 0 | 0 | 0 | 0
Direct Buildings Pollutant Emissions[commercial,hard coal bf,CO] | NoSettings | 0 | 0 | 0 | 0 | 0 | 0 | 0 | 0 | 0 | 0 | 0 | 0 | 0 | 0 | 0 | 0 | 0 | 0 | 0 | 0 | 0 | 0 | 0 | 0 | 0 | 0 | 0 | 0 | 0 | 0 | 0
Direct Buildings Pollutant Emissions[commercial,hard coal bf,NOx] | NoSettings | 0 | 0 | 0 | 0 | 0 | 0 | 0 | 0 | 0 | 0 | 0 | 0 | 0 | 0 | 0 | 0 | 0 | 0 | 0 | 0 | 0 | 0 | 0 | 0 | 0 | 0 | 0 | 0 | 0 | 0 | 0
Direct Buildings Pollutant Emissions[commercial,hard coal bf,PM10] | NoSettings | 0 | 0 | 0 | 0 | 0 | 0 | 0 | 0 | 0 | 0 | 0 | 0 | 0 | 0 | 0 | 0 | 0 | 0 | 0 | 0 | 0 | 0 | 0 | 0 | 0 | 0 | 0 | 0 | 0 | 0 | 0
Direct Buildings Pollutant Emissions[commercial,hard coal bf,PM25] | NoSettings | 0 | 0 | 0 | 0 | 0 | 0 | 0 | 0 | 0 | 0 | 0 | 0 | 0 | 0 | 0 | 0 | 0 | 0 | 0 | 0 | 0 | 0 | 0 | 0 | 0 | 0 | 0 | 0 | 0 | 0 | 0
Direct Buildings Pollutant Emissions[commercial,hard coal bf,SOx] | NoSettings | 0 | 0 | 0 | 0 | 0 | 0 | 0 | 0 | 0 | 0 | 0 | 0 | 0 | 0 | 0 | 0 | 0 | 0 | 0 | 0 | 0 | 0 | 0 | 0 | 0 | 0 | 0 | 0 | 0 | 0 | 0
Direct Buildings Pollutant Emissions[commercial,hard coal bf,BC] | NoSettings | 0 | 0 | 0 | 0 | 0 | 0 | 0 | 0 | 0 | 0 | 0 | 0 | 0 | 0 | 0 | 0 | 0 | 0 | 0 | 0 | 0 | 0 | 0 | 0 | 0 | 0 | 0 | 0 | 0 | 0 | 0
Direct Buildings Pollutant Emissions[commercial,hard coal bf,OC] | NoSettings | 0 | 0 | 0 | 0 | 0 | 0 | 0 | 0 | 0 | 0 | 0 | 0 | 0 | 0 | 0 | 0 | 0 | 0 | 0 | 0 | 0 | 0 | 0 | 0 | 0 | 0 | 0 | 0 | 0 | 0 | 0
Direct Buildings Pollutant Emissions[commercial,hard coal bf,CH4] | NoSettings | 0 | 0 | 0 | 0 | 0 | 0 | 0 | 0 | 0 | 0 | 0 | 0 | 0 | 0 | 0 | 0 | 0 | 0 | 0 | 0 | 0 | 0 | 0 | 0 | 0 | 0 | 0 | 0 | 0 | 0 | 0
Direct Buildings Pollutant Emissions[commercial,hard coal bf,N2O] | NoSettings | 0 | 0 | 0 | 0 | 0 | 0 | 0 | 0 | 0 | 0 | 0 | 0 | 0 | 0 | 0 | 0 | 0 | 0 | 0 | 0 | 0 | 0 | 0 | 0 | 0 | 0 | 0 | 0 | 0 | 0 | 0
Direct Buildings Pollutant Emissions[commercial,hard coal bf,F gases] | NoSettings | 0 | 0 | 0 | 0 | 0 | 0 | 0 | 0 | 0 | 0 | 0 | 0 | 0 | 0 | 0 | 0 | 0 | 0 | 0 | 0 | 0 | 0 | 0 | 0 | 0 | 0 | 0 | 0 | 0 | 0 | 0
Direct Buildings Pollutant Emissions[commercial,natural gas bf,CO2] | NoSettings | 9626990000000 | 9755190000000 | 10144100000000 | 10341100000000 | 10436800000000 | 10468400000000 | 10467900000000 | 10430200000000 | 10397500000000 | 10359400000000 | 10289200000000 | 10319800000000 | 10228200000000 | 10157800000000 | 10113700000000 | 10080300000000 | 10004400000000 | 9981540000000 | 9958620000000 | 9941060000000 | 9881050000000 | 9874250000000 | 9920520000000 | 9919250000000 | 9981810000000 | 10039100000000 | 10054200000000 | 10064000000000 | 10137600000000 | 10206000000000 | 10232100000000
Direct Buildings Pollutant Emissions[commercial,natural gas bf,VOC] | NoSettings | 416033000 | 421573000 | 438378000 | 446892000 | 451029000 | 452395000 | 452375000 | 450742000 | 449329000 | 447683000 | 444649000 | 445972000 | 442015000 | 438970000 | 437066000 | 435622000 | 432343000 | 431355000 | 430364000 | 429605000 | 427012000 | 426718000 | 428718000 | 428663000 | 431366000 | 433842000 | 434494000 | 434920000 | 438101000 | 441056000 | 442182000
Direct Buildings Pollutant Emissions[commercial,natural gas bf,CO] | NoSettings | 4089390000 | 4143840000 | 4309030000 | 4392720000 | 4433380000 | 4446810000 | 4446610000 | 4430560000 | 4416670000 | 4400490000 | 4370670000 | 4383680000 | 4344780000 | 4314840000 | 4296140000 | 4281940000 | 4249710000 | 4239990000 | 4230250000 | 4222790000 | 4197300000 | 4194420000 | 4214070000 | 4213530000 | 4240100000 | 4264450000 | 4270850000 | 4275040000 | 4306300000 | 4335350000 | 4346420000
Direct Buildings Pollutant Emissions[commercial,natural gas bf,NOx] | NoSettings | 6722930000 | 6812450000 | 7084020000 | 7221600000 | 7288450000 | 7310530000 | 7310200000 | 7283820000 | 7260990000 | 7234390000 | 7185360000 | 7206740000 | 7142790000 | 7093580000 | 7062830000 | 7039480000 | 6986490000 | 6970520000 | 6954520000 | 6942250000 | 6900340000 | 6895600000 | 6927910000 | 6927020000 | 6970710000 | 7010730000 | 7021250000 | 7028140000 | 7079540000 | 7127300000 | 7145490000
Direct Buildings Pollutant Emissions[commercial,natural gas bf,PM10] | NoSettings | 574426000 | 582075000 | 605279000 | 617034000 | 622746000 | 624633000 | 624604000 | 622350000 | 620400000 | 618127000 | 613938000 | 615765000 | 610300000 | 606096000 | 603468000 | 601474000 | 596946000 | 595582000 | 594214000 | 593166000 | 589585000 | 589180000 | 591941000 | 591865000 | 595597000 | 599017000 | 599916000 | 600505000 | 604896000 | 608977000 | 610531000
Direct Buildings Pollutant Emissions[commercial,natural gas bf,PM25] | NoSettings | 574426000 | 582075000 | 605279000 | 617034000 | 622746000 | 624633000 | 624604000 | 622350000 | 620400000 | 618127000 | 613938000 | 615765000 | 610300000 | 606096000 | 603468000 | 601474000 | 596946000 | 595582000 | 594214000 | 593166000 | 589585000 | 589180000 | 591941000 | 591865000 | 595597000 | 599017000 | 599916000 | 600505000 | 604896000 | 608977000 | 610531000
Direct Buildings Pollutant Emissions[commercial,natural gas bf,SOx] | NoSettings | 43907500 | 44492200 | 46265800 | 47164300 | 47600900 | 47745100 | 47743000 | 47570700 | 47421600 | 47247800 | 46927700 | 47067300 | 46649600 | 46328200 | 46127400 | 45974900 | 45628900 | 45524600 | 45420000 | 45339900 | 45066200 | 45035200 | 45246300 | 45240400 | 45525800 | 45787100 | 45855900 | 45900900 | 46236500 | 46548500 | 46667300
Direct Buildings Pollutant Emissions[commercial,natural gas bf,BC] | NoSettings | 94709600 | 95970700 | 99796500 | 101735000 | 102676000 | 102987000 | 102983000 | 102611000 | 102290000 | 101915000 | 101224000 | 101525000 | 100624000 | 99931200 | 99497900 | 99169000 | 98422600 | 98197600 | 97972100 | 97799300 | 97208900 | 97142100 | 97597300 | 97584800 | 98200200 | 98764000 | 98912200 | 99009300 | 99733300 | 100406000 | 100662000
Direct Buildings Pollutant Emissions[commercial,natural gas bf,OC] | NoSettings | 245846000 | 249119000 | 259050000 | 264081000 | 266526000 | 267333000 | 267321000 | 266356000 | 265522000 | 264549000 | 262756000 | 263538000 | 261199000 | 259400000 | 258275000 | 257422000 | 255484000 | 254900000 | 254315000 | 253866000 | 252334000 | 252160000 | 253342000 | 253309000 | 254907000 | 256370000 | 256755000 | 257007000 | 258886000 | 260633000 | 261298000
Direct Buildings Pollutant Emissions[commercial,natural gas bf,CH4] | NoSettings | 181436000 | 183852000 | 191181000 | 194894000 | 196698000 | 197294000 | 197285000 | 196573000 | 195957000 | 195239000 | 193916000 | 194493000 | 192767000 | 191439000 | 190609000 | 189979000 | 188549000 | 188118000 | 187686000 | 187355000 | 186224000 | 186096000 | 186968000 | 186944000 | 188123000 | 189203000 | 189487000 | 189673000 | 191060000 | 192349000 | 192840000
Direct Buildings Pollutant Emissions[commercial,natural gas bf,N2O] | NoSettings | 18143600 | 18385200 | 19118100 | 19489400 | 19669800 | 19729400 | 19728500 | 19657300 | 19595700 | 19523900 | 19391600 | 19449300 | 19276700 | 19143900 | 19060900 | 18997900 | 18854900 | 18811800 | 18768600 | 18735500 | 18622400 | 18609600 | 18696800 | 18694400 | 18812300 | 18920300 | 18948700 | 18967300 | 19106000 | 19234900 | 19284000
Direct Buildings Pollutant Emissions[commercial,natural gas bf,F gases] | NoSettings | 0 | 0 | 0 | 0 | 0 | 0 | 0 | 0 | 0 | 0 | 0 | 0 | 0 | 0 | 0 | 0 | 0 | 0 | 0 | 0 | 0 | 0 | 0 | 0 | 0 | 0 | 0 | 0 | 0 | 0 | 0
Direct Buildings Pollutant Emissions[commercial,petroleum diesel bf,CO2] | NoSettings | 1531140000000 | 1531130000000 | 1531110000000 | 1531100000000 | 1523690000000 | 1516280000000 | 1508870000000 | 1501470000000 | 1486670000000 | 1471870000000 | 1457070000000 | 1442280000000 | 1427480000000 | 1412690000000 | 1397900000000 | 1383100000000 | 1368310000000 | 1353520000000 | 1338720000000 | 1331330000000 | 1323930000000 | 1316530000000 | 1309140000000 | 1301740000000 | 1301740000000 | 1301740000000 | 1301740000000 | 1301740000000 | 1301740000000 | 1301730000000 | 1301730000000
Direct Buildings Pollutant Emissions[commercial,petroleum diesel bf,VOC] | NoSettings | 23248700 | 23248500 | 23248200 | 23248000 | 23135500 | 23023000 | 22910600 | 22798100 | 22573400 | 22348700 | 22124100 | 21899400 | 21674800 | 21450100 | 21225500 | 21000900 | 20776300 | 20551600 | 20327000 | 20214700 | 20102400 | 19990100 | 19877800 | 19765400 | 19765400 | 19765400 | 19765400 | 19765400 | 19765400 | 19765400 | 19765400
Direct Buildings Pollutant Emissions[commercial,petroleum diesel bf,CO] | NoSettings | 486131000 | 486127000 | 486122000 | 486117000 | 483765000 | 481413000 | 479062000 | 476710000 | 472012000 | 467313000 | 462615000 | 457918000 | 453221000 | 448524000 | 443827000 | 439130000 | 434433000 | 429736000 | 425039000 | 422691000 | 420342000 | 417994000 | 415645000 | 413297000 | 413297000 | 413296000 | 413296000 | 413296000 | 413296000 | 413295000 | 413295000
Direct Buildings Pollutant Emissions[commercial,petroleum diesel bf,NOx] | NoSettings | 1288060000 | 1288040000 | 1288030000 | 1288020000 | 1281790000 | 1275550000 | 1269320000 | 1263090000 | 1250640000 | 1238190000 | 1225750000 | 1213300000 | 1200860000 | 1188410000 | 1175960000 | 1163520000 | 1151080000 | 1138630000 | 1126190000 | 1119960000 | 1113740000 | 1107520000 | 1101300000 | 1095070000 | 1095070000 | 1095070000 | 1095070000 | 1095070000 | 1095070000 | 1095070000 | 1095070000
Direct Buildings Pollutant Emissions[commercial,petroleum diesel bf,PM10] | NoSettings | 162679000 | 162677000 | 162675000 | 162674000 | 161887000 | 161100000 | 160313000 | 159526000 | 157954000 | 156381000 | 154809000 | 153237000 | 151665000 | 150094000 | 148522000 | 146950000 | 145378000 | 143807000 | 142235000 | 141449000 | 140663000 | 139877000 | 139091000 | 138305000 | 138305000 | 138305000 | 138305000 | 138305000 | 138305000 | 138305000 | 138305000
Direct Buildings Pollutant Emissions[commercial,petroleum diesel bf,PM25] | NoSettings | 145599000 | 145598000 | 145596000 | 145595000 | 144890000 | 144186000 | 143482000 | 142778000 | 141370000 | 139963000 | 138556000 | 137149000 | 135742000 | 134336000 | 132929000 | 131522000 | 130115000 | 128709000 | 127302000 | 126598000 | 125895000 | 125192000 | 124488000 | 123785000 | 123785000 | 123785000 | 123785000 | 123785000 | 123785000 | 123784000 | 123784000
Direct Buildings Pollutant Emissions[commercial,petroleum diesel bf,SOx] | NoSettings | 10496100 | 10496000 | 10495900 | 10495800 | 10445000 | 10394200 | 10343400 | 10292700 | 10191200 | 10089800 | 9988330 | 9886910 | 9785490 | 9684080 | 9582660 | 9481250 | 9379840 | 9278440 | 9177030 | 9126320 | 9075610 | 9024910 | 8974200 | 8923490 | 8923490 | 8923480 | 8923480 | 8923470 | 8923470 | 8923460 | 8923460
Direct Buildings Pollutant Emissions[commercial,petroleum diesel bf,BC] | NoSettings | 14553700 | 14553600 | 14553400 | 14553300 | 14482900 | 14412500 | 14342100 | 14271700 | 14131000 | 13990300 | 13849700 | 13709100 | 13568400 | 13427800 | 13287200 | 13146600 | 13006000 | 12865400 | 12724800 | 12654400 | 12584100 | 12513800 | 12443500 | 12373200 | 12373200 | 12373200 | 12373200 | 12373200 | 12373200 | 12373200 | 12373200
Direct Buildings Pollutant Emissions[commercial,petroleum diesel bf,OC] | NoSettings | 36394600 | 36394300 | 36393900 | 36393600 | 36217500 | 36041400 | 35865400 | 35689300 | 35337600 | 34985800 | 34634100 | 34282400 | 33930800 | 33579100 | 33227500 | 32875800 | 32524200 | 32172600 | 31820900 | 31645100 | 31469300 | 31293500 | 31117600 | 30941800 | 30941800 | 30941800 | 30941800 | 30941700 | 30941700 | 30941700 | 30941700
Direct Buildings Pollutant Emissions[commercial,petroleum diesel bf,CH4] | NoSettings | 62106900 | 62106300 | 62105700 | 62105100 | 61804600 | 61504100 | 61203700 | 60903300 | 60303000 | 59702700 | 59102500 | 58502400 | 57902300 | 57302200 | 56702200 | 56102100 | 55502000 | 54902000 | 54301900 | 54001900 | 53701800 | 53401800 | 53101800 | 52801700 | 52801700 | 52801700 | 52801600 | 52801600 | 52801600 | 52801600 | 52801500
Direct Buildings Pollutant Emissions[commercial,petroleum diesel bf,N2O] | NoSettings | 12421400 | 12421300 | 12421100 | 12421000 | 12360900 | 12300800 | 12240700 | 12180700 | 12060600 | 11940500 | 11820500 | 11700500 | 11580500 | 11460400 | 11340400 | 11220400 | 11100400 | 10980400 | 10860400 | 10800400 | 10740400 | 10680400 | 10620400 | 10560300 | 10560300 | 10560300 | 10560300 | 10560300 | 10560300 | 10560300 | 10560300
Direct Buildings Pollutant Emissions[commercial,petroleum diesel bf,F gases] | NoSettings | 0 | 0 | 0 | 0 | 0 | 0 | 0 | 0 | 0 | 0 | 0 | 0 | 0 | 0 | 0 | 0 | 0 | 0 | 0 | 0 | 0 | 0 | 0 | 0 | 0 | 0 | 0 | 0 | 0 | 0 | 0
Direct Buildings Pollutant Emissions[commercial,heat bf,CO2] | NoSettings | 0 | 0 | 0 | 0 | 0 | 0 | 0 | 0 | 0 | 0 | 0 | 0 | 0 | 0 | 0 | 0 | 0 | 0 | 0 | 0 | 0 | 0 | 0 | 0 | 0 | 0 | 0 | 0 | 0 | 0 | 0
Direct Buildings Pollutant Emissions[commercial,heat bf,VOC] | NoSettings | 0 | 0 | 0 | 0 | 0 | 0 | 0 | 0 | 0 | 0 | 0 | 0 | 0 | 0 | 0 | 0 | 0 | 0 | 0 | 0 | 0 | 0 | 0 | 0 | 0 | 0 | 0 | 0 | 0 | 0 | 0
Direct Buildings Pollutant Emissions[commercial,heat bf,CO] | NoSettings | 0 | 0 | 0 | 0 | 0 | 0 | 0 | 0 | 0 | 0 | 0 | 0 | 0 | 0 | 0 | 0 | 0 | 0 | 0 | 0 | 0 | 0 | 0 | 0 | 0 | 0 | 0 | 0 | 0 | 0 | 0
Direct Buildings Pollutant Emissions[commercial,heat bf,NOx] | NoSettings | 0 | 0 | 0 | 0 | 0 | 0 | 0 | 0 | 0 | 0 | 0 | 0 | 0 | 0 | 0 | 0 | 0 | 0 | 0 | 0 | 0 | 0 | 0 | 0 | 0 | 0 | 0 | 0 | 0 | 0 | 0
Direct Buildings Pollutant Emissions[commercial,heat bf,PM10] | NoSettings | 0 | 0 | 0 | 0 | 0 | 0 | 0 | 0 | 0 | 0 | 0 | 0 | 0 | 0 | 0 | 0 | 0 | 0 | 0 | 0 | 0 | 0 | 0 | 0 | 0 | 0 | 0 | 0 | 0 | 0 | 0
Direct Buildings Pollutant Emissions[commercial,heat bf,PM25] | NoSettings | 0 | 0 | 0 | 0 | 0 | 0 | 0 | 0 | 0 | 0 | 0 | 0 | 0 | 0 | 0 | 0 | 0 | 0 | 0 | 0 | 0 | 0 | 0 | 0 | 0 | 0 | 0 | 0 | 0 | 0 | 0
Direct Buildings Pollutant Emissions[commercial,heat bf,SOx] | NoSettings | 0 | 0 | 0 | 0 | 0 | 0 | 0 | 0 | 0 | 0 | 0 | 0 | 0 | 0 | 0 | 0 | 0 | 0 | 0 | 0 | 0 | 0 | 0 | 0 | 0 | 0 | 0 | 0 | 0 | 0 | 0
Direct Buildings Pollutant Emissions[commercial,heat bf,BC] | NoSettings | 0 | 0 | 0 | 0 | 0 | 0 | 0 | 0 | 0 | 0 | 0 | 0 | 0 | 0 | 0 | 0 | 0 | 0 | 0 | 0 | 0 | 0 | 0 | 0 | 0 | 0 | 0 | 0 | 0 | 0 | 0
Direct Buildings Pollutant Emissions[commercial,heat bf,OC] | NoSettings | 0 | 0 | 0 | 0 | 0 | 0 | 0 | 0 | 0 | 0 | 0 | 0 | 0 | 0 | 0 | 0 | 0 | 0 | 0 | 0 | 0 | 0 | 0 | 0 | 0 | 0 | 0 | 0 | 0 | 0 | 0
Direct Buildings Pollutant Emissions[commercial,heat bf,CH4] | NoSettings | 0 | 0 | 0 | 0 | 0 | 0 | 0 | 0 | 0 | 0 | 0 | 0 | 0 | 0 | 0 | 0 | 0 | 0 | 0 | 0 | 0 | 0 | 0 | 0 | 0 | 0 | 0 | 0 | 0 | 0 | 0
Direct Buildings Pollutant Emissions[commercial,heat bf,N2O] | NoSettings | 0 | 0 | 0 | 0 | 0 | 0 | 0 | 0 | 0 | 0 | 0 | 0 | 0 | 0 | 0 | 0 | 0 | 0 | 0 | 0 | 0 | 0 | 0 | 0 | 0 | 0 | 0 | 0 | 0 | 0 | 0
Direct Buildings Pollutant Emissions[commercial,heat bf,F gases] | NoSettings | 0 | 0 | 0 | 0 | 0 | 0 | 0 | 0 | 0 | 0 | 0 | 0 | 0 | 0 | 0 | 0 | 0 | 0 | 0 | 0 | 0 | 0 | 0 | 0 | 0 | 0 | 0 | 0 | 0 | 0 | 0
Direct Buildings Pollutant Emissions[commercial,biomass bf,CO2] | NoSettings | 0 | 0 | 0 | 0 | 0 | 0 | 0 | 0 | 0 | 0 | 0 | 0 | 0 | 0 | 0 | 0 | 0 | 0 | 0 | 0 | 0 | 0 | 0 | 0 | 0 | 0 | 0 | 0 | 0 | 0 | 0
Direct Buildings Pollutant Emissions[commercial,biomass bf,VOC] | NoSettings | 2194590 | 2194590 | 2194590 | 2194590 | 2194590 | 2194590 | 2194590 | 2194590 | 2194590 | 2194590 | 2194590 | 2194590 | 2194590 | 2194590 | 2194590 | 2194590 | 2194590 | 2194590 | 2194590 | 2194590 | 2194590 | 2194590 | 2194590 | 2194590 | 2194590 | 2194590 | 2194590 | 2194590 | 2194590 | 2194590 | 2194590
Direct Buildings Pollutant Emissions[commercial,biomass bf,CO] | NoSettings | 34799400 | 34799400 | 34799400 | 34799400 | 34799400 | 34799400 | 34799400 | 34799400 | 34799400 | 34799400 | 34799400 | 34799400 | 34799400 | 34799400 | 34799400 | 34799400 | 34799400 | 34799400 | 34799400 | 34799400 | 34799400 | 34799400 | 34799400 | 34799400 | 34799400 | 34799400 | 34799400 | 34799400 | 34799400 | 34799400 | 34799400
Direct Buildings Pollutant Emissions[commercial,biomass bf,NOx] | NoSettings | 229149000 | 229149000 | 229149000 | 229149000 | 229149000 | 229149000 | 229149000 | 229149000 | 229149000 | 229149000 | 229149000 | 229149000 | 229149000 | 229149000 | 229149000 | 229149000 | 229149000 | 229149000 | 229149000 | 229149000 | 229149000 | 229149000 | 229149000 | 229149000 | 229149000 | 229149000 | 229149000 | 229149000 | 229149000 | 229149000 | 229149000
Direct Buildings Pollutant Emissions[commercial,biomass bf,PM10] | NoSettings | 5120710 | 5120710 | 5120710 | 5120710 | 5120710 | 5120710 | 5120710 | 5120710 | 5120710 | 5120710 | 5120710 | 5120710 | 5120710 | 5120710 | 5120710 | 5120710 | 5120710 | 5120710 | 5120710 | 5120710 | 5120710 | 5120710 | 5120710 | 5120710 | 5120710 | 5120710 | 5120710 | 5120710 | 5120710 | 5120710 | 5120710
Direct Buildings Pollutant Emissions[commercial,biomass bf,PM25] | NoSettings | 4523230 | 4523230 | 4523230 | 4523230 | 4523230 | 4523230 | 4523230 | 4523230 | 4523230 | 4523230 | 4523230 | 4523230 | 4523230 | 4523230 | 4523230 | 4523230 | 4523230 | 4523230 | 4523230 | 4523230 | 4523230 | 4523230 | 4523230 | 4523230 | 4523230 | 4523230 | 4523230 | 4523230 | 4523230 | 4523230 | 4523230
Direct Buildings Pollutant Emissions[commercial,biomass bf,SOx] | NoSettings | 155234000 | 155234000 | 155234000 | 155234000 | 155234000 | 155234000 | 155234000 | 155234000 | 155234000 | 155234000 | 155234000 | 155234000 | 155234000 | 155234000 | 155234000 | 155234000 | 155234000 | 155234000 | 155234000 | 155234000 | 155234000 | 155234000 | 155234000 | 155234000 | 155234000 | 155234000 | 155234000 | 155234000 | 155234000 | 155234000 | 155234000
Direct Buildings Pollutant Emissions[commercial,biomass bf,BC] | NoSettings | 624290 | 624290 | 624290 | 624290 | 624290 | 624290 | 624290 | 624290 | 624290 | 624290 | 624290 | 624290 | 624290 | 624290 | 624290 | 624290 | 624290 | 624290 | 624290 | 624290 | 624290 | 624290 | 624290 | 624290 | 624290 | 624290 | 624290 | 624290 | 624290 | 624290 | 624290
Direct Buildings Pollutant Emissions[commercial,biomass bf,OC] | NoSettings | 1474550 | 1474550 | 1474550 | 1474550 | 1474550 | 1474550 | 1474550 | 1474550 | 1474550 | 1474550 | 1474550 | 1474550 | 1474550 | 1474550 | 1474550 | 1474550 | 1474550 | 1474550 | 1474550 | 1474550 | 1474550 | 1474550 | 1474550 | 1474550 | 1474550 | 1474550 | 1474550 | 1474550 | 1474550 | 1474550 | 1474550
Direct Buildings Pollutant Emissions[commercial,biomass bf,CH4] | NoSettings | 0 | 0 | 0 | 0 | 0 | 0 | 0 | 0 | 0 | 0 | 0 | 0 | 0 | 0 | 0 | 0 | 0 | 0 | 0 | 0 | 0 | 0 | 0 | 0 | 0 | 0 | 0 | 0 | 0 | 0 | 0
Direct Buildings Pollutant Emissions[commercial,biomass bf,N2O] | NoSettings | 0 | 0 | 0 | 0 | 0 | 0 | 0 | 0 | 0 | 0 | 0 | 0 | 0 | 0 | 0 | 0 | 0 | 0 | 0 | 0 | 0 | 0 | 0 | 0 | 0 | 0 | 0 | 0 | 0 | 0 | 0
Direct Buildings Pollutant Emissions[commercial,biomass bf,F gases] | NoSettings | 0 | 0 | 0 | 0 | 0 | 0 | 0 | 0 | 0 | 0 | 0 | 0 | 0 | 0 | 0 | 0 | 0 | 0 | 0 | 0 | 0 | 0 | 0 | 0 | 0 | 0 | 0 | 0 | 0 | 0 | 0
Direct Buildings Pollutant Emissions[commercial,kerosene bf,CO2] | NoSettings | 0 | 0 | 0 | 0 | 0 | 0 | 0 | 0 | 0 | 0 | 0 | 0 | 0 | 0 | 0 | 0 | 0 | 0 | 0 | 0 | 0 | 0 | 0 | 0 | 0 | 0 | 0 | 0 | 0 | 0 | 0
Direct Buildings Pollutant Emissions[commercial,kerosene bf,VOC] | NoSettings | 0 | 0 | 0 | 0 | 0 | 0 | 0 | 0 | 0 | 0 | 0 | 0 | 0 | 0 | 0 | 0 | 0 | 0 | 0 | 0 | 0 | 0 | 0 | 0 | 0 | 0 | 0 | 0 | 0 | 0 | 0
Direct Buildings Pollutant Emissions[commercial,kerosene bf,CO] | NoSettings | 0 | 0 | 0 | 0 | 0 | 0 | 0 | 0 | 0 | 0 | 0 | 0 | 0 | 0 | 0 | 0 | 0 | 0 | 0 | 0 | 0 | 0 | 0 | 0 | 0 | 0 | 0 | 0 | 0 | 0 | 0
Direct Buildings Pollutant Emissions[commercial,kerosene bf,NOx] | NoSettings | 0 | 0 | 0 | 0 | 0 | 0 | 0 | 0 | 0 | 0 | 0 | 0 | 0 | 0 | 0 | 0 | 0 | 0 | 0 | 0 | 0 | 0 | 0 | 0 | 0 | 0 | 0 | 0 | 0 | 0 | 0
Direct Buildings Pollutant Emissions[commercial,kerosene bf,PM10] | NoSettings | 0 | 0 | 0 | 0 | 0 | 0 | 0 | 0 | 0 | 0 | 0 | 0 | 0 | 0 | 0 | 0 | 0 | 0 | 0 | 0 | 0 | 0 | 0 | 0 | 0 | 0 | 0 | 0 | 0 | 0 | 0
Direct Buildings Pollutant Emissions[commercial,kerosene bf,PM25] | NoSettings | 0 | 0 | 0 | 0 | 0 | 0 | 0 | 0 | 0 | 0 | 0 | 0 | 0 | 0 | 0 | 0 | 0 | 0 | 0 | 0 | 0 | 0 | 0 | 0 | 0 | 0 | 0 | 0 | 0 | 0 | 0
Direct Buildings Pollutant Emissions[commercial,kerosene bf,SOx] | NoSettings | 0 | 0 | 0 | 0 | 0 | 0 | 0 | 0 | 0 | 0 | 0 | 0 | 0 | 0 | 0 | 0 | 0 | 0 | 0 | 0 | 0 | 0 | 0 | 0 | 0 | 0 | 0 | 0 | 0 | 0 | 0
Direct Buildings Pollutant Emissions[commercial,kerosene bf,BC] | NoSettings | 0 | 0 | 0 | 0 | 0 | 0 | 0 | 0 | 0 | 0 | 0 | 0 | 0 | 0 | 0 | 0 | 0 | 0 | 0 | 0 | 0 | 0 | 0 | 0 | 0 | 0 | 0 | 0 | 0 | 0 | 0
Direct Buildings Pollutant Emissions[commercial,kerosene bf,OC] | NoSettings | 0 | 0 | 0 | 0 | 0 | 0 | 0 | 0 | 0 | 0 | 0 | 0 | 0 | 0 | 0 | 0 | 0 | 0 | 0 | 0 | 0 | 0 | 0 | 0 | 0 | 0 | 0 | 0 | 0 | 0 | 0
Direct Buildings Pollutant Emissions[commercial,kerosene bf,CH4] | NoSettings | 0 | 0 | 0 | 0 | 0 | 0 | 0 | 0 | 0 | 0 | 0 | 0 | 0 | 0 | 0 | 0 | 0 | 0 | 0 | 0 | 0 | 0 | 0 | 0 | 0 | 0 | 0 | 0 | 0 | 0 | 0
Direct Buildings Pollutant Emissions[commercial,kerosene bf,N2O] | NoSettings | 0 | 0 | 0 | 0 | 0 | 0 | 0 | 0 | 0 | 0 | 0 | 0 | 0 | 0 | 0 | 0 | 0 | 0 | 0 | 0 | 0 | 0 | 0 | 0 | 0 | 0 | 0 | 0 | 0 | 0 | 0
Direct Buildings Pollutant Emissions[commercial,kerosene bf,F gases] | NoSettings | 0 | 0 | 0 | 0 | 0 | 0 | 0 | 0 | 0 | 0 | 0 | 0 | 0 | 0 | 0 | 0 | 0 | 0 | 0 | 0 | 0 | 0 | 0 | 0 | 0 | 0 | 0 | 0 | 0 | 0 | 0
Direct Buildings Pollutant Emissions[commercial,heavy or residual fuel oil bf,CO2] | NoSettings | 0 | 0 | 0 | 0 | 0 | 0 | 0 | 0 | 0 | 0 | 0 | 0 | 0 | 0 | 0 | 0 | 0 | 0 | 0 | 0 | 0 | 0 | 0 | 0 | 0 | 0 | 0 | 0 | 0 | 0 | 0
Direct Buildings Pollutant Emissions[commercial,heavy or residual fuel oil bf,VOC] | NoSettings | 0 | 0 | 0 | 0 | 0 | 0 | 0 | 0 | 0 | 0 | 0 | 0 | 0 | 0 | 0 | 0 | 0 | 0 | 0 | 0 | 0 | 0 | 0 | 0 | 0 | 0 | 0 | 0 | 0 | 0 | 0
Direct Buildings Pollutant Emissions[commercial,heavy or residual fuel oil bf,CO] | NoSettings | 0 | 0 | 0 | 0 | 0 | 0 | 0 | 0 | 0 | 0 | 0 | 0 | 0 | 0 | 0 | 0 | 0 | 0 | 0 | 0 | 0 | 0 | 0 | 0 | 0 | 0 | 0 | 0 | 0 | 0 | 0
Direct Buildings Pollutant Emissions[commercial,heavy or residual fuel oil bf,NOx] | NoSettings | 0 | 0 | 0 | 0 | 0 | 0 | 0 | 0 | 0 | 0 | 0 | 0 | 0 | 0 | 0 | 0 | 0 | 0 | 0 | 0 | 0 | 0 | 0 | 0 | 0 | 0 | 0 | 0 | 0 | 0 | 0
Direct Buildings Pollutant Emissions[commercial,heavy or residual fuel oil bf,PM10] | NoSettings | 0 | 0 | 0 | 0 | 0 | 0 | 0 | 0 | 0 | 0 | 0 | 0 | 0 | 0 | 0 | 0 | 0 | 0 | 0 | 0 | 0 | 0 | 0 | 0 | 0 | 0 | 0 | 0 | 0 | 0 | 0
Direct Buildings Pollutant Emissions[commercial,heavy or residual fuel oil bf,PM25] | NoSettings | 0 | 0 | 0 | 0 | 0 | 0 | 0 | 0 | 0 | 0 | 0 | 0 | 0 | 0 | 0 | 0 | 0 | 0 | 0 | 0 | 0 | 0 | 0 | 0 | 0 | 0 | 0 | 0 | 0 | 0 | 0
Direct Buildings Pollutant Emissions[commercial,heavy or residual fuel oil bf,SOx] | NoSettings | 0 | 0 | 0 | 0 | 0 | 0 | 0 | 0 | 0 | 0 | 0 | 0 | 0 | 0 | 0 | 0 | 0 | 0 | 0 | 0 | 0 | 0 | 0 | 0 | 0 | 0 | 0 | 0 | 0 | 0 | 0
Direct Buildings Pollutant Emissions[commercial,heavy or residual fuel oil bf,BC] | NoSettings | 0 | 0 | 0 | 0 | 0 | 0 | 0 | 0 | 0 | 0 | 0 | 0 | 0 | 0 | 0 | 0 | 0 | 0 | 0 | 0 | 0 | 0 | 0 | 0 | 0 | 0 | 0 | 0 | 0 | 0 | 0
Direct Buildings Pollutant Emissions[commercial,heavy or residual fuel oil bf,OC] | NoSettings | 0 | 0 | 0 | 0 | 0 | 0 | 0 | 0 | 0 | 0 | 0 | 0 | 0 | 0 | 0 | 0 | 0 | 0 | 0 | 0 | 0 | 0 | 0 | 0 | 0 | 0 | 0 | 0 | 0 | 0 | 0
Direct Buildings Pollutant Emissions[commercial,heavy or residual fuel oil bf,CH4] | NoSettings | 0 | 0 | 0 | 0 | 0 | 0 | 0 | 0 | 0 | 0 | 0 | 0 | 0 | 0 | 0 | 0 | 0 | 0 | 0 | 0 | 0 | 0 | 0 | 0 | 0 | 0 | 0 | 0 | 0 | 0 | 0
Direct Buildings Pollutant Emissions[commercial,heavy or residual fuel oil bf,N2O] | NoSettings | 0 | 0 | 0 | 0 | 0 | 0 | 0 | 0 | 0 | 0 | 0 | 0 | 0 | 0 | 0 | 0 | 0 | 0 | 0 | 0 | 0 | 0 | 0 | 0 | 0 | 0 | 0 | 0 | 0 | 0 | 0
Direct Buildings Pollutant Emissions[commercial,heavy or residual fuel oil bf,F gases] | NoSettings | 0 | 0 | 0 | 0 | 0 | 0 | 0 | 0 | 0 | 0 | 0 | 0 | 0 | 0 | 0 | 0 | 0 | 0 | 0 | 0 | 0 | 0 | 0 | 0 | 0 | 0 | 0 | 0 | 0 | 0 | 0
Direct Buildings Pollutant Emissions[commercial,LPG propane or butane bf,CO2] | NoSettings | 817418000000 | 817418000000 | 817418000000 | 817418000000 | 817418000000 | 811272000000 | 805126000000 | 805126000000 | 798980000000 | 792834000000 | 786688000000 | 780542000000 | 774396000000 | 768250000000 | 762104000000 | 755958000000 | 749812000000 | 743666000000 | 737520000000 | 731374000000 | 725228000000 | 719082000000 | 712936000000 | 706790000000 | 700644000000 | 700644000000 | 694498000000 | 694498000000 | 694498000000 | 694498000000 | 694498000000
Direct Buildings Pollutant Emissions[commercial,LPG propane or butane bf,VOC] | NoSettings | 52801000 | 52801000 | 52801000 | 52801000 | 52801000 | 52404000 | 52007000 | 52007000 | 51610000 | 51213000 | 50816000 | 50419000 | 50022000 | 49625000 | 49228000 | 48831000 | 48434000 | 48037000 | 47640000 | 47243000 | 46846000 | 46449000 | 46052000 | 45655000 | 45258000 | 45258000 | 44861000 | 44861000 | 44861000 | 44861000 | 44861000
Direct Buildings Pollutant Emissions[commercial,LPG propane or butane bf,CO] | NoSettings | 43637300 | 43637300 | 43637300 | 43637300 | 43637300 | 43309200 | 42981100 | 42981100 | 42653000 | 42324900 | 41996800 | 41668700 | 41340600 | 41012500 | 40684400 | 40356300 | 40028200 | 39700100 | 39372000 | 39043900 | 38715800 | 38387700 | 38059600 | 37731500 | 37403400 | 37403400 | 37075300 | 37075300 | 37075300 | 37075300 | 37075300
Direct Buildings Pollutant Emissions[commercial,LPG propane or butane bf,NOx] | NoSettings | 857956000 | 857956000 | 857956000 | 857956000 | 857956000 | 851506000 | 845055000 | 845055000 | 838604000 | 832153000 | 825702000 | 819252000 | 812801000 | 806350000 | 799899000 | 793448000 | 786998000 | 780547000 | 774096000 | 767645000 | 761194000 | 754744000 | 748293000 | 741842000 | 735391000 | 735391000 | 728940000 | 728940000 | 728940000 | 728940000 | 728940000
Direct Buildings Pollutant Emissions[commercial,LPG propane or butane bf,PM10] | NoSettings | 46204200 | 46204200 | 46204200 | 46204200 | 46204200 | 45856800 | 45509400 | 45509400 | 45162000 | 44814600 | 44467200 | 44119800 | 43772400 | 43425000 | 43077600 | 42730200 | 42382800 | 42035400 | 41688000 | 41340600 | 40993200 | 40645800 | 40298400 | 39951000 | 39603600 | 39603600 | 39256200 | 39256200 | 39256200 | 39256200 | 39256200
Direct Buildings Pollutant Emissions[commercial,LPG propane or butane bf,PM25] | NoSettings | 46204200 | 46204200 | 46204200 | 46204200 | 46204200 | 45856800 | 45509400 | 45509400 | 45162000 | 44814600 | 44467200 | 44119800 | 43772400 | 43425000 | 43077600 | 42730200 | 42382800 | 42035400 | 41688000 | 41340600 | 40993200 | 40645800 | 40298400 | 39951000 | 39603600 | 39603600 | 39256200 | 39256200 | 39256200 | 39256200 | 39256200
Direct Buildings Pollutant Emissions[commercial,LPG propane or butane bf,SOx] | NoSettings | 0 | 0 | 0 | 0 | 0 | 0 | 0 | 0 | 0 | 0 | 0 | 0 | 0 | 0 | 0 | 0 | 0 | 0 | 0 | 0 | 0 | 0 | 0 | 0 | 0 | 0 | 0 | 0 | 0 | 0 | 0
Direct Buildings Pollutant Emissions[commercial,LPG propane or butane bf,BC] | NoSettings | 7620900 | 7620900 | 7620900 | 7620900 | 7620900 | 7563600 | 7506300 | 7506300 | 7449000 | 7391700 | 7334400 | 7277100 | 7219800 | 7162500 | 7105200 | 7047900 | 6990600 | 6933300 | 6876000 | 6818700 | 6761400 | 6704100 | 6646800 | 6589500 | 6532200 | 6532200 | 6474900 | 6474900 | 6474900 | 6474900 | 6474900
Direct Buildings Pollutant Emissions[commercial,LPG propane or butane bf,OC] | NoSettings | 19777100 | 19777100 | 19777100 | 19777100 | 19777100 | 19628400 | 19479700 | 19479700 | 19331000 | 19182300 | 19033600 | 18884900 | 18736200 | 18587500 | 18438800 | 18290100 | 18141400 | 17992700 | 17844000 | 17695300 | 17546600 | 17397900 | 17249200 | 17100500 | 16951800 | 16951800 | 16803100 | 16803100 | 16803100 | 16803100 | 16803100
Direct Buildings Pollutant Emissions[commercial,LPG propane or butane bf,CH4] | NoSettings | 39900000 | 39900000 | 39900000 | 39900000 | 39900000 | 39600000 | 39300000 | 39300000 | 39000000 | 38700000 | 38400000 | 38100000 | 37800000 | 37500000 | 37200000 | 36900000 | 36600000 | 36300000 | 36000000 | 35700000 | 35400000 | 35100000 | 34800000 | 34500000 | 34200000 | 34200000 | 33900000 | 33900000 | 33900000 | 33900000 | 33900000
Direct Buildings Pollutant Emissions[commercial,LPG propane or butane bf,N2O] | NoSettings | 7980000 | 7980000 | 7980000 | 7980000 | 7980000 | 7920000 | 7860000 | 7860000 | 7800000 | 7740000 | 7680000 | 7620000 | 7560000 | 7500000 | 7440000 | 7380000 | 7320000 | 7260000 | 7200000 | 7140000 | 7080000 | 7020000 | 6960000 | 6900000 | 6840000 | 6840000 | 6780000 | 6780000 | 6780000 | 6780000 | 6780000
Direct Buildings Pollutant Emissions[commercial,LPG propane or butane bf,F gases] | NoSettings | 0 | 0 | 0 | 0 | 0 | 0 | 0 | 0 | 0 | 0 | 0 | 0 | 0 | 0 | 0 | 0 | 0 | 0 | 0 | 0 | 0 | 0 | 0 | 0 | 0 | 0 | 0 | 0 | 0 | 0 | 0
Direct Buildings Pollutant Emissions[commercial,hydrogen bf,CO2] | NoSettings | 0 | 0 | 0 | 0 | 0 | 0 | 0 | 0 | 0 | 0 | 0 | 0 | 0 | 0 | 0 | 0 | 0 | 0 | 0 | 0 | 0 | 0 | 0 | 0 | 0 | 0 | 0 | 0 | 0 | 0 | 0
Direct Buildings Pollutant Emissions[commercial,hydrogen bf,VOC] | NoSettings | 0 | 0 | 0 | 0 | 0 | 0 | 0 | 0 | 0 | 0 | 0 | 0 | 0 | 0 | 0 | 0 | 0 | 0 | 0 | 0 | 0 | 0 | 0 | 0 | 0 | 0 | 0 | 0 | 0 | 0 | 0
Direct Buildings Pollutant Emissions[commercial,hydrogen bf,CO] | NoSettings | 0 | 0 | 0 | 0 | 0 | 0 | 0 | 0 | 0 | 0 | 0 | 0 | 0 | 0 | 0 | 0 | 0 | 0 | 0 | 0 | 0 | 0 | 0 | 0 | 0 | 0 | 0 | 0 | 0 | 0 | 0
Direct Buildings Pollutant Emissions[commercial,hydrogen bf,NOx] | NoSettings | 0 | 0 | 0 | 0 | 0 | 0 | 0 | 0 | 0 | 0 | 0 | 0 | 0 | 0 | 0 | 0 | 0 | 0 | 0 | 0 | 0 | 0 | 0 | 0 | 0 | 0 | 0 | 0 | 0 | 0 | 0
Direct Buildings Pollutant Emissions[commercial,hydrogen bf,PM10] | NoSettings | 0 | 0 | 0 | 0 | 0 | 0 | 0 | 0 | 0 | 0 | 0 | 0 | 0 | 0 | 0 | 0 | 0 | 0 | 0 | 0 | 0 | 0 | 0 | 0 | 0 | 0 | 0 | 0 | 0 | 0 | 0
Direct Buildings Pollutant Emissions[commercial,hydrogen bf,PM25] | NoSettings | 0 | 0 | 0 | 0 | 0 | 0 | 0 | 0 | 0 | 0 | 0 | 0 | 0 | 0 | 0 | 0 | 0 | 0 | 0 | 0 | 0 | 0 | 0 | 0 | 0 | 0 | 0 | 0 | 0 | 0 | 0
Direct Buildings Pollutant Emissions[commercial,hydrogen bf,SOx] | NoSettings | 0 | 0 | 0 | 0 | 0 | 0 | 0 | 0 | 0 | 0 | 0 | 0 | 0 | 0 | 0 | 0 | 0 | 0 | 0 | 0 | 0 | 0 | 0 | 0 | 0 | 0 | 0 | 0 | 0 | 0 | 0
Direct Buildings Pollutant Emissions[commercial,hydrogen bf,BC] | NoSettings | 0 | 0 | 0 | 0 | 0 | 0 | 0 | 0 | 0 | 0 | 0 | 0 | 0 | 0 | 0 | 0 | 0 | 0 | 0 | 0 | 0 | 0 | 0 | 0 | 0 | 0 | 0 | 0 | 0 | 0 | 0
Direct Buildings Pollutant Emissions[commercial,hydrogen bf,OC] | NoSettings | 0 | 0 | 0 | 0 | 0 | 0 | 0 | 0 | 0 | 0 | 0 | 0 | 0 | 0 | 0 | 0 | 0 | 0 | 0 | 0 | 0 | 0 | 0 | 0 | 0 | 0 | 0 | 0 | 0 | 0 | 0
Direct Buildings Pollutant Emissions[commercial,hydrogen bf,CH4] | NoSettings | 0 | 0 | 0 | 0 | 0 | 0 | 0 | 0 | 0 | 0 | 0 | 0 | 0 | 0 | 0 | 0 | 0 | 0 | 0 | 0 | 0 | 0 | 0 | 0 | 0 | 0 | 0 | 0 | 0 | 0 | 0
Direct Buildings Pollutant Emissions[commercial,hydrogen bf,N2O] | NoSettings | 0 | 0 | 0 | 0 | 0 | 0 | 0 | 0 | 0 | 0 | 0 | 0 | 0 | 0 | 0 | 0 | 0 | 0 | 0 | 0 | 0 | 0 | 0 | 0 | 0 | 0 | 0 | 0 | 0 | 0 | 0
Direct Buildings Pollutant Emissions[commercial,hydrogen bf,F gases] | NoSettings | 0 | 0 | 0 | 0 | 0 | 0 | 0 | 0 | 0 | 0 | 0 | 0 | 0 | 0 | 0 | 0 | 0 | 0 | 0 | 0 | 0 | 0 | 0 | 0 | 0 | 0 | 0 | 0 | 0 | 0 | 0
Transportation Pollutant Emissions Disaggregated[LDVs,CO2,passenger,electricity tf] | NoSettings | 0 | 0 | 0 | 0 | 0 | 0 | 0 | 0 | 0 | 0 | 0 | 0 | 0 | 0 | 0 | 0 | 0 | 0 | 0 | 0 | 0 | 0 | 0 | 0 | 0 | 0 | 0 | 0 | 0 | 0 | 0
Transportation Pollutant Emissions Disaggregated[LDVs,CO2,passenger,natural gas tf] | NoSettings | 24574400000 | 24063500000 | 20295700000 | 16696100000 | 13323200000 | 10248600000 | 7542990000 | 5254660000 | 3371200000 | 1899640000 | 845246000 | 211417000 | 0 | 0 | 0 | 0 | 0 | 0 | 0 | 0 | 0 | 0 | 0 | 0 | 0 | 0 | 0 | 0 | 0 | 0 | 0
Transportation Pollutant Emissions Disaggregated[LDVs,CO2,passenger,petroleum gasoline tf] | NoSettings | 100042000000000 | 113006000000000 | 112064000000000 | 110941000000000 | 108864000000000 | 106630000000000 | 104127000000000 | 101571000000000 | 99007300000000 | 96214800000000 | 92966700000000 | 89515500000000 | 85925000000000 | 82823300000000 | 79713900000000 | 76783100000000 | 73753000000000 | 70463400000000 | 66858300000000 | 63080400000000 | 59291500000000 | 55534300000000 | 51991000000000 | 48692100000000 | 45486200000000 | 42595700000000 | 40016900000000 | 37735400000000 | 35733100000000 | 33985300000000 | 32473800000000
Transportation Pollutant Emissions Disaggregated[LDVs,CO2,passenger,petroleum diesel tf] | NoSettings | 402884000000 | 411844000000 | 366909000000 | 322898000000 | 277259000000 | 233561000000 | 191945000000 | 152299000000 | 115238000000 | 80665900000 | 48243000000 | 19564500000 | 0 | 0 | 0 | 0 | 0 | 0 | 0 | 0 | 0 | 0 | 0 | 0 | 0 | 0 | 0 | 0 | 0 | 0 | 0
Transportation Pollutant Emissions Disaggregated[LDVs,CO2,passenger,biofuel gasoline tf] | NoSettings | 0 | 0 | 0 | 0 | 0 | 0 | 0 | 0 | 0 | 0 | 0 | 0 | 0 | 0 | 0 | 0 | 0 | 0 | 0 | 0 | 0 | 0 | 0 | 0 | 0 | 0 | 0 | 0 | 0 | 0 | 0
Transportation Pollutant Emissions Disaggregated[LDVs,CO2,passenger,biofuel diesel tf] | NoSettings | 0 | 0 | 0 | 0 | 0 | 0 | 0 | 0 | 0 | 0 | 0 | 0 | 0 | 0 | 0 | 0 | 0 | 0 | 0 | 0 | 0 | 0 | 0 | 0 | 0 | 0 | 0 | 0 | 0 | 0 | 0
Transportation Pollutant Emissions Disaggregated[LDVs,CO2,passenger,jet fuel tf] | NoSettings | 0 | 0 | 0 | 0 | 0 | 0 | 0 | 0 | 0 | 0 | 0 | 0 | 0 | 0 | 0 | 0 | 0 | 0 | 0 | 0 | 0 | 0 | 0 | 0 | 0 | 0 | 0 | 0 | 0 | 0 | 0
Transportation Pollutant Emissions Disaggregated[LDVs,CO2,passenger,heavy or residual fuel oil tf] | NoSettings | 0 | 0 | 0 | 0 | 0 | 0 | 0 | 0 | 0 | 0 | 0 | 0 | 0 | 0 | 0 | 0 | 0 | 0 | 0 | 0 | 0 | 0 | 0 | 0 | 0 | 0 | 0 | 0 | 0 | 0 | 0
Transportation Pollutant Emissions Disaggregated[LDVs,CO2,passenger,LPG propane or butane tf] | NoSettings | 0 | 0 | 0 | 0 | 0 | 0 | 0 | 0 | 0 | 0 | 0 | 0 | 0 | 0 | 0 | 0 | 0 | 0 | 0 | 0 | 0 | 0 | 0 | 0 | 0 | 0 | 0 | 0 | 0 | 0 | 0
Transportation Pollutant Emissions Disaggregated[LDVs,CO2,passenger,hydrogen tf] | NoSettings | 0 | 0 | 0 | 0 | 0 | 0 | 0 | 0 | 0 | 0 | 0 | 0 | 0 | 0 | 0 | 0 | 0 | 0 | 0 | 0 | 0 | 0 | 0 | 0 | 0 | 0 | 0 | 0 | 0 | 0 | 0
Transportation Pollutant Emissions Disaggregated[LDVs,CO2,freight,electricity tf] | NoSettings | 0 | 0 | 0 | 0 | 0 | 0 | 0 | 0 | 0 | 0 | 0 | 0 | 0 | 0 | 0 | 0 | 0 | 0 | 0 | 0 | 0 | 0 | 0 | 0 | 0 | 0 | 0 | 0 | 0 | 0 | 0
Transportation Pollutant Emissions Disaggregated[LDVs,CO2,freight,natural gas tf] | NoSettings | 17496600000 | 17237800000 | 15526100000 | 13775900000 | 11988400000 | 10231200000 | 8578340000 | 7052860000 | 5639980000 | 4348130000 | 3188450000 | 2202170000 | 1368310000 | 717755000 | 641745000 | 538214000 | 408962000 | 315512000 | 252117000 | 206743000 | 170815000 | 137820000 | 107896000 | 85462200 | 69179900 | 54466200 | 44494600 | 32657600 | 24907400 | 18153800 | 14220800
Transportation Pollutant Emissions Disaggregated[LDVs,CO2,freight,petroleum gasoline tf] | NoSettings | 7323520000000 | 7971490000000 | 7949630000000 | 7931950000000 | 7891680000000 | 7837160000000 | 7789940000000 | 7717920000000 | 7631150000000 | 7531850000000 | 7403230000000 | 7293360000000 | 7164320000000 | 7050490000000 | 6717410000000 | 6437570000000 | 6168500000000 | 5883820000000 | 5616340000000 | 5339440000000 | 5086250000000 | 4869740000000 | 4687840000000 | 4547980000000 | 4450160000000 | 4377490000000 | 4336590000000 | 4326990000000 | 4346710000000 | 4398320000000 | 4451450000000
Transportation Pollutant Emissions Disaggregated[LDVs,CO2,freight,petroleum diesel tf] | NoSettings | 7275540000000 | 7599060000000 | 7247280000000 | 6899240000000 | 6524400000000 | 6120880000000 | 5748660000000 | 5376070000000 | 5013180000000 | 4656910000000 | 4304570000000 | 4095890000000 | 3879230000000 | 3652930000000 | 3500100000000 | 3319050000000 | 3141210000000 | 2976620000000 | 2824610000000 | 2695790000000 | 2568080000000 | 2453520000000 | 2358140000000 | 2278500000000 | 2210870000000 | 2162250000000 | 2127090000000 | 2107460000000 | 2104010000000 | 2119260000000 | 2136040000000
Transportation Pollutant Emissions Disaggregated[LDVs,CO2,freight,biofuel gasoline tf] | NoSettings | 0 | 0 | 0 | 0 | 0 | 0 | 0 | 0 | 0 | 0 | 0 | 0 | 0 | 0 | 0 | 0 | 0 | 0 | 0 | 0 | 0 | 0 | 0 | 0 | 0 | 0 | 0 | 0 | 0 | 0 | 0
Transportation Pollutant Emissions Disaggregated[LDVs,CO2,freight,biofuel diesel tf] | NoSettings | 0 | 0 | 0 | 0 | 0 | 0 | 0 | 0 | 0 | 0 | 0 | 0 | 0 | 0 | 0 | 0 | 0 | 0 | 0 | 0 | 0 | 0 | 0 | 0 | 0 | 0 | 0 | 0 | 0 | 0 | 0
Transportation Pollutant Emissions Disaggregated[LDVs,CO2,freight,jet fuel tf] | NoSettings | 0 | 0 | 0 | 0 | 0 | 0 | 0 | 0 | 0 | 0 | 0 | 0 | 0 | 0 | 0 | 0 | 0 | 0 | 0 | 0 | 0 | 0 | 0 | 0 | 0 | 0 | 0 | 0 | 0 | 0 | 0
Transportation Pollutant Emissions Disaggregated[LDVs,CO2,freight,heavy or residual fuel oil tf] | NoSettings | 0 | 0 | 0 | 0 | 0 | 0 | 0 | 0 | 0 | 0 | 0 | 0 | 0 | 0 | 0 | 0 | 0 | 0 | 0 | 0 | 0 | 0 | 0 | 0 | 0 | 0 | 0 | 0 | 0 | 0 | 0
Transportation Pollutant Emissions Disaggregated[LDVs,CO2,freight,LPG propane or butane tf] | NoSettings | 0 | 0 | 0 | 0 | 0 | 0 | 0 | 0 | 0 | 0 | 0 | 0 | 0 | 0 | 0 | 0 | 0 | 0 | 0 | 0 | 0 | 0 | 0 | 0 | 0 | 0 | 0 | 0 | 0 | 0 | 0
Transportation Pollutant Emissions Disaggregated[LDVs,CO2,freight,hydrogen tf] | NoSettings | 0 | 0 | 0 | 0 | 0 | 0 | 0 | 0 | 0 | 0 | 0 | 0 | 0 | 0 | 0 | 0 | 0 | 0 | 0 | 0 | 0 | 0 | 0 | 0 | 0 | 0 | 0 | 0 | 0 | 0 | 0
Transportation Pollutant Emissions Disaggregated[LDVs,VOC,passenger,electricity tf] | NoSettings | 0 | 0 | 0 | 0 | 0 | 0 | 0 | 0 | 0 | 0 | 0 | 0 | 0 | 0 | 0 | 0 | 0 | 0 | 0 | 0 | 0 | 0 | 0 | 0 | 0 | 0 | 0 | 0 | 0 | 0 | 0
Transportation Pollutant Emissions Disaggregated[LDVs,VOC,passenger,natural gas tf] | NoSettings | 16091800 | 15757300 | 13290000 | 10933000 | 8724280 | 6711000 | 4939290 | 3440860 | 2207530 | 1243920 | 553484 | 138440 | 0 | 0 | 0 | 0 | 0 | 0 | 0 | 0 | 0 | 0 | 0 | 0 | 0 | 0 | 0 | 0 | 0 | 0 | 0
Transportation Pollutant Emissions Disaggregated[LDVs,VOC,passenger,petroleum gasoline tf] | NoSettings | 70970100000 | 80166400000 | 79498400000 | 78701600000 | 77228500000 | 75643200000 | 73867900000 | 72054600000 | 70235800000 | 68254800000 | 65950600000 | 63502400000 | 60955300000 | 58754900000 | 56549100000 | 54470000000 | 52320400000 | 49986800000 | 47429300000 | 44749300000 | 42061500000 | 39396000000 | 36882500000 | 34542200000 | 32268000000 | 30217400000 | 28388100000 | 26769500000 | 25349100000 | 24109200000 | 23037000000
Transportation Pollutant Emissions Disaggregated[LDVs,VOC,passenger,petroleum diesel tf] | NoSettings | 173768000 | 177632000 | 158251000 | 139269000 | 119584000 | 100737000 | 82787600 | 65687900 | 49703000 | 34791900 | 20807600 | 8438330 | 0 | 0 | 0 | 0 | 0 | 0 | 0 | 0 | 0 | 0 | 0 | 0 | 0 | 0 | 0 | 0 | 0 | 0 | 0
Transportation Pollutant Emissions Disaggregated[LDVs,VOC,passenger,biofuel gasoline tf] | NoSettings | 4958170000 | 5617510000 | 5587430000 | 5547990000 | 5460410000 | 5364260000 | 5253930000 | 5140100000 | 5025170000 | 4890670000 | 4739490000 | 4563550000 | 4380510000 | 4222380000 | 4063860000 | 3914450000 | 3759970000 | 3592270000 | 3408480000 | 3215880000 | 3022720000 | 2831170000 | 2650540000 | 2482360000 | 2318920000 | 2171560000 | 2040090000 | 1923780000 | 1821700000 | 1732600000 | 1655540000
Transportation Pollutant Emissions Disaggregated[LDVs,VOC,passenger,biofuel diesel tf] | NoSettings | 40333300 | 46339800 | 46064500 | 44963100 | 42607400 | 39444300 | 35498400 | 30752200 | 25341200 | 19277800 | 12507600 | 5072320 | 0 | 0 | 0 | 0 | 0 | 0 | 0 | 0 | 0 | 0 | 0 | 0 | 0 | 0 | 0 | 0 | 0 | 0 | 0
Transportation Pollutant Emissions Disaggregated[LDVs,VOC,passenger,jet fuel tf] | NoSettings | 0 | 0 | 0 | 0 | 0 | 0 | 0 | 0 | 0 | 0 | 0 | 0 | 0 | 0 | 0 | 0 | 0 | 0 | 0 | 0 | 0 | 0 | 0 | 0 | 0 | 0 | 0 | 0 | 0 | 0 | 0
Transportation Pollutant Emissions Disaggregated[LDVs,VOC,passenger,heavy or residual fuel oil tf] | NoSettings | 0 | 0 | 0 | 0 | 0 | 0 | 0 | 0 | 0 | 0 | 0 | 0 | 0 | 0 | 0 | 0 | 0 | 0 | 0 | 0 | 0 | 0 | 0 | 0 | 0 | 0 | 0 | 0 | 0 | 0 | 0
Transportation Pollutant Emissions Disaggregated[LDVs,VOC,passenger,LPG propane or butane tf] | NoSettings | 0 | 0 | 0 | 0 | 0 | 0 | 0 | 0 | 0 | 0 | 0 | 0 | 0 | 0 | 0 | 0 | 0 | 0 | 0 | 0 | 0 | 0 | 0 | 0 | 0 | 0 | 0 | 0 | 0 | 0 | 0
Transportation Pollutant Emissions Disaggregated[LDVs,VOC,passenger,hydrogen tf] | NoSettings | 0 | 0 | 0 | 0 | 0 | 0 | 0 | 0 | 0 | 0 | 0 | 0 | 0 | 0 | 0 | 0 | 0 | 0 | 0 | 0 | 0 | 0 | 0 | 0 | 0 | 0 | 0 | 0 | 0 | 0 | 0
Transportation Pollutant Emissions Disaggregated[LDVs,VOC,freight,electricity tf] | NoSettings | 0 | 0 | 0 | 0 | 0 | 0 | 0 | 0 | 0 | 0 | 0 | 0 | 0 | 0 | 0 | 0 | 0 | 0 | 0 | 0 | 0 | 0 | 0 | 0 | 0 | 0 | 0 | 0 | 0 | 0 | 0
Transportation Pollutant Emissions Disaggregated[LDVs,VOC,freight,natural gas tf] | NoSettings | 11457100 | 11287700 | 10166800 | 9020730 | 7850240 | 6699600 | 5617270 | 4618350 | 3693170 | 2847240 | 2087860 | 1442030 | 895997 | 470000 | 420227 | 352433 | 267796 | 206603 | 165091 | 135379 | 111853 | 90247 | 70652.1 | 55962.3 | 45300.4 | 35665.5 | 29136 | 21384.9 | 16309.8 | 11887.5 | 9312.07
Transportation Pollutant Emissions Disaggregated[LDVs,VOC,freight,petroleum gasoline tf] | NoSettings | 5195310000 | 5654980000 | 5639470000 | 5626930000 | 5598360000 | 5559690000 | 5526190000 | 5475100000 | 5413550000 | 5343100000 | 5251860000 | 5173910000 | 5082370000 | 5001620000 | 4765330000 | 4566820000 | 4375940000 | 4173980000 | 3984240000 | 3787800000 | 3608190000 | 3454590000 | 3325560000 | 3226340000 | 3156950000 | 3105400000 | 3076380000 | 3069570000 | 3083560000 | 3120170000 | 3157860000
Transportation Pollutant Emissions Disaggregated[LDVs,VOC,freight,petroleum diesel tf] | NoSettings | 3138000000 | 3277540000 | 3125820000 | 2975700000 | 2814030000 | 2639990000 | 2479440000 | 2318750000 | 2162230000 | 2008560000 | 1856600000 | 1766590000 | 1673140000 | 1575540000 | 1509620000 | 1431530000 | 1354830000 | 1283840000 | 1218280000 | 1162720000 | 1107640000 | 1058230000 | 1017090000 | 982737000 | 953566000 | 932597000 | 917433000 | 908964000 | 907476000 | 914056000 | 921292000
Transportation Pollutant Emissions Disaggregated[LDVs,VOC,freight,biofuel gasoline tf] | NoSettings | 362960000 | 396263000 | 396362000 | 396665000 | 395829000 | 394266000 | 393055000 | 390575000 | 387325000 | 382849000 | 377419000 | 371818000 | 365239000 | 359436000 | 342456000 | 328189000 | 314472000 | 299959000 | 286323000 | 272206000 | 259299000 | 248261000 | 238988000 | 231858000 | 226871000 | 223166000 | 221081000 | 220592000 | 221597000 | 224228000 | 226937000
Transportation Pollutant Emissions Disaggregated[LDVs,VOC,freight,biofuel diesel tf] | NoSettings | 728363000 | 855031000 | 909880000 | 960710000 | 1002630000 | 1033710000 | 1063160000 | 1085540000 | 1102420000 | 1112920000 | 1116010000 | 1061900000 | 1005730000 | 947063000 | 907440000 | 860501000 | 814396000 | 771723000 | 732313000 | 698914000 | 665805000 | 636103000 | 611376000 | 590727000 | 573192000 | 560588000 | 551473000 | 546382000 | 545487000 | 549443000 | 553792000
Transportation Pollutant Emissions Disaggregated[LDVs,VOC,freight,jet fuel tf] | NoSettings | 0 | 0 | 0 | 0 | 0 | 0 | 0 | 0 | 0 | 0 | 0 | 0 | 0 | 0 | 0 | 0 | 0 | 0 | 0 | 0 | 0 | 0 | 0 | 0 | 0 | 0 | 0 | 0 | 0 | 0 | 0
Transportation Pollutant Emissions Disaggregated[LDVs,VOC,freight,heavy or residual fuel oil tf] | NoSettings | 0 | 0 | 0 | 0 | 0 | 0 | 0 | 0 | 0 | 0 | 0 | 0 | 0 | 0 | 0 | 0 | 0 | 0 | 0 | 0 | 0 | 0 | 0 | 0 | 0 | 0 | 0 | 0 | 0 | 0 | 0
Transportation Pollutant Emissions Disaggregated[LDVs,VOC,freight,LPG propane or butane tf] | NoSettings | 0 | 0 | 0 | 0 | 0 | 0 | 0 | 0 | 0 | 0 | 0 | 0 | 0 | 0 | 0 | 0 | 0 | 0 | 0 | 0 | 0 | 0 | 0 | 0 | 0 | 0 | 0 | 0 | 0 | 0 | 0
Transportation Pollutant Emissions Disaggregated[LDVs,VOC,freight,hydrogen tf] | NoSettings | 0 | 0 | 0 | 0 | 0 | 0 | 0 | 0 | 0 | 0 | 0 | 0 | 0 | 0 | 0 | 0 | 0 | 0 | 0 | 0 | 0 | 0 | 0 | 0 | 0 | 0 | 0 | 0 | 0 | 0 | 0
Transportation Pollutant Emissions Disaggregated[LDVs,CO,passenger,electricity tf] | NoSettings | 0 | 0 | 0 | 0 | 0 | 0 | 0 | 0 | 0 | 0 | 0 | 0 | 0 | 0 | 0 | 0 | 0 | 0 | 0 | 0 | 0 | 0 | 0 | 0 | 0 | 0 | 0 | 0 | 0 | 0 | 0
Transportation Pollutant Emissions Disaggregated[LDVs,CO,passenger,natural gas tf] | NoSettings | 251049000 | 245829000 | 207338000 | 170565000 | 136108000 | 104698000 | 77058000 | 53680900 | 34439600 | 19406400 | 8634910 | 2159800 | 0 | 0 | 0 | 0 | 0 | 0 | 0 | 0 | 0 | 0 | 0 | 0 | 0 | 0 | 0 | 0 | 0 | 0 | 0
Transportation Pollutant Emissions Disaggregated[LDVs,CO,passenger,petroleum gasoline tf] | NoSettings | 803154000000 | 907227000000 | 899667000000 | 890650000000 | 873980000000 | 856039000000 | 835948000000 | 815428000000 | 794845000000 | 772426000000 | 746350000000 | 718644000000 | 689819000000 | 664917000000 | 639955000000 | 616426000000 | 592100000000 | 565691000000 | 536748000000 | 506418000000 | 476001000000 | 445837000000 | 417392000000 | 390907000000 | 365170000000 | 341965000000 | 321262000000 | 302945000000 | 286870000000 | 272839000000 | 260705000000
Transportation Pollutant Emissions Disaggregated[LDVs,CO,passenger,petroleum diesel tf] | NoSettings | 3973250000 | 4061610000 | 3618460000 | 3184420000 | 2734330000 | 2303380000 | 1892960000 | 1501980000 | 1136480000 | 795528000 | 475773000 | 192945000 | 0 | 0 | 0 | 0 | 0 | 0 | 0 | 0 | 0 | 0 | 0 | 0 | 0 | 0 | 0 | 0 | 0 | 0 | 0
Transportation Pollutant Emissions Disaggregated[LDVs,CO,passenger,biofuel gasoline tf] | NoSettings | 60042400000 | 68026900000 | 67662600000 | 67185000000 | 66124500000 | 64960100000 | 63624100000 | 62245600000 | 60853800000 | 59225000000 | 57394200000 | 55263600000 | 53047000000 | 51132100000 | 49212500000 | 47403100000 | 45532500000 | 43501600000 | 41276000000 | 38943600000 | 36604500000 | 34284900000 | 32097500000 | 30060800000 | 28081600000 | 26297100000 | 24705100000 | 23296500000 | 22060400000 | 20981400000 | 20048200000
Transportation Pollutant Emissions Disaggregated[LDVs,CO,passenger,biofuel diesel tf] | NoSettings | 977950000 | 1123590000 | 1116910000 | 1090210000 | 1033090000 | 956395000 | 860719000 | 745641000 | 614441000 | 467423000 | 303267000 | 122987000 | 0 | 0 | 0 | 0 | 0 | 0 | 0 | 0 | 0 | 0 | 0 | 0 | 0 | 0 | 0 | 0 | 0 | 0 | 0
Transportation Pollutant Emissions Disaggregated[LDVs,CO,passenger,jet fuel tf] | NoSettings | 0 | 0 | 0 | 0 | 0 | 0 | 0 | 0 | 0 | 0 | 0 | 0 | 0 | 0 | 0 | 0 | 0 | 0 | 0 | 0 | 0 | 0 | 0 | 0 | 0 | 0 | 0 | 0 | 0 | 0 | 0
Transportation Pollutant Emissions Disaggregated[LDVs,CO,passenger,heavy or residual fuel oil tf] | NoSettings | 0 | 0 | 0 | 0 | 0 | 0 | 0 | 0 | 0 | 0 | 0 | 0 | 0 | 0 | 0 | 0 | 0 | 0 | 0 | 0 | 0 | 0 | 0 | 0 | 0 | 0 | 0 | 0 | 0 | 0 | 0
Transportation Pollutant Emissions Disaggregated[LDVs,CO,passenger,LPG propane or butane tf] | NoSettings | 0 | 0 | 0 | 0 | 0 | 0 | 0 | 0 | 0 | 0 | 0 | 0 | 0 | 0 | 0 | 0 | 0 | 0 | 0 | 0 | 0 | 0 | 0 | 0 | 0 | 0 | 0 | 0 | 0 | 0 | 0
Transportation Pollutant Emissions Disaggregated[LDVs,CO,passenger,hydrogen tf] | NoSettings | 0 | 0 | 0 | 0 | 0 | 0 | 0 | 0 | 0 | 0 | 0 | 0 | 0 | 0 | 0 | 0 | 0 | 0 | 0 | 0 | 0 | 0 | 0 | 0 | 0 | 0 | 0 | 0 | 0 | 0 | 0
Transportation Pollutant Emissions Disaggregated[LDVs,CO,freight,electricity tf] | NoSettings | 0 | 0 | 0 | 0 | 0 | 0 | 0 | 0 | 0 | 0 | 0 | 0 | 0 | 0 | 0 | 0 | 0 | 0 | 0 | 0 | 0 | 0 | 0 | 0 | 0 | 0 | 0 | 0 | 0 | 0 | 0
Transportation Pollutant Emissions Disaggregated[LDVs,CO,freight,natural gas tf] | NoSettings | 178743000 | 176099000 | 158612000 | 140733000 | 122472000 | 104521000 | 87635100 | 72051000 | 57617200 | 44419800 | 32572700 | 22497100 | 13978500 | 7332480 | 6555970 | 5498310 | 4177890 | 3223220 | 2575590 | 2112050 | 1745020 | 1407950 | 1102240 | 873069 | 706732 | 556418 | 454551 | 333626 | 254450 | 185457 | 145278
Transportation Pollutant Emissions Disaggregated[LDVs,CO,freight,petroleum gasoline tf] | NoSettings | 58794300000 | 63996300000 | 63820700000 | 63678800000 | 63355500000 | 62917900000 | 62538800000 | 61960600000 | 61264000000 | 60466800000 | 59434200000 | 58552100000 | 57516200000 | 56602300000 | 53928300000 | 51681800000 | 49521600000 | 47236100000 | 45088800000 | 42865800000 | 40833200000 | 39094900000 | 37634700000 | 36511900000 | 35726600000 | 35143200000 | 34814800000 | 34737700000 | 34896000000 | 35310300000 | 35736900000
Transportation Pollutant Emissions Disaggregated[LDVs,CO,freight,petroleum diesel tf] | NoSettings | 71751500000 | 74942000000 | 71472800000 | 68040400000 | 64343700000 | 60364200000 | 56693300000 | 53018900000 | 49440000000 | 45926500000 | 42451700000 | 40393700000 | 38257000000 | 36025200000 | 34518000000 | 32732500000 | 30978700000 | 29355500000 | 27856400000 | 26585900000 | 25326500000 | 24196700000 | 23256000000 | 22470600000 | 21803600000 | 21324100000 | 20977400000 | 20783800000 | 20749700000 | 20900200000 | 21065600000
Transportation Pollutant Emissions Disaggregated[LDVs,CO,freight,biofuel gasoline tf] | NoSettings | 4395370000 | 4798660000 | 4799860000 | 4803530000 | 4793410000 | 4774480000 | 4759810000 | 4729780000 | 4690430000 | 4636220000 | 4570470000 | 4502640000 | 4422970000 | 4352700000 | 4147070000 | 3974310000 | 3808190000 | 3632440000 | 3467310000 | 3296360000 | 3140060000 | 3006390000 | 2894090000 | 2807750000 | 2747360000 | 2702500000 | 2677240000 | 2671320000 | 2683490000 | 2715350000 | 2748150000
Transportation Pollutant Emissions Disaggregated[LDVs,CO,freight,biofuel diesel tf] | NoSettings | 17660400000 | 20731700000 | 22061600000 | 23294100000 | 24310500000 | 25064100000 | 25778100000 | 26320700000 | 26730000000 | 26984700000 | 27059500000 | 25747700000 | 24385800000 | 22963200000 | 22002400000 | 20864300000 | 19746400000 | 18711700000 | 17756200000 | 16946400000 | 16143600000 | 15423400000 | 14823900000 | 14323200000 | 13898000000 | 13592400000 | 13371400000 | 13248000000 | 13226300000 | 13322200000 | 13427600000
Transportation Pollutant Emissions Disaggregated[LDVs,CO,freight,jet fuel tf] | NoSettings | 0 | 0 | 0 | 0 | 0 | 0 | 0 | 0 | 0 | 0 | 0 | 0 | 0 | 0 | 0 | 0 | 0 | 0 | 0 | 0 | 0 | 0 | 0 | 0 | 0 | 0 | 0 | 0 | 0 | 0 | 0
Transportation Pollutant Emissions Disaggregated[LDVs,CO,freight,heavy or residual fuel oil tf] | NoSettings | 0 | 0 | 0 | 0 | 0 | 0 | 0 | 0 | 0 | 0 | 0 | 0 | 0 | 0 | 0 | 0 | 0 | 0 | 0 | 0 | 0 | 0 | 0 | 0 | 0 | 0 | 0 | 0 | 0 | 0 | 0
Transportation Pollutant Emissions Disaggregated[LDVs,CO,freight,LPG propane or butane tf] | NoSettings | 0 | 0 | 0 | 0 | 0 | 0 | 0 | 0 | 0 | 0 | 0 | 0 | 0 | 0 | 0 | 0 | 0 | 0 | 0 | 0 | 0 | 0 | 0 | 0 | 0 | 0 | 0 | 0 | 0 | 0 | 0
Transportation Pollutant Emissions Disaggregated[LDVs,CO,freight,hydrogen tf] | NoSettings | 0 | 0 | 0 | 0 | 0 | 0 | 0 | 0 | 0 | 0 | 0 | 0 | 0 | 0 | 0 | 0 | 0 | 0 | 0 | 0 | 0 | 0 | 0 | 0 | 0 | 0 | 0 | 0 | 0 | 0 | 0
Transportation Pollutant Emissions Disaggregated[LDVs,NOx,passenger,electricity tf] | NoSettings | 0 | 0 | 0 | 0 | 0 | 0 | 0 | 0 | 0 | 0 | 0 | 0 | 0 | 0 | 0 | 0 | 0 | 0 | 0 | 0 | 0 | 0 | 0 | 0 | 0 | 0 | 0 | 0 | 0 | 0 | 0
Transportation Pollutant Emissions Disaggregated[LDVs,NOx,passenger,natural gas tf] | NoSettings | 11146800 | 10915100 | 9206030 | 7573280 | 6043330 | 4648720 | 3421460 | 2383490 | 1529160 | 861666 | 383399 | 95897.5 | 0 | 0 | 0 | 0 | 0 | 0 | 0 | 0 | 0 | 0 | 0 | 0 | 0 | 0 | 0 | 0 | 0 | 0 | 0
Transportation Pollutant Emissions Disaggregated[LDVs,NOx,passenger,petroleum gasoline tf] | NoSettings | 35660600000 | 40281500000 | 39945900000 | 39545500000 | 38805400000 | 38008800000 | 37116700000 | 36205600000 | 35291700000 | 34296300000 | 33138500000 | 31908300000 | 30628500000 | 29522800000 | 28414500000 | 27369800000 | 26289700000 | 25117100000 | 23832000000 | 22485400000 | 21134800000 | 19795500000 | 18532500000 | 17356600000 | 16213800000 | 15183500000 | 14264300000 | 13451000000 | 12737300000 | 12114300000 | 11575500000
Transportation Pollutant Emissions Disaggregated[LDVs,NOx,passenger,petroleum diesel tf] | NoSettings | 186085000 | 190223000 | 169468000 | 149141000 | 128061000 | 107877000 | 88655900 | 70344200 | 53226200 | 37258100 | 22282600 | 9036480 | 0 | 0 | 0 | 0 | 0 | 0 | 0 | 0 | 0 | 0 | 0 | 0 | 0 | 0 | 0 | 0 | 0 | 0 | 0
Transportation Pollutant Emissions Disaggregated[LDVs,NOx,passenger,biofuel gasoline tf] | NoSettings | 2665990000 | 3020520000 | 3004340000 | 2983140000 | 2936050000 | 2884340000 | 2825020000 | 2763810000 | 2702020000 | 2629690000 | 2548410000 | 2453810000 | 2355380000 | 2270360000 | 2185130000 | 2104780000 | 2021720000 | 1931550000 | 1832730000 | 1729170000 | 1625310000 | 1522310000 | 1425190000 | 1334760000 | 1246880000 | 1167640000 | 1096950000 | 1034410000 | 979520000 | 931611000 | 890178000
Transportation Pollutant Emissions Disaggregated[LDVs,NOx,passenger,biofuel diesel tf] | NoSettings | 45802300 | 52623300 | 52310700 | 51059900 | 48384800 | 44792800 | 40311800 | 34922100 | 28777400 | 21891800 | 14203500 | 5760100 | 0 | 0 | 0 | 0 | 0 | 0 | 0 | 0 | 0 | 0 | 0 | 0 | 0 | 0 | 0 | 0 | 0 | 0 | 0
Transportation Pollutant Emissions Disaggregated[LDVs,NOx,passenger,jet fuel tf] | NoSettings | 0 | 0 | 0 | 0 | 0 | 0 | 0 | 0 | 0 | 0 | 0 | 0 | 0 | 0 | 0 | 0 | 0 | 0 | 0 | 0 | 0 | 0 | 0 | 0 | 0 | 0 | 0 | 0 | 0 | 0 | 0
Transportation Pollutant Emissions Disaggregated[LDVs,NOx,passenger,heavy or residual fuel oil tf] | NoSettings | 0 | 0 | 0 | 0 | 0 | 0 | 0 | 0 | 0 | 0 | 0 | 0 | 0 | 0 | 0 | 0 | 0 | 0 | 0 | 0 | 0 | 0 | 0 | 0 | 0 | 0 | 0 | 0 | 0 | 0 | 0
Transportation Pollutant Emissions Disaggregated[LDVs,NOx,passenger,LPG propane or butane tf] | NoSettings | 0 | 0 | 0 | 0 | 0 | 0 | 0 | 0 | 0 | 0 | 0 | 0 | 0 | 0 | 0 | 0 | 0 | 0 | 0 | 0 | 0 | 0 | 0 | 0 | 0 | 0 | 0 | 0 | 0 | 0 | 0
Transportation Pollutant Emissions Disaggregated[LDVs,NOx,passenger,hydrogen tf] | NoSettings | 0 | 0 | 0 | 0 | 0 | 0 | 0 | 0 | 0 | 0 | 0 | 0 | 0 | 0 | 0 | 0 | 0 | 0 | 0 | 0 | 0 | 0 | 0 | 0 | 0 | 0 | 0 | 0 | 0 | 0 | 0
Transportation Pollutant Emissions Disaggregated[LDVs,NOx,freight,electricity tf] | NoSettings | 0 | 0 | 0 | 0 | 0 | 0 | 0 | 0 | 0 | 0 | 0 | 0 | 0 | 0 | 0 | 0 | 0 | 0 | 0 | 0 | 0 | 0 | 0 | 0 | 0 | 0 | 0 | 0 | 0 | 0 | 0
Transportation Pollutant Emissions Disaggregated[LDVs,NOx,freight,natural gas tf] | NoSettings | 7936360 | 7818990 | 7042540 | 6248670 | 5437880 | 4640830 | 3891090 | 3199140 | 2558260 | 1972290 | 1446260 | 998894 | 620659 | 325570 | 291092 | 244131 | 185503 | 143115 | 114359 | 93777.5 | 77480.9 | 62514.3 | 48940.8 | 38765.2 | 31379.6 | 24705.6 | 20182.5 | 14813.3 | 11297.9 | 8234.47 | 6450.49
Transportation Pollutant Emissions Disaggregated[LDVs,NOx,freight,petroleum gasoline tf] | NoSettings | 2610510000 | 2841480000 | 2833690000 | 2827390000 | 2813030000 | 2793600000 | 2776770000 | 2751100000 | 2720170000 | 2684770000 | 2638920000 | 2599760000 | 2553760000 | 2513190000 | 2394460000 | 2294710000 | 2198800000 | 2097320000 | 2001980000 | 1903270000 | 1813020000 | 1735840000 | 1671010000 | 1621150000 | 1586290000 | 1560380000 | 1545800000 | 1542380000 | 1549410000 | 1567810000 | 1586750000
Transportation Pollutant Emissions Disaggregated[LDVs,NOx,freight,petroleum diesel tf] | NoSettings | 3360440000 | 3509870000 | 3347390000 | 3186630000 | 3013500000 | 2827120000 | 2655200000 | 2483110000 | 2315490000 | 2150940000 | 1988200000 | 1891810000 | 1791740000 | 1687220000 | 1616630000 | 1533010000 | 1450870000 | 1374850000 | 1304640000 | 1245140000 | 1186150000 | 1133240000 | 1089180000 | 1052400000 | 1021160000 | 998703000 | 982465000 | 973395000 | 971802000 | 978848000 | 986597000
Transportation Pollutant Emissions Disaggregated[LDVs,NOx,freight,biofuel gasoline tf] | NoSettings | 195162000 | 213069000 | 213122000 | 213285000 | 212836000 | 211995000 | 211344000 | 210011000 | 208264000 | 205857000 | 202937000 | 199925000 | 196388000 | 193268000 | 184137000 | 176466000 | 169091000 | 161287000 | 153955000 | 146364000 | 139424000 | 133489000 | 128503000 | 124669000 | 121988000 | 119996000 | 118874000 | 118611000 | 119152000 | 120566000 | 122023000
Transportation Pollutant Emissions Disaggregated[LDVs,NOx,freight,biofuel diesel tf] | NoSettings | 827127000 | 970970000 | 1033260000 | 1090980000 | 1138580000 | 1173880000 | 1207320000 | 1232730000 | 1251900000 | 1263830000 | 1267330000 | 1205900000 | 1142110000 | 1075480000 | 1030490000 | 977182000 | 924825000 | 876366000 | 831612000 | 793685000 | 756085000 | 722357000 | 694276000 | 670828000 | 650915000 | 636602000 | 626250000 | 620469000 | 619454000 | 623945000 | 628884000
Transportation Pollutant Emissions Disaggregated[LDVs,NOx,freight,jet fuel tf] | NoSettings | 0 | 0 | 0 | 0 | 0 | 0 | 0 | 0 | 0 | 0 | 0 | 0 | 0 | 0 | 0 | 0 | 0 | 0 | 0 | 0 | 0 | 0 | 0 | 0 | 0 | 0 | 0 | 0 | 0 | 0 | 0
Transportation Pollutant Emissions Disaggregated[LDVs,NOx,freight,heavy or residual fuel oil tf] | NoSettings | 0 | 0 | 0 | 0 | 0 | 0 | 0 | 0 | 0 | 0 | 0 | 0 | 0 | 0 | 0 | 0 | 0 | 0 | 0 | 0 | 0 | 0 | 0 | 0 | 0 | 0 | 0 | 0 | 0 | 0 | 0
Transportation Pollutant Emissions Disaggregated[LDVs,NOx,freight,LPG propane or butane tf] | NoSettings | 0 | 0 | 0 | 0 | 0 | 0 | 0 | 0 | 0 | 0 | 0 | 0 | 0 | 0 | 0 | 0 | 0 | 0 | 0 | 0 | 0 | 0 | 0 | 0 | 0 | 0 | 0 | 0 | 0 | 0 | 0
Transportation Pollutant Emissions Disaggregated[LDVs,NOx,freight,hydrogen tf] | NoSettings | 0 | 0 | 0 | 0 | 0 | 0 | 0 | 0 | 0 | 0 | 0 | 0 | 0 | 0 | 0 | 0 | 0 | 0 | 0 | 0 | 0 | 0 | 0 | 0 | 0 | 0 | 0 | 0 | 0 | 0 | 0
Transportation Pollutant Emissions Disaggregated[LDVs,PM10,passenger,electricity tf] | NoSettings | 0 | 0 | 0 | 0 | 0 | 0 | 0 | 0 | 0 | 0 | 0 | 0 | 0 | 0 | 0 | 0 | 0 | 0 | 0 | 0 | 0 | 0 | 0 | 0 | 0 | 0 | 0 | 0 | 0 | 0 | 0
Transportation Pollutant Emissions Disaggregated[LDVs,PM10,passenger,natural gas tf] | NoSettings | 2173650 | 2128460 | 1795190 | 1476800 | 1178460 | 906508 | 667190 | 464784 | 298188 | 168026 | 74763.5 | 18700.2 | 0 | 0 | 0 | 0 | 0 | 0 | 0 | 0 | 0 | 0 | 0 | 0 | 0 | 0 | 0 | 0 | 0 | 0 | 0
Transportation Pollutant Emissions Disaggregated[LDVs,PM10,passenger,petroleum gasoline tf] | NoSettings | 6952950000 | 7853920000 | 7788480000 | 7710420000 | 7566100000 | 7410780000 | 7236860000 | 7059210000 | 6881020000 | 6686940000 | 6461200000 | 6221340000 | 5971800000 | 5756230000 | 5540130000 | 5336430000 | 5125840000 | 4897220000 | 4646660000 | 4384090000 | 4120770000 | 3859640000 | 3613390000 | 3384110000 | 3161300000 | 2960410000 | 2781180000 | 2622610000 | 2483450000 | 2361980000 | 2256940000
Transportation Pollutant Emissions Disaggregated[LDVs,PM10,passenger,petroleum diesel tf] | NoSettings | 33331200 | 34072500 | 30354900 | 26713800 | 22938000 | 19322800 | 15879900 | 12599900 | 9533790 | 6673610 | 3991220 | 1618600 | 0 | 0 | 0 | 0 | 0 | 0 | 0 | 0 | 0 | 0 | 0 | 0 | 0 | 0 | 0 | 0 | 0 | 0 | 0
Transportation Pollutant Emissions Disaggregated[LDVs,PM10,passenger,biofuel gasoline tf] | NoSettings | 519825000 | 588951000 | 585797000 | 581663000 | 572481000 | 562400000 | 550833000 | 538898000 | 526849000 | 512747000 | 496898000 | 478452000 | 459261000 | 442682000 | 426063000 | 410398000 | 394203000 | 376621000 | 357352000 | 337159000 | 316908000 | 296826000 | 277888000 | 260255000 | 243120000 | 227671000 | 213887000 | 201692000 | 190990000 | 181649000 | 173570000
Transportation Pollutant Emissions Disaggregated[LDVs,PM10,passenger,biofuel diesel tf] | NoSettings | 8203580 | 9425280 | 9369290 | 9145260 | 8666120 | 8022770 | 7220180 | 6254850 | 5154270 | 3921000 | 2543970 | 1031680 | 0 | 0 | 0 | 0 | 0 | 0 | 0 | 0 | 0 | 0 | 0 | 0 | 0 | 0 | 0 | 0 | 0 | 0 | 0
Transportation Pollutant Emissions Disaggregated[LDVs,PM10,passenger,jet fuel tf] | NoSettings | 0 | 0 | 0 | 0 | 0 | 0 | 0 | 0 | 0 | 0 | 0 | 0 | 0 | 0 | 0 | 0 | 0 | 0 | 0 | 0 | 0 | 0 | 0 | 0 | 0 | 0 | 0 | 0 | 0 | 0 | 0
Transportation Pollutant Emissions Disaggregated[LDVs,PM10,passenger,heavy or residual fuel oil tf] | NoSettings | 0 | 0 | 0 | 0 | 0 | 0 | 0 | 0 | 0 | 0 | 0 | 0 | 0 | 0 | 0 | 0 | 0 | 0 | 0 | 0 | 0 | 0 | 0 | 0 | 0 | 0 | 0 | 0 | 0 | 0 | 0
Transportation Pollutant Emissions Disaggregated[LDVs,PM10,passenger,LPG propane or butane tf] | NoSettings | 0 | 0 | 0 | 0 | 0 | 0 | 0 | 0 | 0 | 0 | 0 | 0 | 0 | 0 | 0 | 0 | 0 | 0 | 0 | 0 | 0 | 0 | 0 | 0 | 0 | 0 | 0 | 0 | 0 | 0 | 0
Transportation Pollutant Emissions Disaggregated[LDVs,PM10,passenger,hydrogen tf] | NoSettings | 0 | 0 | 0 | 0 | 0 | 0 | 0 | 0 | 0 | 0 | 0 | 0 | 0 | 0 | 0 | 0 | 0 | 0 | 0 | 0 | 0 | 0 | 0 | 0 | 0 | 0 | 0 | 0 | 0 | 0 | 0
Transportation Pollutant Emissions Disaggregated[LDVs,PM10,freight,electricity tf] | NoSettings | 0 | 0 | 0 | 0 | 0 | 0 | 0 | 0 | 0 | 0 | 0 | 0 | 0 | 0 | 0 | 0 | 0 | 0 | 0 | 0 | 0 | 0 | 0 | 0 | 0 | 0 | 0 | 0 | 0 | 0 | 0
Transportation Pollutant Emissions Disaggregated[LDVs,PM10,freight,natural gas tf] | NoSettings | 1547600 | 1524720 | 1373310 | 1218500 | 1060390 | 904969 | 758769 | 623837 | 498866 | 384599 | 282024 | 194786 | 121029 | 63486.6 | 56763.4 | 47605.9 | 36173.4 | 27907.6 | 22300.2 | 18286.8 | 15108.9 | 12190.4 | 9543.54 | 7559.28 | 6119.08 | 4817.63 | 3935.63 | 2888.63 | 2203.1 | 1605.74 | 1257.86
Transportation Pollutant Emissions Disaggregated[LDVs,PM10,freight,petroleum gasoline tf] | NoSettings | 508986000 | 554020000 | 552500000 | 551272000 | 548473000 | 544684000 | 541402000 | 536397000 | 530366000 | 523465000 | 514526000 | 506889000 | 497921000 | 490010000 | 466861000 | 447412000 | 428712000 | 408926000 | 390336000 | 371092000 | 353495000 | 338447000 | 325806000 | 316085000 | 309287000 | 304237000 | 301394000 | 300727000 | 302097000 | 305684000 | 309377000
Transportation Pollutant Emissions Disaggregated[LDVs,PM10,freight,petroleum diesel tf] | NoSettings | 601916000 | 628682000 | 599579000 | 570785000 | 539774000 | 506390000 | 475595000 | 444771000 | 414747000 | 385273000 | 356123000 | 338859000 | 320934000 | 302212000 | 289568000 | 274590000 | 259877000 | 246260000 | 233684000 | 223027000 | 212461000 | 202984000 | 195093000 | 188504000 | 182908000 | 178886000 | 175977000 | 174353000 | 174068000 | 175330000 | 176718000
Transportation Pollutant Emissions Disaggregated[LDVs,PM10,freight,biofuel gasoline tf] | NoSettings | 38053400 | 41544900 | 41555400 | 41587100 | 41499500 | 41335600 | 41208600 | 40948600 | 40608000 | 40138600 | 39569400 | 38982100 | 38292400 | 37684000 | 35903700 | 34408000 | 32969900 | 31448300 | 30018700 | 28538600 | 27185400 | 26028100 | 25056000 | 24308400 | 23785600 | 23397200 | 23178600 | 23127300 | 23232600 | 23508500 | 23792500
Transportation Pollutant Emissions Disaggregated[LDVs,PM10,freight,biofuel diesel tf] | NoSettings | 148145000 | 173909000 | 185065000 | 195403000 | 203930000 | 210251000 | 216241000 | 220793000 | 224226000 | 226363000 | 226990000 | 215986000 | 204561000 | 192628000 | 184569000 | 175021000 | 165644000 | 156964000 | 148949000 | 142156000 | 135421000 | 129380000 | 124351000 | 120151000 | 116584000 | 114021000 | 112167000 | 111131000 | 110949000 | 111754000 | 112638000
Transportation Pollutant Emissions Disaggregated[LDVs,PM10,freight,jet fuel tf] | NoSettings | 0 | 0 | 0 | 0 | 0 | 0 | 0 | 0 | 0 | 0 | 0 | 0 | 0 | 0 | 0 | 0 | 0 | 0 | 0 | 0 | 0 | 0 | 0 | 0 | 0 | 0 | 0 | 0 | 0 | 0 | 0
Transportation Pollutant Emissions Disaggregated[LDVs,PM10,freight,heavy or residual fuel oil tf] | NoSettings | 0 | 0 | 0 | 0 | 0 | 0 | 0 | 0 | 0 | 0 | 0 | 0 | 0 | 0 | 0 | 0 | 0 | 0 | 0 | 0 | 0 | 0 | 0 | 0 | 0 | 0 | 0 | 0 | 0 | 0 | 0
Transportation Pollutant Emissions Disaggregated[LDVs,PM10,freight,LPG propane or butane tf] | NoSettings | 0 | 0 | 0 | 0 | 0 | 0 | 0 | 0 | 0 | 0 | 0 | 0 | 0 | 0 | 0 | 0 | 0 | 0 | 0 | 0 | 0 | 0 | 0 | 0 | 0 | 0 | 0 | 0 | 0 | 0 | 0
Transportation Pollutant Emissions Disaggregated[LDVs,PM10,freight,hydrogen tf] | NoSettings | 0 | 0 | 0 | 0 | 0 | 0 | 0 | 0 | 0 | 0 | 0 | 0 | 0 | 0 | 0 | 0 | 0 | 0 | 0 | 0 | 0 | 0 | 0 | 0 | 0 | 0 | 0 | 0 | 0 | 0 | 0
Transportation Pollutant Emissions Disaggregated[LDVs,PM25,passenger,electricity tf] | NoSettings | 0 | 0 | 0 | 0 | 0 | 0 | 0 | 0 | 0 | 0 | 0 | 0 | 0 | 0 | 0 | 0 | 0 | 0 | 0 | 0 | 0 | 0 | 0 | 0 | 0 | 0 | 0 | 0 | 0 | 0 | 0
Transportation Pollutant Emissions Disaggregated[LDVs,PM25,passenger,natural gas tf] | NoSettings | 871138 | 853026 | 719461 | 591861 | 472293 | 363303 | 267391 | 186272 | 119505 | 67340.2 | 29963.1 | 7494.49 | 0 | 0 | 0 | 0 | 0 | 0 | 0 | 0 | 0 | 0 | 0 | 0 | 0 | 0 | 0 | 0 | 0 | 0 | 0
Transportation Pollutant Emissions Disaggregated[LDVs,PM25,passenger,petroleum gasoline tf] | NoSettings | 2787770000 | 3149010000 | 3122770000 | 3091470000 | 3033610000 | 2971330000 | 2901600000 | 2830370000 | 2758930000 | 2681110000 | 2590600000 | 2494430000 | 2394380000 | 2307940000 | 2221300000 | 2139630000 | 2055190000 | 1963530000 | 1863070000 | 1757790000 | 1652210000 | 1547510000 | 1448780000 | 1356850000 | 1267510000 | 1186970000 | 1115110000 | 1051530000 | 995734000 | 947031000 | 904913000
Transportation Pollutant Emissions Disaggregated[LDVs,PM25,passenger,petroleum diesel tf] | NoSettings | 13728800 | 14034100 | 12502900 | 11003100 | 9447920 | 7958860 | 6540760 | 5189780 | 3926860 | 2748790 | 1643940 | 666684 | 0 | 0 | 0 | 0 | 0 | 0 | 0 | 0 | 0 | 0 | 0 | 0 | 0 | 0 | 0 | 0 | 0 | 0 | 0
Transportation Pollutant Emissions Disaggregated[LDVs,PM25,passenger,biofuel gasoline tf] | NoSettings | 208332000 | 236036000 | 234772000 | 233115000 | 229435000 | 225395000 | 220759000 | 215976000 | 211147000 | 205495000 | 199143000 | 191751000 | 184060000 | 177415000 | 170755000 | 164477000 | 157986000 | 150940000 | 143217000 | 135124000 | 127008000 | 118960000 | 111370000 | 104303000 | 97436100 | 91244300 | 85720300 | 80833000 | 76543900 | 72800000 | 69562300
Transportation Pollutant Emissions Disaggregated[LDVs,PM25,passenger,biofuel diesel tf] | NoSettings | 3379050 | 3882260 | 3859200 | 3766920 | 3569570 | 3304570 | 2973990 | 2576370 | 2123040 | 1615060 | 1047860 | 424949 | 0 | 0 | 0 | 0 | 0 | 0 | 0 | 0 | 0 | 0 | 0 | 0 | 0 | 0 | 0 | 0 | 0 | 0 | 0
Transportation Pollutant Emissions Disaggregated[LDVs,PM25,passenger,jet fuel tf] | NoSettings | 0 | 0 | 0 | 0 | 0 | 0 | 0 | 0 | 0 | 0 | 0 | 0 | 0 | 0 | 0 | 0 | 0 | 0 | 0 | 0 | 0 | 0 | 0 | 0 | 0 | 0 | 0 | 0 | 0 | 0 | 0
Transportation Pollutant Emissions Disaggregated[LDVs,PM25,passenger,heavy or residual fuel oil tf] | NoSettings | 0 | 0 | 0 | 0 | 0 | 0 | 0 | 0 | 0 | 0 | 0 | 0 | 0 | 0 | 0 | 0 | 0 | 0 | 0 | 0 | 0 | 0 | 0 | 0 | 0 | 0 | 0 | 0 | 0 | 0 | 0
Transportation Pollutant Emissions Disaggregated[LDVs,PM25,passenger,LPG propane or butane tf] | NoSettings | 0 | 0 | 0 | 0 | 0 | 0 | 0 | 0 | 0 | 0 | 0 | 0 | 0 | 0 | 0 | 0 | 0 | 0 | 0 | 0 | 0 | 0 | 0 | 0 | 0 | 0 | 0 | 0 | 0 | 0 | 0
Transportation Pollutant Emissions Disaggregated[LDVs,PM25,passenger,hydrogen tf] | NoSettings | 0 | 0 | 0 | 0 | 0 | 0 | 0 | 0 | 0 | 0 | 0 | 0 | 0 | 0 | 0 | 0 | 0 | 0 | 0 | 0 | 0 | 0 | 0 | 0 | 0 | 0 | 0 | 0 | 0 | 0 | 0
Transportation Pollutant Emissions Disaggregated[LDVs,PM25,freight,electricity tf] | NoSettings | 0 | 0 | 0 | 0 | 0 | 0 | 0 | 0 | 0 | 0 | 0 | 0 | 0 | 0 | 0 | 0 | 0 | 0 | 0 | 0 | 0 | 0 | 0 | 0 | 0 | 0 | 0 | 0 | 0 | 0 | 0
Transportation Pollutant Emissions Disaggregated[LDVs,PM25,freight,natural gas tf] | NoSettings | 620236 | 611063 | 550382 | 488341 | 424976 | 362686 | 304093 | 250016 | 199931 | 154136 | 113027 | 78064.7 | 48505.2 | 25443.6 | 22749.2 | 19079.1 | 14497.3 | 11184.6 | 8937.29 | 7328.81 | 6055.22 | 4885.56 | 3824.78 | 3029.54 | 2452.35 | 1930.77 | 1577.29 | 1157.68 | 882.94 | 643.533 | 504.113
Transportation Pollutant Emissions Disaggregated[LDVs,PM25,freight,petroleum gasoline tf] | NoSettings | 204076000 | 222133000 | 221523000 | 221031000 | 219909000 | 218389000 | 217074000 | 215067000 | 212649000 | 209882000 | 206298000 | 203236000 | 199640000 | 196468000 | 187186000 | 179389000 | 171891000 | 163958000 | 156504000 | 148788000 | 141733000 | 135699000 | 130631000 | 126734000 | 124008000 | 121983000 | 120843000 | 120576000 | 121125000 | 122563000 | 124044000
Transportation Pollutant Emissions Disaggregated[LDVs,PM25,freight,petroleum diesel tf] | NoSettings | 247923000 | 258947000 | 246960000 | 235100000 | 222327000 | 208576000 | 195892000 | 183196000 | 170830000 | 158690000 | 146683000 | 139572000 | 132189000 | 124478000 | 119270000 | 113101000 | 107041000 | 101432000 | 96252100 | 91862300 | 87510500 | 83606700 | 80356600 | 77642700 | 75338000 | 73681300 | 72483200 | 71814100 | 71696600 | 72216400 | 72788100
Transportation Pollutant Emissions Disaggregated[LDVs,PM25,freight,biofuel gasoline tf] | NoSettings | 15250800 | 16650100 | 16654300 | 16667000 | 16631900 | 16566200 | 16515300 | 16411100 | 16274600 | 16086500 | 15858400 | 15623000 | 15346600 | 15102700 | 14389300 | 13789800 | 13213500 | 12603600 | 12030700 | 11437500 | 10895200 | 10431400 | 10041800 | 9742170 | 9532630 | 9376970 | 9289350 | 9268790 | 9311030 | 9421570 | 9535390
Transportation Pollutant Emissions Disaggregated[LDVs,PM25,freight,biofuel diesel tf] | NoSettings | 61020900 | 71632900 | 76228000 | 80486500 | 83998500 | 86602300 | 89069300 | 90944200 | 92358300 | 93238500 | 93497000 | 88964400 | 84258500 | 79343200 | 76023600 | 72091100 | 68228500 | 64653500 | 61351800 | 58553700 | 55779900 | 53291500 | 51219900 | 49490000 | 48021000 | 46965000 | 46201400 | 45774800 | 45699900 | 46031300 | 46395700
Transportation Pollutant Emissions Disaggregated[LDVs,PM25,freight,jet fuel tf] | NoSettings | 0 | 0 | 0 | 0 | 0 | 0 | 0 | 0 | 0 | 0 | 0 | 0 | 0 | 0 | 0 | 0 | 0 | 0 | 0 | 0 | 0 | 0 | 0 | 0 | 0 | 0 | 0 | 0 | 0 | 0 | 0
Transportation Pollutant Emissions Disaggregated[LDVs,PM25,freight,heavy or residual fuel oil tf] | NoSettings | 0 | 0 | 0 | 0 | 0 | 0 | 0 | 0 | 0 | 0 | 0 | 0 | 0 | 0 | 0 | 0 | 0 | 0 | 0 | 0 | 0 | 0 | 0 | 0 | 0 | 0 | 0 | 0 | 0 | 0 | 0
Transportation Pollutant Emissions Disaggregated[LDVs,PM25,freight,LPG propane or butane tf] | NoSettings | 0 | 0 | 0 | 0 | 0 | 0 | 0 | 0 | 0 | 0 | 0 | 0 | 0 | 0 | 0 | 0 | 0 | 0 | 0 | 0 | 0 | 0 | 0 | 0 | 0 | 0 | 0 | 0 | 0 | 0 | 0
Transportation Pollutant Emissions Disaggregated[LDVs,PM25,freight,hydrogen tf] | NoSettings | 0 | 0 | 0 | 0 | 0 | 0 | 0 | 0 | 0 | 0 | 0 | 0 | 0 | 0 | 0 | 0 | 0 | 0 | 0 | 0 | 0 | 0 | 0 | 0 | 0 | 0 | 0 | 0 | 0 | 0 | 0
Transportation Pollutant Emissions Disaggregated[LDVs,SOx,passenger,electricity tf] | NoSettings | 0 | 0 | 0 | 0 | 0 | 0 | 0 | 0 | 0 | 0 | 0 | 0 | 0 | 0 | 0 | 0 | 0 | 0 | 0 | 0 | 0 | 0 | 0 | 0 | 0 | 0 | 0 | 0 | 0 | 0 | 0
Transportation Pollutant Emissions Disaggregated[LDVs,SOx,passenger,natural gas tf] | NoSettings | 112736 | 110392 | 93106.8 | 76593.7 | 61120.2 | 47015.6 | 34603.5 | 24105.8 | 15465.4 | 8714.61 | 3877.57 | 969.876 | 0 | 0 | 0 | 0 | 0 | 0 | 0 | 0 | 0 | 0 | 0 | 0 | 0 | 0 | 0 | 0 | 0 | 0 | 0
Transportation Pollutant Emissions Disaggregated[LDVs,SOx,passenger,petroleum gasoline tf] | NoSettings | 583071000 | 658626000 | 653138000 | 646592000 | 634489000 | 621465000 | 606879000 | 591982000 | 577039000 | 560764000 | 541833000 | 521719000 | 500793000 | 482715000 | 464593000 | 447511000 | 429851000 | 410678000 | 389667000 | 367648000 | 345566000 | 323667000 | 303017000 | 283790000 | 265105000 | 248258000 | 233229000 | 219931000 | 208261000 | 198075000 | 189266000
Transportation Pollutant Emissions Disaggregated[LDVs,SOx,passenger,petroleum diesel tf] | NoSettings | 2763130 | 2824570 | 2516390 | 2214550 | 1901540 | 1601840 | 1316430 | 1044520 | 790342 | 553236 | 330868 | 134180 | 0 | 0 | 0 | 0 | 0 | 0 | 0 | 0 | 0 | 0 | 0 | 0 | 0 | 0 | 0 | 0 | 0 | 0 | 0
Transportation Pollutant Emissions Disaggregated[LDVs,SOx,passenger,biofuel gasoline tf] | NoSettings | 14072200 | 15943500 | 15858100 | 15746200 | 15497600 | 15224700 | 14911600 | 14588500 | 14262300 | 13880600 | 13451500 | 12952200 | 12432700 | 11983900 | 11534000 | 11109900 | 10671500 | 10195500 | 9673880 | 9127240 | 8579030 | 8035380 | 7522710 | 7045380 | 6581510 | 6163280 | 5790150 | 5460020 | 5170310 | 4917420 | 4698720
Transportation Pollutant Emissions Disaggregated[LDVs,SOx,passenger,biofuel diesel tf] | NoSettings | 0 | 0 | 0 | 0 | 0 | 0 | 0 | 0 | 0 | 0 | 0 | 0 | 0 | 0 | 0 | 0 | 0 | 0 | 0 | 0 | 0 | 0 | 0 | 0 | 0 | 0 | 0 | 0 | 0 | 0 | 0
Transportation Pollutant Emissions Disaggregated[LDVs,SOx,passenger,jet fuel tf] | NoSettings | 0 | 0 | 0 | 0 | 0 | 0 | 0 | 0 | 0 | 0 | 0 | 0 | 0 | 0 | 0 | 0 | 0 | 0 | 0 | 0 | 0 | 0 | 0 | 0 | 0 | 0 | 0 | 0 | 0 | 0 | 0
Transportation Pollutant Emissions Disaggregated[LDVs,SOx,passenger,heavy or residual fuel oil tf] | NoSettings | 0 | 0 | 0 | 0 | 0 | 0 | 0 | 0 | 0 | 0 | 0 | 0 | 0 | 0 | 0 | 0 | 0 | 0 | 0 | 0 | 0 | 0 | 0 | 0 | 0 | 0 | 0 | 0 | 0 | 0 | 0
Transportation Pollutant Emissions Disaggregated[LDVs,SOx,passenger,LPG propane or butane tf] | NoSettings | 0 | 0 | 0 | 0 | 0 | 0 | 0 | 0 | 0 | 0 | 0 | 0 | 0 | 0 | 0 | 0 | 0 | 0 | 0 | 0 | 0 | 0 | 0 | 0 | 0 | 0 | 0 | 0 | 0 | 0 | 0
Transportation Pollutant Emissions Disaggregated[LDVs,SOx,passenger,hydrogen tf] | NoSettings | 0 | 0 | 0 | 0 | 0 | 0 | 0 | 0 | 0 | 0 | 0 | 0 | 0 | 0 | 0 | 0 | 0 | 0 | 0 | 0 | 0 | 0 | 0 | 0 | 0 | 0 | 0 | 0 | 0 | 0 | 0
Transportation Pollutant Emissions Disaggregated[LDVs,SOx,freight,electricity tf] | NoSettings | 0 | 0 | 0 | 0 | 0 | 0 | 0 | 0 | 0 | 0 | 0 | 0 | 0 | 0 | 0 | 0 | 0 | 0 | 0 | 0 | 0 | 0 | 0 | 0 | 0 | 0 | 0 | 0 | 0 | 0 | 0
Transportation Pollutant Emissions Disaggregated[LDVs,SOx,freight,natural gas tf] | NoSettings | 80265.8 | 79078.7 | 71226 | 63197.1 | 54996.9 | 46935.8 | 39353.2 | 32355.1 | 25873.4 | 19947.1 | 14627 | 10102.5 | 6277.14 | 3292.71 | 2944.01 | 2469.06 | 1876.12 | 1447.41 | 1156.59 | 948.435 | 783.616 | 632.249 | 494.972 | 392.059 | 317.363 | 249.864 | 204.12 | 149.817 | 114.263 | 83.2807 | 65.2382
Transportation Pollutant Emissions Disaggregated[LDVs,SOx,freight,petroleum gasoline tf] | NoSettings | 42683300 | 46459800 | 46332400 | 46229400 | 45994600 | 45676900 | 45401700 | 44982000 | 44476300 | 43897500 | 43147900 | 42507500 | 41755400 | 41092000 | 39150700 | 37519800 | 35951600 | 34292300 | 32733400 | 31119600 | 29644000 | 28382000 | 27321900 | 26506800 | 25936700 | 25513100 | 25274700 | 25218800 | 25333700 | 25634500 | 25944200
Transportation Pollutant Emissions Disaggregated[LDVs,SOx,freight,petroleum diesel tf] | NoSettings | 49898300 | 52117100 | 49704500 | 47317500 | 44746700 | 41979200 | 39426300 | 36871100 | 34382200 | 31938800 | 29522300 | 28091100 | 26605100 | 25053100 | 24004900 | 22763200 | 21543600 | 20414700 | 19372200 | 18488700 | 17612800 | 16827100 | 16173000 | 15626800 | 15162900 | 14829500 | 14588400 | 14453700 | 14430000 | 14534700 | 14649700
Transportation Pollutant Emissions Disaggregated[LDVs,SOx,freight,biofuel gasoline tf] | NoSettings | 1030150 | 1124660 | 1124950 | 1125810 | 1123430 | 1119000 | 1115560 | 1108520 | 1099300 | 1086590 | 1071180 | 1055290 | 1036620 | 1020140 | 971951 | 931461 | 892529 | 851337 | 812636 | 772571 | 735937 | 704609 | 678291 | 658054 | 643900 | 633386 | 627468 | 626079 | 628932 | 636399 | 644087
Transportation Pollutant Emissions Disaggregated[LDVs,SOx,freight,biofuel diesel tf] | NoSettings | 0 | 0 | 0 | 0 | 0 | 0 | 0 | 0 | 0 | 0 | 0 | 0 | 0 | 0 | 0 | 0 | 0 | 0 | 0 | 0 | 0 | 0 | 0 | 0 | 0 | 0 | 0 | 0 | 0 | 0 | 0
Transportation Pollutant Emissions Disaggregated[LDVs,SOx,freight,jet fuel tf] | NoSettings | 0 | 0 | 0 | 0 | 0 | 0 | 0 | 0 | 0 | 0 | 0 | 0 | 0 | 0 | 0 | 0 | 0 | 0 | 0 | 0 | 0 | 0 | 0 | 0 | 0 | 0 | 0 | 0 | 0 | 0 | 0
Transportation Pollutant Emissions Disaggregated[LDVs,SOx,freight,heavy or residual fuel oil tf] | NoSettings | 0 | 0 | 0 | 0 | 0 | 0 | 0 | 0 | 0 | 0 | 0 | 0 | 0 | 0 | 0 | 0 | 0 | 0 | 0 | 0 | 0 | 0 | 0 | 0 | 0 | 0 | 0 | 0 | 0 | 0 | 0
Transportation Pollutant Emissions Disaggregated[LDVs,SOx,freight,LPG propane or butane tf] | NoSettings | 0 | 0 | 0 | 0 | 0 | 0 | 0 | 0 | 0 | 0 | 0 | 0 | 0 | 0 | 0 | 0 | 0 | 0 | 0 | 0 | 0 | 0 | 0 | 0 | 0 | 0 | 0 | 0 | 0 | 0 | 0
Transportation Pollutant Emissions Disaggregated[LDVs,SOx,freight,hydrogen tf] | NoSettings | 0 | 0 | 0 | 0 | 0 | 0 | 0 | 0 | 0 | 0 | 0 | 0 | 0 | 0 | 0 | 0 | 0 | 0 | 0 | 0 | 0 | 0 | 0 | 0 | 0 | 0 | 0 | 0 | 0 | 0 | 0
Transportation Pollutant Emissions Disaggregated[LDVs,BC,passenger,electricity tf] | NoSettings | 0 | 0 | 0 | 0 | 0 | 0 | 0 | 0 | 0 | 0 | 0 | 0 | 0 | 0 | 0 | 0 | 0 | 0 | 0 | 0 | 0 | 0 | 0 | 0 | 0 | 0 | 0 | 0 | 0 | 0 | 0
Transportation Pollutant Emissions Disaggregated[LDVs,BC,passenger,natural gas tf] | NoSettings | 161650 | 158289 | 133504 | 109827 | 87639.4 | 67415 | 49617.4 | 34564.9 | 22175.6 | 12495.7 | 5559.99 | 1390.69 | 0 | 0 | 0 | 0 | 0 | 0 | 0 | 0 | 0 | 0 | 0 | 0 | 0 | 0 | 0 | 0 | 0 | 0 | 0
Transportation Pollutant Emissions Disaggregated[LDVs,BC,passenger,petroleum gasoline tf] | NoSettings | 515847000 | 582690000 | 577835000 | 572043000 | 561336000 | 549813000 | 536910000 | 523730000 | 510510000 | 496111000 | 479363000 | 461568000 | 443054000 | 427060000 | 411028000 | 395915000 | 380291000 | 363330000 | 344741000 | 325260000 | 305724000 | 286350000 | 268081000 | 251071000 | 234540000 | 219636000 | 206339000 | 194574000 | 184250000 | 175238000 | 167444000
Transportation Pollutant Emissions Disaggregated[LDVs,BC,passenger,petroleum diesel tf] | NoSettings | 2279990 | 2330690 | 2076390 | 1827330 | 1569050 | 1321760 | 1086250 | 861885 | 652148 | 456501 | 273015 | 110719 | 0 | 0 | 0 | 0 | 0 | 0 | 0 | 0 | 0 | 0 | 0 | 0 | 0 | 0 | 0 | 0 | 0 | 0 | 0
Transportation Pollutant Emissions Disaggregated[LDVs,BC,passenger,biofuel gasoline tf] | NoSettings | 38619200 | 43754700 | 43520400 | 43213300 | 42531100 | 41782200 | 40922900 | 40036200 | 39141000 | 38093400 | 36915900 | 35545500 | 34119700 | 32888100 | 31653400 | 30489600 | 29286400 | 27980200 | 26548600 | 25048400 | 23544000 | 22052000 | 20645000 | 19335100 | 18062000 | 16914300 | 15890300 | 14984300 | 14189200 | 13495200 | 12895000
Transportation Pollutant Emissions Disaggregated[LDVs,BC,passenger,biofuel diesel tf] | NoSettings | 561614 | 645252 | 641419 | 626081 | 593280 | 549236 | 494291 | 428205 | 352859 | 268431 | 174159 | 70628.7 | 0 | 0 | 0 | 0 | 0 | 0 | 0 | 0 | 0 | 0 | 0 | 0 | 0 | 0 | 0 | 0 | 0 | 0 | 0
Transportation Pollutant Emissions Disaggregated[LDVs,BC,passenger,jet fuel tf] | NoSettings | 0 | 0 | 0 | 0 | 0 | 0 | 0 | 0 | 0 | 0 | 0 | 0 | 0 | 0 | 0 | 0 | 0 | 0 | 0 | 0 | 0 | 0 | 0 | 0 | 0 | 0 | 0 | 0 | 0 | 0 | 0
Transportation Pollutant Emissions Disaggregated[LDVs,BC,passenger,heavy or residual fuel oil tf] | NoSettings | 0 | 0 | 0 | 0 | 0 | 0 | 0 | 0 | 0 | 0 | 0 | 0 | 0 | 0 | 0 | 0 | 0 | 0 | 0 | 0 | 0 | 0 | 0 | 0 | 0 | 0 | 0 | 0 | 0 | 0 | 0
Transportation Pollutant Emissions Disaggregated[LDVs,BC,passenger,LPG propane or butane tf] | NoSettings | 0 | 0 | 0 | 0 | 0 | 0 | 0 | 0 | 0 | 0 | 0 | 0 | 0 | 0 | 0 | 0 | 0 | 0 | 0 | 0 | 0 | 0 | 0 | 0 | 0 | 0 | 0 | 0 | 0 | 0 | 0
Transportation Pollutant Emissions Disaggregated[LDVs,BC,passenger,hydrogen tf] | NoSettings | 0 | 0 | 0 | 0 | 0 | 0 | 0 | 0 | 0 | 0 | 0 | 0 | 0 | 0 | 0 | 0 | 0 | 0 | 0 | 0 | 0 | 0 | 0 | 0 | 0 | 0 | 0 | 0 | 0 | 0 | 0
Transportation Pollutant Emissions Disaggregated[LDVs,BC,freight,electricity tf] | NoSettings | 0 | 0 | 0 | 0 | 0 | 0 | 0 | 0 | 0 | 0 | 0 | 0 | 0 | 0 | 0 | 0 | 0 | 0 | 0 | 0 | 0 | 0 | 0 | 0 | 0 | 0 | 0 | 0 | 0 | 0 | 0
Transportation Pollutant Emissions Disaggregated[LDVs,BC,freight,natural gas tf] | NoSettings | 115092 | 113390 | 102130 | 90617.3 | 78859.2 | 67300.5 | 56428 | 46393.4 | 37099.5 | 28601.8 | 20973.5 | 14485.8 | 9000.69 | 4721.36 | 4221.37 | 3540.35 | 2690.13 | 2075.42 | 1658.42 | 1359.95 | 1123.61 | 906.572 | 709.732 | 562.167 | 455.063 | 358.276 | 292.684 | 214.821 | 163.84 | 119.415 | 93.544
Transportation Pollutant Emissions Disaggregated[LDVs,BC,freight,petroleum gasoline tf] | NoSettings | 37762200 | 41103300 | 40990500 | 40899400 | 40691700 | 40410600 | 40167200 | 39795800 | 39348400 | 38836400 | 38173200 | 37606600 | 36941300 | 36354300 | 34636900 | 33194000 | 31806600 | 30338600 | 28959500 | 27531700 | 26226200 | 25109700 | 24171900 | 23450700 | 22946300 | 22571600 | 22360700 | 22311200 | 22412900 | 22679000 | 22953000
Transportation Pollutant Emissions Disaggregated[LDVs,BC,freight,petroleum diesel tf] | NoSettings | 41173400 | 43004300 | 41013500 | 39043900 | 36922600 | 34639000 | 32532500 | 30424000 | 28370300 | 26354200 | 24360200 | 23179300 | 21953200 | 20672500 | 19807600 | 18783000 | 17776600 | 16845200 | 15984900 | 15255900 | 14533200 | 13884900 | 13345100 | 12894400 | 12511600 | 12236500 | 12037500 | 11926400 | 11906900 | 11993200 | 12088200
Transportation Pollutant Emissions Disaggregated[LDVs,BC,freight,biofuel gasoline tf] | NoSettings | 2827090 | 3086490 | 3087260 | 3089620 | 3083110 | 3070930 | 3061500 | 3042180 | 3016870 | 2982010 | 2939720 | 2896090 | 2844850 | 2799650 | 2667380 | 2556270 | 2449420 | 2336380 | 2230170 | 2120210 | 2019680 | 1933700 | 1861470 | 1805940 | 1767090 | 1738240 | 1722000 | 1718190 | 1726020 | 1746510 | 1767610
Transportation Pollutant Emissions Disaggregated[LDVs,BC,freight,biofuel diesel tf] | NoSettings | 10142000 | 11905700 | 12669500 | 13377300 | 13961000 | 14393700 | 14803800 | 15115400 | 15350400 | 15496700 | 15539700 | 14786300 | 14004200 | 13187200 | 12635500 | 11981900 | 11339900 | 10745700 | 10197000 | 9731920 | 9270890 | 8857320 | 8513010 | 8225490 | 7981330 | 7805820 | 7678900 | 7608010 | 7595560 | 7650630 | 7711190
Transportation Pollutant Emissions Disaggregated[LDVs,BC,freight,jet fuel tf] | NoSettings | 0 | 0 | 0 | 0 | 0 | 0 | 0 | 0 | 0 | 0 | 0 | 0 | 0 | 0 | 0 | 0 | 0 | 0 | 0 | 0 | 0 | 0 | 0 | 0 | 0 | 0 | 0 | 0 | 0 | 0 | 0
Transportation Pollutant Emissions Disaggregated[LDVs,BC,freight,heavy or residual fuel oil tf] | NoSettings | 0 | 0 | 0 | 0 | 0 | 0 | 0 | 0 | 0 | 0 | 0 | 0 | 0 | 0 | 0 | 0 | 0 | 0 | 0 | 0 | 0 | 0 | 0 | 0 | 0 | 0 | 0 | 0 | 0 | 0 | 0
Transportation Pollutant Emissions Disaggregated[LDVs,BC,freight,LPG propane or butane tf] | NoSettings | 0 | 0 | 0 | 0 | 0 | 0 | 0 | 0 | 0 | 0 | 0 | 0 | 0 | 0 | 0 | 0 | 0 | 0 | 0 | 0 | 0 | 0 | 0 | 0 | 0 | 0 | 0 | 0 | 0 | 0 | 0
Transportation Pollutant Emissions Disaggregated[LDVs,BC,freight,hydrogen tf] | NoSettings | 0 | 0 | 0 | 0 | 0 | 0 | 0 | 0 | 0 | 0 | 0 | 0 | 0 | 0 | 0 | 0 | 0 | 0 | 0 | 0 | 0 | 0 | 0 | 0 | 0 | 0 | 0 | 0 | 0 | 0 | 0
Transportation Pollutant Emissions Disaggregated[LDVs,OC,passenger,electricity tf] | NoSettings | 0 | 0 | 0 | 0 | 0 | 0 | 0 | 0 | 0 | 0 | 0 | 0 | 0 | 0 | 0 | 0 | 0 | 0 | 0 | 0 | 0 | 0 | 0 | 0 | 0 | 0 | 0 | 0 | 0 | 0 | 0
Transportation Pollutant Emissions Disaggregated[LDVs,OC,passenger,natural gas tf] | NoSettings | 305131 | 298787 | 252004 | 207309 | 165429 | 127253 | 93658.3 | 65245.1 | 41858.8 | 23587.1 | 10495.1 | 2625.08 | 0 | 0 | 0 | 0 | 0 | 0 | 0 | 0 | 0 | 0 | 0 | 0 | 0 | 0 | 0 | 0 | 0 | 0 | 0
Transportation Pollutant Emissions Disaggregated[LDVs,OC,passenger,petroleum gasoline tf] | NoSettings | 976816000 | 1103390000 | 1094200000 | 1083230000 | 1062960000 | 1041140000 | 1016700000 | 991743000 | 966710000 | 939444000 | 907730000 | 874032000 | 838975000 | 808689000 | 778329000 | 749712000 | 720126000 | 688007000 | 652807000 | 615919000 | 578924000 | 542238000 | 507642000 | 475431000 | 444129000 | 415906000 | 390727000 | 368449000 | 348899000 | 331834000 | 317076000
Transportation Pollutant Emissions Disaggregated[LDVs,OC,passenger,petroleum diesel tf] | NoSettings | 2117130 | 2164210 | 1928080 | 1696810 | 1456970 | 1227350 | 1008660 | 800322 | 605566 | 423894 | 253514 | 102810 | 0 | 0 | 0 | 0 | 0 | 0 | 0 | 0 | 0 | 0 | 0 | 0 | 0 | 0 | 0 | 0 | 0 | 0 | 0
Transportation Pollutant Emissions Disaggregated[LDVs,OC,passenger,biofuel gasoline tf] | NoSettings | 73006100 | 82714500 | 82271500 | 81690900 | 80401300 | 78985500 | 77361000 | 75684900 | 73992600 | 72012100 | 69786100 | 67195500 | 64500300 | 62172000 | 59837900 | 57637900 | 55363300 | 52894000 | 50187800 | 47351900 | 44507700 | 41687300 | 39027600 | 36551200 | 34144700 | 31974900 | 30039100 | 28326400 | 26823400 | 25511400 | 24376800
Transportation Pollutant Emissions Disaggregated[LDVs,OC,passenger,biofuel diesel tf] | NoSettings | 521499 | 599162 | 595603 | 581361 | 550903 | 510005 | 458985 | 397619 | 327655 | 249257 | 161719 | 65583.8 | 0 | 0 | 0 | 0 | 0 | 0 | 0 | 0 | 0 | 0 | 0 | 0 | 0 | 0 | 0 | 0 | 0 | 0 | 0
Transportation Pollutant Emissions Disaggregated[LDVs,OC,passenger,jet fuel tf] | NoSettings | 0 | 0 | 0 | 0 | 0 | 0 | 0 | 0 | 0 | 0 | 0 | 0 | 0 | 0 | 0 | 0 | 0 | 0 | 0 | 0 | 0 | 0 | 0 | 0 | 0 | 0 | 0 | 0 | 0 | 0 | 0
Transportation Pollutant Emissions Disaggregated[LDVs,OC,passenger,heavy or residual fuel oil tf] | NoSettings | 0 | 0 | 0 | 0 | 0 | 0 | 0 | 0 | 0 | 0 | 0 | 0 | 0 | 0 | 0 | 0 | 0 | 0 | 0 | 0 | 0 | 0 | 0 | 0 | 0 | 0 | 0 | 0 | 0 | 0 | 0
Transportation Pollutant Emissions Disaggregated[LDVs,OC,passenger,LPG propane or butane tf] | NoSettings | 0 | 0 | 0 | 0 | 0 | 0 | 0 | 0 | 0 | 0 | 0 | 0 | 0 | 0 | 0 | 0 | 0 | 0 | 0 | 0 | 0 | 0 | 0 | 0 | 0 | 0 | 0 | 0 | 0 | 0 | 0
Transportation Pollutant Emissions Disaggregated[LDVs,OC,passenger,hydrogen tf] | NoSettings | 0 | 0 | 0 | 0 | 0 | 0 | 0 | 0 | 0 | 0 | 0 | 0 | 0 | 0 | 0 | 0 | 0 | 0 | 0 | 0 | 0 | 0 | 0 | 0 | 0 | 0 | 0 | 0 | 0 | 0 | 0
Transportation Pollutant Emissions Disaggregated[LDVs,OC,freight,electricity tf] | NoSettings | 0 | 0 | 0 | 0 | 0 | 0 | 0 | 0 | 0 | 0 | 0 | 0 | 0 | 0 | 0 | 0 | 0 | 0 | 0 | 0 | 0 | 0 | 0 | 0 | 0 | 0 | 0 | 0 | 0 | 0 | 0
Transportation Pollutant Emissions Disaggregated[LDVs,OC,freight,natural gas tf] | NoSettings | 217248 | 214035 | 192781 | 171050 | 148855 | 127037 | 106514 | 87572.6 | 70029.4 | 53989 | 39589.7 | 27343.5 | 16989.8 | 8912.08 | 7968.29 | 6682.79 | 5077.92 | 3917.59 | 3130.44 | 2567.04 | 2120.94 | 1711.25 | 1339.7 | 1061.15 | 858.98 | 676.285 | 552.472 | 405.497 | 309.265 | 225.409 | 176.574
Transportation Pollutant Emissions Disaggregated[LDVs,OC,freight,petroleum gasoline tf] | NoSettings | 71507100 | 77833900 | 77620400 | 77447800 | 77054600 | 76522300 | 76061300 | 75358000 | 74510800 | 73541300 | 72285400 | 71212600 | 69952600 | 68841200 | 65589000 | 62856600 | 60229400 | 57449800 | 54838100 | 52134400 | 49662300 | 47548200 | 45772300 | 44406600 | 43451500 | 42742000 | 42342600 | 42248900 | 42441400 | 42945300 | 43464100
Transportation Pollutant Emissions Disaggregated[LDVs,OC,freight,petroleum diesel tf] | NoSettings | 38232500 | 39932500 | 38084000 | 36255100 | 34285300 | 32164800 | 30208800 | 28250900 | 26343900 | 24471700 | 22620200 | 21523600 | 20385100 | 19195900 | 18392800 | 17441400 | 16506900 | 15641900 | 14843200 | 14166200 | 13495100 | 12893100 | 12391900 | 11973400 | 11618000 | 11362500 | 11177700 | 11074500 | 11056400 | 11136600 | 11224700
Transportation Pollutant Emissions Disaggregated[LDVs,OC,freight,biofuel gasoline tf] | NoSettings | 5344360 | 5834730 | 5836190 | 5840650 | 5828350 | 5805330 | 5787490 | 5750980 | 5703130 | 5637220 | 5557270 | 5474790 | 5377930 | 5292480 | 5042450 | 4832390 | 4630410 | 4416710 | 4215930 | 4008070 | 3818020 | 3655490 | 3518950 | 3413960 | 3340530 | 3285990 | 3255280 | 3248080 | 3262880 | 3301620 | 3341500
Transportation Pollutant Emissions Disaggregated[LDVs,OC,freight,biofuel diesel tf] | NoSettings | 9417560 | 11055300 | 11764500 | 12421700 | 12963800 | 13365600 | 13746400 | 14035700 | 14254000 | 14389800 | 14429700 | 13730200 | 13003900 | 12245300 | 11733000 | 11126100 | 10529900 | 9978180 | 9468620 | 9036790 | 8608690 | 8224660 | 7904930 | 7637950 | 7411230 | 7248260 | 7130400 | 7064580 | 7053020 | 7104160 | 7160390
Transportation Pollutant Emissions Disaggregated[LDVs,OC,freight,jet fuel tf] | NoSettings | 0 | 0 | 0 | 0 | 0 | 0 | 0 | 0 | 0 | 0 | 0 | 0 | 0 | 0 | 0 | 0 | 0 | 0 | 0 | 0 | 0 | 0 | 0 | 0 | 0 | 0 | 0 | 0 | 0 | 0 | 0
Transportation Pollutant Emissions Disaggregated[LDVs,OC,freight,heavy or residual fuel oil tf] | NoSettings | 0 | 0 | 0 | 0 | 0 | 0 | 0 | 0 | 0 | 0 | 0 | 0 | 0 | 0 | 0 | 0 | 0 | 0 | 0 | 0 | 0 | 0 | 0 | 0 | 0 | 0 | 0 | 0 | 0 | 0 | 0
Transportation Pollutant Emissions Disaggregated[LDVs,OC,freight,LPG propane or butane tf] | NoSettings | 0 | 0 | 0 | 0 | 0 | 0 | 0 | 0 | 0 | 0 | 0 | 0 | 0 | 0 | 0 | 0 | 0 | 0 | 0 | 0 | 0 | 0 | 0 | 0 | 0 | 0 | 0 | 0 | 0 | 0 | 0
Transportation Pollutant Emissions Disaggregated[LDVs,OC,freight,hydrogen tf] | NoSettings | 0 | 0 | 0 | 0 | 0 | 0 | 0 | 0 | 0 | 0 | 0 | 0 | 0 | 0 | 0 | 0 | 0 | 0 | 0 | 0 | 0 | 0 | 0 | 0 | 0 | 0 | 0 | 0 | 0 | 0 | 0
Transportation Pollutant Emissions Disaggregated[LDVs,CH4,passenger,electricity tf] | NoSettings | 0 | 0 | 0 | 0 | 0 | 0 | 0 | 0 | 0 | 0 | 0 | 0 | 0 | 0 | 0 | 0 | 0 | 0 | 0 | 0 | 0 | 0 | 0 | 0 | 0 | 0 | 0 | 0 | 0 | 0 | 0
Transportation Pollutant Emissions Disaggregated[LDVs,CH4,passenger,natural gas tf] | NoSettings | 465849 | 456164 | 384739 | 316503 | 252563 | 194279 | 142990 | 99610.8 | 63906.6 | 36010.8 | 16023 | 4007.75 | 0 | 0 | 0 | 0 | 0 | 0 | 0 | 0 | 0 | 0 | 0 | 0 | 0 | 0 | 0 | 0 | 0 | 0 | 0
Transportation Pollutant Emissions Disaggregated[LDVs,CH4,passenger,petroleum gasoline tf] | NoSettings | 4115800000 | 4649120000 | 4610380000 | 4564180000 | 4478750000 | 4386810000 | 4283850000 | 4178690000 | 4073220000 | 3958330000 | 3824700000 | 3682720000 | 3535010000 | 3407400000 | 3279480000 | 3158900000 | 3034240000 | 2898910000 | 2750590000 | 2595160000 | 2439290000 | 2284710000 | 2138940000 | 2003220000 | 1871330000 | 1752410000 | 1646320000 | 1552460000 | 1470080000 | 1398180000 | 1335990000
Transportation Pollutant Emissions Disaggregated[LDVs,CH4,passenger,petroleum diesel tf] | NoSettings | 16285600 | 16647800 | 14831400 | 13052400 | 11207500 | 9441120 | 7758910 | 6156320 | 4658200 | 3260720 | 1950110 | 790847 | 0 | 0 | 0 | 0 | 0 | 0 | 0 | 0 | 0 | 0 | 0 | 0 | 0 | 0 | 0 | 0 | 0 | 0 | 0
Transportation Pollutant Emissions Disaggregated[LDVs,CH4,passenger,biofuel gasoline tf] | NoSettings | 0 | 0 | 0 | 0 | 0 | 0 | 0 | 0 | 0 | 0 | 0 | 0 | 0 | 0 | 0 | 0 | 0 | 0 | 0 | 0 | 0 | 0 | 0 | 0 | 0 | 0 | 0 | 0 | 0 | 0 | 0
Transportation Pollutant Emissions Disaggregated[LDVs,CH4,passenger,biofuel diesel tf] | NoSettings | 0 | 0 | 0 | 0 | 0 | 0 | 0 | 0 | 0 | 0 | 0 | 0 | 0 | 0 | 0 | 0 | 0 | 0 | 0 | 0 | 0 | 0 | 0 | 0 | 0 | 0 | 0 | 0 | 0 | 0 | 0
Transportation Pollutant Emissions Disaggregated[LDVs,CH4,passenger,jet fuel tf] | NoSettings | 0 | 0 | 0 | 0 | 0 | 0 | 0 | 0 | 0 | 0 | 0 | 0 | 0 | 0 | 0 | 0 | 0 | 0 | 0 | 0 | 0 | 0 | 0 | 0 | 0 | 0 | 0 | 0 | 0 | 0 | 0
Transportation Pollutant Emissions Disaggregated[LDVs,CH4,passenger,heavy or residual fuel oil tf] | NoSettings | 0 | 0 | 0 | 0 | 0 | 0 | 0 | 0 | 0 | 0 | 0 | 0 | 0 | 0 | 0 | 0 | 0 | 0 | 0 | 0 | 0 | 0 | 0 | 0 | 0 | 0 | 0 | 0 | 0 | 0 | 0
Transportation Pollutant Emissions Disaggregated[LDVs,CH4,passenger,LPG propane or butane tf] | NoSettings | 0 | 0 | 0 | 0 | 0 | 0 | 0 | 0 | 0 | 0 | 0 | 0 | 0 | 0 | 0 | 0 | 0 | 0 | 0 | 0 | 0 | 0 | 0 | 0 | 0 | 0 | 0 | 0 | 0 | 0 | 0
Transportation Pollutant Emissions Disaggregated[LDVs,CH4,passenger,hydrogen tf] | NoSettings | 0 | 0 | 0 | 0 | 0 | 0 | 0 | 0 | 0 | 0 | 0 | 0 | 0 | 0 | 0 | 0 | 0 | 0 | 0 | 0 | 0 | 0 | 0 | 0 | 0 | 0 | 0 | 0 | 0 | 0 | 0
Transportation Pollutant Emissions Disaggregated[LDVs,CH4,freight,electricity tf] | NoSettings | 0 | 0 | 0 | 0 | 0 | 0 | 0 | 0 | 0 | 0 | 0 | 0 | 0 | 0 | 0 | 0 | 0 | 0 | 0 | 0 | 0 | 0 | 0 | 0 | 0 | 0 | 0 | 0 | 0 | 0 | 0
Transportation Pollutant Emissions Disaggregated[LDVs,CH4,freight,natural gas tf] | NoSettings | 331677 | 326772 | 294322 | 261145 | 227260 | 193950 | 162617 | 133699 | 106915 | 82425.9 | 60442.3 | 41745.8 | 25938.6 | 13606.2 | 12165.3 | 10202.7 | 7752.55 | 5981.05 | 4779.3 | 3919.15 | 3238.08 | 2612.6 | 2045.34 | 1620.08 | 1311.42 | 1032.5 | 843.469 | 619.08 | 472.16 | 344.135 | 269.579
Transportation Pollutant Emissions Disaggregated[LDVs,CH4,freight,petroleum gasoline tf] | NoSettings | 301294000 | 327952000 | 327052000 | 326325000 | 324668000 | 322425000 | 320483000 | 317520000 | 313950000 | 309865000 | 304573000 | 300053000 | 294744000 | 290061000 | 276358000 | 264845000 | 253776000 | 242064000 | 231059000 | 219668000 | 209251000 | 200344000 | 192861000 | 187107000 | 183082000 | 180093000 | 178410000 | 178015000 | 178826000 | 180949000 | 183135000
Transportation Pollutant Emissions Disaggregated[LDVs,CH4,freight,petroleum diesel tf] | NoSettings | 294096000 | 307173000 | 292954000 | 278885000 | 263733000 | 247422000 | 232375000 | 217315000 | 202645000 | 188244000 | 174002000 | 165566000 | 156808000 | 147661000 | 141483000 | 134164000 | 126976000 | 120323000 | 114178000 | 108971000 | 103808000 | 99177600 | 95322200 | 92102800 | 89368900 | 87403700 | 85982500 | 85188700 | 85049300 | 85666000 | 86344100
Transportation Pollutant Emissions Disaggregated[LDVs,CH4,freight,biofuel gasoline tf] | NoSettings | 0 | 0 | 0 | 0 | 0 | 0 | 0 | 0 | 0 | 0 | 0 | 0 | 0 | 0 | 0 | 0 | 0 | 0 | 0 | 0 | 0 | 0 | 0 | 0 | 0 | 0 | 0 | 0 | 0 | 0 | 0
Transportation Pollutant Emissions Disaggregated[LDVs,CH4,freight,biofuel diesel tf] | NoSettings | 0 | 0 | 0 | 0 | 0 | 0 | 0 | 0 | 0 | 0 | 0 | 0 | 0 | 0 | 0 | 0 | 0 | 0 | 0 | 0 | 0 | 0 | 0 | 0 | 0 | 0 | 0 | 0 | 0 | 0 | 0
Transportation Pollutant Emissions Disaggregated[LDVs,CH4,freight,jet fuel tf] | NoSettings | 0 | 0 | 0 | 0 | 0 | 0 | 0 | 0 | 0 | 0 | 0 | 0 | 0 | 0 | 0 | 0 | 0 | 0 | 0 | 0 | 0 | 0 | 0 | 0 | 0 | 0 | 0 | 0 | 0 | 0 | 0
Transportation Pollutant Emissions Disaggregated[LDVs,CH4,freight,heavy or residual fuel oil tf] | NoSettings | 0 | 0 | 0 | 0 | 0 | 0 | 0 | 0 | 0 | 0 | 0 | 0 | 0 | 0 | 0 | 0 | 0 | 0 | 0 | 0 | 0 | 0 | 0 | 0 | 0 | 0 | 0 | 0 | 0 | 0 | 0
Transportation Pollutant Emissions Disaggregated[LDVs,CH4,freight,LPG propane or butane tf] | NoSettings | 0 | 0 | 0 | 0 | 0 | 0 | 0 | 0 | 0 | 0 | 0 | 0 | 0 | 0 | 0 | 0 | 0 | 0 | 0 | 0 | 0 | 0 | 0 | 0 | 0 | 0 | 0 | 0 | 0 | 0 | 0
Transportation Pollutant Emissions Disaggregated[LDVs,CH4,freight,hydrogen tf] | NoSettings | 0 | 0 | 0 | 0 | 0 | 0 | 0 | 0 | 0 | 0 | 0 | 0 | 0 | 0 | 0 | 0 | 0 | 0 | 0 | 0 | 0 | 0 | 0 | 0 | 0 | 0 | 0 | 0 | 0 | 0 | 0
Transportation Pollutant Emissions Disaggregated[LDVs,N2O,passenger,electricity tf] | NoSettings | 0 | 0 | 0 | 0 | 0 | 0 | 0 | 0 | 0 | 0 | 0 | 0 | 0 | 0 | 0 | 0 | 0 | 0 | 0 | 0 | 0 | 0 | 0 | 0 | 0 | 0 | 0 | 0 | 0 | 0 | 0
Transportation Pollutant Emissions Disaggregated[LDVs,N2O,passenger,natural gas tf] | NoSettings | 46584.9 | 45616.4 | 38473.9 | 31650.3 | 25256.3 | 19427.9 | 14299 | 9961.08 | 6390.66 | 3601.08 | 1602.3 | 400.775 | 0 | 0 | 0 | 0 | 0 | 0 | 0 | 0 | 0 | 0 | 0 | 0 | 0 | 0 | 0 | 0 | 0 | 0 | 0
Transportation Pollutant Emissions Disaggregated[LDVs,N2O,passenger,petroleum gasoline tf] | NoSettings | 823159000 | 929824000 | 922077000 | 912835000 | 895750000 | 877362000 | 856771000 | 835739000 | 814643000 | 791666000 | 764941000 | 736544000 | 707001000 | 681479000 | 655896000 | 631780000 | 606848000 | 579781000 | 550118000 | 519033000 | 487858000 | 456942000 | 427788000 | 400644000 | 374266000 | 350483000 | 329264000 | 310491000 | 294016000 | 279635000 | 267199000
Transportation Pollutant Emissions Disaggregated[LDVs,N2O,passenger,petroleum diesel tf] | NoSettings | 3257120 | 3329560 | 2966280 | 2610470 | 2241500 | 1888220 | 1551780 | 1231260 | 931640 | 652145 | 390021 | 158169 | 0 | 0 | 0 | 0 | 0 | 0 | 0 | 0 | 0 | 0 | 0 | 0 | 0 | 0 | 0 | 0 | 0 | 0 | 0
Transportation Pollutant Emissions Disaggregated[LDVs,N2O,passenger,biofuel gasoline tf] | NoSettings | 0 | 0 | 0 | 0 | 0 | 0 | 0 | 0 | 0 | 0 | 0 | 0 | 0 | 0 | 0 | 0 | 0 | 0 | 0 | 0 | 0 | 0 | 0 | 0 | 0 | 0 | 0 | 0 | 0 | 0 | 0
Transportation Pollutant Emissions Disaggregated[LDVs,N2O,passenger,biofuel diesel tf] | NoSettings | 0 | 0 | 0 | 0 | 0 | 0 | 0 | 0 | 0 | 0 | 0 | 0 | 0 | 0 | 0 | 0 | 0 | 0 | 0 | 0 | 0 | 0 | 0 | 0 | 0 | 0 | 0 | 0 | 0 | 0 | 0
Transportation Pollutant Emissions Disaggregated[LDVs,N2O,passenger,jet fuel tf] | NoSettings | 0 | 0 | 0 | 0 | 0 | 0 | 0 | 0 | 0 | 0 | 0 | 0 | 0 | 0 | 0 | 0 | 0 | 0 | 0 | 0 | 0 | 0 | 0 | 0 | 0 | 0 | 0 | 0 | 0 | 0 | 0
Transportation Pollutant Emissions Disaggregated[LDVs,N2O,passenger,heavy or residual fuel oil tf] | NoSettings | 0 | 0 | 0 | 0 | 0 | 0 | 0 | 0 | 0 | 0 | 0 | 0 | 0 | 0 | 0 | 0 | 0 | 0 | 0 | 0 | 0 | 0 | 0 | 0 | 0 | 0 | 0 | 0 | 0 | 0 | 0
Transportation Pollutant Emissions Disaggregated[LDVs,N2O,passenger,LPG propane or butane tf] | NoSettings | 0 | 0 | 0 | 0 | 0 | 0 | 0 | 0 | 0 | 0 | 0 | 0 | 0 | 0 | 0 | 0 | 0 | 0 | 0 | 0 | 0 | 0 | 0 | 0 | 0 | 0 | 0 | 0 | 0 | 0 | 0
Transportation Pollutant Emissions Disaggregated[LDVs,N2O,passenger,hydrogen tf] | NoSettings | 0 | 0 | 0 | 0 | 0 | 0 | 0 | 0 | 0 | 0 | 0 | 0 | 0 | 0 | 0 | 0 | 0 | 0 | 0 | 0 | 0 | 0 | 0 | 0 | 0 | 0 | 0 | 0 | 0 | 0 | 0
Transportation Pollutant Emissions Disaggregated[LDVs,N2O,freight,electricity tf] | NoSettings | 0 | 0 | 0 | 0 | 0 | 0 | 0 | 0 | 0 | 0 | 0 | 0 | 0 | 0 | 0 | 0 | 0 | 0 | 0 | 0 | 0 | 0 | 0 | 0 | 0 | 0 | 0 | 0 | 0 | 0 | 0
Transportation Pollutant Emissions Disaggregated[LDVs,N2O,freight,natural gas tf] | NoSettings | 33167.7 | 32677.2 | 29432.2 | 26114.5 | 22726 | 19395 | 16261.7 | 13369.9 | 10691.5 | 8242.59 | 6044.23 | 4174.58 | 2593.86 | 1360.62 | 1216.53 | 1020.27 | 775.255 | 598.105 | 477.93 | 391.915 | 323.808 | 261.26 | 204.534 | 162.008 | 131.142 | 103.25 | 84.3469 | 61.908 | 47.216 | 34.4135 | 26.9579
Transportation Pollutant Emissions Disaggregated[LDVs,N2O,freight,petroleum gasoline tf] | NoSettings | 60258800 | 65590300 | 65410400 | 65265000 | 64933600 | 64485100 | 64096600 | 63503900 | 62790000 | 61973000 | 60914700 | 60010600 | 58948900 | 58012200 | 55271600 | 52969100 | 50755100 | 48412700 | 46211900 | 43933500 | 41850300 | 40068700 | 38572100 | 37421300 | 36616500 | 36018500 | 35682000 | 35603000 | 35765200 | 36189900 | 36627100
Transportation Pollutant Emissions Disaggregated[LDVs,N2O,freight,petroleum diesel tf] | NoSettings | 58819200 | 61434700 | 58590700 | 55777000 | 52746600 | 49484300 | 46475100 | 43462900 | 40529100 | 37648800 | 34800300 | 33113200 | 31361700 | 29532100 | 28296600 | 26832900 | 25395200 | 24064500 | 22835600 | 21794100 | 20761700 | 19835500 | 19064400 | 18420600 | 17873800 | 17480700 | 17196500 | 17037700 | 17009900 | 17133200 | 17268800
Transportation Pollutant Emissions Disaggregated[LDVs,N2O,freight,biofuel gasoline tf] | NoSettings | 0 | 0 | 0 | 0 | 0 | 0 | 0 | 0 | 0 | 0 | 0 | 0 | 0 | 0 | 0 | 0 | 0 | 0 | 0 | 0 | 0 | 0 | 0 | 0 | 0 | 0 | 0 | 0 | 0 | 0 | 0
Transportation Pollutant Emissions Disaggregated[LDVs,N2O,freight,biofuel diesel tf] | NoSettings | 0 | 0 | 0 | 0 | 0 | 0 | 0 | 0 | 0 | 0 | 0 | 0 | 0 | 0 | 0 | 0 | 0 | 0 | 0 | 0 | 0 | 0 | 0 | 0 | 0 | 0 | 0 | 0 | 0 | 0 | 0
Transportation Pollutant Emissions Disaggregated[LDVs,N2O,freight,jet fuel tf] | NoSettings | 0 | 0 | 0 | 0 | 0 | 0 | 0 | 0 | 0 | 0 | 0 | 0 | 0 | 0 | 0 | 0 | 0 | 0 | 0 | 0 | 0 | 0 | 0 | 0 | 0 | 0 | 0 | 0 | 0 | 0 | 0
Transportation Pollutant Emissions Disaggregated[LDVs,N2O,freight,heavy or residual fuel oil tf] | NoSettings | 0 | 0 | 0 | 0 | 0 | 0 | 0 | 0 | 0 | 0 | 0 | 0 | 0 | 0 | 0 | 0 | 0 | 0 | 0 | 0 | 0 | 0 | 0 | 0 | 0 | 0 | 0 | 0 | 0 | 0 | 0
Transportation Pollutant Emissions Disaggregated[LDVs,N2O,freight,LPG propane or butane tf] | NoSettings | 0 | 0 | 0 | 0 | 0 | 0 | 0 | 0 | 0 | 0 | 0 | 0 | 0 | 0 | 0 | 0 | 0 | 0 | 0 | 0 | 0 | 0 | 0 | 0 | 0 | 0 | 0 | 0 | 0 | 0 | 0
Transportation Pollutant Emissions Disaggregated[LDVs,N2O,freight,hydrogen tf] | NoSettings | 0 | 0 | 0 | 0 | 0 | 0 | 0 | 0 | 0 | 0 | 0 | 0 | 0 | 0 | 0 | 0 | 0 | 0 | 0 | 0 | 0 | 0 | 0 | 0 | 0 | 0 | 0 | 0 | 0 | 0 | 0
Transportation Pollutant Emissions Disaggregated[LDVs,F gases,passenger,electricity tf] | NoSettings | 0 | 0 | 0 | 0 | 0 | 0 | 0 | 0 | 0 | 0 | 0 | 0 | 0 | 0 | 0 | 0 | 0 | 0 | 0 | 0 | 0 | 0 | 0 | 0 | 0 | 0 | 0 | 0 | 0 | 0 | 0
Transportation Pollutant Emissions Disaggregated[LDVs,F gases,passenger,natural gas tf] | NoSettings | 0 | 0 | 0 | 0 | 0 | 0 | 0 | 0 | 0 | 0 | 0 | 0 | 0 | 0 | 0 | 0 | 0 | 0 | 0 | 0 | 0 | 0 | 0 | 0 | 0 | 0 | 0 | 0 | 0 | 0 | 0
Transportation Pollutant Emissions Disaggregated[LDVs,F gases,passenger,petroleum gasoline tf] | NoSettings | 0 | 0 | 0 | 0 | 0 | 0 | 0 | 0 | 0 | 0 | 0 | 0 | 0 | 0 | 0 | 0 | 0 | 0 | 0 | 0 | 0 | 0 | 0 | 0 | 0 | 0 | 0 | 0 | 0 | 0 | 0
Transportation Pollutant Emissions Disaggregated[LDVs,F gases,passenger,petroleum diesel tf] | NoSettings | 0 | 0 | 0 | 0 | 0 | 0 | 0 | 0 | 0 | 0 | 0 | 0 | 0 | 0 | 0 | 0 | 0 | 0 | 0 | 0 | 0 | 0 | 0 | 0 | 0 | 0 | 0 | 0 | 0 | 0 | 0
Transportation Pollutant Emissions Disaggregated[LDVs,F gases,passenger,biofuel gasoline tf] | NoSettings | 0 | 0 | 0 | 0 | 0 | 0 | 0 | 0 | 0 | 0 | 0 | 0 | 0 | 0 | 0 | 0 | 0 | 0 | 0 | 0 | 0 | 0 | 0 | 0 | 0 | 0 | 0 | 0 | 0 | 0 | 0
Transportation Pollutant Emissions Disaggregated[LDVs,F gases,passenger,biofuel diesel tf] | NoSettings | 0 | 0 | 0 | 0 | 0 | 0 | 0 | 0 | 0 | 0 | 0 | 0 | 0 | 0 | 0 | 0 | 0 | 0 | 0 | 0 | 0 | 0 | 0 | 0 | 0 | 0 | 0 | 0 | 0 | 0 | 0
Transportation Pollutant Emissions Disaggregated[LDVs,F gases,passenger,jet fuel tf] | NoSettings | 0 | 0 | 0 | 0 | 0 | 0 | 0 | 0 | 0 | 0 | 0 | 0 | 0 | 0 | 0 | 0 | 0 | 0 | 0 | 0 | 0 | 0 | 0 | 0 | 0 | 0 | 0 | 0 | 0 | 0 | 0
Transportation Pollutant Emissions Disaggregated[LDVs,F gases,passenger,heavy or residual fuel oil tf] | NoSettings | 0 | 0 | 0 | 0 | 0 | 0 | 0 | 0 | 0 | 0 | 0 | 0 | 0 | 0 | 0 | 0 | 0 | 0 | 0 | 0 | 0 | 0 | 0 | 0 | 0 | 0 | 0 | 0 | 0 | 0 | 0
Transportation Pollutant Emissions Disaggregated[LDVs,F gases,passenger,LPG propane or butane tf] | NoSettings | 0 | 0 | 0 | 0 | 0 | 0 | 0 | 0 | 0 | 0 | 0 | 0 | 0 | 0 | 0 | 0 | 0 | 0 | 0 | 0 | 0 | 0 | 0 | 0 | 0 | 0 | 0 | 0 | 0 | 0 | 0
Transportation Pollutant Emissions Disaggregated[LDVs,F gases,passenger,hydrogen tf] | NoSettings | 0 | 0 | 0 | 0 | 0 | 0 | 0 | 0 | 0 | 0 | 0 | 0 | 0 | 0 | 0 | 0 | 0 | 0 | 0 | 0 | 0 | 0 | 0 | 0 | 0 | 0 | 0 | 0 | 0 | 0 | 0
Transportation Pollutant Emissions Disaggregated[LDVs,F gases,freight,electricity tf] | NoSettings | 0 | 0 | 0 | 0 | 0 | 0 | 0 | 0 | 0 | 0 | 0 | 0 | 0 | 0 | 0 | 0 | 0 | 0 | 0 | 0 | 0 | 0 | 0 | 0 | 0 | 0 | 0 | 0 | 0 | 0 | 0
Transportation Pollutant Emissions Disaggregated[LDVs,F gases,freight,natural gas tf] | NoSettings | 0 | 0 | 0 | 0 | 0 | 0 | 0 | 0 | 0 | 0 | 0 | 0 | 0 | 0 | 0 | 0 | 0 | 0 | 0 | 0 | 0 | 0 | 0 | 0 | 0 | 0 | 0 | 0 | 0 | 0 | 0
Transportation Pollutant Emissions Disaggregated[LDVs,F gases,freight,petroleum gasoline tf] | NoSettings | 0 | 0 | 0 | 0 | 0 | 0 | 0 | 0 | 0 | 0 | 0 | 0 | 0 | 0 | 0 | 0 | 0 | 0 | 0 | 0 | 0 | 0 | 0 | 0 | 0 | 0 | 0 | 0 | 0 | 0 | 0
Transportation Pollutant Emissions Disaggregated[LDVs,F gases,freight,petroleum diesel tf] | NoSettings | 0 | 0 | 0 | 0 | 0 | 0 | 0 | 0 | 0 | 0 | 0 | 0 | 0 | 0 | 0 | 0 | 0 | 0 | 0 | 0 | 0 | 0 | 0 | 0 | 0 | 0 | 0 | 0 | 0 | 0 | 0
Transportation Pollutant Emissions Disaggregated[LDVs,F gases,freight,biofuel gasoline tf] | NoSettings | 0 | 0 | 0 | 0 | 0 | 0 | 0 | 0 | 0 | 0 | 0 | 0 | 0 | 0 | 0 | 0 | 0 | 0 | 0 | 0 | 0 | 0 | 0 | 0 | 0 | 0 | 0 | 0 | 0 | 0 | 0
Transportation Pollutant Emissions Disaggregated[LDVs,F gases,freight,biofuel diesel tf] | NoSettings | 0 | 0 | 0 | 0 | 0 | 0 | 0 | 0 | 0 | 0 | 0 | 0 | 0 | 0 | 0 | 0 | 0 | 0 | 0 | 0 | 0 | 0 | 0 | 0 | 0 | 0 | 0 | 0 | 0 | 0 | 0
Transportation Pollutant Emissions Disaggregated[LDVs,F gases,freight,jet fuel tf] | NoSettings | 0 | 0 | 0 | 0 | 0 | 0 | 0 | 0 | 0 | 0 | 0 | 0 | 0 | 0 | 0 | 0 | 0 | 0 | 0 | 0 | 0 | 0 | 0 | 0 | 0 | 0 | 0 | 0 | 0 | 0 | 0
Transportation Pollutant Emissions Disaggregated[LDVs,F gases,freight,heavy or residual fuel oil tf] | NoSettings | 0 | 0 | 0 | 0 | 0 | 0 | 0 | 0 | 0 | 0 | 0 | 0 | 0 | 0 | 0 | 0 | 0 | 0 | 0 | 0 | 0 | 0 | 0 | 0 | 0 | 0 | 0 | 0 | 0 | 0 | 0
Transportation Pollutant Emissions Disaggregated[LDVs,F gases,freight,LPG propane or butane tf] | NoSettings | 0 | 0 | 0 | 0 | 0 | 0 | 0 | 0 | 0 | 0 | 0 | 0 | 0 | 0 | 0 | 0 | 0 | 0 | 0 | 0 | 0 | 0 | 0 | 0 | 0 | 0 | 0 | 0 | 0 | 0 | 0
Transportation Pollutant Emissions Disaggregated[LDVs,F gases,freight,hydrogen tf] | NoSettings | 0 | 0 | 0 | 0 | 0 | 0 | 0 | 0 | 0 | 0 | 0 | 0 | 0 | 0 | 0 | 0 | 0 | 0 | 0 | 0 | 0 | 0 | 0 | 0 | 0 | 0 | 0 | 0 | 0 | 0 | 0
Transportation Pollutant Emissions Disaggregated[HDVs,CO2,passenger,electricity tf] | NoSettings | 0 | 0 | 0 | 0 | 0 | 0 | 0 | 0 | 0 | 0 | 0 | 0 | 0 | 0 | 0 | 0 | 0 | 0 | 0 | 0 | 0 | 0 | 0 | 0 | 0 | 0 | 0 | 0 | 0 | 0 | 0
Transportation Pollutant Emissions Disaggregated[HDVs,CO2,passenger,natural gas tf] | NoSettings | 556310000000 | 542013000000 | 511723000000 | 481791000000 | 450751000000 | 420507000000 | 390926000000 | 363167000000 | 336723000000 | 308525000000 | 280819000000 | 254313000000 | 229278000000 | 205332000000 | 182631000000 | 160928000000 | 141991000000 | 124097000000 | 107354000000 | 91738000000 | 77383700000 | 64246700000 | 52342700000 | 46469900000 | 40836600000 | 34848100000 | 28646200000 | 23877500000 | 19702000000 | 16136200000 | 13602800000
Transportation Pollutant Emissions Disaggregated[HDVs,CO2,passenger,petroleum gasoline tf] | NoSettings | 1210740000000 | 1205690000000 | 1153420000000 | 1101660000000 | 1050200000000 | 1000090000000 | 950622000000 | 900641000000 | 853086000000 | 803302000000 | 752732000000 | 701991000000 | 651598000000 | 600941000000 | 550175000000 | 498308000000 | 451057000000 | 402882000000 | 352916000000 | 303958000000 | 254370000000 | 204660000000 | 154715000000 | 144456000000 | 136302000000 | 129310000000 | 120745000000 | 111239000000 | 100804000000 | 91664900000 | 82155100000
Transportation Pollutant Emissions Disaggregated[HDVs,CO2,passenger,petroleum diesel tf] | NoSettings | 1276820000000 | 1302780000000 | 1280450000000 | 1257390000000 | 1225390000000 | 1193050000000 | 1156640000000 | 1117290000000 | 1075810000000 | 1022510000000 | 964286000000 | 933666000000 | 904348000000 | 871334000000 | 841101000000 | 809545000000 | 783083000000 | 755839000000 | 725822000000 | 700172000000 | 676050000000 | 649336000000 | 623981000000 | 575111000000 | 530749000000 | 484767000000 | 439566000000 | 399723000000 | 359394000000 | 324910000000 | 294628000000
Transportation Pollutant Emissions Disaggregated[HDVs,CO2,passenger,biofuel gasoline tf] | NoSettings | 0 | 0 | 0 | 0 | 0 | 0 | 0 | 0 | 0 | 0 | 0 | 0 | 0 | 0 | 0 | 0 | 0 | 0 | 0 | 0 | 0 | 0 | 0 | 0 | 0 | 0 | 0 | 0 | 0 | 0 | 0
Transportation Pollutant Emissions Disaggregated[HDVs,CO2,passenger,biofuel diesel tf] | NoSettings | 0 | 0 | 0 | 0 | 0 | 0 | 0 | 0 | 0 | 0 | 0 | 0 | 0 | 0 | 0 | 0 | 0 | 0 | 0 | 0 | 0 | 0 | 0 | 0 | 0 | 0 | 0 | 0 | 0 | 0 | 0
Transportation Pollutant Emissions Disaggregated[HDVs,CO2,passenger,jet fuel tf] | NoSettings | 0 | 0 | 0 | 0 | 0 | 0 | 0 | 0 | 0 | 0 | 0 | 0 | 0 | 0 | 0 | 0 | 0 | 0 | 0 | 0 | 0 | 0 | 0 | 0 | 0 | 0 | 0 | 0 | 0 | 0 | 0
Transportation Pollutant Emissions Disaggregated[HDVs,CO2,passenger,heavy or residual fuel oil tf] | NoSettings | 0 | 0 | 0 | 0 | 0 | 0 | 0 | 0 | 0 | 0 | 0 | 0 | 0 | 0 | 0 | 0 | 0 | 0 | 0 | 0 | 0 | 0 | 0 | 0 | 0 | 0 | 0 | 0 | 0 | 0 | 0
Transportation Pollutant Emissions Disaggregated[HDVs,CO2,passenger,LPG propane or butane tf] | NoSettings | 0 | 0 | 0 | 0 | 0 | 0 | 0 | 0 | 0 | 0 | 0 | 0 | 0 | 0 | 0 | 0 | 0 | 0 | 0 | 0 | 0 | 0 | 0 | 0 | 0 | 0 | 0 | 0 | 0 | 0 | 0
Transportation Pollutant Emissions Disaggregated[HDVs,CO2,passenger,hydrogen tf] | NoSettings | 0 | 0 | 0 | 0 | 0 | 0 | 0 | 0 | 0 | 0 | 0 | 0 | 0 | 0 | 0 | 0 | 0 | 0 | 0 | 0 | 0 | 0 | 0 | 0 | 0 | 0 | 0 | 0 | 0 | 0 | 0
Transportation Pollutant Emissions Disaggregated[HDVs,CO2,freight,electricity tf] | NoSettings | 0 | 0 | 0 | 0 | 0 | 0 | 0 | 0 | 0 | 0 | 0 | 0 | 0 | 0 | 0 | 0 | 0 | 0 | 0 | 0 | 0 | 0 | 0 | 0 | 0 | 0 | 0 | 0 | 0 | 0 | 0
Transportation Pollutant Emissions Disaggregated[HDVs,CO2,freight,natural gas tf] | NoSettings | 98698300000 | 93643600000 | 89173900000 | 84453400000 | 79451300000 | 74346000000 | 69295000000 | 64314300000 | 59421300000 | 54777600000 | 50249100000 | 46416800000 | 42845900000 | 39474900000 | 36455800000 | 33788000000 | 31599400000 | 29739700000 | 28196200000 | 27083100000 | 26251800000 | 25690800000 | 25388500000 | 25335800000 | 25525400000 | 29390700000 | 33567500000 | 37478400000 | 42076700000 | 47261500000 | 52892400000
Transportation Pollutant Emissions Disaggregated[HDVs,CO2,freight,petroleum gasoline tf] | NoSettings | 0 | 0 | 0 | 0 | 0 | 0 | 0 | 0 | 0 | 0 | 0 | 0 | 0 | 0 | 0 | 0 | 0 | 0 | 0 | 0 | 0 | 0 | 0 | 0 | 0 | 0 | 0 | 0 | 0 | 0 | 0
Transportation Pollutant Emissions Disaggregated[HDVs,CO2,freight,petroleum diesel tf] | NoSettings | 5111750000000 | 5064400000000 | 5014310000000 | 4962400000000 | 4885240000000 | 4803870000000 | 4716340000000 | 4610410000000 | 4495660000000 | 4370560000000 | 4235270000000 | 4262230000000 | 4278840000000 | 4291580000000 | 4301010000000 | 4307170000000 | 4307040000000 | 4291130000000 | 4272950000000 | 4253860000000 | 4241550000000 | 4227620000000 | 4223660000000 | 4204700000000 | 4186860000000 | 4175540000000 | 4187870000000 | 4202540000000 | 4218190000000 | 4256550000000 | 4300390000000
Transportation Pollutant Emissions Disaggregated[HDVs,CO2,freight,biofuel gasoline tf] | NoSettings | 0 | 0 | 0 | 0 | 0 | 0 | 0 | 0 | 0 | 0 | 0 | 0 | 0 | 0 | 0 | 0 | 0 | 0 | 0 | 0 | 0 | 0 | 0 | 0 | 0 | 0 | 0 | 0 | 0 | 0 | 0
Transportation Pollutant Emissions Disaggregated[HDVs,CO2,freight,biofuel diesel tf] | NoSettings | 0 | 0 | 0 | 0 | 0 | 0 | 0 | 0 | 0 | 0 | 0 | 0 | 0 | 0 | 0 | 0 | 0 | 0 | 0 | 0 | 0 | 0 | 0 | 0 | 0 | 0 | 0 | 0 | 0 | 0 | 0
Transportation Pollutant Emissions Disaggregated[HDVs,CO2,freight,jet fuel tf] | NoSettings | 0 | 0 | 0 | 0 | 0 | 0 | 0 | 0 | 0 | 0 | 0 | 0 | 0 | 0 | 0 | 0 | 0 | 0 | 0 | 0 | 0 | 0 | 0 | 0 | 0 | 0 | 0 | 0 | 0 | 0 | 0
Transportation Pollutant Emissions Disaggregated[HDVs,CO2,freight,heavy or residual fuel oil tf] | NoSettings | 0 | 0 | 0 | 0 | 0 | 0 | 0 | 0 | 0 | 0 | 0 | 0 | 0 | 0 | 0 | 0 | 0 | 0 | 0 | 0 | 0 | 0 | 0 | 0 | 0 | 0 | 0 | 0 | 0 | 0 | 0
Transportation Pollutant Emissions Disaggregated[HDVs,CO2,freight,LPG propane or butane tf] | NoSettings | 0 | 0 | 0 | 0 | 0 | 0 | 0 | 0 | 0 | 0 | 0 | 0 | 0 | 0 | 0 | 0 | 0 | 0 | 0 | 0 | 0 | 0 | 0 | 0 | 0 | 0 | 0 | 0 | 0 | 0 | 0
Transportation Pollutant Emissions Disaggregated[HDVs,CO2,freight,hydrogen tf] | NoSettings | 0 | 0 | 0 | 0 | 0 | 0 | 0 | 0 | 0 | 0 | 0 | 0 | 0 | 0 | 0 | 0 | 0 | 0 | 0 | 0 | 0 | 0 | 0 | 0 | 0 | 0 | 0 | 0 | 0 | 0 | 0
Transportation Pollutant Emissions Disaggregated[HDVs,VOC,passenger,electricity tf] | NoSettings | 0 | 0 | 0 | 0 | 0 | 0 | 0 | 0 | 0 | 0 | 0 | 0 | 0 | 0 | 0 | 0 | 0 | 0 | 0 | 0 | 0 | 0 | 0 | 0 | 0 | 0 | 0 | 0 | 0 | 0 | 0
Transportation Pollutant Emissions Disaggregated[HDVs,VOC,passenger,natural gas tf] | NoSettings | 212149000 | 206697000 | 195146000 | 183731000 | 171894000 | 160361000 | 149080000 | 138494000 | 128410000 | 117656000 | 107091000 | 96982500 | 87435300 | 78303700 | 69646400 | 61370000 | 54148400 | 47324600 | 40939400 | 34984400 | 29510300 | 24500500 | 19960900 | 17721300 | 15573100 | 13289400 | 10924300 | 9105720 | 7513390 | 6153540 | 5187420
Transportation Pollutant Emissions Disaggregated[HDVs,VOC,passenger,petroleum gasoline tf] | NoSettings | 858898000 | 855317000 | 818234000 | 781520000 | 745012000 | 709464000 | 674372000 | 638915000 | 605180000 | 569863000 | 533988000 | 497993000 | 462244000 | 426308000 | 390294000 | 353500000 | 319980000 | 285805000 | 250359000 | 215628000 | 180450000 | 145186000 | 109755000 | 102477000 | 96692600 | 91732300 | 85656900 | 78913000 | 71510100 | 65027200 | 58280900
Transportation Pollutant Emissions Disaggregated[HDVs,VOC,passenger,petroleum diesel tf] | NoSettings | 323264000 | 329839000 | 324185000 | 318346000 | 310243000 | 302057000 | 292839000 | 282876000 | 272374000 | 258880000 | 244138000 | 236386000 | 228963000 | 220604000 | 212950000 | 204961000 | 198261000 | 191363000 | 183763000 | 177269000 | 171162000 | 164399000 | 157980000 | 145607000 | 134375000 | 122733000 | 111289000 | 101202000 | 90991300 | 82260700 | 74594000
Transportation Pollutant Emissions Disaggregated[HDVs,VOC,passenger,biofuel gasoline tf] | NoSettings | 23248300 | 23221200 | 22285400 | 21344900 | 20399100 | 19480400 | 18570600 | 17645200 | 16756700 | 15817100 | 14853700 | 13852500 | 12858000 | 11858400 | 10856700 | 9833160 | 8900760 | 7950110 | 6964130 | 5998030 | 5019500 | 4038580 | 3053000 | 2850560 | 2689660 | 2551680 | 2382680 | 2195090 | 1989170 | 1808830 | 1621170
Transportation Pollutant Emissions Disaggregated[HDVs,VOC,passenger,biofuel diesel tf] | NoSettings | 79568200 | 91247900 | 100069000 | 108991000 | 117220000 | 125422000 | 133156000 | 140435000 | 147264000 | 152112000 | 155622000 | 150681000 | 145949000 | 140621000 | 135742000 | 130649000 | 126379000 | 121982000 | 117138000 | 112998000 | 109105000 | 104794000 | 100702000 | 92815000 | 85655600 | 78234700 | 70939900 | 64509800 | 58001200 | 52436000 | 47549000
Transportation Pollutant Emissions Disaggregated[HDVs,VOC,passenger,jet fuel tf] | NoSettings | 0 | 0 | 0 | 0 | 0 | 0 | 0 | 0 | 0 | 0 | 0 | 0 | 0 | 0 | 0 | 0 | 0 | 0 | 0 | 0 | 0 | 0 | 0 | 0 | 0 | 0 | 0 | 0 | 0 | 0 | 0
Transportation Pollutant Emissions Disaggregated[HDVs,VOC,passenger,heavy or residual fuel oil tf] | NoSettings | 0 | 0 | 0 | 0 | 0 | 0 | 0 | 0 | 0 | 0 | 0 | 0 | 0 | 0 | 0 | 0 | 0 | 0 | 0 | 0 | 0 | 0 | 0 | 0 | 0 | 0 | 0 | 0 | 0 | 0 | 0
Transportation Pollutant Emissions Disaggregated[HDVs,VOC,passenger,LPG propane or butane tf] | NoSettings | 0 | 0 | 0 | 0 | 0 | 0 | 0 | 0 | 0 | 0 | 0 | 0 | 0 | 0 | 0 | 0 | 0 | 0 | 0 | 0 | 0 | 0 | 0 | 0 | 0 | 0 | 0 | 0 | 0 | 0 | 0
Transportation Pollutant Emissions Disaggregated[HDVs,VOC,passenger,hydrogen tf] | NoSettings | 0 | 0 | 0 | 0 | 0 | 0 | 0 | 0 | 0 | 0 | 0 | 0 | 0 | 0 | 0 | 0 | 0 | 0 | 0 | 0 | 0 | 0 | 0 | 0 | 0 | 0 | 0 | 0 | 0 | 0 | 0
Transportation Pollutant Emissions Disaggregated[HDVs,VOC,freight,electricity tf] | NoSettings | 0 | 0 | 0 | 0 | 0 | 0 | 0 | 0 | 0 | 0 | 0 | 0 | 0 | 0 | 0 | 0 | 0 | 0 | 0 | 0 | 0 | 0 | 0 | 0 | 0 | 0 | 0 | 0 | 0 | 0 | 0
Transportation Pollutant Emissions Disaggregated[HDVs,VOC,freight,natural gas tf] | NoSettings | 37638700 | 35711100 | 34006500 | 32206400 | 30298800 | 28351900 | 26425700 | 24526300 | 22660400 | 20889500 | 19162500 | 17701100 | 16339300 | 15053800 | 13902500 | 12885100 | 12050500 | 11341300 | 10752700 | 10328200 | 10011200 | 9797200 | 9681910 | 9661820 | 9734120 | 11208200 | 12801000 | 14292400 | 16046000 | 18023200 | 20170600
Transportation Pollutant Emissions Disaggregated[HDVs,VOC,freight,petroleum gasoline tf] | NoSettings | 0 | 0 | 0 | 0 | 0 | 0 | 0 | 0 | 0 | 0 | 0 | 0 | 0 | 0 | 0 | 0 | 0 | 0 | 0 | 0 | 0 | 0 | 0 | 0 | 0 | 0 | 0 | 0 | 0 | 0 | 0
Transportation Pollutant Emissions Disaggregated[HDVs,VOC,freight,petroleum diesel tf] | NoSettings | 1294190000 | 1282210000 | 1269520000 | 1256380000 | 1236850000 | 1216240000 | 1194080000 | 1167260000 | 1138210000 | 1106540000 | 1072290000 | 1079110000 | 1083320000 | 1086540000 | 1088930000 | 1090490000 | 1090460000 | 1086430000 | 1081820000 | 1076990000 | 1073880000 | 1070350000 | 1069350000 | 1064540000 | 1060030000 | 1057160000 | 1060290000 | 1064000000 | 1067960000 | 1077670000 | 1088770000
Transportation Pollutant Emissions Disaggregated[HDVs,VOC,freight,biofuel gasoline tf] | NoSettings | 0 | 0 | 0 | 0 | 0 | 0 | 0 | 0 | 0 | 0 | 0 | 0 | 0 | 0 | 0 | 0 | 0 | 0 | 0 | 0 | 0 | 0 | 0 | 0 | 0 | 0 | 0 | 0 | 0 | 0 | 0
Transportation Pollutant Emissions Disaggregated[HDVs,VOC,freight,biofuel diesel tf] | NoSettings | 318552000 | 354714000 | 391876000 | 430141000 | 467320000 | 505015000 | 542956000 | 579491000 | 615395000 | 650178000 | 683515000 | 687865000 | 690546000 | 692602000 | 694123000 | 695118000 | 695097000 | 692529000 | 689595000 | 686514000 | 684528000 | 682279000 | 681640000 | 678580000 | 675702000 | 673874000 | 675865000 | 678232000 | 680757000 | 686948000 | 694024000
Transportation Pollutant Emissions Disaggregated[HDVs,VOC,freight,jet fuel tf] | NoSettings | 0 | 0 | 0 | 0 | 0 | 0 | 0 | 0 | 0 | 0 | 0 | 0 | 0 | 0 | 0 | 0 | 0 | 0 | 0 | 0 | 0 | 0 | 0 | 0 | 0 | 0 | 0 | 0 | 0 | 0 | 0
Transportation Pollutant Emissions Disaggregated[HDVs,VOC,freight,heavy or residual fuel oil tf] | NoSettings | 0 | 0 | 0 | 0 | 0 | 0 | 0 | 0 | 0 | 0 | 0 | 0 | 0 | 0 | 0 | 0 | 0 | 0 | 0 | 0 | 0 | 0 | 0 | 0 | 0 | 0 | 0 | 0 | 0 | 0 | 0
Transportation Pollutant Emissions Disaggregated[HDVs,VOC,freight,LPG propane or butane tf] | NoSettings | 0 | 0 | 0 | 0 | 0 | 0 | 0 | 0 | 0 | 0 | 0 | 0 | 0 | 0 | 0 | 0 | 0 | 0 | 0 | 0 | 0 | 0 | 0 | 0 | 0 | 0 | 0 | 0 | 0 | 0 | 0
Transportation Pollutant Emissions Disaggregated[HDVs,VOC,freight,hydrogen tf] | NoSettings | 0 | 0 | 0 | 0 | 0 | 0 | 0 | 0 | 0 | 0 | 0 | 0 | 0 | 0 | 0 | 0 | 0 | 0 | 0 | 0 | 0 | 0 | 0 | 0 | 0 | 0 | 0 | 0 | 0 | 0 | 0
Transportation Pollutant Emissions Disaggregated[HDVs,CO,passenger,electricity tf] | NoSettings | 0 | 0 | 0 | 0 | 0 | 0 | 0 | 0 | 0 | 0 | 0 | 0 | 0 | 0 | 0 | 0 | 0 | 0 | 0 | 0 | 0 | 0 | 0 | 0 | 0 | 0 | 0 | 0 | 0 | 0 | 0
Transportation Pollutant Emissions Disaggregated[HDVs,CO,passenger,natural gas tf] | NoSettings | 11748700000 | 11446800000 | 10807100000 | 10175000000 | 9519420000 | 8880710000 | 8255990000 | 7669730000 | 7111270000 | 6515740000 | 5930620000 | 5370840000 | 4842130000 | 4336420000 | 3856990000 | 3398640000 | 2998710000 | 2620810000 | 2267210000 | 1937420000 | 1634270000 | 1356830000 | 1105430000 | 981399000 | 862429000 | 735958000 | 604981000 | 504270000 | 416088000 | 340780000 | 287277000
Transportation Pollutant Emissions Disaggregated[HDVs,CO,passenger,petroleum gasoline tf] | NoSettings | 9719980000 | 9679440000 | 9259790000 | 8844310000 | 8431150000 | 8028860000 | 7631730000 | 7230470000 | 6848700000 | 6449020000 | 6043040000 | 5635690000 | 5231120000 | 4824440000 | 4416880000 | 4000490000 | 3621150000 | 3234400000 | 2833260000 | 2440220000 | 2042120000 | 1643040000 | 1242070000 | 1159710000 | 1094250000 | 1038120000 | 969362000 | 893043000 | 809266000 | 735899000 | 659553000
Transportation Pollutant Emissions Disaggregated[HDVs,CO,passenger,petroleum diesel tf] | NoSettings | 1109950000 | 1132530000 | 1113120000 | 1093070000 | 1065240000 | 1037140000 | 1005490000 | 971278000 | 935217000 | 888885000 | 838268000 | 811649000 | 786163000 | 757462000 | 731181000 | 703749000 | 680745000 | 657061000 | 630967000 | 608669000 | 587699000 | 564477000 | 542436000 | 499952000 | 461388000 | 421415000 | 382121000 | 347485000 | 312426000 | 282449000 | 256125000
Transportation Pollutant Emissions Disaggregated[HDVs,CO,passenger,biofuel gasoline tf] | NoSettings | 79823400 | 79730200 | 76517100 | 73288000 | 70040600 | 66886200 | 63762600 | 60585000 | 57534500 | 54308200 | 51000500 | 47562600 | 44148300 | 40716100 | 37276500 | 33762300 | 30560900 | 27296800 | 23911500 | 20594300 | 17234500 | 13866500 | 10482500 | 9787440 | 9234980 | 8761230 | 8180970 | 7536880 | 6829840 | 6210660 | 5566330
Transportation Pollutant Emissions Disaggregated[HDVs,CO,passenger,biofuel diesel tf] | NoSettings | 273196000 | 313298000 | 343586000 | 374217000 | 402472000 | 430633000 | 457187000 | 482180000 | 505628000 | 522275000 | 534326000 | 517359000 | 501114000 | 482820000 | 466067000 | 448582000 | 433919000 | 418822000 | 402189000 | 387976000 | 374610000 | 359808000 | 345758000 | 318678000 | 294097000 | 268617000 | 243571000 | 221493000 | 199146000 | 180038000 | 163258000
Transportation Pollutant Emissions Disaggregated[HDVs,CO,passenger,jet fuel tf] | NoSettings | 0 | 0 | 0 | 0 | 0 | 0 | 0 | 0 | 0 | 0 | 0 | 0 | 0 | 0 | 0 | 0 | 0 | 0 | 0 | 0 | 0 | 0 | 0 | 0 | 0 | 0 | 0 | 0 | 0 | 0 | 0
Transportation Pollutant Emissions Disaggregated[HDVs,CO,passenger,heavy or residual fuel oil tf] | NoSettings | 0 | 0 | 0 | 0 | 0 | 0 | 0 | 0 | 0 | 0 | 0 | 0 | 0 | 0 | 0 | 0 | 0 | 0 | 0 | 0 | 0 | 0 | 0 | 0 | 0 | 0 | 0 | 0 | 0 | 0 | 0
Transportation Pollutant Emissions Disaggregated[HDVs,CO,passenger,LPG propane or butane tf] | NoSettings | 0 | 0 | 0 | 0 | 0 | 0 | 0 | 0 | 0 | 0 | 0 | 0 | 0 | 0 | 0 | 0 | 0 | 0 | 0 | 0 | 0 | 0 | 0 | 0 | 0 | 0 | 0 | 0 | 0 | 0 | 0
Transportation Pollutant Emissions Disaggregated[HDVs,CO,passenger,hydrogen tf] | NoSettings | 0 | 0 | 0 | 0 | 0 | 0 | 0 | 0 | 0 | 0 | 0 | 0 | 0 | 0 | 0 | 0 | 0 | 0 | 0 | 0 | 0 | 0 | 0 | 0 | 0 | 0 | 0 | 0 | 0 | 0 | 0
Transportation Pollutant Emissions Disaggregated[HDVs,CO,freight,electricity tf] | NoSettings | 0 | 0 | 0 | 0 | 0 | 0 | 0 | 0 | 0 | 0 | 0 | 0 | 0 | 0 | 0 | 0 | 0 | 0 | 0 | 0 | 0 | 0 | 0 | 0 | 0 | 0 | 0 | 0 | 0 | 0 | 0
Transportation Pollutant Emissions Disaggregated[HDVs,CO,freight,natural gas tf] | NoSettings | 2084410000 | 1977660000 | 1883270000 | 1783570000 | 1677930000 | 1570120000 | 1463440000 | 1358260000 | 1254920000 | 1156850000 | 1061210000 | 980279000 | 904863000 | 833672000 | 769912000 | 713570000 | 667349000 | 628073000 | 595478000 | 571969000 | 554413000 | 542565000 | 536180000 | 535067000 | 539071000 | 620704000 | 708914000 | 791508000 | 888620000 | 998117000 | 1117040000
Transportation Pollutant Emissions Disaggregated[HDVs,CO,freight,petroleum gasoline tf] | NoSettings | 0 | 0 | 0 | 0 | 0 | 0 | 0 | 0 | 0 | 0 | 0 | 0 | 0 | 0 | 0 | 0 | 0 | 0 | 0 | 0 | 0 | 0 | 0 | 0 | 0 | 0 | 0 | 0 | 0 | 0 | 0
Transportation Pollutant Emissions Disaggregated[HDVs,CO,freight,petroleum diesel tf] | NoSettings | 4443710000 | 4402560000 | 4359010000 | 4313880000 | 4246810000 | 4176070000 | 4099980000 | 4007890000 | 3908140000 | 3799380000 | 3681780000 | 3705220000 | 3719660000 | 3730730000 | 3738930000 | 3744290000 | 3744170000 | 3730340000 | 3714530000 | 3697940000 | 3687240000 | 3675130000 | 3671690000 | 3655200000 | 3639700000 | 3629850000 | 3640580000 | 3653330000 | 3666930000 | 3700270000 | 3738390000
Transportation Pollutant Emissions Disaggregated[HDVs,CO,freight,biofuel gasoline tf] | NoSettings | 0 | 0 | 0 | 0 | 0 | 0 | 0 | 0 | 0 | 0 | 0 | 0 | 0 | 0 | 0 | 0 | 0 | 0 | 0 | 0 | 0 | 0 | 0 | 0 | 0 | 0 | 0 | 0 | 0 | 0 | 0
Transportation Pollutant Emissions Disaggregated[HDVs,CO,freight,biofuel diesel tf] | NoSettings | 1093740000 | 1217900000 | 1345500000 | 1476880000 | 1604530000 | 1733960000 | 1864230000 | 1989670000 | 2112950000 | 2232370000 | 2346830000 | 2361770000 | 2370970000 | 2378030000 | 2383260000 | 2386670000 | 2386600000 | 2377790000 | 2367710000 | 2357130000 | 2350310000 | 2342590000 | 2340400000 | 2329890000 | 2320010000 | 2313730000 | 2320570000 | 2328690000 | 2337360000 | 2358620000 | 2382920000
Transportation Pollutant Emissions Disaggregated[HDVs,CO,freight,jet fuel tf] | NoSettings | 0 | 0 | 0 | 0 | 0 | 0 | 0 | 0 | 0 | 0 | 0 | 0 | 0 | 0 | 0 | 0 | 0 | 0 | 0 | 0 | 0 | 0 | 0 | 0 | 0 | 0 | 0 | 0 | 0 | 0 | 0
Transportation Pollutant Emissions Disaggregated[HDVs,CO,freight,heavy or residual fuel oil tf] | NoSettings | 0 | 0 | 0 | 0 | 0 | 0 | 0 | 0 | 0 | 0 | 0 | 0 | 0 | 0 | 0 | 0 | 0 | 0 | 0 | 0 | 0 | 0 | 0 | 0 | 0 | 0 | 0 | 0 | 0 | 0 | 0
Transportation Pollutant Emissions Disaggregated[HDVs,CO,freight,LPG propane or butane tf] | NoSettings | 0 | 0 | 0 | 0 | 0 | 0 | 0 | 0 | 0 | 0 | 0 | 0 | 0 | 0 | 0 | 0 | 0 | 0 | 0 | 0 | 0 | 0 | 0 | 0 | 0 | 0 | 0 | 0 | 0 | 0 | 0
Transportation Pollutant Emissions Disaggregated[HDVs,CO,freight,hydrogen tf] | NoSettings | 0 | 0 | 0 | 0 | 0 | 0 | 0 | 0 | 0 | 0 | 0 | 0 | 0 | 0 | 0 | 0 | 0 | 0 | 0 | 0 | 0 | 0 | 0 | 0 | 0 | 0 | 0 | 0 | 0 | 0 | 0
Transportation Pollutant Emissions Disaggregated[HDVs,NOx,passenger,electricity tf] | NoSettings | 0 | 0 | 0 | 0 | 0 | 0 | 0 | 0 | 0 | 0 | 0 | 0 | 0 | 0 | 0 | 0 | 0 | 0 | 0 | 0 | 0 | 0 | 0 | 0 | 0 | 0 | 0 | 0 | 0 | 0 | 0
Transportation Pollutant Emissions Disaggregated[HDVs,NOx,passenger,natural gas tf] | NoSettings | 665417000 | 648316000 | 612086000 | 576283000 | 539155000 | 502980000 | 467597000 | 434393000 | 402764000 | 369035000 | 335895000 | 304190000 | 274245000 | 245604000 | 218450000 | 192490000 | 169839000 | 148436000 | 128409000 | 109730000 | 92560700 | 76847200 | 62608500 | 55583900 | 48845700 | 41682700 | 34264500 | 28560500 | 23566100 | 19300900 | 16270600
Transportation Pollutant Emissions Disaggregated[HDVs,NOx,passenger,petroleum gasoline tf] | NoSettings | 431574000 | 429775000 | 411142000 | 392694000 | 374349000 | 356487000 | 338855000 | 321038000 | 304087000 | 286341000 | 268316000 | 250229000 | 232266000 | 214209000 | 196113000 | 177625000 | 160782000 | 143610000 | 125799000 | 108348000 | 90671500 | 72952300 | 55149000 | 51492100 | 48585600 | 46093100 | 43040400 | 39651800 | 35932000 | 32674500 | 29284600
Transportation Pollutant Emissions Disaggregated[HDVs,NOx,passenger,petroleum diesel tf] | NoSettings | 2718170000 | 2773460000 | 2725910000 | 2676820000 | 2608680000 | 2539850000 | 2462340000 | 2378570000 | 2290260000 | 2176790000 | 2052840000 | 1987650000 | 1925240000 | 1854950000 | 1790590000 | 1723410000 | 1667080000 | 1609080000 | 1545180000 | 1490570000 | 1439220000 | 1382350000 | 1328370000 | 1224340000 | 1129890000 | 1032000000 | 935778000 | 850958000 | 765102000 | 691690000 | 627225000
Transportation Pollutant Emissions Disaggregated[HDVs,NOx,passenger,biofuel gasoline tf] | NoSettings | 195482000 | 195254000 | 187385000 | 179477000 | 171525000 | 163800000 | 156150000 | 148369000 | 140898000 | 132997000 | 124897000 | 116478000 | 108116000 | 99711000 | 91287500 | 82681600 | 74841500 | 66848100 | 58557500 | 50434100 | 42206200 | 33958200 | 25671000 | 23968800 | 22615800 | 21455600 | 20034600 | 18457300 | 16725800 | 15209500 | 13631600
Transportation Pollutant Emissions Disaggregated[HDVs,NOx,passenger,biofuel diesel tf] | NoSettings | 669033000 | 767239000 | 841411000 | 916425000 | 985618000 | 1054580000 | 1119610000 | 1180820000 | 1238240000 | 1279000000 | 1308520000 | 1266970000 | 1227180000 | 1182380000 | 1141360000 | 1098540000 | 1062630000 | 1025660000 | 984926000 | 950120000 | 917387000 | 881137000 | 846731000 | 780415000 | 720217000 | 657820000 | 596483000 | 542417000 | 487691000 | 440897000 | 399805000
Transportation Pollutant Emissions Disaggregated[HDVs,NOx,passenger,jet fuel tf] | NoSettings | 0 | 0 | 0 | 0 | 0 | 0 | 0 | 0 | 0 | 0 | 0 | 0 | 0 | 0 | 0 | 0 | 0 | 0 | 0 | 0 | 0 | 0 | 0 | 0 | 0 | 0 | 0 | 0 | 0 | 0 | 0
Transportation Pollutant Emissions Disaggregated[HDVs,NOx,passenger,heavy or residual fuel oil tf] | NoSettings | 0 | 0 | 0 | 0 | 0 | 0 | 0 | 0 | 0 | 0 | 0 | 0 | 0 | 0 | 0 | 0 | 0 | 0 | 0 | 0 | 0 | 0 | 0 | 0 | 0 | 0 | 0 | 0 | 0 | 0 | 0
Transportation Pollutant Emissions Disaggregated[HDVs,NOx,passenger,LPG propane or butane tf] | NoSettings | 0 | 0 | 0 | 0 | 0 | 0 | 0 | 0 | 0 | 0 | 0 | 0 | 0 | 0 | 0 | 0 | 0 | 0 | 0 | 0 | 0 | 0 | 0 | 0 | 0 | 0 | 0 | 0 | 0 | 0 | 0
Transportation Pollutant Emissions Disaggregated[HDVs,NOx,passenger,hydrogen tf] | NoSettings | 0 | 0 | 0 | 0 | 0 | 0 | 0 | 0 | 0 | 0 | 0 | 0 | 0 | 0 | 0 | 0 | 0 | 0 | 0 | 0 | 0 | 0 | 0 | 0 | 0 | 0 | 0 | 0 | 0 | 0 | 0
Transportation Pollutant Emissions Disaggregated[HDVs,NOx,freight,electricity tf] | NoSettings | 0 | 0 | 0 | 0 | 0 | 0 | 0 | 0 | 0 | 0 | 0 | 0 | 0 | 0 | 0 | 0 | 0 | 0 | 0 | 0 | 0 | 0 | 0 | 0 | 0 | 0 | 0 | 0 | 0 | 0 | 0
Transportation Pollutant Emissions Disaggregated[HDVs,NOx,freight,natural gas tf] | NoSettings | 118056000 | 112010000 | 106663000 | 101017000 | 95033800 | 88927300 | 82885600 | 76928000 | 71075400 | 65520900 | 60104200 | 55520400 | 51249100 | 47217000 | 43605800 | 40414700 | 37796900 | 35572400 | 33726300 | 32394800 | 31400500 | 30729400 | 30367800 | 30304800 | 30531600 | 35155000 | 40151000 | 44828900 | 50329100 | 56530700 | 63266000
Transportation Pollutant Emissions Disaggregated[HDVs,NOx,freight,petroleum gasoline tf] | NoSettings | 0 | 0 | 0 | 0 | 0 | 0 | 0 | 0 | 0 | 0 | 0 | 0 | 0 | 0 | 0 | 0 | 0 | 0 | 0 | 0 | 0 | 0 | 0 | 0 | 0 | 0 | 0 | 0 | 0 | 0 | 0
Transportation Pollutant Emissions Disaggregated[HDVs,NOx,freight,petroleum diesel tf] | NoSettings | 10882200000 | 10781400000 | 10674800000 | 10564300000 | 10400000000 | 10226800000 | 10040500000 | 9814940000 | 9570660000 | 9304330000 | 9016330000 | 9073720000 | 9109080000 | 9136210000 | 9156270000 | 9169400000 | 9169120000 | 9135250000 | 9096540000 | 9055910000 | 9029700000 | 9000040000 | 8991610000 | 8951240000 | 8913280000 | 8889170000 | 8915420000 | 8946650000 | 8979960000 | 9061620000 | 9154960000
Transportation Pollutant Emissions Disaggregated[HDVs,NOx,freight,biofuel gasoline tf] | NoSettings | 0 | 0 | 0 | 0 | 0 | 0 | 0 | 0 | 0 | 0 | 0 | 0 | 0 | 0 | 0 | 0 | 0 | 0 | 0 | 0 | 0 | 0 | 0 | 0 | 0 | 0 | 0 | 0 | 0 | 0 | 0
Transportation Pollutant Emissions Disaggregated[HDVs,NOx,freight,biofuel diesel tf] | NoSettings | 2678480000 | 2982540000 | 3295000000 | 3616750000 | 3929360000 | 4246310000 | 4565330000 | 4872530000 | 5174420000 | 5466880000 | 5747190000 | 5783770000 | 5806310000 | 5823590000 | 5836390000 | 5844750000 | 5844580000 | 5822990000 | 5798310000 | 5772410000 | 5755700000 | 5736800000 | 5731430000 | 5705690000 | 5681500000 | 5666130000 | 5682860000 | 5702770000 | 5724000000 | 5776050000 | 5835550000
Transportation Pollutant Emissions Disaggregated[HDVs,NOx,freight,jet fuel tf] | NoSettings | 0 | 0 | 0 | 0 | 0 | 0 | 0 | 0 | 0 | 0 | 0 | 0 | 0 | 0 | 0 | 0 | 0 | 0 | 0 | 0 | 0 | 0 | 0 | 0 | 0 | 0 | 0 | 0 | 0 | 0 | 0
Transportation Pollutant Emissions Disaggregated[HDVs,NOx,freight,heavy or residual fuel oil tf] | NoSettings | 0 | 0 | 0 | 0 | 0 | 0 | 0 | 0 | 0 | 0 | 0 | 0 | 0 | 0 | 0 | 0 | 0 | 0 | 0 | 0 | 0 | 0 | 0 | 0 | 0 | 0 | 0 | 0 | 0 | 0 | 0
Transportation Pollutant Emissions Disaggregated[HDVs,NOx,freight,LPG propane or butane tf] | NoSettings | 0 | 0 | 0 | 0 | 0 | 0 | 0 | 0 | 0 | 0 | 0 | 0 | 0 | 0 | 0 | 0 | 0 | 0 | 0 | 0 | 0 | 0 | 0 | 0 | 0 | 0 | 0 | 0 | 0 | 0 | 0
Transportation Pollutant Emissions Disaggregated[HDVs,NOx,freight,hydrogen tf] | NoSettings | 0 | 0 | 0 | 0 | 0 | 0 | 0 | 0 | 0 | 0 | 0 | 0 | 0 | 0 | 0 | 0 | 0 | 0 | 0 | 0 | 0 | 0 | 0 | 0 | 0 | 0 | 0 | 0 | 0 | 0 | 0
Transportation Pollutant Emissions Disaggregated[HDVs,PM10,passenger,electricity tf] | NoSettings | 0 | 0 | 0 | 0 | 0 | 0 | 0 | 0 | 0 | 0 | 0 | 0 | 0 | 0 | 0 | 0 | 0 | 0 | 0 | 0 | 0 | 0 | 0 | 0 | 0 | 0 | 0 | 0 | 0 | 0 | 0
Transportation Pollutant Emissions Disaggregated[HDVs,PM10,passenger,natural gas tf] | NoSettings | 59984300 | 58442800 | 55176800 | 51949300 | 48602400 | 45341400 | 42151800 | 39158600 | 36307300 | 33266800 | 30279400 | 27421400 | 24722000 | 22140100 | 19692200 | 17352100 | 15310200 | 13380800 | 11575500 | 9891690 | 8343930 | 6927430 | 5643870 | 5010640 | 4403220 | 3757510 | 3088790 | 2574600 | 2124380 | 1739890 | 1466720
Transportation Pollutant Emissions Disaggregated[HDVs,PM10,passenger,petroleum gasoline tf] | NoSettings | 84146400 | 83795600 | 80162600 | 76565700 | 72989000 | 69506300 | 66068400 | 62594700 | 59289600 | 55829600 | 52315000 | 48788500 | 45286200 | 41765500 | 38237200 | 34632500 | 31348500 | 28000400 | 24527700 | 21125100 | 17678700 | 14223900 | 10752700 | 10039700 | 9473000 | 8987030 | 8391820 | 7731130 | 7005860 | 6370730 | 5709790
Transportation Pollutant Emissions Disaggregated[HDVs,PM10,passenger,petroleum diesel tf] | NoSettings | 91405200 | 93264200 | 91665500 | 90014500 | 87723300 | 85408600 | 82802300 | 79985200 | 77015500 | 73200000 | 69031700 | 66839600 | 64740800 | 62377300 | 60213000 | 57954000 | 56059600 | 54109200 | 51960400 | 50124100 | 48397300 | 46484900 | 44669800 | 41171300 | 37995500 | 34703700 | 31467800 | 28615500 | 25728400 | 23259800 | 21092000
Transportation Pollutant Emissions Disaggregated[HDVs,PM10,passenger,biofuel gasoline tf] | NoSettings | 6573370 | 6565700 | 6301110 | 6035190 | 5767780 | 5508010 | 5250780 | 4989110 | 4737910 | 4472230 | 4199840 | 3916730 | 3635570 | 3352930 | 3069680 | 2780290 | 2516660 | 2247870 | 1969080 | 1695920 | 1419250 | 1141890 | 863226 | 805986 | 760491 | 721478 | 673695 | 620654 | 562430 | 511441 | 458381
Transportation Pollutant Emissions Disaggregated[HDVs,PM10,passenger,biofuel diesel tf] | NoSettings | 22498300 | 25800800 | 28295000 | 30817600 | 33144500 | 35463500 | 37650400 | 39708600 | 41639600 | 43010500 | 44003000 | 42605700 | 41267800 | 39761300 | 38381700 | 36941700 | 35734200 | 34490900 | 33121200 | 31950700 | 30850000 | 29631000 | 28473900 | 26243900 | 24219500 | 22121200 | 20058600 | 18240400 | 16400100 | 14826500 | 13444700
Transportation Pollutant Emissions Disaggregated[HDVs,PM10,passenger,jet fuel tf] | NoSettings | 0 | 0 | 0 | 0 | 0 | 0 | 0 | 0 | 0 | 0 | 0 | 0 | 0 | 0 | 0 | 0 | 0 | 0 | 0 | 0 | 0 | 0 | 0 | 0 | 0 | 0 | 0 | 0 | 0 | 0 | 0
Transportation Pollutant Emissions Disaggregated[HDVs,PM10,passenger,heavy or residual fuel oil tf] | NoSettings | 0 | 0 | 0 | 0 | 0 | 0 | 0 | 0 | 0 | 0 | 0 | 0 | 0 | 0 | 0 | 0 | 0 | 0 | 0 | 0 | 0 | 0 | 0 | 0 | 0 | 0 | 0 | 0 | 0 | 0 | 0
Transportation Pollutant Emissions Disaggregated[HDVs,PM10,passenger,LPG propane or butane tf] | NoSettings | 0 | 0 | 0 | 0 | 0 | 0 | 0 | 0 | 0 | 0 | 0 | 0 | 0 | 0 | 0 | 0 | 0 | 0 | 0 | 0 | 0 | 0 | 0 | 0 | 0 | 0 | 0 | 0 | 0 | 0 | 0
Transportation Pollutant Emissions Disaggregated[HDVs,PM10,passenger,hydrogen tf] | NoSettings | 0 | 0 | 0 | 0 | 0 | 0 | 0 | 0 | 0 | 0 | 0 | 0 | 0 | 0 | 0 | 0 | 0 | 0 | 0 | 0 | 0 | 0 | 0 | 0 | 0 | 0 | 0 | 0 | 0 | 0 | 0
Transportation Pollutant Emissions Disaggregated[HDVs,PM10,freight,electricity tf] | NoSettings | 0 | 0 | 0 | 0 | 0 | 0 | 0 | 0 | 0 | 0 | 0 | 0 | 0 | 0 | 0 | 0 | 0 | 0 | 0 | 0 | 0 | 0 | 0 | 0 | 0 | 0 | 0 | 0 | 0 | 0 | 0
Transportation Pollutant Emissions Disaggregated[HDVs,PM10,freight,natural gas tf] | NoSettings | 10642200 | 10097200 | 9615210 | 9106220 | 8566870 | 8016390 | 7471760 | 6934710 | 6407130 | 5906420 | 5418130 | 5004920 | 4619870 | 4256400 | 3930870 | 3643210 | 3407220 | 3206690 | 3040270 | 2920250 | 2830610 | 2770120 | 2737520 | 2731840 | 2752280 | 3169070 | 3619430 | 4041130 | 4536940 | 5095990 | 5703150
Transportation Pollutant Emissions Disaggregated[HDVs,PM10,freight,petroleum gasoline tf] | NoSettings | 0 | 0 | 0 | 0 | 0 | 0 | 0 | 0 | 0 | 0 | 0 | 0 | 0 | 0 | 0 | 0 | 0 | 0 | 0 | 0 | 0 | 0 | 0 | 0 | 0 | 0 | 0 | 0 | 0 | 0 | 0
Transportation Pollutant Emissions Disaggregated[HDVs,PM10,freight,petroleum diesel tf] | NoSettings | 365942000 | 362552000 | 358966000 | 355250000 | 349726000 | 343901000 | 337635000 | 330051000 | 321837000 | 312881000 | 303196000 | 305126000 | 306315000 | 307227000 | 307902000 | 308343000 | 308334000 | 307195000 | 305893000 | 304527000 | 303646000 | 302648000 | 302365000 | 301007000 | 299731000 | 298920000 | 299803000 | 300853000 | 301973000 | 304719000 | 307858000
Transportation Pollutant Emissions Disaggregated[HDVs,PM10,freight,biofuel gasoline tf] | NoSettings | 0 | 0 | 0 | 0 | 0 | 0 | 0 | 0 | 0 | 0 | 0 | 0 | 0 | 0 | 0 | 0 | 0 | 0 | 0 | 0 | 0 | 0 | 0 | 0 | 0 | 0 | 0 | 0 | 0 | 0 | 0
Transportation Pollutant Emissions Disaggregated[HDVs,PM10,freight,biofuel diesel tf] | NoSettings | 90072100 | 100297000 | 110805000 | 121624000 | 132137000 | 142795000 | 153523000 | 163854000 | 174006000 | 183841000 | 193267000 | 194497000 | 195255000 | 195836000 | 196267000 | 196548000 | 196542000 | 195816000 | 194986000 | 194115000 | 193553000 | 192918000 | 192737000 | 191872000 | 191058000 | 190541000 | 191104000 | 191773000 | 192487000 | 194238000 | 196238000
Transportation Pollutant Emissions Disaggregated[HDVs,PM10,freight,jet fuel tf] | NoSettings | 0 | 0 | 0 | 0 | 0 | 0 | 0 | 0 | 0 | 0 | 0 | 0 | 0 | 0 | 0 | 0 | 0 | 0 | 0 | 0 | 0 | 0 | 0 | 0 | 0 | 0 | 0 | 0 | 0 | 0 | 0
Transportation Pollutant Emissions Disaggregated[HDVs,PM10,freight,heavy or residual fuel oil tf] | NoSettings | 0 | 0 | 0 | 0 | 0 | 0 | 0 | 0 | 0 | 0 | 0 | 0 | 0 | 0 | 0 | 0 | 0 | 0 | 0 | 0 | 0 | 0 | 0 | 0 | 0 | 0 | 0 | 0 | 0 | 0 | 0
Transportation Pollutant Emissions Disaggregated[HDVs,PM10,freight,LPG propane or butane tf] | NoSettings | 0 | 0 | 0 | 0 | 0 | 0 | 0 | 0 | 0 | 0 | 0 | 0 | 0 | 0 | 0 | 0 | 0 | 0 | 0 | 0 | 0 | 0 | 0 | 0 | 0 | 0 | 0 | 0 | 0 | 0 | 0
Transportation Pollutant Emissions Disaggregated[HDVs,PM10,freight,hydrogen tf] | NoSettings | 0 | 0 | 0 | 0 | 0 | 0 | 0 | 0 | 0 | 0 | 0 | 0 | 0 | 0 | 0 | 0 | 0 | 0 | 0 | 0 | 0 | 0 | 0 | 0 | 0 | 0 | 0 | 0 | 0 | 0 | 0
Transportation Pollutant Emissions Disaggregated[HDVs,PM25,passenger,electricity tf] | NoSettings | 0 | 0 | 0 | 0 | 0 | 0 | 0 | 0 | 0 | 0 | 0 | 0 | 0 | 0 | 0 | 0 | 0 | 0 | 0 | 0 | 0 | 0 | 0 | 0 | 0 | 0 | 0 | 0 | 0 | 0 | 0
Transportation Pollutant Emissions Disaggregated[HDVs,PM25,passenger,natural gas tf] | NoSettings | 29254000 | 28502200 | 26909400 | 25335300 | 23703100 | 22112700 | 20557100 | 19097400 | 17706800 | 16224000 | 14767100 | 13373200 | 12056700 | 10797600 | 9603770 | 8462510 | 7466700 | 6525740 | 5645280 | 4824110 | 4069280 | 3378460 | 2752480 | 2443650 | 2147420 | 1832510 | 1506380 | 1255620 | 1036050 | 848532 | 715311
Transportation Pollutant Emissions Disaggregated[HDVs,PM25,passenger,petroleum gasoline tf] | NoSettings | 33738300 | 33597600 | 32141000 | 30698800 | 29264700 | 27868400 | 26489900 | 25097200 | 23772000 | 22384700 | 20975500 | 19561600 | 18157400 | 16745800 | 15331100 | 13885800 | 12569100 | 11226700 | 9834320 | 8470060 | 7088240 | 5703040 | 4311270 | 4025390 | 3798170 | 3603320 | 3364680 | 3099770 | 2808980 | 2554320 | 2289320
Transportation Pollutant Emissions Disaggregated[HDVs,PM25,passenger,petroleum diesel tf] | NoSettings | 44575700 | 45482300 | 44702700 | 43897500 | 42780200 | 41651400 | 40380300 | 39006500 | 37558300 | 35697600 | 33664800 | 32595800 | 31572300 | 30419700 | 29364200 | 28262500 | 27338700 | 26387600 | 25339600 | 24444100 | 23602000 | 22669400 | 21784200 | 20078100 | 18529300 | 16924000 | 15346000 | 13955000 | 12547000 | 11343100 | 10286000
Transportation Pollutant Emissions Disaggregated[HDVs,PM25,passenger,biofuel gasoline tf] | NoSettings | 3205340 | 3201600 | 3072570 | 2942910 | 2812510 | 2685840 | 2560410 | 2432810 | 2310320 | 2180770 | 2047940 | 1909890 | 1772790 | 1634970 | 1496850 | 1355740 | 1227180 | 1096110 | 960173 | 826973 | 692059 | 556815 | 420930 | 393018 | 370834 | 351810 | 328510 | 302646 | 274255 | 249391 | 223518
Transportation Pollutant Emissions Disaggregated[HDVs,PM25,passenger,biofuel diesel tf] | NoSettings | 10971600 | 12582100 | 13798400 | 15028600 | 16163300 | 17294200 | 18360700 | 19364400 | 20306100 | 20974600 | 21458600 | 20777200 | 20124800 | 19390100 | 18717300 | 18015100 | 17426200 | 16819900 | 16152000 | 15581200 | 15044400 | 14449900 | 13885700 | 12798200 | 11810900 | 10787700 | 9781820 | 8895180 | 7997710 | 7230340 | 6556470
Transportation Pollutant Emissions Disaggregated[HDVs,PM25,passenger,jet fuel tf] | NoSettings | 0 | 0 | 0 | 0 | 0 | 0 | 0 | 0 | 0 | 0 | 0 | 0 | 0 | 0 | 0 | 0 | 0 | 0 | 0 | 0 | 0 | 0 | 0 | 0 | 0 | 0 | 0 | 0 | 0 | 0 | 0
Transportation Pollutant Emissions Disaggregated[HDVs,PM25,passenger,heavy or residual fuel oil tf] | NoSettings | 0 | 0 | 0 | 0 | 0 | 0 | 0 | 0 | 0 | 0 | 0 | 0 | 0 | 0 | 0 | 0 | 0 | 0 | 0 | 0 | 0 | 0 | 0 | 0 | 0 | 0 | 0 | 0 | 0 | 0 | 0
Transportation Pollutant Emissions Disaggregated[HDVs,PM25,passenger,LPG propane or butane tf] | NoSettings | 0 | 0 | 0 | 0 | 0 | 0 | 0 | 0 | 0 | 0 | 0 | 0 | 0 | 0 | 0 | 0 | 0 | 0 | 0 | 0 | 0 | 0 | 0 | 0 | 0 | 0 | 0 | 0 | 0 | 0 | 0
Transportation Pollutant Emissions Disaggregated[HDVs,PM25,passenger,hydrogen tf] | NoSettings | 0 | 0 | 0 | 0 | 0 | 0 | 0 | 0 | 0 | 0 | 0 | 0 | 0 | 0 | 0 | 0 | 0 | 0 | 0 | 0 | 0 | 0 | 0 | 0 | 0 | 0 | 0 | 0 | 0 | 0 | 0
Transportation Pollutant Emissions Disaggregated[HDVs,PM25,freight,electricity tf] | NoSettings | 0 | 0 | 0 | 0 | 0 | 0 | 0 | 0 | 0 | 0 | 0 | 0 | 0 | 0 | 0 | 0 | 0 | 0 | 0 | 0 | 0 | 0 | 0 | 0 | 0 | 0 | 0 | 0 | 0 | 0 | 0
Transportation Pollutant Emissions Disaggregated[HDVs,PM25,freight,natural gas tf] | NoSettings | 5190130 | 4924320 | 4689270 | 4441040 | 4178000 | 3909540 | 3643930 | 3382010 | 3124720 | 2880520 | 2642380 | 2440860 | 2253080 | 2075820 | 1917060 | 1776770 | 1661680 | 1563880 | 1482720 | 1424190 | 1380470 | 1350970 | 1335070 | 1332300 | 1342270 | 1545530 | 1765170 | 1970830 | 2212640 | 2485280 | 2781390
Transportation Pollutant Emissions Disaggregated[HDVs,PM25,freight,petroleum gasoline tf] | NoSettings | 0 | 0 | 0 | 0 | 0 | 0 | 0 | 0 | 0 | 0 | 0 | 0 | 0 | 0 | 0 | 0 | 0 | 0 | 0 | 0 | 0 | 0 | 0 | 0 | 0 | 0 | 0 | 0 | 0 | 0 | 0
Transportation Pollutant Emissions Disaggregated[HDVs,PM25,freight,petroleum diesel tf] | NoSettings | 178459000 | 176807000 | 175058000 | 173245000 | 170552000 | 167711000 | 164655000 | 160957000 | 156951000 | 152583000 | 147860000 | 148801000 | 149381000 | 149826000 | 150155000 | 150370000 | 150366000 | 149810000 | 149176000 | 148509000 | 148079000 | 147593000 | 147455000 | 146793000 | 146170000 | 145775000 | 146205000 | 146717000 | 147264000 | 148603000 | 150134000
Transportation Pollutant Emissions Disaggregated[HDVs,PM25,freight,biofuel gasoline tf] | NoSettings | 0 | 0 | 0 | 0 | 0 | 0 | 0 | 0 | 0 | 0 | 0 | 0 | 0 | 0 | 0 | 0 | 0 | 0 | 0 | 0 | 0 | 0 | 0 | 0 | 0 | 0 | 0 | 0 | 0 | 0 | 0
Transportation Pollutant Emissions Disaggregated[HDVs,PM25,freight,biofuel diesel tf] | NoSettings | 43924800 | 48911100 | 54035300 | 59311600 | 64438200 | 69635900 | 74867600 | 79905400 | 84856100 | 89652300 | 94249000 | 94848900 | 95218500 | 95502000 | 95711800 | 95849000 | 95846100 | 95492000 | 95087400 | 94662700 | 94388700 | 94078700 | 93990600 | 93568600 | 93171700 | 92919700 | 93194200 | 93520600 | 93868800 | 94722400 | 95698100
Transportation Pollutant Emissions Disaggregated[HDVs,PM25,freight,jet fuel tf] | NoSettings | 0 | 0 | 0 | 0 | 0 | 0 | 0 | 0 | 0 | 0 | 0 | 0 | 0 | 0 | 0 | 0 | 0 | 0 | 0 | 0 | 0 | 0 | 0 | 0 | 0 | 0 | 0 | 0 | 0 | 0 | 0
Transportation Pollutant Emissions Disaggregated[HDVs,PM25,freight,heavy or residual fuel oil tf] | NoSettings | 0 | 0 | 0 | 0 | 0 | 0 | 0 | 0 | 0 | 0 | 0 | 0 | 0 | 0 | 0 | 0 | 0 | 0 | 0 | 0 | 0 | 0 | 0 | 0 | 0 | 0 | 0 | 0 | 0 | 0 | 0
Transportation Pollutant Emissions Disaggregated[HDVs,PM25,freight,LPG propane or butane tf] | NoSettings | 0 | 0 | 0 | 0 | 0 | 0 | 0 | 0 | 0 | 0 | 0 | 0 | 0 | 0 | 0 | 0 | 0 | 0 | 0 | 0 | 0 | 0 | 0 | 0 | 0 | 0 | 0 | 0 | 0 | 0 | 0
Transportation Pollutant Emissions Disaggregated[HDVs,PM25,freight,hydrogen tf] | NoSettings | 0 | 0 | 0 | 0 | 0 | 0 | 0 | 0 | 0 | 0 | 0 | 0 | 0 | 0 | 0 | 0 | 0 | 0 | 0 | 0 | 0 | 0 | 0 | 0 | 0 | 0 | 0 | 0 | 0 | 0 | 0
Transportation Pollutant Emissions Disaggregated[HDVs,SOx,passenger,electricity tf] | NoSettings | 0 | 0 | 0 | 0 | 0 | 0 | 0 | 0 | 0 | 0 | 0 | 0 | 0 | 0 | 0 | 0 | 0 | 0 | 0 | 0 | 0 | 0 | 0 | 0 | 0 | 0 | 0 | 0 | 0 | 0 | 0
Transportation Pollutant Emissions Disaggregated[HDVs,SOx,passenger,natural gas tf] | NoSettings | 0 | 0 | 0 | 0 | 0 | 0 | 0 | 0 | 0 | 0 | 0 | 0 | 0 | 0 | 0 | 0 | 0 | 0 | 0 | 0 | 0 | 0 | 0 | 0 | 0 | 0 | 0 | 0 | 0 | 0 | 0
Transportation Pollutant Emissions Disaggregated[HDVs,SOx,passenger,petroleum gasoline tf] | NoSettings | 7056480 | 7027050 | 6722400 | 6420760 | 6120820 | 5828760 | 5540460 | 5249160 | 4972000 | 4681840 | 4387110 | 4091380 | 3797670 | 3502430 | 3206550 | 2904260 | 2628870 | 2348100 | 2056880 | 1771540 | 1482530 | 1192810 | 901717 | 841924 | 794401 | 753648 | 703734 | 648329 | 587508 | 534246 | 478820
Transportation Pollutant Emissions Disaggregated[HDVs,SOx,passenger,petroleum diesel tf] | NoSettings | 8756870 | 8934970 | 8781810 | 8623640 | 8404140 | 8182380 | 7932680 | 7662800 | 7378290 | 7012760 | 6613420 | 6403420 | 6202350 | 5975920 | 5768570 | 5552150 | 5370660 | 5183810 | 4977950 | 4802030 | 4636590 | 4453380 | 4279490 | 3944320 | 3640070 | 3324710 | 3014700 | 2741450 | 2464850 | 2228350 | 2020670
Transportation Pollutant Emissions Disaggregated[HDVs,SOx,passenger,biofuel gasoline tf] | NoSettings | 0 | 0 | 0 | 0 | 0 | 0 | 0 | 0 | 0 | 0 | 0 | 0 | 0 | 0 | 0 | 0 | 0 | 0 | 0 | 0 | 0 | 0 | 0 | 0 | 0 | 0 | 0 | 0 | 0 | 0 | 0
Transportation Pollutant Emissions Disaggregated[HDVs,SOx,passenger,biofuel diesel tf] | NoSettings | 0 | 0 | 0 | 0 | 0 | 0 | 0 | 0 | 0 | 0 | 0 | 0 | 0 | 0 | 0 | 0 | 0 | 0 | 0 | 0 | 0 | 0 | 0 | 0 | 0 | 0 | 0 | 0 | 0 | 0 | 0
Transportation Pollutant Emissions Disaggregated[HDVs,SOx,passenger,jet fuel tf] | NoSettings | 0 | 0 | 0 | 0 | 0 | 0 | 0 | 0 | 0 | 0 | 0 | 0 | 0 | 0 | 0 | 0 | 0 | 0 | 0 | 0 | 0 | 0 | 0 | 0 | 0 | 0 | 0 | 0 | 0 | 0 | 0
Transportation Pollutant Emissions Disaggregated[HDVs,SOx,passenger,heavy or residual fuel oil tf] | NoSettings | 0 | 0 | 0 | 0 | 0 | 0 | 0 | 0 | 0 | 0 | 0 | 0 | 0 | 0 | 0 | 0 | 0 | 0 | 0 | 0 | 0 | 0 | 0 | 0 | 0 | 0 | 0 | 0 | 0 | 0 | 0
Transportation Pollutant Emissions Disaggregated[HDVs,SOx,passenger,LPG propane or butane tf] | NoSettings | 0 | 0 | 0 | 0 | 0 | 0 | 0 | 0 | 0 | 0 | 0 | 0 | 0 | 0 | 0 | 0 | 0 | 0 | 0 | 0 | 0 | 0 | 0 | 0 | 0 | 0 | 0 | 0 | 0 | 0 | 0
Transportation Pollutant Emissions Disaggregated[HDVs,SOx,passenger,hydrogen tf] | NoSettings | 0 | 0 | 0 | 0 | 0 | 0 | 0 | 0 | 0 | 0 | 0 | 0 | 0 | 0 | 0 | 0 | 0 | 0 | 0 | 0 | 0 | 0 | 0 | 0 | 0 | 0 | 0 | 0 | 0 | 0 | 0
Transportation Pollutant Emissions Disaggregated[HDVs,SOx,freight,electricity tf] | NoSettings | 0 | 0 | 0 | 0 | 0 | 0 | 0 | 0 | 0 | 0 | 0 | 0 | 0 | 0 | 0 | 0 | 0 | 0 | 0 | 0 | 0 | 0 | 0 | 0 | 0 | 0 | 0 | 0 | 0 | 0 | 0
Transportation Pollutant Emissions Disaggregated[HDVs,SOx,freight,natural gas tf] | NoSettings | 0 | 0 | 0 | 0 | 0 | 0 | 0 | 0 | 0 | 0 | 0 | 0 | 0 | 0 | 0 | 0 | 0 | 0 | 0 | 0 | 0 | 0 | 0 | 0 | 0 | 0 | 0 | 0 | 0 | 0 | 0
Transportation Pollutant Emissions Disaggregated[HDVs,SOx,freight,petroleum gasoline tf] | NoSettings | 0 | 0 | 0 | 0 | 0 | 0 | 0 | 0 | 0 | 0 | 0 | 0 | 0 | 0 | 0 | 0 | 0 | 0 | 0 | 0 | 0 | 0 | 0 | 0 | 0 | 0 | 0 | 0 | 0 | 0 | 0
Transportation Pollutant Emissions Disaggregated[HDVs,SOx,freight,petroleum diesel tf] | NoSettings | 35058200 | 34733500 | 34389900 | 34033900 | 33504700 | 32946700 | 32346400 | 31619800 | 30832800 | 29974800 | 29047000 | 29231900 | 29345800 | 29433200 | 29497900 | 29540200 | 29539300 | 29430100 | 29305400 | 29174500 | 29090100 | 28994500 | 28967400 | 28837300 | 28715000 | 28637400 | 28721900 | 28822500 | 28929800 | 29192900 | 29493600
Transportation Pollutant Emissions Disaggregated[HDVs,SOx,freight,biofuel gasoline tf] | NoSettings | 0 | 0 | 0 | 0 | 0 | 0 | 0 | 0 | 0 | 0 | 0 | 0 | 0 | 0 | 0 | 0 | 0 | 0 | 0 | 0 | 0 | 0 | 0 | 0 | 0 | 0 | 0 | 0 | 0 | 0 | 0
Transportation Pollutant Emissions Disaggregated[HDVs,SOx,freight,biofuel diesel tf] | NoSettings | 0 | 0 | 0 | 0 | 0 | 0 | 0 | 0 | 0 | 0 | 0 | 0 | 0 | 0 | 0 | 0 | 0 | 0 | 0 | 0 | 0 | 0 | 0 | 0 | 0 | 0 | 0 | 0 | 0 | 0 | 0
Transportation Pollutant Emissions Disaggregated[HDVs,SOx,freight,jet fuel tf] | NoSettings | 0 | 0 | 0 | 0 | 0 | 0 | 0 | 0 | 0 | 0 | 0 | 0 | 0 | 0 | 0 | 0 | 0 | 0 | 0 | 0 | 0 | 0 | 0 | 0 | 0 | 0 | 0 | 0 | 0 | 0 | 0
Transportation Pollutant Emissions Disaggregated[HDVs,SOx,freight,heavy or residual fuel oil tf] | NoSettings | 0 | 0 | 0 | 0 | 0 | 0 | 0 | 0 | 0 | 0 | 0 | 0 | 0 | 0 | 0 | 0 | 0 | 0 | 0 | 0 | 0 | 0 | 0 | 0 | 0 | 0 | 0 | 0 | 0 | 0 | 0
Transportation Pollutant Emissions Disaggregated[HDVs,SOx,freight,LPG propane or butane tf] | NoSettings | 0 | 0 | 0 | 0 | 0 | 0 | 0 | 0 | 0 | 0 | 0 | 0 | 0 | 0 | 0 | 0 | 0 | 0 | 0 | 0 | 0 | 0 | 0 | 0 | 0 | 0 | 0 | 0 | 0 | 0 | 0
Transportation Pollutant Emissions Disaggregated[HDVs,SOx,freight,hydrogen tf] | NoSettings | 0 | 0 | 0 | 0 | 0 | 0 | 0 | 0 | 0 | 0 | 0 | 0 | 0 | 0 | 0 | 0 | 0 | 0 | 0 | 0 | 0 | 0 | 0 | 0 | 0 | 0 | 0 | 0 | 0 | 0 | 0
Transportation Pollutant Emissions Disaggregated[HDVs,BC,passenger,electricity tf] | NoSettings | 0 | 0 | 0 | 0 | 0 | 0 | 0 | 0 | 0 | 0 | 0 | 0 | 0 | 0 | 0 | 0 | 0 | 0 | 0 | 0 | 0 | 0 | 0 | 0 | 0 | 0 | 0 | 0 | 0 | 0 | 0
Transportation Pollutant Emissions Disaggregated[HDVs,BC,passenger,natural gas tf] | NoSettings | 2320070 | 2260450 | 2134120 | 2009290 | 1879840 | 1753710 | 1630340 | 1514570 | 1404290 | 1286690 | 1171140 | 1060600 | 956195 | 856331 | 761655 | 671143 | 592168 | 517542 | 447715 | 382590 | 322726 | 267938 | 218293 | 193801 | 170307 | 145333 | 119468 | 99580.3 | 82166.6 | 67295.3 | 56729.8
Transportation Pollutant Emissions Disaggregated[HDVs,BC,passenger,petroleum gasoline tf] | NoSettings | 6242910 | 6216880 | 5947340 | 5680490 | 5415130 | 5156740 | 4901680 | 4643960 | 4398760 | 4142050 | 3881300 | 3619670 | 3359820 | 3098620 | 2836860 | 2569420 | 2325780 | 2077380 | 1819740 | 1567290 | 1311600 | 1055290 | 797754 | 744855 | 702811 | 666757 | 622598 | 573580 | 519772 | 472651 | 423615
Transportation Pollutant Emissions Disaggregated[HDVs,BC,passenger,petroleum diesel tf] | NoSettings | 3544040 | 3616120 | 3554130 | 3490120 | 3401280 | 3311530 | 3210480 | 3101250 | 2986110 | 2838170 | 2676550 | 2591560 | 2510180 | 2418540 | 2334630 | 2247040 | 2173590 | 2097970 | 2014650 | 1943450 | 1876500 | 1802350 | 1731970 | 1596330 | 1473190 | 1345560 | 1220100 | 1109500 | 997563 | 901847 | 817795
Transportation Pollutant Emissions Disaggregated[HDVs,BC,passenger,biofuel gasoline tf] | NoSettings | 254941 | 254643 | 244381 | 234068 | 223697 | 213622 | 203646 | 193497 | 183754 | 173450 | 162886 | 151906 | 141001 | 130040 | 119054 | 107830 | 97605.7 | 87181 | 76368.7 | 65774.4 | 55043.9 | 44287.1 | 33479.3 | 31259.2 | 29494.8 | 27981.7 | 26128.5 | 24071.4 | 21813.2 | 19835.7 | 17777.8
Transportation Pollutant Emissions Disaggregated[HDVs,BC,passenger,biofuel diesel tf] | NoSettings | 868741 | 996263 | 1092580 | 1189980 | 1279830 | 1369380 | 1453820 | 1533300 | 1607860 | 1660790 | 1699120 | 1645160 | 1593500 | 1535330 | 1482060 | 1426460 | 1379830 | 1331820 | 1278930 | 1233730 | 1191230 | 1144160 | 1099480 | 1013370 | 935204 | 854181 | 774536 | 704330 | 633268 | 572506 | 519149
Transportation Pollutant Emissions Disaggregated[HDVs,BC,passenger,jet fuel tf] | NoSettings | 0 | 0 | 0 | 0 | 0 | 0 | 0 | 0 | 0 | 0 | 0 | 0 | 0 | 0 | 0 | 0 | 0 | 0 | 0 | 0 | 0 | 0 | 0 | 0 | 0 | 0 | 0 | 0 | 0 | 0 | 0
Transportation Pollutant Emissions Disaggregated[HDVs,BC,passenger,heavy or residual fuel oil tf] | NoSettings | 0 | 0 | 0 | 0 | 0 | 0 | 0 | 0 | 0 | 0 | 0 | 0 | 0 | 0 | 0 | 0 | 0 | 0 | 0 | 0 | 0 | 0 | 0 | 0 | 0 | 0 | 0 | 0 | 0 | 0 | 0
Transportation Pollutant Emissions Disaggregated[HDVs,BC,passenger,LPG propane or butane tf] | NoSettings | 0 | 0 | 0 | 0 | 0 | 0 | 0 | 0 | 0 | 0 | 0 | 0 | 0 | 0 | 0 | 0 | 0 | 0 | 0 | 0 | 0 | 0 | 0 | 0 | 0 | 0 | 0 | 0 | 0 | 0 | 0
Transportation Pollutant Emissions Disaggregated[HDVs,BC,passenger,hydrogen tf] | NoSettings | 0 | 0 | 0 | 0 | 0 | 0 | 0 | 0 | 0 | 0 | 0 | 0 | 0 | 0 | 0 | 0 | 0 | 0 | 0 | 0 | 0 | 0 | 0 | 0 | 0 | 0 | 0 | 0 | 0 | 0 | 0
Transportation Pollutant Emissions Disaggregated[HDVs,BC,freight,electricity tf] | NoSettings | 0 | 0 | 0 | 0 | 0 | 0 | 0 | 0 | 0 | 0 | 0 | 0 | 0 | 0 | 0 | 0 | 0 | 0 | 0 | 0 | 0 | 0 | 0 | 0 | 0 | 0 | 0 | 0 | 0 | 0 | 0
Transportation Pollutant Emissions Disaggregated[HDVs,BC,freight,natural gas tf] | NoSettings | 411618 | 390537 | 371896 | 352210 | 331349 | 310057 | 288992 | 268220 | 247814 | 228448 | 209562 | 193580 | 178687 | 164629 | 152038 | 140912 | 131784 | 124028 | 117591 | 112949 | 109482 | 107142 | 105882 | 105662 | 106453 | 122573 | 139992 | 156302 | 175479 | 197102 | 220586
Transportation Pollutant Emissions Disaggregated[HDVs,BC,freight,petroleum gasoline tf] | NoSettings | 0 | 0 | 0 | 0 | 0 | 0 | 0 | 0 | 0 | 0 | 0 | 0 | 0 | 0 | 0 | 0 | 0 | 0 | 0 | 0 | 0 | 0 | 0 | 0 | 0 | 0 | 0 | 0 | 0 | 0 | 0
Transportation Pollutant Emissions Disaggregated[HDVs,BC,freight,petroleum diesel tf] | NoSettings | 14188600 | 14057200 | 13918100 | 13774000 | 13559900 | 13334000 | 13091100 | 12797000 | 12478500 | 12131300 | 11755800 | 11830600 | 11876700 | 11912100 | 11938200 | 11955300 | 11955000 | 11910800 | 11860300 | 11807400 | 11773200 | 11734500 | 11723500 | 11670900 | 11621400 | 11590000 | 11624200 | 11664900 | 11708300 | 11814800 | 11936500
Transportation Pollutant Emissions Disaggregated[HDVs,BC,freight,biofuel gasoline tf] | NoSettings | 0 | 0 | 0 | 0 | 0 | 0 | 0 | 0 | 0 | 0 | 0 | 0 | 0 | 0 | 0 | 0 | 0 | 0 | 0 | 0 | 0 | 0 | 0 | 0 | 0 | 0 | 0 | 0 | 0 | 0 | 0
Transportation Pollutant Emissions Disaggregated[HDVs,BC,freight,biofuel diesel tf] | NoSettings | 3478020 | 3872840 | 4278580 | 4696360 | 5102290 | 5513850 | 5928100 | 6327000 | 6719010 | 7098770 | 7462740 | 7510240 | 7539510 | 7561960 | 7578570 | 7589440 | 7589210 | 7561170 | 7529130 | 7495500 | 7473800 | 7449260 | 7442280 | 7408870 | 7377450 | 7357490 | 7379220 | 7405070 | 7432640 | 7500230 | 7577480
Transportation Pollutant Emissions Disaggregated[HDVs,BC,freight,jet fuel tf] | NoSettings | 0 | 0 | 0 | 0 | 0 | 0 | 0 | 0 | 0 | 0 | 0 | 0 | 0 | 0 | 0 | 0 | 0 | 0 | 0 | 0 | 0 | 0 | 0 | 0 | 0 | 0 | 0 | 0 | 0 | 0 | 0
Transportation Pollutant Emissions Disaggregated[HDVs,BC,freight,heavy or residual fuel oil tf] | NoSettings | 0 | 0 | 0 | 0 | 0 | 0 | 0 | 0 | 0 | 0 | 0 | 0 | 0 | 0 | 0 | 0 | 0 | 0 | 0 | 0 | 0 | 0 | 0 | 0 | 0 | 0 | 0 | 0 | 0 | 0 | 0
Transportation Pollutant Emissions Disaggregated[HDVs,BC,freight,LPG propane or butane tf] | NoSettings | 0 | 0 | 0 | 0 | 0 | 0 | 0 | 0 | 0 | 0 | 0 | 0 | 0 | 0 | 0 | 0 | 0 | 0 | 0 | 0 | 0 | 0 | 0 | 0 | 0 | 0 | 0 | 0 | 0 | 0 | 0
Transportation Pollutant Emissions Disaggregated[HDVs,BC,freight,hydrogen tf] | NoSettings | 0 | 0 | 0 | 0 | 0 | 0 | 0 | 0 | 0 | 0 | 0 | 0 | 0 | 0 | 0 | 0 | 0 | 0 | 0 | 0 | 0 | 0 | 0 | 0 | 0 | 0 | 0 | 0 | 0 | 0 | 0
Transportation Pollutant Emissions Disaggregated[HDVs,OC,passenger,electricity tf] | NoSettings | 0 | 0 | 0 | 0 | 0 | 0 | 0 | 0 | 0 | 0 | 0 | 0 | 0 | 0 | 0 | 0 | 0 | 0 | 0 | 0 | 0 | 0 | 0 | 0 | 0 | 0 | 0 | 0 | 0 | 0 | 0
Transportation Pollutant Emissions Disaggregated[HDVs,OC,passenger,natural gas tf] | NoSettings | 4218310 | 4109900 | 3880220 | 3653260 | 3417890 | 3188560 | 2964260 | 2753770 | 2553260 | 2339440 | 2129350 | 1928370 | 1738540 | 1556970 | 1384830 | 1220260 | 1076670 | 940986 | 814027 | 695618 | 586774 | 487161 | 396897 | 352365 | 309650 | 264241 | 217215 | 181055 | 149394 | 122355 | 103145
Transportation Pollutant Emissions Disaggregated[HDVs,OC,passenger,petroleum gasoline tf] | NoSettings | 11821700 | 11772400 | 11262000 | 10756700 | 10254200 | 9764900 | 9281900 | 8793880 | 8329560 | 7843460 | 7349700 | 6854260 | 6362220 | 5867610 | 5371920 | 4865500 | 4404140 | 3933750 | 3445890 | 2967860 | 2483670 | 1998310 | 1510640 | 1410470 | 1330860 | 1262580 | 1178960 | 1086140 | 984249 | 895019 | 802165
Transportation Pollutant Emissions Disaggregated[HDVs,OC,passenger,petroleum diesel tf] | NoSettings | 6434320 | 6565180 | 6452640 | 6336430 | 6175140 | 6012200 | 5828730 | 5630430 | 5421380 | 5152800 | 4859370 | 4705070 | 4557320 | 4390950 | 4238600 | 4079580 | 3946230 | 3808930 | 3657670 | 3528410 | 3406850 | 3272230 | 3144460 | 2898180 | 2674630 | 2442910 | 2215130 | 2014340 | 1811110 | 1637330 | 1484730
Transportation Pollutant Emissions Disaggregated[HDVs,OC,passenger,biofuel gasoline tf] | NoSettings | 462480 | 461941 | 443325 | 424616 | 405801 | 387525 | 369427 | 351017 | 333343 | 314651 | 295487 | 275568 | 255786 | 235901 | 215972 | 195612 | 177064 | 158152 | 138538 | 119319 | 99853.5 | 80339.9 | 60733.7 | 56706.5 | 53505.6 | 50760.8 | 47398.9 | 43667.2 | 39570.7 | 35983.3 | 32250.2
Transportation Pollutant Emissions Disaggregated[HDVs,OC,passenger,biofuel diesel tf] | NoSettings | 1580690 | 1812710 | 1987950 | 2165190 | 2328660 | 2491600 | 2645240 | 2789850 | 2925520 | 3021830 | 3091560 | 2993390 | 2899400 | 2793550 | 2696620 | 2595450 | 2510610 | 2423270 | 2327030 | 2244800 | 2167460 | 2081810 | 2000520 | 1843840 | 1701620 | 1554190 | 1409280 | 1281540 | 1152240 | 1041680 | 944597
Transportation Pollutant Emissions Disaggregated[HDVs,OC,passenger,jet fuel tf] | NoSettings | 0 | 0 | 0 | 0 | 0 | 0 | 0 | 0 | 0 | 0 | 0 | 0 | 0 | 0 | 0 | 0 | 0 | 0 | 0 | 0 | 0 | 0 | 0 | 0 | 0 | 0 | 0 | 0 | 0 | 0 | 0
Transportation Pollutant Emissions Disaggregated[HDVs,OC,passenger,heavy or residual fuel oil tf] | NoSettings | 0 | 0 | 0 | 0 | 0 | 0 | 0 | 0 | 0 | 0 | 0 | 0 | 0 | 0 | 0 | 0 | 0 | 0 | 0 | 0 | 0 | 0 | 0 | 0 | 0 | 0 | 0 | 0 | 0 | 0 | 0
Transportation Pollutant Emissions Disaggregated[HDVs,OC,passenger,LPG propane or butane tf] | NoSettings | 0 | 0 | 0 | 0 | 0 | 0 | 0 | 0 | 0 | 0 | 0 | 0 | 0 | 0 | 0 | 0 | 0 | 0 | 0 | 0 | 0 | 0 | 0 | 0 | 0 | 0 | 0 | 0 | 0 | 0 | 0
Transportation Pollutant Emissions Disaggregated[HDVs,OC,passenger,hydrogen tf] | NoSettings | 0 | 0 | 0 | 0 | 0 | 0 | 0 | 0 | 0 | 0 | 0 | 0 | 0 | 0 | 0 | 0 | 0 | 0 | 0 | 0 | 0 | 0 | 0 | 0 | 0 | 0 | 0 | 0 | 0 | 0 | 0
Transportation Pollutant Emissions Disaggregated[HDVs,OC,freight,electricity tf] | NoSettings | 0 | 0 | 0 | 0 | 0 | 0 | 0 | 0 | 0 | 0 | 0 | 0 | 0 | 0 | 0 | 0 | 0 | 0 | 0 | 0 | 0 | 0 | 0 | 0 | 0 | 0 | 0 | 0 | 0 | 0 | 0
Transportation Pollutant Emissions Disaggregated[HDVs,OC,freight,natural gas tf] | NoSettings | 748396 | 710067 | 676175 | 640381 | 602452 | 563741 | 525440 | 487673 | 450572 | 415360 | 381021 | 351963 | 324886 | 299325 | 276432 | 256203 | 239608 | 225506 | 213803 | 205362 | 199059 | 194804 | 192512 | 192112 | 193550 | 222860 | 254531 | 284186 | 319053 | 358368 | 401065
Transportation Pollutant Emissions Disaggregated[HDVs,OC,freight,petroleum gasoline tf] | NoSettings | 0 | 0 | 0 | 0 | 0 | 0 | 0 | 0 | 0 | 0 | 0 | 0 | 0 | 0 | 0 | 0 | 0 | 0 | 0 | 0 | 0 | 0 | 0 | 0 | 0 | 0 | 0 | 0 | 0 | 0 | 0
Transportation Pollutant Emissions Disaggregated[HDVs,OC,freight,petroleum diesel tf] | NoSettings | 25759900 | 25521300 | 25268800 | 25007200 | 24618400 | 24208400 | 23767300 | 23233400 | 22655200 | 22024700 | 21343000 | 21478800 | 21562600 | 21626800 | 21674300 | 21705300 | 21704700 | 21624500 | 21532900 | 21436700 | 21374600 | 21304400 | 21284500 | 21188900 | 21099100 | 21042000 | 21104100 | 21178000 | 21256900 | 21450200 | 21671200
Transportation Pollutant Emissions Disaggregated[HDVs,OC,freight,biofuel gasoline tf] | NoSettings | 0 | 0 | 0 | 0 | 0 | 0 | 0 | 0 | 0 | 0 | 0 | 0 | 0 | 0 | 0 | 0 | 0 | 0 | 0 | 0 | 0 | 0 | 0 | 0 | 0 | 0 | 0 | 0 | 0 | 0 | 0
Transportation Pollutant Emissions Disaggregated[HDVs,OC,freight,biofuel diesel tf] | NoSettings | 6328290 | 7046680 | 7784920 | 8545090 | 9283680 | 10032500 | 10786300 | 11512100 | 12225300 | 12916300 | 13578600 | 13665000 | 13718200 | 13759100 | 13789300 | 13809100 | 13808700 | 13757600 | 13699300 | 13638100 | 13598700 | 13554000 | 13541300 | 13480500 | 13423400 | 13387000 | 13426600 | 13473600 | 13523800 | 13646800 | 13787300
Transportation Pollutant Emissions Disaggregated[HDVs,OC,freight,jet fuel tf] | NoSettings | 0 | 0 | 0 | 0 | 0 | 0 | 0 | 0 | 0 | 0 | 0 | 0 | 0 | 0 | 0 | 0 | 0 | 0 | 0 | 0 | 0 | 0 | 0 | 0 | 0 | 0 | 0 | 0 | 0 | 0 | 0
Transportation Pollutant Emissions Disaggregated[HDVs,OC,freight,heavy or residual fuel oil tf] | NoSettings | 0 | 0 | 0 | 0 | 0 | 0 | 0 | 0 | 0 | 0 | 0 | 0 | 0 | 0 | 0 | 0 | 0 | 0 | 0 | 0 | 0 | 0 | 0 | 0 | 0 | 0 | 0 | 0 | 0 | 0 | 0
Transportation Pollutant Emissions Disaggregated[HDVs,OC,freight,LPG propane or butane tf] | NoSettings | 0 | 0 | 0 | 0 | 0 | 0 | 0 | 0 | 0 | 0 | 0 | 0 | 0 | 0 | 0 | 0 | 0 | 0 | 0 | 0 | 0 | 0 | 0 | 0 | 0 | 0 | 0 | 0 | 0 | 0 | 0
Transportation Pollutant Emissions Disaggregated[HDVs,OC,freight,hydrogen tf] | NoSettings | 0 | 0 | 0 | 0 | 0 | 0 | 0 | 0 | 0 | 0 | 0 | 0 | 0 | 0 | 0 | 0 | 0 | 0 | 0 | 0 | 0 | 0 | 0 | 0 | 0 | 0 | 0 | 0 | 0 | 0 | 0
Transportation Pollutant Emissions Disaggregated[HDVs,CH4,passenger,electricity tf] | NoSettings | 0 | 0 | 0 | 0 | 0 | 0 | 0 | 0 | 0 | 0 | 0 | 0 | 0 | 0 | 0 | 0 | 0 | 0 | 0 | 0 | 0 | 0 | 0 | 0 | 0 | 0 | 0 | 0 | 0 | 0 | 0
Transportation Pollutant Emissions Disaggregated[HDVs,CH4,passenger,natural gas tf] | NoSettings | 10545800 | 10274800 | 9700560 | 9133140 | 8544730 | 7971410 | 7410650 | 6884420 | 6383140 | 5848600 | 5323390 | 4820920 | 4346340 | 3892420 | 3462070 | 3050650 | 2691670 | 2352470 | 2035070 | 1739050 | 1466940 | 1217900 | 992242 | 880913 | 774124 | 660603 | 543037 | 452638 | 373485 | 305888 | 257863
Transportation Pollutant Emissions Disaggregated[HDVs,CH4,passenger,petroleum gasoline tf] | NoSettings | 49810400 | 49602700 | 47452200 | 45323000 | 43205800 | 41144200 | 39109100 | 37052900 | 35096500 | 33048300 | 30967800 | 28880300 | 26807100 | 24723100 | 22634500 | 20500700 | 18556800 | 16574800 | 14519200 | 12505000 | 10464900 | 8419840 | 6365060 | 5942990 | 5607540 | 5319870 | 4967540 | 4576440 | 4147120 | 3771150 | 3379910
Transportation Pollutant Emissions Disaggregated[HDVs,CH4,passenger,petroleum diesel tf] | NoSettings | 51612200 | 52661900 | 51759200 | 50826900 | 49533200 | 48226200 | 46754500 | 45163800 | 43487000 | 41332600 | 38978900 | 37741200 | 36556100 | 35221500 | 33999400 | 32723900 | 31654200 | 30552900 | 29339600 | 28302700 | 27327700 | 26247800 | 25222900 | 23247500 | 21454200 | 19595500 | 17768400 | 16157800 | 14527600 | 13133700 | 11909600
Transportation Pollutant Emissions Disaggregated[HDVs,CH4,passenger,biofuel gasoline tf] | NoSettings | 0 | 0 | 0 | 0 | 0 | 0 | 0 | 0 | 0 | 0 | 0 | 0 | 0 | 0 | 0 | 0 | 0 | 0 | 0 | 0 | 0 | 0 | 0 | 0 | 0 | 0 | 0 | 0 | 0 | 0 | 0
Transportation Pollutant Emissions Disaggregated[HDVs,CH4,passenger,biofuel diesel tf] | NoSettings | 0 | 0 | 0 | 0 | 0 | 0 | 0 | 0 | 0 | 0 | 0 | 0 | 0 | 0 | 0 | 0 | 0 | 0 | 0 | 0 | 0 | 0 | 0 | 0 | 0 | 0 | 0 | 0 | 0 | 0 | 0
Transportation Pollutant Emissions Disaggregated[HDVs,CH4,passenger,jet fuel tf] | NoSettings | 0 | 0 | 0 | 0 | 0 | 0 | 0 | 0 | 0 | 0 | 0 | 0 | 0 | 0 | 0 | 0 | 0 | 0 | 0 | 0 | 0 | 0 | 0 | 0 | 0 | 0 | 0 | 0 | 0 | 0 | 0
Transportation Pollutant Emissions Disaggregated[HDVs,CH4,passenger,heavy or residual fuel oil tf] | NoSettings | 0 | 0 | 0 | 0 | 0 | 0 | 0 | 0 | 0 | 0 | 0 | 0 | 0 | 0 | 0 | 0 | 0 | 0 | 0 | 0 | 0 | 0 | 0 | 0 | 0 | 0 | 0 | 0 | 0 | 0 | 0
Transportation Pollutant Emissions Disaggregated[HDVs,CH4,passenger,LPG propane or butane tf] | NoSettings | 0 | 0 | 0 | 0 | 0 | 0 | 0 | 0 | 0 | 0 | 0 | 0 | 0 | 0 | 0 | 0 | 0 | 0 | 0 | 0 | 0 | 0 | 0 | 0 | 0 | 0 | 0 | 0 | 0 | 0 | 0
Transportation Pollutant Emissions Disaggregated[HDVs,CH4,passenger,hydrogen tf] | NoSettings | 0 | 0 | 0 | 0 | 0 | 0 | 0 | 0 | 0 | 0 | 0 | 0 | 0 | 0 | 0 | 0 | 0 | 0 | 0 | 0 | 0 | 0 | 0 | 0 | 0 | 0 | 0 | 0 | 0 | 0 | 0
Transportation Pollutant Emissions Disaggregated[HDVs,CH4,freight,electricity tf] | NoSettings | 0 | 0 | 0 | 0 | 0 | 0 | 0 | 0 | 0 | 0 | 0 | 0 | 0 | 0 | 0 | 0 | 0 | 0 | 0 | 0 | 0 | 0 | 0 | 0 | 0 | 0 | 0 | 0 | 0 | 0 | 0
Transportation Pollutant Emissions Disaggregated[HDVs,CH4,freight,natural gas tf] | NoSettings | 1870990 | 1775170 | 1690440 | 1600950 | 1506130 | 1409350 | 1313600 | 1219180 | 1126430 | 1038400 | 952554 | 879908 | 812214 | 748312 | 691080 | 640507 | 599019 | 563765 | 534506 | 513405 | 497647 | 487011 | 481280 | 480281 | 483875 | 557150 | 636328 | 710465 | 797634 | 895920 | 1002660
Transportation Pollutant Emissions Disaggregated[HDVs,CH4,freight,petroleum gasoline tf] | NoSettings | 0 | 0 | 0 | 0 | 0 | 0 | 0 | 0 | 0 | 0 | 0 | 0 | 0 | 0 | 0 | 0 | 0 | 0 | 0 | 0 | 0 | 0 | 0 | 0 | 0 | 0 | 0 | 0 | 0 | 0 | 0
Transportation Pollutant Emissions Disaggregated[HDVs,CH4,freight,petroleum diesel tf] | NoSettings | 206630000 | 204716000 | 202691000 | 200593000 | 197474000 | 194185000 | 190646000 | 186364000 | 181726000 | 176669000 | 171201000 | 172290000 | 172962000 | 173477000 | 173858000 | 174107000 | 174102000 | 173459000 | 172723000 | 171952000 | 171454000 | 170891000 | 170731000 | 169965000 | 169244000 | 168786000 | 169284000 | 169877000 | 170510000 | 172060000 | 173833000
Transportation Pollutant Emissions Disaggregated[HDVs,CH4,freight,biofuel gasoline tf] | NoSettings | 0 | 0 | 0 | 0 | 0 | 0 | 0 | 0 | 0 | 0 | 0 | 0 | 0 | 0 | 0 | 0 | 0 | 0 | 0 | 0 | 0 | 0 | 0 | 0 | 0 | 0 | 0 | 0 | 0 | 0 | 0
Transportation Pollutant Emissions Disaggregated[HDVs,CH4,freight,biofuel diesel tf] | NoSettings | 0 | 0 | 0 | 0 | 0 | 0 | 0 | 0 | 0 | 0 | 0 | 0 | 0 | 0 | 0 | 0 | 0 | 0 | 0 | 0 | 0 | 0 | 0 | 0 | 0 | 0 | 0 | 0 | 0 | 0 | 0
Transportation Pollutant Emissions Disaggregated[HDVs,CH4,freight,jet fuel tf] | NoSettings | 0 | 0 | 0 | 0 | 0 | 0 | 0 | 0 | 0 | 0 | 0 | 0 | 0 | 0 | 0 | 0 | 0 | 0 | 0 | 0 | 0 | 0 | 0 | 0 | 0 | 0 | 0 | 0 | 0 | 0 | 0
Transportation Pollutant Emissions Disaggregated[HDVs,CH4,freight,heavy or residual fuel oil tf] | NoSettings | 0 | 0 | 0 | 0 | 0 | 0 | 0 | 0 | 0 | 0 | 0 | 0 | 0 | 0 | 0 | 0 | 0 | 0 | 0 | 0 | 0 | 0 | 0 | 0 | 0 | 0 | 0 | 0 | 0 | 0 | 0
Transportation Pollutant Emissions Disaggregated[HDVs,CH4,freight,LPG propane or butane tf] | NoSettings | 0 | 0 | 0 | 0 | 0 | 0 | 0 | 0 | 0 | 0 | 0 | 0 | 0 | 0 | 0 | 0 | 0 | 0 | 0 | 0 | 0 | 0 | 0 | 0 | 0 | 0 | 0 | 0 | 0 | 0 | 0
Transportation Pollutant Emissions Disaggregated[HDVs,CH4,freight,hydrogen tf] | NoSettings | 0 | 0 | 0 | 0 | 0 | 0 | 0 | 0 | 0 | 0 | 0 | 0 | 0 | 0 | 0 | 0 | 0 | 0 | 0 | 0 | 0 | 0 | 0 | 0 | 0 | 0 | 0 | 0 | 0 | 0 | 0
Transportation Pollutant Emissions Disaggregated[HDVs,N2O,passenger,electricity tf] | NoSettings | 0 | 0 | 0 | 0 | 0 | 0 | 0 | 0 | 0 | 0 | 0 | 0 | 0 | 0 | 0 | 0 | 0 | 0 | 0 | 0 | 0 | 0 | 0 | 0 | 0 | 0 | 0 | 0 | 0 | 0 | 0
Transportation Pollutant Emissions Disaggregated[HDVs,N2O,passenger,natural gas tf] | NoSettings | 1054580 | 1027480 | 970056 | 913314 | 854473 | 797141 | 741065 | 688442 | 638314 | 584860 | 532339 | 482092 | 434634 | 389242 | 346207 | 305065 | 269167 | 235247 | 203507 | 173905 | 146694 | 121790 | 99224.2 | 88091.3 | 77412.4 | 66060.3 | 54303.7 | 45263.8 | 37348.5 | 30588.8 | 25786.3
Transportation Pollutant Emissions Disaggregated[HDVs,N2O,passenger,petroleum gasoline tf] | NoSettings | 9962090 | 9920550 | 9490440 | 9064610 | 8641160 | 8228840 | 7821830 | 7410580 | 7019290 | 6609660 | 6193560 | 5776060 | 5361420 | 4944610 | 4526900 | 4100140 | 3711350 | 3314960 | 2903840 | 2501000 | 2092980 | 1683970 | 1273010 | 1188600 | 1121510 | 1063970 | 993507 | 915288 | 829423 | 754230 | 675981
Transportation Pollutant Emissions Disaggregated[HDVs,N2O,passenger,petroleum diesel tf] | NoSettings | 10322400 | 10532400 | 10351800 | 10165400 | 9906640 | 9645240 | 9350900 | 9032770 | 8697400 | 8266520 | 7795780 | 7548230 | 7311210 | 7044310 | 6799890 | 6544780 | 6330840 | 6110590 | 5867910 | 5660550 | 5465530 | 5249570 | 5044580 | 4649490 | 4290850 | 3919100 | 3553680 | 3231570 | 2905520 | 2626740 | 2381930
Transportation Pollutant Emissions Disaggregated[HDVs,N2O,passenger,biofuel gasoline tf] | NoSettings | 0 | 0 | 0 | 0 | 0 | 0 | 0 | 0 | 0 | 0 | 0 | 0 | 0 | 0 | 0 | 0 | 0 | 0 | 0 | 0 | 0 | 0 | 0 | 0 | 0 | 0 | 0 | 0 | 0 | 0 | 0
Transportation Pollutant Emissions Disaggregated[HDVs,N2O,passenger,biofuel diesel tf] | NoSettings | 0 | 0 | 0 | 0 | 0 | 0 | 0 | 0 | 0 | 0 | 0 | 0 | 0 | 0 | 0 | 0 | 0 | 0 | 0 | 0 | 0 | 0 | 0 | 0 | 0 | 0 | 0 | 0 | 0 | 0 | 0
Transportation Pollutant Emissions Disaggregated[HDVs,N2O,passenger,jet fuel tf] | NoSettings | 0 | 0 | 0 | 0 | 0 | 0 | 0 | 0 | 0 | 0 | 0 | 0 | 0 | 0 | 0 | 0 | 0 | 0 | 0 | 0 | 0 | 0 | 0 | 0 | 0 | 0 | 0 | 0 | 0 | 0 | 0
Transportation Pollutant Emissions Disaggregated[HDVs,N2O,passenger,heavy or residual fuel oil tf] | NoSettings | 0 | 0 | 0 | 0 | 0 | 0 | 0 | 0 | 0 | 0 | 0 | 0 | 0 | 0 | 0 | 0 | 0 | 0 | 0 | 0 | 0 | 0 | 0 | 0 | 0 | 0 | 0 | 0 | 0 | 0 | 0
Transportation Pollutant Emissions Disaggregated[HDVs,N2O,passenger,LPG propane or butane tf] | NoSettings | 0 | 0 | 0 | 0 | 0 | 0 | 0 | 0 | 0 | 0 | 0 | 0 | 0 | 0 | 0 | 0 | 0 | 0 | 0 | 0 | 0 | 0 | 0 | 0 | 0 | 0 | 0 | 0 | 0 | 0 | 0
Transportation Pollutant Emissions Disaggregated[HDVs,N2O,passenger,hydrogen tf] | NoSettings | 0 | 0 | 0 | 0 | 0 | 0 | 0 | 0 | 0 | 0 | 0 | 0 | 0 | 0 | 0 | 0 | 0 | 0 | 0 | 0 | 0 | 0 | 0 | 0 | 0 | 0 | 0 | 0 | 0 | 0 | 0
Transportation Pollutant Emissions Disaggregated[HDVs,N2O,freight,electricity tf] | NoSettings | 0 | 0 | 0 | 0 | 0 | 0 | 0 | 0 | 0 | 0 | 0 | 0 | 0 | 0 | 0 | 0 | 0 | 0 | 0 | 0 | 0 | 0 | 0 | 0 | 0 | 0 | 0 | 0 | 0 | 0 | 0
Transportation Pollutant Emissions Disaggregated[HDVs,N2O,freight,natural gas tf] | NoSettings | 187099 | 177517 | 169044 | 160095 | 150613 | 140935 | 131360 | 121918 | 112643 | 103840 | 95255.4 | 87990.8 | 81221.4 | 74831.2 | 69108 | 64050.7 | 59901.9 | 56376.5 | 53450.6 | 51340.5 | 49764.7 | 48701.1 | 48128 | 48028.1 | 48387.5 | 55715 | 63632.8 | 71046.5 | 79763.4 | 89592 | 100266
Transportation Pollutant Emissions Disaggregated[HDVs,N2O,freight,petroleum gasoline tf] | NoSettings | 0 | 0 | 0 | 0 | 0 | 0 | 0 | 0 | 0 | 0 | 0 | 0 | 0 | 0 | 0 | 0 | 0 | 0 | 0 | 0 | 0 | 0 | 0 | 0 | 0 | 0 | 0 | 0 | 0 | 0 | 0
Transportation Pollutant Emissions Disaggregated[HDVs,N2O,freight,petroleum diesel tf] | NoSettings | 41326000 | 40943200 | 40538200 | 40118500 | 39494800 | 38836900 | 38129300 | 37272900 | 36345200 | 35333800 | 34240100 | 34458000 | 34592300 | 34695300 | 34771500 | 34821400 | 34820300 | 34691700 | 34544700 | 34390400 | 34290900 | 34178200 | 34146200 | 33992900 | 33848800 | 33757200 | 33856900 | 33975500 | 34102000 | 34412100 | 34766600
Transportation Pollutant Emissions Disaggregated[HDVs,N2O,freight,biofuel gasoline tf] | NoSettings | 0 | 0 | 0 | 0 | 0 | 0 | 0 | 0 | 0 | 0 | 0 | 0 | 0 | 0 | 0 | 0 | 0 | 0 | 0 | 0 | 0 | 0 | 0 | 0 | 0 | 0 | 0 | 0 | 0 | 0 | 0
Transportation Pollutant Emissions Disaggregated[HDVs,N2O,freight,biofuel diesel tf] | NoSettings | 0 | 0 | 0 | 0 | 0 | 0 | 0 | 0 | 0 | 0 | 0 | 0 | 0 | 0 | 0 | 0 | 0 | 0 | 0 | 0 | 0 | 0 | 0 | 0 | 0 | 0 | 0 | 0 | 0 | 0 | 0
Transportation Pollutant Emissions Disaggregated[HDVs,N2O,freight,jet fuel tf] | NoSettings | 0 | 0 | 0 | 0 | 0 | 0 | 0 | 0 | 0 | 0 | 0 | 0 | 0 | 0 | 0 | 0 | 0 | 0 | 0 | 0 | 0 | 0 | 0 | 0 | 0 | 0 | 0 | 0 | 0 | 0 | 0
Transportation Pollutant Emissions Disaggregated[HDVs,N2O,freight,heavy or residual fuel oil tf] | NoSettings | 0 | 0 | 0 | 0 | 0 | 0 | 0 | 0 | 0 | 0 | 0 | 0 | 0 | 0 | 0 | 0 | 0 | 0 | 0 | 0 | 0 | 0 | 0 | 0 | 0 | 0 | 0 | 0 | 0 | 0 | 0
Transportation Pollutant Emissions Disaggregated[HDVs,N2O,freight,LPG propane or butane tf] | NoSettings | 0 | 0 | 0 | 0 | 0 | 0 | 0 | 0 | 0 | 0 | 0 | 0 | 0 | 0 | 0 | 0 | 0 | 0 | 0 | 0 | 0 | 0 | 0 | 0 | 0 | 0 | 0 | 0 | 0 | 0 | 0
Transportation Pollutant Emissions Disaggregated[HDVs,N2O,freight,hydrogen tf] | NoSettings | 0 | 0 | 0 | 0 | 0 | 0 | 0 | 0 | 0 | 0 | 0 | 0 | 0 | 0 | 0 | 0 | 0 | 0 | 0 | 0 | 0 | 0 | 0 | 0 | 0 | 0 | 0 | 0 | 0 | 0 | 0
Transportation Pollutant Emissions Disaggregated[HDVs,F gases,passenger,electricity tf] | NoSettings | 0 | 0 | 0 | 0 | 0 | 0 | 0 | 0 | 0 | 0 | 0 | 0 | 0 | 0 | 0 | 0 | 0 | 0 | 0 | 0 | 0 | 0 | 0 | 0 | 0 | 0 | 0 | 0 | 0 | 0 | 0
Transportation Pollutant Emissions Disaggregated[HDVs,F gases,passenger,natural gas tf] | NoSettings | 0 | 0 | 0 | 0 | 0 | 0 | 0 | 0 | 0 | 0 | 0 | 0 | 0 | 0 | 0 | 0 | 0 | 0 | 0 | 0 | 0 | 0 | 0 | 0 | 0 | 0 | 0 | 0 | 0 | 0 | 0
Transportation Pollutant Emissions Disaggregated[HDVs,F gases,passenger,petroleum gasoline tf] | NoSettings | 0 | 0 | 0 | 0 | 0 | 0 | 0 | 0 | 0 | 0 | 0 | 0 | 0 | 0 | 0 | 0 | 0 | 0 | 0 | 0 | 0 | 0 | 0 | 0 | 0 | 0 | 0 | 0 | 0 | 0 | 0
Transportation Pollutant Emissions Disaggregated[HDVs,F gases,passenger,petroleum diesel tf] | NoSettings | 0 | 0 | 0 | 0 | 0 | 0 | 0 | 0 | 0 | 0 | 0 | 0 | 0 | 0 | 0 | 0 | 0 | 0 | 0 | 0 | 0 | 0 | 0 | 0 | 0 | 0 | 0 | 0 | 0 | 0 | 0
Transportation Pollutant Emissions Disaggregated[HDVs,F gases,passenger,biofuel gasoline tf] | NoSettings | 0 | 0 | 0 | 0 | 0 | 0 | 0 | 0 | 0 | 0 | 0 | 0 | 0 | 0 | 0 | 0 | 0 | 0 | 0 | 0 | 0 | 0 | 0 | 0 | 0 | 0 | 0 | 0 | 0 | 0 | 0
Transportation Pollutant Emissions Disaggregated[HDVs,F gases,passenger,biofuel diesel tf] | NoSettings | 0 | 0 | 0 | 0 | 0 | 0 | 0 | 0 | 0 | 0 | 0 | 0 | 0 | 0 | 0 | 0 | 0 | 0 | 0 | 0 | 0 | 0 | 0 | 0 | 0 | 0 | 0 | 0 | 0 | 0 | 0
Transportation Pollutant Emissions Disaggregated[HDVs,F gases,passenger,jet fuel tf] | NoSettings | 0 | 0 | 0 | 0 | 0 | 0 | 0 | 0 | 0 | 0 | 0 | 0 | 0 | 0 | 0 | 0 | 0 | 0 | 0 | 0 | 0 | 0 | 0 | 0 | 0 | 0 | 0 | 0 | 0 | 0 | 0
Transportation Pollutant Emissions Disaggregated[HDVs,F gases,passenger,heavy or residual fuel oil tf] | NoSettings | 0 | 0 | 0 | 0 | 0 | 0 | 0 | 0 | 0 | 0 | 0 | 0 | 0 | 0 | 0 | 0 | 0 | 0 | 0 | 0 | 0 | 0 | 0 | 0 | 0 | 0 | 0 | 0 | 0 | 0 | 0
Transportation Pollutant Emissions Disaggregated[HDVs,F gases,passenger,LPG propane or butane tf] | NoSettings | 0 | 0 | 0 | 0 | 0 | 0 | 0 | 0 | 0 | 0 | 0 | 0 | 0 | 0 | 0 | 0 | 0 | 0 | 0 | 0 | 0 | 0 | 0 | 0 | 0 | 0 | 0 | 0 | 0 | 0 | 0
Transportation Pollutant Emissions Disaggregated[HDVs,F gases,passenger,hydrogen tf] | NoSettings | 0 | 0 | 0 | 0 | 0 | 0 | 0 | 0 | 0 | 0 | 0 | 0 | 0 | 0 | 0 | 0 | 0 | 0 | 0 | 0 | 0 | 0 | 0 | 0 | 0 | 0 | 0 | 0 | 0 | 0 | 0
Transportation Pollutant Emissions Disaggregated[HDVs,F gases,freight,electricity tf] | NoSettings | 0 | 0 | 0 | 0 | 0 | 0 | 0 | 0 | 0 | 0 | 0 | 0 | 0 | 0 | 0 | 0 | 0 | 0 | 0 | 0 | 0 | 0 | 0 | 0 | 0 | 0 | 0 | 0 | 0 | 0 | 0
Transportation Pollutant Emissions Disaggregated[HDVs,F gases,freight,natural gas tf] | NoSettings | 0 | 0 | 0 | 0 | 0 | 0 | 0 | 0 | 0 | 0 | 0 | 0 | 0 | 0 | 0 | 0 | 0 | 0 | 0 | 0 | 0 | 0 | 0 | 0 | 0 | 0 | 0 | 0 | 0 | 0 | 0
Transportation Pollutant Emissions Disaggregated[HDVs,F gases,freight,petroleum gasoline tf] | NoSettings | 0 | 0 | 0 | 0 | 0 | 0 | 0 | 0 | 0 | 0 | 0 | 0 | 0 | 0 | 0 | 0 | 0 | 0 | 0 | 0 | 0 | 0 | 0 | 0 | 0 | 0 | 0 | 0 | 0 | 0 | 0
Transportation Pollutant Emissions Disaggregated[HDVs,F gases,freight,petroleum diesel tf] | NoSettings | 0 | 0 | 0 | 0 | 0 | 0 | 0 | 0 | 0 | 0 | 0 | 0 | 0 | 0 | 0 | 0 | 0 | 0 | 0 | 0 | 0 | 0 | 0 | 0 | 0 | 0 | 0 | 0 | 0 | 0 | 0
Transportation Pollutant Emissions Disaggregated[HDVs,F gases,freight,biofuel gasoline tf] | NoSettings | 0 | 0 | 0 | 0 | 0 | 0 | 0 | 0 | 0 | 0 | 0 | 0 | 0 | 0 | 0 | 0 | 0 | 0 | 0 | 0 | 0 | 0 | 0 | 0 | 0 | 0 | 0 | 0 | 0 | 0 | 0
Transportation Pollutant Emissions Disaggregated[HDVs,F gases,freight,biofuel diesel tf] | NoSettings | 0 | 0 | 0 | 0 | 0 | 0 | 0 | 0 | 0 | 0 | 0 | 0 | 0 | 0 | 0 | 0 | 0 | 0 | 0 | 0 | 0 | 0 | 0 | 0 | 0 | 0 | 0 | 0 | 0 | 0 | 0
Transportation Pollutant Emissions Disaggregated[HDVs,F gases,freight,jet fuel tf] | NoSettings | 0 | 0 | 0 | 0 | 0 | 0 | 0 | 0 | 0 | 0 | 0 | 0 | 0 | 0 | 0 | 0 | 0 | 0 | 0 | 0 | 0 | 0 | 0 | 0 | 0 | 0 | 0 | 0 | 0 | 0 | 0
Transportation Pollutant Emissions Disaggregated[HDVs,F gases,freight,heavy or residual fuel oil tf] | NoSettings | 0 | 0 | 0 | 0 | 0 | 0 | 0 | 0 | 0 | 0 | 0 | 0 | 0 | 0 | 0 | 0 | 0 | 0 | 0 | 0 | 0 | 0 | 0 | 0 | 0 | 0 | 0 | 0 | 0 | 0 | 0
Transportation Pollutant Emissions Disaggregated[HDVs,F gases,freight,LPG propane or butane tf] | NoSettings | 0 | 0 | 0 | 0 | 0 | 0 | 0 | 0 | 0 | 0 | 0 | 0 | 0 | 0 | 0 | 0 | 0 | 0 | 0 | 0 | 0 | 0 | 0 | 0 | 0 | 0 | 0 | 0 | 0 | 0 | 0
Transportation Pollutant Emissions Disaggregated[HDVs,F gases,freight,hydrogen tf] | NoSettings | 0 | 0 | 0 | 0 | 0 | 0 | 0 | 0 | 0 | 0 | 0 | 0 | 0 | 0 | 0 | 0 | 0 | 0 | 0 | 0 | 0 | 0 | 0 | 0 | 0 | 0 | 0 | 0 | 0 | 0 | 0
Transportation Pollutant Emissions Disaggregated[aircraft,CO2,passenger,electricity tf] | NoSettings | 0 | 0 | 0 | 0 | 0 | 0 | 0 | 0 | 0 | 0 | 0 | 0 | 0 | 0 | 0 | 0 | 0 | 0 | 0 | 0 | 0 | 0 | 0 | 0 | 0 | 0 | 0 | 0 | 0 | 0 | 0
Transportation Pollutant Emissions Disaggregated[aircraft,CO2,passenger,natural gas tf] | NoSettings | 0 | 0 | 0 | 0 | 0 | 0 | 0 | 0 | 0 | 0 | 0 | 0 | 0 | 0 | 0 | 0 | 0 | 0 | 0 | 0 | 0 | 0 | 0 | 0 | 0 | 0 | 0 | 0 | 0 | 0 | 0
Transportation Pollutant Emissions Disaggregated[aircraft,CO2,passenger,petroleum gasoline tf] | NoSettings | 0 | 0 | 0 | 0 | 0 | 0 | 0 | 0 | 0 | 0 | 0 | 0 | 0 | 0 | 0 | 0 | 0 | 0 | 0 | 0 | 0 | 0 | 0 | 0 | 0 | 0 | 0 | 0 | 0 | 0 | 0
Transportation Pollutant Emissions Disaggregated[aircraft,CO2,passenger,petroleum diesel tf] | NoSettings | 0 | 0 | 0 | 0 | 0 | 0 | 0 | 0 | 0 | 0 | 0 | 0 | 0 | 0 | 0 | 0 | 0 | 0 | 0 | 0 | 0 | 0 | 0 | 0 | 0 | 0 | 0 | 0 | 0 | 0 | 0
Transportation Pollutant Emissions Disaggregated[aircraft,CO2,passenger,biofuel gasoline tf] | NoSettings | 0 | 0 | 0 | 0 | 0 | 0 | 0 | 0 | 0 | 0 | 0 | 0 | 0 | 0 | 0 | 0 | 0 | 0 | 0 | 0 | 0 | 0 | 0 | 0 | 0 | 0 | 0 | 0 | 0 | 0 | 0
Transportation Pollutant Emissions Disaggregated[aircraft,CO2,passenger,biofuel diesel tf] | NoSettings | 0 | 0 | 0 | 0 | 0 | 0 | 0 | 0 | 0 | 0 | 0 | 0 | 0 | 0 | 0 | 0 | 0 | 0 | 0 | 0 | 0 | 0 | 0 | 0 | 0 | 0 | 0 | 0 | 0 | 0 | 0
Transportation Pollutant Emissions Disaggregated[aircraft,CO2,passenger,jet fuel tf] | NoSettings | 2630620000000 | 3546960000000 | 3923340000000 | 4071400000000 | 4129090000000 | 4174340000000 | 4164700000000 | 4150900000000 | 4151210000000 | 4142800000000 | 4148860000000 | 4165610000000 | 4193920000000 | 4224540000000 | 4256220000000 | 4288870000000 | 4308100000000 | 4321440000000 | 4340360000000 | 4361250000000 | 4390810000000 | 4419730000000 | 4456930000000 | 4497320000000 | 4540420000000 | 4577460000000 | 4611050000000 | 4638440000000 | 4662070000000 | 4681620000000 | 4703580000000
Transportation Pollutant Emissions Disaggregated[aircraft,CO2,passenger,heavy or residual fuel oil tf] | NoSettings | 0 | 0 | 0 | 0 | 0 | 0 | 0 | 0 | 0 | 0 | 0 | 0 | 0 | 0 | 0 | 0 | 0 | 0 | 0 | 0 | 0 | 0 | 0 | 0 | 0 | 0 | 0 | 0 | 0 | 0 | 0
Transportation Pollutant Emissions Disaggregated[aircraft,CO2,passenger,LPG propane or butane tf] | NoSettings | 0 | 0 | 0 | 0 | 0 | 0 | 0 | 0 | 0 | 0 | 0 | 0 | 0 | 0 | 0 | 0 | 0 | 0 | 0 | 0 | 0 | 0 | 0 | 0 | 0 | 0 | 0 | 0 | 0 | 0 | 0
Transportation Pollutant Emissions Disaggregated[aircraft,CO2,passenger,hydrogen tf] | NoSettings | 0 | 0 | 0 | 0 | 0 | 0 | 0 | 0 | 0 | 0 | 0 | 0 | 0 | 0 | 0 | 0 | 0 | 0 | 0 | 0 | 0 | 0 | 0 | 0 | 0 | 0 | 0 | 0 | 0 | 0 | 0
Transportation Pollutant Emissions Disaggregated[aircraft,CO2,freight,electricity tf] | NoSettings | 0 | 0 | 0 | 0 | 0 | 0 | 0 | 0 | 0 | 0 | 0 | 0 | 0 | 0 | 0 | 0 | 0 | 0 | 0 | 0 | 0 | 0 | 0 | 0 | 0 | 0 | 0 | 0 | 0 | 0 | 0
Transportation Pollutant Emissions Disaggregated[aircraft,CO2,freight,natural gas tf] | NoSettings | 0 | 0 | 0 | 0 | 0 | 0 | 0 | 0 | 0 | 0 | 0 | 0 | 0 | 0 | 0 | 0 | 0 | 0 | 0 | 0 | 0 | 0 | 0 | 0 | 0 | 0 | 0 | 0 | 0 | 0 | 0
Transportation Pollutant Emissions Disaggregated[aircraft,CO2,freight,petroleum gasoline tf] | NoSettings | 0 | 0 | 0 | 0 | 0 | 0 | 0 | 0 | 0 | 0 | 0 | 0 | 0 | 0 | 0 | 0 | 0 | 0 | 0 | 0 | 0 | 0 | 0 | 0 | 0 | 0 | 0 | 0 | 0 | 0 | 0
Transportation Pollutant Emissions Disaggregated[aircraft,CO2,freight,petroleum diesel tf] | NoSettings | 0 | 0 | 0 | 0 | 0 | 0 | 0 | 0 | 0 | 0 | 0 | 0 | 0 | 0 | 0 | 0 | 0 | 0 | 0 | 0 | 0 | 0 | 0 | 0 | 0 | 0 | 0 | 0 | 0 | 0 | 0
Transportation Pollutant Emissions Disaggregated[aircraft,CO2,freight,biofuel gasoline tf] | NoSettings | 0 | 0 | 0 | 0 | 0 | 0 | 0 | 0 | 0 | 0 | 0 | 0 | 0 | 0 | 0 | 0 | 0 | 0 | 0 | 0 | 0 | 0 | 0 | 0 | 0 | 0 | 0 | 0 | 0 | 0 | 0
Transportation Pollutant Emissions Disaggregated[aircraft,CO2,freight,biofuel diesel tf] | NoSettings | 0 | 0 | 0 | 0 | 0 | 0 | 0 | 0 | 0 | 0 | 0 | 0 | 0 | 0 | 0 | 0 | 0 | 0 | 0 | 0 | 0 | 0 | 0 | 0 | 0 | 0 | 0 | 0 | 0 | 0 | 0
Transportation Pollutant Emissions Disaggregated[aircraft,CO2,freight,jet fuel tf] | NoSettings | 391634000000 | 526445000000 | 580884000000 | 601869000000 | 609305000000 | 614602000000 | 612174000000 | 609687000000 | 609473000000 | 608454000000 | 609255000000 | 611505000000 | 615909000000 | 620753000000 | 625638000000 | 630418000000 | 633269000000 | 635344000000 | 638264000000 | 641437000000 | 645918000000 | 650261000000 | 655662000000 | 661387000000 | 667685000000 | 672709000000 | 677062000000 | 680169000000 | 682871000000 | 684925000000 | 687282000000
Transportation Pollutant Emissions Disaggregated[aircraft,CO2,freight,heavy or residual fuel oil tf] | NoSettings | 0 | 0 | 0 | 0 | 0 | 0 | 0 | 0 | 0 | 0 | 0 | 0 | 0 | 0 | 0 | 0 | 0 | 0 | 0 | 0 | 0 | 0 | 0 | 0 | 0 | 0 | 0 | 0 | 0 | 0 | 0
Transportation Pollutant Emissions Disaggregated[aircraft,CO2,freight,LPG propane or butane tf] | NoSettings | 0 | 0 | 0 | 0 | 0 | 0 | 0 | 0 | 0 | 0 | 0 | 0 | 0 | 0 | 0 | 0 | 0 | 0 | 0 | 0 | 0 | 0 | 0 | 0 | 0 | 0 | 0 | 0 | 0 | 0 | 0
Transportation Pollutant Emissions Disaggregated[aircraft,CO2,freight,hydrogen tf] | NoSettings | 0 | 0 | 0 | 0 | 0 | 0 | 0 | 0 | 0 | 0 | 0 | 0 | 0 | 0 | 0 | 0 | 0 | 0 | 0 | 0 | 0 | 0 | 0 | 0 | 0 | 0 | 0 | 0 | 0 | 0 | 0
Transportation Pollutant Emissions Disaggregated[aircraft,VOC,passenger,electricity tf] | NoSettings | 0 | 0 | 0 | 0 | 0 | 0 | 0 | 0 | 0 | 0 | 0 | 0 | 0 | 0 | 0 | 0 | 0 | 0 | 0 | 0 | 0 | 0 | 0 | 0 | 0 | 0 | 0 | 0 | 0 | 0 | 0
Transportation Pollutant Emissions Disaggregated[aircraft,VOC,passenger,natural gas tf] | NoSettings | 0 | 0 | 0 | 0 | 0 | 0 | 0 | 0 | 0 | 0 | 0 | 0 | 0 | 0 | 0 | 0 | 0 | 0 | 0 | 0 | 0 | 0 | 0 | 0 | 0 | 0 | 0 | 0 | 0 | 0 | 0
Transportation Pollutant Emissions Disaggregated[aircraft,VOC,passenger,petroleum gasoline tf] | NoSettings | 0 | 0 | 0 | 0 | 0 | 0 | 0 | 0 | 0 | 0 | 0 | 0 | 0 | 0 | 0 | 0 | 0 | 0 | 0 | 0 | 0 | 0 | 0 | 0 | 0 | 0 | 0 | 0 | 0 | 0 | 0
Transportation Pollutant Emissions Disaggregated[aircraft,VOC,passenger,petroleum diesel tf] | NoSettings | 0 | 0 | 0 | 0 | 0 | 0 | 0 | 0 | 0 | 0 | 0 | 0 | 0 | 0 | 0 | 0 | 0 | 0 | 0 | 0 | 0 | 0 | 0 | 0 | 0 | 0 | 0 | 0 | 0 | 0 | 0
Transportation Pollutant Emissions Disaggregated[aircraft,VOC,passenger,biofuel gasoline tf] | NoSettings | 0 | 0 | 0 | 0 | 0 | 0 | 0 | 0 | 0 | 0 | 0 | 0 | 0 | 0 | 0 | 0 | 0 | 0 | 0 | 0 | 0 | 0 | 0 | 0 | 0 | 0 | 0 | 0 | 0 | 0 | 0
Transportation Pollutant Emissions Disaggregated[aircraft,VOC,passenger,biofuel diesel tf] | NoSettings | 0 | 0 | 0 | 0 | 0 | 0 | 0 | 0 | 0 | 0 | 0 | 0 | 0 | 0 | 0 | 0 | 0 | 0 | 0 | 0 | 0 | 0 | 0 | 0 | 0 | 0 | 0 | 0 | 0 | 0 | 0
Transportation Pollutant Emissions Disaggregated[aircraft,VOC,passenger,jet fuel tf] | NoSettings | 438107000 | 590717000 | 653400000 | 678057000 | 687665000 | 695200000 | 693595000 | 691297000 | 691350000 | 689948000 | 690958000 | 693748000 | 698462000 | 703561000 | 708837000 | 714275000 | 717478000 | 719699000 | 722849000 | 726329000 | 731253000 | 736069000 | 742263000 | 748990000 | 756169000 | 762338000 | 767932000 | 772493000 | 776428000 | 779684000 | 783342000
Transportation Pollutant Emissions Disaggregated[aircraft,VOC,passenger,heavy or residual fuel oil tf] | NoSettings | 0 | 0 | 0 | 0 | 0 | 0 | 0 | 0 | 0 | 0 | 0 | 0 | 0 | 0 | 0 | 0 | 0 | 0 | 0 | 0 | 0 | 0 | 0 | 0 | 0 | 0 | 0 | 0 | 0 | 0 | 0
Transportation Pollutant Emissions Disaggregated[aircraft,VOC,passenger,LPG propane or butane tf] | NoSettings | 0 | 0 | 0 | 0 | 0 | 0 | 0 | 0 | 0 | 0 | 0 | 0 | 0 | 0 | 0 | 0 | 0 | 0 | 0 | 0 | 0 | 0 | 0 | 0 | 0 | 0 | 0 | 0 | 0 | 0 | 0
Transportation Pollutant Emissions Disaggregated[aircraft,VOC,passenger,hydrogen tf] | NoSettings | 0 | 0 | 0 | 0 | 0 | 0 | 0 | 0 | 0 | 0 | 0 | 0 | 0 | 0 | 0 | 0 | 0 | 0 | 0 | 0 | 0 | 0 | 0 | 0 | 0 | 0 | 0 | 0 | 0 | 0 | 0
Transportation Pollutant Emissions Disaggregated[aircraft,VOC,freight,electricity tf] | NoSettings | 0 | 0 | 0 | 0 | 0 | 0 | 0 | 0 | 0 | 0 | 0 | 0 | 0 | 0 | 0 | 0 | 0 | 0 | 0 | 0 | 0 | 0 | 0 | 0 | 0 | 0 | 0 | 0 | 0 | 0 | 0
Transportation Pollutant Emissions Disaggregated[aircraft,VOC,freight,natural gas tf] | NoSettings | 0 | 0 | 0 | 0 | 0 | 0 | 0 | 0 | 0 | 0 | 0 | 0 | 0 | 0 | 0 | 0 | 0 | 0 | 0 | 0 | 0 | 0 | 0 | 0 | 0 | 0 | 0 | 0 | 0 | 0 | 0
Transportation Pollutant Emissions Disaggregated[aircraft,VOC,freight,petroleum gasoline tf] | NoSettings | 0 | 0 | 0 | 0 | 0 | 0 | 0 | 0 | 0 | 0 | 0 | 0 | 0 | 0 | 0 | 0 | 0 | 0 | 0 | 0 | 0 | 0 | 0 | 0 | 0 | 0 | 0 | 0 | 0 | 0 | 0
Transportation Pollutant Emissions Disaggregated[aircraft,VOC,freight,petroleum diesel tf] | NoSettings | 0 | 0 | 0 | 0 | 0 | 0 | 0 | 0 | 0 | 0 | 0 | 0 | 0 | 0 | 0 | 0 | 0 | 0 | 0 | 0 | 0 | 0 | 0 | 0 | 0 | 0 | 0 | 0 | 0 | 0 | 0
Transportation Pollutant Emissions Disaggregated[aircraft,VOC,freight,biofuel gasoline tf] | NoSettings | 0 | 0 | 0 | 0 | 0 | 0 | 0 | 0 | 0 | 0 | 0 | 0 | 0 | 0 | 0 | 0 | 0 | 0 | 0 | 0 | 0 | 0 | 0 | 0 | 0 | 0 | 0 | 0 | 0 | 0 | 0
Transportation Pollutant Emissions Disaggregated[aircraft,VOC,freight,biofuel diesel tf] | NoSettings | 0 | 0 | 0 | 0 | 0 | 0 | 0 | 0 | 0 | 0 | 0 | 0 | 0 | 0 | 0 | 0 | 0 | 0 | 0 | 0 | 0 | 0 | 0 | 0 | 0 | 0 | 0 | 0 | 0 | 0 | 0
Transportation Pollutant Emissions Disaggregated[aircraft,VOC,freight,jet fuel tf] | NoSettings | 65223300 | 87675000 | 96741200 | 100236000 | 101475000 | 102357000 | 101952000 | 101538000 | 101503000 | 101333000 | 101466000 | 101841000 | 102574000 | 103381000 | 104195000 | 104991000 | 105466000 | 105811000 | 106297000 | 106826000 | 107572000 | 108295000 | 109195000 | 110148000 | 111197000 | 112034000 | 112759000 | 113276000 | 113726000 | 114068000 | 114461000
Transportation Pollutant Emissions Disaggregated[aircraft,VOC,freight,heavy or residual fuel oil tf] | NoSettings | 0 | 0 | 0 | 0 | 0 | 0 | 0 | 0 | 0 | 0 | 0 | 0 | 0 | 0 | 0 | 0 | 0 | 0 | 0 | 0 | 0 | 0 | 0 | 0 | 0 | 0 | 0 | 0 | 0 | 0 | 0
Transportation Pollutant Emissions Disaggregated[aircraft,VOC,freight,LPG propane or butane tf] | NoSettings | 0 | 0 | 0 | 0 | 0 | 0 | 0 | 0 | 0 | 0 | 0 | 0 | 0 | 0 | 0 | 0 | 0 | 0 | 0 | 0 | 0 | 0 | 0 | 0 | 0 | 0 | 0 | 0 | 0 | 0 | 0
Transportation Pollutant Emissions Disaggregated[aircraft,VOC,freight,hydrogen tf] | NoSettings | 0 | 0 | 0 | 0 | 0 | 0 | 0 | 0 | 0 | 0 | 0 | 0 | 0 | 0 | 0 | 0 | 0 | 0 | 0 | 0 | 0 | 0 | 0 | 0 | 0 | 0 | 0 | 0 | 0 | 0 | 0
Transportation Pollutant Emissions Disaggregated[aircraft,CO,passenger,electricity tf] | NoSettings | 0 | 0 | 0 | 0 | 0 | 0 | 0 | 0 | 0 | 0 | 0 | 0 | 0 | 0 | 0 | 0 | 0 | 0 | 0 | 0 | 0 | 0 | 0 | 0 | 0 | 0 | 0 | 0 | 0 | 0 | 0
Transportation Pollutant Emissions Disaggregated[aircraft,CO,passenger,natural gas tf] | NoSettings | 0 | 0 | 0 | 0 | 0 | 0 | 0 | 0 | 0 | 0 | 0 | 0 | 0 | 0 | 0 | 0 | 0 | 0 | 0 | 0 | 0 | 0 | 0 | 0 | 0 | 0 | 0 | 0 | 0 | 0 | 0
Transportation Pollutant Emissions Disaggregated[aircraft,CO,passenger,petroleum gasoline tf] | NoSettings | 0 | 0 | 0 | 0 | 0 | 0 | 0 | 0 | 0 | 0 | 0 | 0 | 0 | 0 | 0 | 0 | 0 | 0 | 0 | 0 | 0 | 0 | 0 | 0 | 0 | 0 | 0 | 0 | 0 | 0 | 0
Transportation Pollutant Emissions Disaggregated[aircraft,CO,passenger,petroleum diesel tf] | NoSettings | 0 | 0 | 0 | 0 | 0 | 0 | 0 | 0 | 0 | 0 | 0 | 0 | 0 | 0 | 0 | 0 | 0 | 0 | 0 | 0 | 0 | 0 | 0 | 0 | 0 | 0 | 0 | 0 | 0 | 0 | 0
Transportation Pollutant Emissions Disaggregated[aircraft,CO,passenger,biofuel gasoline tf] | NoSettings | 0 | 0 | 0 | 0 | 0 | 0 | 0 | 0 | 0 | 0 | 0 | 0 | 0 | 0 | 0 | 0 | 0 | 0 | 0 | 0 | 0 | 0 | 0 | 0 | 0 | 0 | 0 | 0 | 0 | 0 | 0
Transportation Pollutant Emissions Disaggregated[aircraft,CO,passenger,biofuel diesel tf] | NoSettings | 0 | 0 | 0 | 0 | 0 | 0 | 0 | 0 | 0 | 0 | 0 | 0 | 0 | 0 | 0 | 0 | 0 | 0 | 0 | 0 | 0 | 0 | 0 | 0 | 0 | 0 | 0 | 0 | 0 | 0 | 0
Transportation Pollutant Emissions Disaggregated[aircraft,CO,passenger,jet fuel tf] | NoSettings | 3279650000 | 4422080000 | 4891320000 | 5075900000 | 5147830000 | 5204230000 | 5192220000 | 5175010000 | 5175410000 | 5164920000 | 5172470000 | 5193360000 | 5228650000 | 5266820000 | 5306320000 | 5347020000 | 5371000000 | 5387630000 | 5411210000 | 5437270000 | 5474120000 | 5510180000 | 5556550000 | 5606900000 | 5660640000 | 5706820000 | 5748700000 | 5782850000 | 5812300000 | 5836670000 | 5864060000
Transportation Pollutant Emissions Disaggregated[aircraft,CO,passenger,heavy or residual fuel oil tf] | NoSettings | 0 | 0 | 0 | 0 | 0 | 0 | 0 | 0 | 0 | 0 | 0 | 0 | 0 | 0 | 0 | 0 | 0 | 0 | 0 | 0 | 0 | 0 | 0 | 0 | 0 | 0 | 0 | 0 | 0 | 0 | 0
Transportation Pollutant Emissions Disaggregated[aircraft,CO,passenger,LPG propane or butane tf] | NoSettings | 0 | 0 | 0 | 0 | 0 | 0 | 0 | 0 | 0 | 0 | 0 | 0 | 0 | 0 | 0 | 0 | 0 | 0 | 0 | 0 | 0 | 0 | 0 | 0 | 0 | 0 | 0 | 0 | 0 | 0 | 0
Transportation Pollutant Emissions Disaggregated[aircraft,CO,passenger,hydrogen tf] | NoSettings | 0 | 0 | 0 | 0 | 0 | 0 | 0 | 0 | 0 | 0 | 0 | 0 | 0 | 0 | 0 | 0 | 0 | 0 | 0 | 0 | 0 | 0 | 0 | 0 | 0 | 0 | 0 | 0 | 0 | 0 | 0
Transportation Pollutant Emissions Disaggregated[aircraft,CO,freight,electricity tf] | NoSettings | 0 | 0 | 0 | 0 | 0 | 0 | 0 | 0 | 0 | 0 | 0 | 0 | 0 | 0 | 0 | 0 | 0 | 0 | 0 | 0 | 0 | 0 | 0 | 0 | 0 | 0 | 0 | 0 | 0 | 0 | 0
Transportation Pollutant Emissions Disaggregated[aircraft,CO,freight,natural gas tf] | NoSettings | 0 | 0 | 0 | 0 | 0 | 0 | 0 | 0 | 0 | 0 | 0 | 0 | 0 | 0 | 0 | 0 | 0 | 0 | 0 | 0 | 0 | 0 | 0 | 0 | 0 | 0 | 0 | 0 | 0 | 0 | 0
Transportation Pollutant Emissions Disaggregated[aircraft,CO,freight,petroleum gasoline tf] | NoSettings | 0 | 0 | 0 | 0 | 0 | 0 | 0 | 0 | 0 | 0 | 0 | 0 | 0 | 0 | 0 | 0 | 0 | 0 | 0 | 0 | 0 | 0 | 0 | 0 | 0 | 0 | 0 | 0 | 0 | 0 | 0
Transportation Pollutant Emissions Disaggregated[aircraft,CO,freight,petroleum diesel tf] | NoSettings | 0 | 0 | 0 | 0 | 0 | 0 | 0 | 0 | 0 | 0 | 0 | 0 | 0 | 0 | 0 | 0 | 0 | 0 | 0 | 0 | 0 | 0 | 0 | 0 | 0 | 0 | 0 | 0 | 0 | 0 | 0
Transportation Pollutant Emissions Disaggregated[aircraft,CO,freight,biofuel gasoline tf] | NoSettings | 0 | 0 | 0 | 0 | 0 | 0 | 0 | 0 | 0 | 0 | 0 | 0 | 0 | 0 | 0 | 0 | 0 | 0 | 0 | 0 | 0 | 0 | 0 | 0 | 0 | 0 | 0 | 0 | 0 | 0 | 0
Transportation Pollutant Emissions Disaggregated[aircraft,CO,freight,biofuel diesel tf] | NoSettings | 0 | 0 | 0 | 0 | 0 | 0 | 0 | 0 | 0 | 0 | 0 | 0 | 0 | 0 | 0 | 0 | 0 | 0 | 0 | 0 | 0 | 0 | 0 | 0 | 0 | 0 | 0 | 0 | 0 | 0 | 0
Transportation Pollutant Emissions Disaggregated[aircraft,CO,freight,jet fuel tf] | NoSettings | 488258000 | 656331000 | 724200000 | 750363000 | 759634000 | 766237000 | 763211000 | 760110000 | 759843000 | 758572000 | 759572000 | 762376000 | 767867000 | 773906000 | 779996000 | 785955000 | 789510000 | 792097000 | 795737000 | 799693000 | 805280000 | 810694000 | 817428000 | 824565000 | 832417000 | 838681000 | 844108000 | 847981000 | 851350000 | 853911000 | 856849000
Transportation Pollutant Emissions Disaggregated[aircraft,CO,freight,heavy or residual fuel oil tf] | NoSettings | 0 | 0 | 0 | 0 | 0 | 0 | 0 | 0 | 0 | 0 | 0 | 0 | 0 | 0 | 0 | 0 | 0 | 0 | 0 | 0 | 0 | 0 | 0 | 0 | 0 | 0 | 0 | 0 | 0 | 0 | 0
Transportation Pollutant Emissions Disaggregated[aircraft,CO,freight,LPG propane or butane tf] | NoSettings | 0 | 0 | 0 | 0 | 0 | 0 | 0 | 0 | 0 | 0 | 0 | 0 | 0 | 0 | 0 | 0 | 0 | 0 | 0 | 0 | 0 | 0 | 0 | 0 | 0 | 0 | 0 | 0 | 0 | 0 | 0
Transportation Pollutant Emissions Disaggregated[aircraft,CO,freight,hydrogen tf] | NoSettings | 0 | 0 | 0 | 0 | 0 | 0 | 0 | 0 | 0 | 0 | 0 | 0 | 0 | 0 | 0 | 0 | 0 | 0 | 0 | 0 | 0 | 0 | 0 | 0 | 0 | 0 | 0 | 0 | 0 | 0 | 0
Transportation Pollutant Emissions Disaggregated[aircraft,NOx,passenger,electricity tf] | NoSettings | 0 | 0 | 0 | 0 | 0 | 0 | 0 | 0 | 0 | 0 | 0 | 0 | 0 | 0 | 0 | 0 | 0 | 0 | 0 | 0 | 0 | 0 | 0 | 0 | 0 | 0 | 0 | 0 | 0 | 0 | 0
Transportation Pollutant Emissions Disaggregated[aircraft,NOx,passenger,natural gas tf] | NoSettings | 0 | 0 | 0 | 0 | 0 | 0 | 0 | 0 | 0 | 0 | 0 | 0 | 0 | 0 | 0 | 0 | 0 | 0 | 0 | 0 | 0 | 0 | 0 | 0 | 0 | 0 | 0 | 0 | 0 | 0 | 0
Transportation Pollutant Emissions Disaggregated[aircraft,NOx,passenger,petroleum gasoline tf] | NoSettings | 0 | 0 | 0 | 0 | 0 | 0 | 0 | 0 | 0 | 0 | 0 | 0 | 0 | 0 | 0 | 0 | 0 | 0 | 0 | 0 | 0 | 0 | 0 | 0 | 0 | 0 | 0 | 0 | 0 | 0 | 0
Transportation Pollutant Emissions Disaggregated[aircraft,NOx,passenger,petroleum diesel tf] | NoSettings | 0 | 0 | 0 | 0 | 0 | 0 | 0 | 0 | 0 | 0 | 0 | 0 | 0 | 0 | 0 | 0 | 0 | 0 | 0 | 0 | 0 | 0 | 0 | 0 | 0 | 0 | 0 | 0 | 0 | 0 | 0
Transportation Pollutant Emissions Disaggregated[aircraft,NOx,passenger,biofuel gasoline tf] | NoSettings | 0 | 0 | 0 | 0 | 0 | 0 | 0 | 0 | 0 | 0 | 0 | 0 | 0 | 0 | 0 | 0 | 0 | 0 | 0 | 0 | 0 | 0 | 0 | 0 | 0 | 0 | 0 | 0 | 0 | 0 | 0
Transportation Pollutant Emissions Disaggregated[aircraft,NOx,passenger,biofuel diesel tf] | NoSettings | 0 | 0 | 0 | 0 | 0 | 0 | 0 | 0 | 0 | 0 | 0 | 0 | 0 | 0 | 0 | 0 | 0 | 0 | 0 | 0 | 0 | 0 | 0 | 0 | 0 | 0 | 0 | 0 | 0 | 0 | 0
Transportation Pollutant Emissions Disaggregated[aircraft,NOx,passenger,jet fuel tf] | NoSettings | 12851700000 | 17328500000 | 19167200000 | 19890600000 | 20172400000 | 20393400000 | 20346400000 | 20278900000 | 20280500000 | 20239400000 | 20269000000 | 20350800000 | 20489100000 | 20638700000 | 20793500000 | 20953000000 | 21047000000 | 21112100000 | 21204500000 | 21306600000 | 21451000000 | 21592300000 | 21774000000 | 21971400000 | 22181900000 | 22362900000 | 22527000000 | 22660800000 | 22776200000 | 22871700000 | 22979000000
Transportation Pollutant Emissions Disaggregated[aircraft,NOx,passenger,heavy or residual fuel oil tf] | NoSettings | 0 | 0 | 0 | 0 | 0 | 0 | 0 | 0 | 0 | 0 | 0 | 0 | 0 | 0 | 0 | 0 | 0 | 0 | 0 | 0 | 0 | 0 | 0 | 0 | 0 | 0 | 0 | 0 | 0 | 0 | 0
Transportation Pollutant Emissions Disaggregated[aircraft,NOx,passenger,LPG propane or butane tf] | NoSettings | 0 | 0 | 0 | 0 | 0 | 0 | 0 | 0 | 0 | 0 | 0 | 0 | 0 | 0 | 0 | 0 | 0 | 0 | 0 | 0 | 0 | 0 | 0 | 0 | 0 | 0 | 0 | 0 | 0 | 0 | 0
Transportation Pollutant Emissions Disaggregated[aircraft,NOx,passenger,hydrogen tf] | NoSettings | 0 | 0 | 0 | 0 | 0 | 0 | 0 | 0 | 0 | 0 | 0 | 0 | 0 | 0 | 0 | 0 | 0 | 0 | 0 | 0 | 0 | 0 | 0 | 0 | 0 | 0 | 0 | 0 | 0 | 0 | 0
Transportation Pollutant Emissions Disaggregated[aircraft,NOx,freight,electricity tf] | NoSettings | 0 | 0 | 0 | 0 | 0 | 0 | 0 | 0 | 0 | 0 | 0 | 0 | 0 | 0 | 0 | 0 | 0 | 0 | 0 | 0 | 0 | 0 | 0 | 0 | 0 | 0 | 0 | 0 | 0 | 0 | 0
Transportation Pollutant Emissions Disaggregated[aircraft,NOx,freight,natural gas tf] | NoSettings | 0 | 0 | 0 | 0 | 0 | 0 | 0 | 0 | 0 | 0 | 0 | 0 | 0 | 0 | 0 | 0 | 0 | 0 | 0 | 0 | 0 | 0 | 0 | 0 | 0 | 0 | 0 | 0 | 0 | 0 | 0
Transportation Pollutant Emissions Disaggregated[aircraft,NOx,freight,petroleum gasoline tf] | NoSettings | 0 | 0 | 0 | 0 | 0 | 0 | 0 | 0 | 0 | 0 | 0 | 0 | 0 | 0 | 0 | 0 | 0 | 0 | 0 | 0 | 0 | 0 | 0 | 0 | 0 | 0 | 0 | 0 | 0 | 0 | 0
Transportation Pollutant Emissions Disaggregated[aircraft,NOx,freight,petroleum diesel tf] | NoSettings | 0 | 0 | 0 | 0 | 0 | 0 | 0 | 0 | 0 | 0 | 0 | 0 | 0 | 0 | 0 | 0 | 0 | 0 | 0 | 0 | 0 | 0 | 0 | 0 | 0 | 0 | 0 | 0 | 0 | 0 | 0
Transportation Pollutant Emissions Disaggregated[aircraft,NOx,freight,biofuel gasoline tf] | NoSettings | 0 | 0 | 0 | 0 | 0 | 0 | 0 | 0 | 0 | 0 | 0 | 0 | 0 | 0 | 0 | 0 | 0 | 0 | 0 | 0 | 0 | 0 | 0 | 0 | 0 | 0 | 0 | 0 | 0 | 0 | 0
Transportation Pollutant Emissions Disaggregated[aircraft,NOx,freight,biofuel diesel tf] | NoSettings | 0 | 0 | 0 | 0 | 0 | 0 | 0 | 0 | 0 | 0 | 0 | 0 | 0 | 0 | 0 | 0 | 0 | 0 | 0 | 0 | 0 | 0 | 0 | 0 | 0 | 0 | 0 | 0 | 0 | 0 | 0
Transportation Pollutant Emissions Disaggregated[aircraft,NOx,freight,jet fuel tf] | NoSettings | 1913300000 | 2571920000 | 2837870000 | 2940390000 | 2976720000 | 3002600000 | 2990740000 | 2978590000 | 2977540000 | 2972560000 | 2976480000 | 2987470000 | 3008980000 | 3032650000 | 3056510000 | 3079860000 | 3093790000 | 3103930000 | 3118200000 | 3133700000 | 3155590000 | 3176810000 | 3203190000 | 3231160000 | 3261930000 | 3286480000 | 3307740000 | 3322920000 | 3336120000 | 3346160000 | 3357670000
Transportation Pollutant Emissions Disaggregated[aircraft,NOx,freight,heavy or residual fuel oil tf] | NoSettings | 0 | 0 | 0 | 0 | 0 | 0 | 0 | 0 | 0 | 0 | 0 | 0 | 0 | 0 | 0 | 0 | 0 | 0 | 0 | 0 | 0 | 0 | 0 | 0 | 0 | 0 | 0 | 0 | 0 | 0 | 0
Transportation Pollutant Emissions Disaggregated[aircraft,NOx,freight,LPG propane or butane tf] | NoSettings | 0 | 0 | 0 | 0 | 0 | 0 | 0 | 0 | 0 | 0 | 0 | 0 | 0 | 0 | 0 | 0 | 0 | 0 | 0 | 0 | 0 | 0 | 0 | 0 | 0 | 0 | 0 | 0 | 0 | 0 | 0
Transportation Pollutant Emissions Disaggregated[aircraft,NOx,freight,hydrogen tf] | NoSettings | 0 | 0 | 0 | 0 | 0 | 0 | 0 | 0 | 0 | 0 | 0 | 0 | 0 | 0 | 0 | 0 | 0 | 0 | 0 | 0 | 0 | 0 | 0 | 0 | 0 | 0 | 0 | 0 | 0 | 0 | 0
Transportation Pollutant Emissions Disaggregated[aircraft,PM10,passenger,electricity tf] | NoSettings | 0 | 0 | 0 | 0 | 0 | 0 | 0 | 0 | 0 | 0 | 0 | 0 | 0 | 0 | 0 | 0 | 0 | 0 | 0 | 0 | 0 | 0 | 0 | 0 | 0 | 0 | 0 | 0 | 0 | 0 | 0
Transportation Pollutant Emissions Disaggregated[aircraft,PM10,passenger,natural gas tf] | NoSettings | 0 | 0 | 0 | 0 | 0 | 0 | 0 | 0 | 0 | 0 | 0 | 0 | 0 | 0 | 0 | 0 | 0 | 0 | 0 | 0 | 0 | 0 | 0 | 0 | 0 | 0 | 0 | 0 | 0 | 0 | 0
Transportation Pollutant Emissions Disaggregated[aircraft,PM10,passenger,petroleum gasoline tf] | NoSettings | 0 | 0 | 0 | 0 | 0 | 0 | 0 | 0 | 0 | 0 | 0 | 0 | 0 | 0 | 0 | 0 | 0 | 0 | 0 | 0 | 0 | 0 | 0 | 0 | 0 | 0 | 0 | 0 | 0 | 0 | 0
Transportation Pollutant Emissions Disaggregated[aircraft,PM10,passenger,petroleum diesel tf] | NoSettings | 0 | 0 | 0 | 0 | 0 | 0 | 0 | 0 | 0 | 0 | 0 | 0 | 0 | 0 | 0 | 0 | 0 | 0 | 0 | 0 | 0 | 0 | 0 | 0 | 0 | 0 | 0 | 0 | 0 | 0 | 0
Transportation Pollutant Emissions Disaggregated[aircraft,PM10,passenger,biofuel gasoline tf] | NoSettings | 0 | 0 | 0 | 0 | 0 | 0 | 0 | 0 | 0 | 0 | 0 | 0 | 0 | 0 | 0 | 0 | 0 | 0 | 0 | 0 | 0 | 0 | 0 | 0 | 0 | 0 | 0 | 0 | 0 | 0 | 0
Transportation Pollutant Emissions Disaggregated[aircraft,PM10,passenger,biofuel diesel tf] | NoSettings | 0 | 0 | 0 | 0 | 0 | 0 | 0 | 0 | 0 | 0 | 0 | 0 | 0 | 0 | 0 | 0 | 0 | 0 | 0 | 0 | 0 | 0 | 0 | 0 | 0 | 0 | 0 | 0 | 0 | 0 | 0
Transportation Pollutant Emissions Disaggregated[aircraft,PM10,passenger,jet fuel tf] | NoSettings | 158663000 | 213931000 | 236632000 | 245562000 | 249041000 | 251770000 | 251189000 | 250357000 | 250376000 | 249868000 | 250234000 | 251244000 | 252951000 | 254798000 | 256709000 | 258678000 | 259838000 | 260643000 | 261784000 | 263044000 | 264827000 | 266571000 | 268814000 | 271251000 | 273850000 | 276084000 | 278110000 | 279762000 | 281187000 | 282366000 | 283691000
Transportation Pollutant Emissions Disaggregated[aircraft,PM10,passenger,heavy or residual fuel oil tf] | NoSettings | 0 | 0 | 0 | 0 | 0 | 0 | 0 | 0 | 0 | 0 | 0 | 0 | 0 | 0 | 0 | 0 | 0 | 0 | 0 | 0 | 0 | 0 | 0 | 0 | 0 | 0 | 0 | 0 | 0 | 0 | 0
Transportation Pollutant Emissions Disaggregated[aircraft,PM10,passenger,LPG propane or butane tf] | NoSettings | 0 | 0 | 0 | 0 | 0 | 0 | 0 | 0 | 0 | 0 | 0 | 0 | 0 | 0 | 0 | 0 | 0 | 0 | 0 | 0 | 0 | 0 | 0 | 0 | 0 | 0 | 0 | 0 | 0 | 0 | 0
Transportation Pollutant Emissions Disaggregated[aircraft,PM10,passenger,hydrogen tf] | NoSettings | 0 | 0 | 0 | 0 | 0 | 0 | 0 | 0 | 0 | 0 | 0 | 0 | 0 | 0 | 0 | 0 | 0 | 0 | 0 | 0 | 0 | 0 | 0 | 0 | 0 | 0 | 0 | 0 | 0 | 0 | 0
Transportation Pollutant Emissions Disaggregated[aircraft,PM10,freight,electricity tf] | NoSettings | 0 | 0 | 0 | 0 | 0 | 0 | 0 | 0 | 0 | 0 | 0 | 0 | 0 | 0 | 0 | 0 | 0 | 0 | 0 | 0 | 0 | 0 | 0 | 0 | 0 | 0 | 0 | 0 | 0 | 0 | 0
Transportation Pollutant Emissions Disaggregated[aircraft,PM10,freight,natural gas tf] | NoSettings | 0 | 0 | 0 | 0 | 0 | 0 | 0 | 0 | 0 | 0 | 0 | 0 | 0 | 0 | 0 | 0 | 0 | 0 | 0 | 0 | 0 | 0 | 0 | 0 | 0 | 0 | 0 | 0 | 0 | 0 | 0
Transportation Pollutant Emissions Disaggregated[aircraft,PM10,freight,petroleum gasoline tf] | NoSettings | 0 | 0 | 0 | 0 | 0 | 0 | 0 | 0 | 0 | 0 | 0 | 0 | 0 | 0 | 0 | 0 | 0 | 0 | 0 | 0 | 0 | 0 | 0 | 0 | 0 | 0 | 0 | 0 | 0 | 0 | 0
Transportation Pollutant Emissions Disaggregated[aircraft,PM10,freight,petroleum diesel tf] | NoSettings | 0 | 0 | 0 | 0 | 0 | 0 | 0 | 0 | 0 | 0 | 0 | 0 | 0 | 0 | 0 | 0 | 0 | 0 | 0 | 0 | 0 | 0 | 0 | 0 | 0 | 0 | 0 | 0 | 0 | 0 | 0
Transportation Pollutant Emissions Disaggregated[aircraft,PM10,freight,biofuel gasoline tf] | NoSettings | 0 | 0 | 0 | 0 | 0 | 0 | 0 | 0 | 0 | 0 | 0 | 0 | 0 | 0 | 0 | 0 | 0 | 0 | 0 | 0 | 0 | 0 | 0 | 0 | 0 | 0 | 0 | 0 | 0 | 0 | 0
Transportation Pollutant Emissions Disaggregated[aircraft,PM10,freight,biofuel diesel tf] | NoSettings | 0 | 0 | 0 | 0 | 0 | 0 | 0 | 0 | 0 | 0 | 0 | 0 | 0 | 0 | 0 | 0 | 0 | 0 | 0 | 0 | 0 | 0 | 0 | 0 | 0 | 0 | 0 | 0 | 0 | 0 | 0
Transportation Pollutant Emissions Disaggregated[aircraft,PM10,freight,jet fuel tf] | NoSettings | 23620900 | 31752000 | 35035300 | 36301000 | 36749500 | 37069000 | 36922600 | 36772600 | 36759700 | 36698200 | 36746500 | 36882200 | 37147800 | 37440000 | 37734600 | 38022900 | 38194900 | 38320000 | 38496200 | 38687500 | 38957800 | 39219700 | 39545500 | 39890800 | 40270700 | 40573700 | 40836200 | 41023600 | 41186600 | 41310500 | 41452600
Transportation Pollutant Emissions Disaggregated[aircraft,PM10,freight,heavy or residual fuel oil tf] | NoSettings | 0 | 0 | 0 | 0 | 0 | 0 | 0 | 0 | 0 | 0 | 0 | 0 | 0 | 0 | 0 | 0 | 0 | 0 | 0 | 0 | 0 | 0 | 0 | 0 | 0 | 0 | 0 | 0 | 0 | 0 | 0
Transportation Pollutant Emissions Disaggregated[aircraft,PM10,freight,LPG propane or butane tf] | NoSettings | 0 | 0 | 0 | 0 | 0 | 0 | 0 | 0 | 0 | 0 | 0 | 0 | 0 | 0 | 0 | 0 | 0 | 0 | 0 | 0 | 0 | 0 | 0 | 0 | 0 | 0 | 0 | 0 | 0 | 0 | 0
Transportation Pollutant Emissions Disaggregated[aircraft,PM10,freight,hydrogen tf] | NoSettings | 0 | 0 | 0 | 0 | 0 | 0 | 0 | 0 | 0 | 0 | 0 | 0 | 0 | 0 | 0 | 0 | 0 | 0 | 0 | 0 | 0 | 0 | 0 | 0 | 0 | 0 | 0 | 0 | 0 | 0 | 0
Transportation Pollutant Emissions Disaggregated[aircraft,PM25,passenger,electricity tf] | NoSettings | 0 | 0 | 0 | 0 | 0 | 0 | 0 | 0 | 0 | 0 | 0 | 0 | 0 | 0 | 0 | 0 | 0 | 0 | 0 | 0 | 0 | 0 | 0 | 0 | 0 | 0 | 0 | 0 | 0 | 0 | 0
Transportation Pollutant Emissions Disaggregated[aircraft,PM25,passenger,natural gas tf] | NoSettings | 0 | 0 | 0 | 0 | 0 | 0 | 0 | 0 | 0 | 0 | 0 | 0 | 0 | 0 | 0 | 0 | 0 | 0 | 0 | 0 | 0 | 0 | 0 | 0 | 0 | 0 | 0 | 0 | 0 | 0 | 0
Transportation Pollutant Emissions Disaggregated[aircraft,PM25,passenger,petroleum gasoline tf] | NoSettings | 0 | 0 | 0 | 0 | 0 | 0 | 0 | 0 | 0 | 0 | 0 | 0 | 0 | 0 | 0 | 0 | 0 | 0 | 0 | 0 | 0 | 0 | 0 | 0 | 0 | 0 | 0 | 0 | 0 | 0 | 0
Transportation Pollutant Emissions Disaggregated[aircraft,PM25,passenger,petroleum diesel tf] | NoSettings | 0 | 0 | 0 | 0 | 0 | 0 | 0 | 0 | 0 | 0 | 0 | 0 | 0 | 0 | 0 | 0 | 0 | 0 | 0 | 0 | 0 | 0 | 0 | 0 | 0 | 0 | 0 | 0 | 0 | 0 | 0
Transportation Pollutant Emissions Disaggregated[aircraft,PM25,passenger,biofuel gasoline tf] | NoSettings | 0 | 0 | 0 | 0 | 0 | 0 | 0 | 0 | 0 | 0 | 0 | 0 | 0 | 0 | 0 | 0 | 0 | 0 | 0 | 0 | 0 | 0 | 0 | 0 | 0 | 0 | 0 | 0 | 0 | 0 | 0
Transportation Pollutant Emissions Disaggregated[aircraft,PM25,passenger,biofuel diesel tf] | NoSettings | 0 | 0 | 0 | 0 | 0 | 0 | 0 | 0 | 0 | 0 | 0 | 0 | 0 | 0 | 0 | 0 | 0 | 0 | 0 | 0 | 0 | 0 | 0 | 0 | 0 | 0 | 0 | 0 | 0 | 0 | 0
Transportation Pollutant Emissions Disaggregated[aircraft,PM25,passenger,jet fuel tf] | NoSettings | 158663000 | 213931000 | 236632000 | 245562000 | 249041000 | 251770000 | 251189000 | 250357000 | 250376000 | 249868000 | 250234000 | 251244000 | 252951000 | 254798000 | 256709000 | 258678000 | 259838000 | 260643000 | 261784000 | 263044000 | 264827000 | 266571000 | 268814000 | 271251000 | 273850000 | 276084000 | 278110000 | 279762000 | 281187000 | 282366000 | 283691000
Transportation Pollutant Emissions Disaggregated[aircraft,PM25,passenger,heavy or residual fuel oil tf] | NoSettings | 0 | 0 | 0 | 0 | 0 | 0 | 0 | 0 | 0 | 0 | 0 | 0 | 0 | 0 | 0 | 0 | 0 | 0 | 0 | 0 | 0 | 0 | 0 | 0 | 0 | 0 | 0 | 0 | 0 | 0 | 0
Transportation Pollutant Emissions Disaggregated[aircraft,PM25,passenger,LPG propane or butane tf] | NoSettings | 0 | 0 | 0 | 0 | 0 | 0 | 0 | 0 | 0 | 0 | 0 | 0 | 0 | 0 | 0 | 0 | 0 | 0 | 0 | 0 | 0 | 0 | 0 | 0 | 0 | 0 | 0 | 0 | 0 | 0 | 0
Transportation Pollutant Emissions Disaggregated[aircraft,PM25,passenger,hydrogen tf] | NoSettings | 0 | 0 | 0 | 0 | 0 | 0 | 0 | 0 | 0 | 0 | 0 | 0 | 0 | 0 | 0 | 0 | 0 | 0 | 0 | 0 | 0 | 0 | 0 | 0 | 0 | 0 | 0 | 0 | 0 | 0 | 0
Transportation Pollutant Emissions Disaggregated[aircraft,PM25,freight,electricity tf] | NoSettings | 0 | 0 | 0 | 0 | 0 | 0 | 0 | 0 | 0 | 0 | 0 | 0 | 0 | 0 | 0 | 0 | 0 | 0 | 0 | 0 | 0 | 0 | 0 | 0 | 0 | 0 | 0 | 0 | 0 | 0 | 0
Transportation Pollutant Emissions Disaggregated[aircraft,PM25,freight,natural gas tf] | NoSettings | 0 | 0 | 0 | 0 | 0 | 0 | 0 | 0 | 0 | 0 | 0 | 0 | 0 | 0 | 0 | 0 | 0 | 0 | 0 | 0 | 0 | 0 | 0 | 0 | 0 | 0 | 0 | 0 | 0 | 0 | 0
Transportation Pollutant Emissions Disaggregated[aircraft,PM25,freight,petroleum gasoline tf] | NoSettings | 0 | 0 | 0 | 0 | 0 | 0 | 0 | 0 | 0 | 0 | 0 | 0 | 0 | 0 | 0 | 0 | 0 | 0 | 0 | 0 | 0 | 0 | 0 | 0 | 0 | 0 | 0 | 0 | 0 | 0 | 0
Transportation Pollutant Emissions Disaggregated[aircraft,PM25,freight,petroleum diesel tf] | NoSettings | 0 | 0 | 0 | 0 | 0 | 0 | 0 | 0 | 0 | 0 | 0 | 0 | 0 | 0 | 0 | 0 | 0 | 0 | 0 | 0 | 0 | 0 | 0 | 0 | 0 | 0 | 0 | 0 | 0 | 0 | 0
Transportation Pollutant Emissions Disaggregated[aircraft,PM25,freight,biofuel gasoline tf] | NoSettings | 0 | 0 | 0 | 0 | 0 | 0 | 0 | 0 | 0 | 0 | 0 | 0 | 0 | 0 | 0 | 0 | 0 | 0 | 0 | 0 | 0 | 0 | 0 | 0 | 0 | 0 | 0 | 0 | 0 | 0 | 0
Transportation Pollutant Emissions Disaggregated[aircraft,PM25,freight,biofuel diesel tf] | NoSettings | 0 | 0 | 0 | 0 | 0 | 0 | 0 | 0 | 0 | 0 | 0 | 0 | 0 | 0 | 0 | 0 | 0 | 0 | 0 | 0 | 0 | 0 | 0 | 0 | 0 | 0 | 0 | 0 | 0 | 0 | 0
Transportation Pollutant Emissions Disaggregated[aircraft,PM25,freight,jet fuel tf] | NoSettings | 23620900 | 31752000 | 35035300 | 36301000 | 36749500 | 37069000 | 36922600 | 36772600 | 36759700 | 36698200 | 36746500 | 36882200 | 37147800 | 37440000 | 37734600 | 38022900 | 38194900 | 38320000 | 38496200 | 38687500 | 38957800 | 39219700 | 39545500 | 39890800 | 40270700 | 40573700 | 40836200 | 41023600 | 41186600 | 41310500 | 41452600
Transportation Pollutant Emissions Disaggregated[aircraft,PM25,freight,heavy or residual fuel oil tf] | NoSettings | 0 | 0 | 0 | 0 | 0 | 0 | 0 | 0 | 0 | 0 | 0 | 0 | 0 | 0 | 0 | 0 | 0 | 0 | 0 | 0 | 0 | 0 | 0 | 0 | 0 | 0 | 0 | 0 | 0 | 0 | 0
Transportation Pollutant Emissions Disaggregated[aircraft,PM25,freight,LPG propane or butane tf] | NoSettings | 0 | 0 | 0 | 0 | 0 | 0 | 0 | 0 | 0 | 0 | 0 | 0 | 0 | 0 | 0 | 0 | 0 | 0 | 0 | 0 | 0 | 0 | 0 | 0 | 0 | 0 | 0 | 0 | 0 | 0 | 0
Transportation Pollutant Emissions Disaggregated[aircraft,PM25,freight,hydrogen tf] | NoSettings | 0 | 0 | 0 | 0 | 0 | 0 | 0 | 0 | 0 | 0 | 0 | 0 | 0 | 0 | 0 | 0 | 0 | 0 | 0 | 0 | 0 | 0 | 0 | 0 | 0 | 0 | 0 | 0 | 0 | 0 | 0
Transportation Pollutant Emissions Disaggregated[aircraft,SOx,passenger,electricity tf] | NoSettings | 0 | 0 | 0 | 0 | 0 | 0 | 0 | 0 | 0 | 0 | 0 | 0 | 0 | 0 | 0 | 0 | 0 | 0 | 0 | 0 | 0 | 0 | 0 | 0 | 0 | 0 | 0 | 0 | 0 | 0 | 0
Transportation Pollutant Emissions Disaggregated[aircraft,SOx,passenger,natural gas tf] | NoSettings | 0 | 0 | 0 | 0 | 0 | 0 | 0 | 0 | 0 | 0 | 0 | 0 | 0 | 0 | 0 | 0 | 0 | 0 | 0 | 0 | 0 | 0 | 0 | 0 | 0 | 0 | 0 | 0 | 0 | 0 | 0
Transportation Pollutant Emissions Disaggregated[aircraft,SOx,passenger,petroleum gasoline tf] | NoSettings | 0 | 0 | 0 | 0 | 0 | 0 | 0 | 0 | 0 | 0 | 0 | 0 | 0 | 0 | 0 | 0 | 0 | 0 | 0 | 0 | 0 | 0 | 0 | 0 | 0 | 0 | 0 | 0 | 0 | 0 | 0
Transportation Pollutant Emissions Disaggregated[aircraft,SOx,passenger,petroleum diesel tf] | NoSettings | 0 | 0 | 0 | 0 | 0 | 0 | 0 | 0 | 0 | 0 | 0 | 0 | 0 | 0 | 0 | 0 | 0 | 0 | 0 | 0 | 0 | 0 | 0 | 0 | 0 | 0 | 0 | 0 | 0 | 0 | 0
Transportation Pollutant Emissions Disaggregated[aircraft,SOx,passenger,biofuel gasoline tf] | NoSettings | 0 | 0 | 0 | 0 | 0 | 0 | 0 | 0 | 0 | 0 | 0 | 0 | 0 | 0 | 0 | 0 | 0 | 0 | 0 | 0 | 0 | 0 | 0 | 0 | 0 | 0 | 0 | 0 | 0 | 0 | 0
Transportation Pollutant Emissions Disaggregated[aircraft,SOx,passenger,biofuel diesel tf] | NoSettings | 0 | 0 | 0 | 0 | 0 | 0 | 0 | 0 | 0 | 0 | 0 | 0 | 0 | 0 | 0 | 0 | 0 | 0 | 0 | 0 | 0 | 0 | 0 | 0 | 0 | 0 | 0 | 0 | 0 | 0 | 0
Transportation Pollutant Emissions Disaggregated[aircraft,SOx,passenger,jet fuel tf] | NoSettings | 18248400 | 24605000 | 27215900 | 28243000 | 28643200 | 28957000 | 28890200 | 28794500 | 28796700 | 28738300 | 28780300 | 28896500 | 29092900 | 29305300 | 29525100 | 29751500 | 29885000 | 29977500 | 30108700 | 30253700 | 30458700 | 30659300 | 30917400 | 31197500 | 31496600 | 31753500 | 31986500 | 32176500 | 32340400 | 32476000 | 32628400
Transportation Pollutant Emissions Disaggregated[aircraft,SOx,passenger,heavy or residual fuel oil tf] | NoSettings | 0 | 0 | 0 | 0 | 0 | 0 | 0 | 0 | 0 | 0 | 0 | 0 | 0 | 0 | 0 | 0 | 0 | 0 | 0 | 0 | 0 | 0 | 0 | 0 | 0 | 0 | 0 | 0 | 0 | 0 | 0
Transportation Pollutant Emissions Disaggregated[aircraft,SOx,passenger,LPG propane or butane tf] | NoSettings | 0 | 0 | 0 | 0 | 0 | 0 | 0 | 0 | 0 | 0 | 0 | 0 | 0 | 0 | 0 | 0 | 0 | 0 | 0 | 0 | 0 | 0 | 0 | 0 | 0 | 0 | 0 | 0 | 0 | 0 | 0
Transportation Pollutant Emissions Disaggregated[aircraft,SOx,passenger,hydrogen tf] | NoSettings | 0 | 0 | 0 | 0 | 0 | 0 | 0 | 0 | 0 | 0 | 0 | 0 | 0 | 0 | 0 | 0 | 0 | 0 | 0 | 0 | 0 | 0 | 0 | 0 | 0 | 0 | 0 | 0 | 0 | 0 | 0
Transportation Pollutant Emissions Disaggregated[aircraft,SOx,freight,electricity tf] | NoSettings | 0 | 0 | 0 | 0 | 0 | 0 | 0 | 0 | 0 | 0 | 0 | 0 | 0 | 0 | 0 | 0 | 0 | 0 | 0 | 0 | 0 | 0 | 0 | 0 | 0 | 0 | 0 | 0 | 0 | 0 | 0
Transportation Pollutant Emissions Disaggregated[aircraft,SOx,freight,natural gas tf] | NoSettings | 0 | 0 | 0 | 0 | 0 | 0 | 0 | 0 | 0 | 0 | 0 | 0 | 0 | 0 | 0 | 0 | 0 | 0 | 0 | 0 | 0 | 0 | 0 | 0 | 0 | 0 | 0 | 0 | 0 | 0 | 0
Transportation Pollutant Emissions Disaggregated[aircraft,SOx,freight,petroleum gasoline tf] | NoSettings | 0 | 0 | 0 | 0 | 0 | 0 | 0 | 0 | 0 | 0 | 0 | 0 | 0 | 0 | 0 | 0 | 0 | 0 | 0 | 0 | 0 | 0 | 0 | 0 | 0 | 0 | 0 | 0 | 0 | 0 | 0
Transportation Pollutant Emissions Disaggregated[aircraft,SOx,freight,petroleum diesel tf] | NoSettings | 0 | 0 | 0 | 0 | 0 | 0 | 0 | 0 | 0 | 0 | 0 | 0 | 0 | 0 | 0 | 0 | 0 | 0 | 0 | 0 | 0 | 0 | 0 | 0 | 0 | 0 | 0 | 0 | 0 | 0 | 0
Transportation Pollutant Emissions Disaggregated[aircraft,SOx,freight,biofuel gasoline tf] | NoSettings | 0 | 0 | 0 | 0 | 0 | 0 | 0 | 0 | 0 | 0 | 0 | 0 | 0 | 0 | 0 | 0 | 0 | 0 | 0 | 0 | 0 | 0 | 0 | 0 | 0 | 0 | 0 | 0 | 0 | 0 | 0
Transportation Pollutant Emissions Disaggregated[aircraft,SOx,freight,biofuel diesel tf] | NoSettings | 0 | 0 | 0 | 0 | 0 | 0 | 0 | 0 | 0 | 0 | 0 | 0 | 0 | 0 | 0 | 0 | 0 | 0 | 0 | 0 | 0 | 0 | 0 | 0 | 0 | 0 | 0 | 0 | 0 | 0 | 0
Transportation Pollutant Emissions Disaggregated[aircraft,SOx,freight,jet fuel tf] | NoSettings | 2716730 | 3651910 | 4029540 | 4175120 | 4226700 | 4263450 | 4246610 | 4229350 | 4227870 | 4220800 | 4226360 | 4241960 | 4272510 | 4306120 | 4340000 | 4373160 | 4392940 | 4407330 | 4427590 | 4449600 | 4480690 | 4510810 | 4548280 | 4587990 | 4631680 | 4666530 | 4696730 | 4718280 | 4737020 | 4751270 | 4767620
Transportation Pollutant Emissions Disaggregated[aircraft,SOx,freight,heavy or residual fuel oil tf] | NoSettings | 0 | 0 | 0 | 0 | 0 | 0 | 0 | 0 | 0 | 0 | 0 | 0 | 0 | 0 | 0 | 0 | 0 | 0 | 0 | 0 | 0 | 0 | 0 | 0 | 0 | 0 | 0 | 0 | 0 | 0 | 0
Transportation Pollutant Emissions Disaggregated[aircraft,SOx,freight,LPG propane or butane tf] | NoSettings | 0 | 0 | 0 | 0 | 0 | 0 | 0 | 0 | 0 | 0 | 0 | 0 | 0 | 0 | 0 | 0 | 0 | 0 | 0 | 0 | 0 | 0 | 0 | 0 | 0 | 0 | 0 | 0 | 0 | 0 | 0
Transportation Pollutant Emissions Disaggregated[aircraft,SOx,freight,hydrogen tf] | NoSettings | 0 | 0 | 0 | 0 | 0 | 0 | 0 | 0 | 0 | 0 | 0 | 0 | 0 | 0 | 0 | 0 | 0 | 0 | 0 | 0 | 0 | 0 | 0 | 0 | 0 | 0 | 0 | 0 | 0 | 0 | 0
Transportation Pollutant Emissions Disaggregated[aircraft,BC,passenger,electricity tf] | NoSettings | 0 | 0 | 0 | 0 | 0 | 0 | 0 | 0 | 0 | 0 | 0 | 0 | 0 | 0 | 0 | 0 | 0 | 0 | 0 | 0 | 0 | 0 | 0 | 0 | 0 | 0 | 0 | 0 | 0 | 0 | 0
Transportation Pollutant Emissions Disaggregated[aircraft,BC,passenger,natural gas tf] | NoSettings | 0 | 0 | 0 | 0 | 0 | 0 | 0 | 0 | 0 | 0 | 0 | 0 | 0 | 0 | 0 | 0 | 0 | 0 | 0 | 0 | 0 | 0 | 0 | 0 | 0 | 0 | 0 | 0 | 0 | 0 | 0
Transportation Pollutant Emissions Disaggregated[aircraft,BC,passenger,petroleum gasoline tf] | NoSettings | 0 | 0 | 0 | 0 | 0 | 0 | 0 | 0 | 0 | 0 | 0 | 0 | 0 | 0 | 0 | 0 | 0 | 0 | 0 | 0 | 0 | 0 | 0 | 0 | 0 | 0 | 0 | 0 | 0 | 0 | 0
Transportation Pollutant Emissions Disaggregated[aircraft,BC,passenger,petroleum diesel tf] | NoSettings | 0 | 0 | 0 | 0 | 0 | 0 | 0 | 0 | 0 | 0 | 0 | 0 | 0 | 0 | 0 | 0 | 0 | 0 | 0 | 0 | 0 | 0 | 0 | 0 | 0 | 0 | 0 | 0 | 0 | 0 | 0
Transportation Pollutant Emissions Disaggregated[aircraft,BC,passenger,biofuel gasoline tf] | NoSettings | 0 | 0 | 0 | 0 | 0 | 0 | 0 | 0 | 0 | 0 | 0 | 0 | 0 | 0 | 0 | 0 | 0 | 0 | 0 | 0 | 0 | 0 | 0 | 0 | 0 | 0 | 0 | 0 | 0 | 0 | 0
Transportation Pollutant Emissions Disaggregated[aircraft,BC,passenger,biofuel diesel tf] | NoSettings | 0 | 0 | 0 | 0 | 0 | 0 | 0 | 0 | 0 | 0 | 0 | 0 | 0 | 0 | 0 | 0 | 0 | 0 | 0 | 0 | 0 | 0 | 0 | 0 | 0 | 0 | 0 | 0 | 0 | 0 | 0
Transportation Pollutant Emissions Disaggregated[aircraft,BC,passenger,jet fuel tf] | NoSettings | 50010100 | 67430500 | 74585800 | 77400400 | 78497200 | 79357300 | 79174100 | 78911700 | 78917800 | 78757800 | 78873000 | 79191500 | 79729700 | 80311700 | 80914000 | 81534700 | 81900300 | 82153900 | 82513500 | 82910700 | 83472700 | 84022500 | 84729600 | 85497500 | 86317000 | 87021100 | 87659600 | 88180300 | 88629500 | 89001100 | 89418700
Transportation Pollutant Emissions Disaggregated[aircraft,BC,passenger,heavy or residual fuel oil tf] | NoSettings | 0 | 0 | 0 | 0 | 0 | 0 | 0 | 0 | 0 | 0 | 0 | 0 | 0 | 0 | 0 | 0 | 0 | 0 | 0 | 0 | 0 | 0 | 0 | 0 | 0 | 0 | 0 | 0 | 0 | 0 | 0
Transportation Pollutant Emissions Disaggregated[aircraft,BC,passenger,LPG propane or butane tf] | NoSettings | 0 | 0 | 0 | 0 | 0 | 0 | 0 | 0 | 0 | 0 | 0 | 0 | 0 | 0 | 0 | 0 | 0 | 0 | 0 | 0 | 0 | 0 | 0 | 0 | 0 | 0 | 0 | 0 | 0 | 0 | 0
Transportation Pollutant Emissions Disaggregated[aircraft,BC,passenger,hydrogen tf] | NoSettings | 0 | 0 | 0 | 0 | 0 | 0 | 0 | 0 | 0 | 0 | 0 | 0 | 0 | 0 | 0 | 0 | 0 | 0 | 0 | 0 | 0 | 0 | 0 | 0 | 0 | 0 | 0 | 0 | 0 | 0 | 0
Transportation Pollutant Emissions Disaggregated[aircraft,BC,freight,electricity tf] | NoSettings | 0 | 0 | 0 | 0 | 0 | 0 | 0 | 0 | 0 | 0 | 0 | 0 | 0 | 0 | 0 | 0 | 0 | 0 | 0 | 0 | 0 | 0 | 0 | 0 | 0 | 0 | 0 | 0 | 0 | 0 | 0
Transportation Pollutant Emissions Disaggregated[aircraft,BC,freight,natural gas tf] | NoSettings | 0 | 0 | 0 | 0 | 0 | 0 | 0 | 0 | 0 | 0 | 0 | 0 | 0 | 0 | 0 | 0 | 0 | 0 | 0 | 0 | 0 | 0 | 0 | 0 | 0 | 0 | 0 | 0 | 0 | 0 | 0
Transportation Pollutant Emissions Disaggregated[aircraft,BC,freight,petroleum gasoline tf] | NoSettings | 0 | 0 | 0 | 0 | 0 | 0 | 0 | 0 | 0 | 0 | 0 | 0 | 0 | 0 | 0 | 0 | 0 | 0 | 0 | 0 | 0 | 0 | 0 | 0 | 0 | 0 | 0 | 0 | 0 | 0 | 0
Transportation Pollutant Emissions Disaggregated[aircraft,BC,freight,petroleum diesel tf] | NoSettings | 0 | 0 | 0 | 0 | 0 | 0 | 0 | 0 | 0 | 0 | 0 | 0 | 0 | 0 | 0 | 0 | 0 | 0 | 0 | 0 | 0 | 0 | 0 | 0 | 0 | 0 | 0 | 0 | 0 | 0 | 0
Transportation Pollutant Emissions Disaggregated[aircraft,BC,freight,biofuel gasoline tf] | NoSettings | 0 | 0 | 0 | 0 | 0 | 0 | 0 | 0 | 0 | 0 | 0 | 0 | 0 | 0 | 0 | 0 | 0 | 0 | 0 | 0 | 0 | 0 | 0 | 0 | 0 | 0 | 0 | 0 | 0 | 0 | 0
Transportation Pollutant Emissions Disaggregated[aircraft,BC,freight,biofuel diesel tf] | NoSettings | 0 | 0 | 0 | 0 | 0 | 0 | 0 | 0 | 0 | 0 | 0 | 0 | 0 | 0 | 0 | 0 | 0 | 0 | 0 | 0 | 0 | 0 | 0 | 0 | 0 | 0 | 0 | 0 | 0 | 0 | 0
Transportation Pollutant Emissions Disaggregated[aircraft,BC,freight,jet fuel tf] | NoSettings | 7445260 | 10008100 | 11043000 | 11442000 | 11583400 | 11684100 | 11637900 | 11590600 | 11586600 | 11567200 | 11582400 | 11625200 | 11708900 | 11801000 | 11893900 | 11984700 | 12038900 | 12078400 | 12133900 | 12194200 | 12279400 | 12362000 | 12464600 | 12573500 | 12693200 | 12788700 | 12871500 | 12930500 | 12981900 | 13021000 | 13065800
Transportation Pollutant Emissions Disaggregated[aircraft,BC,freight,heavy or residual fuel oil tf] | NoSettings | 0 | 0 | 0 | 0 | 0 | 0 | 0 | 0 | 0 | 0 | 0 | 0 | 0 | 0 | 0 | 0 | 0 | 0 | 0 | 0 | 0 | 0 | 0 | 0 | 0 | 0 | 0 | 0 | 0 | 0 | 0
Transportation Pollutant Emissions Disaggregated[aircraft,BC,freight,LPG propane or butane tf] | NoSettings | 0 | 0 | 0 | 0 | 0 | 0 | 0 | 0 | 0 | 0 | 0 | 0 | 0 | 0 | 0 | 0 | 0 | 0 | 0 | 0 | 0 | 0 | 0 | 0 | 0 | 0 | 0 | 0 | 0 | 0 | 0
Transportation Pollutant Emissions Disaggregated[aircraft,BC,freight,hydrogen tf] | NoSettings | 0 | 0 | 0 | 0 | 0 | 0 | 0 | 0 | 0 | 0 | 0 | 0 | 0 | 0 | 0 | 0 | 0 | 0 | 0 | 0 | 0 | 0 | 0 | 0 | 0 | 0 | 0 | 0 | 0 | 0 | 0
Transportation Pollutant Emissions Disaggregated[aircraft,OC,passenger,electricity tf] | NoSettings | 0 | 0 | 0 | 0 | 0 | 0 | 0 | 0 | 0 | 0 | 0 | 0 | 0 | 0 | 0 | 0 | 0 | 0 | 0 | 0 | 0 | 0 | 0 | 0 | 0 | 0 | 0 | 0 | 0 | 0 | 0
Transportation Pollutant Emissions Disaggregated[aircraft,OC,passenger,natural gas tf] | NoSettings | 0 | 0 | 0 | 0 | 0 | 0 | 0 | 0 | 0 | 0 | 0 | 0 | 0 | 0 | 0 | 0 | 0 | 0 | 0 | 0 | 0 | 0 | 0 | 0 | 0 | 0 | 0 | 0 | 0 | 0 | 0
Transportation Pollutant Emissions Disaggregated[aircraft,OC,passenger,petroleum gasoline tf] | NoSettings | 0 | 0 | 0 | 0 | 0 | 0 | 0 | 0 | 0 | 0 | 0 | 0 | 0 | 0 | 0 | 0 | 0 | 0 | 0 | 0 | 0 | 0 | 0 | 0 | 0 | 0 | 0 | 0 | 0 | 0 | 0
Transportation Pollutant Emissions Disaggregated[aircraft,OC,passenger,petroleum diesel tf] | NoSettings | 0 | 0 | 0 | 0 | 0 | 0 | 0 | 0 | 0 | 0 | 0 | 0 | 0 | 0 | 0 | 0 | 0 | 0 | 0 | 0 | 0 | 0 | 0 | 0 | 0 | 0 | 0 | 0 | 0 | 0 | 0
Transportation Pollutant Emissions Disaggregated[aircraft,OC,passenger,biofuel gasoline tf] | NoSettings | 0 | 0 | 0 | 0 | 0 | 0 | 0 | 0 | 0 | 0 | 0 | 0 | 0 | 0 | 0 | 0 | 0 | 0 | 0 | 0 | 0 | 0 | 0 | 0 | 0 | 0 | 0 | 0 | 0 | 0 | 0
Transportation Pollutant Emissions Disaggregated[aircraft,OC,passenger,biofuel diesel tf] | NoSettings | 0 | 0 | 0 | 0 | 0 | 0 | 0 | 0 | 0 | 0 | 0 | 0 | 0 | 0 | 0 | 0 | 0 | 0 | 0 | 0 | 0 | 0 | 0 | 0 | 0 | 0 | 0 | 0 | 0 | 0 | 0
Transportation Pollutant Emissions Disaggregated[aircraft,OC,passenger,jet fuel tf] | NoSettings | 47715300 | 64336500 | 71163400 | 73848900 | 74895400 | 75716000 | 75541200 | 75290900 | 75296600 | 75144000 | 75254000 | 75557800 | 76071300 | 76626600 | 77201200 | 77793500 | 78142300 | 78384300 | 78727400 | 79106400 | 79642600 | 80167200 | 80841800 | 81574400 | 82356300 | 83028200 | 83637400 | 84134200 | 84562700 | 84917300 | 85315700
Transportation Pollutant Emissions Disaggregated[aircraft,OC,passenger,heavy or residual fuel oil tf] | NoSettings | 0 | 0 | 0 | 0 | 0 | 0 | 0 | 0 | 0 | 0 | 0 | 0 | 0 | 0 | 0 | 0 | 0 | 0 | 0 | 0 | 0 | 0 | 0 | 0 | 0 | 0 | 0 | 0 | 0 | 0 | 0
Transportation Pollutant Emissions Disaggregated[aircraft,OC,passenger,LPG propane or butane tf] | NoSettings | 0 | 0 | 0 | 0 | 0 | 0 | 0 | 0 | 0 | 0 | 0 | 0 | 0 | 0 | 0 | 0 | 0 | 0 | 0 | 0 | 0 | 0 | 0 | 0 | 0 | 0 | 0 | 0 | 0 | 0 | 0
Transportation Pollutant Emissions Disaggregated[aircraft,OC,passenger,hydrogen tf] | NoSettings | 0 | 0 | 0 | 0 | 0 | 0 | 0 | 0 | 0 | 0 | 0 | 0 | 0 | 0 | 0 | 0 | 0 | 0 | 0 | 0 | 0 | 0 | 0 | 0 | 0 | 0 | 0 | 0 | 0 | 0 | 0
Transportation Pollutant Emissions Disaggregated[aircraft,OC,freight,electricity tf] | NoSettings | 0 | 0 | 0 | 0 | 0 | 0 | 0 | 0 | 0 | 0 | 0 | 0 | 0 | 0 | 0 | 0 | 0 | 0 | 0 | 0 | 0 | 0 | 0 | 0 | 0 | 0 | 0 | 0 | 0 | 0 | 0
Transportation Pollutant Emissions Disaggregated[aircraft,OC,freight,natural gas tf] | NoSettings | 0 | 0 | 0 | 0 | 0 | 0 | 0 | 0 | 0 | 0 | 0 | 0 | 0 | 0 | 0 | 0 | 0 | 0 | 0 | 0 | 0 | 0 | 0 | 0 | 0 | 0 | 0 | 0 | 0 | 0 | 0
Transportation Pollutant Emissions Disaggregated[aircraft,OC,freight,petroleum gasoline tf] | NoSettings | 0 | 0 | 0 | 0 | 0 | 0 | 0 | 0 | 0 | 0 | 0 | 0 | 0 | 0 | 0 | 0 | 0 | 0 | 0 | 0 | 0 | 0 | 0 | 0 | 0 | 0 | 0 | 0 | 0 | 0 | 0
Transportation Pollutant Emissions Disaggregated[aircraft,OC,freight,petroleum diesel tf] | NoSettings | 0 | 0 | 0 | 0 | 0 | 0 | 0 | 0 | 0 | 0 | 0 | 0 | 0 | 0 | 0 | 0 | 0 | 0 | 0 | 0 | 0 | 0 | 0 | 0 | 0 | 0 | 0 | 0 | 0 | 0 | 0
Transportation Pollutant Emissions Disaggregated[aircraft,OC,freight,biofuel gasoline tf] | NoSettings | 0 | 0 | 0 | 0 | 0 | 0 | 0 | 0 | 0 | 0 | 0 | 0 | 0 | 0 | 0 | 0 | 0 | 0 | 0 | 0 | 0 | 0 | 0 | 0 | 0 | 0 | 0 | 0 | 0 | 0 | 0
Transportation Pollutant Emissions Disaggregated[aircraft,OC,freight,biofuel diesel tf] | NoSettings | 0 | 0 | 0 | 0 | 0 | 0 | 0 | 0 | 0 | 0 | 0 | 0 | 0 | 0 | 0 | 0 | 0 | 0 | 0 | 0 | 0 | 0 | 0 | 0 | 0 | 0 | 0 | 0 | 0 | 0 | 0
Transportation Pollutant Emissions Disaggregated[aircraft,OC,freight,jet fuel tf] | NoSettings | 7103630 | 9548910 | 10536300 | 10917000 | 11051900 | 11147900 | 11103900 | 11058800 | 11054900 | 11036400 | 11051000 | 11091800 | 11171600 | 11259500 | 11348100 | 11434800 | 11486500 | 11524200 | 11577100 | 11634700 | 11716000 | 11794700 | 11892700 | 11996500 | 12110800 | 12201900 | 12280900 | 12337200 | 12386200 | 12423500 | 12466200
Transportation Pollutant Emissions Disaggregated[aircraft,OC,freight,heavy or residual fuel oil tf] | NoSettings | 0 | 0 | 0 | 0 | 0 | 0 | 0 | 0 | 0 | 0 | 0 | 0 | 0 | 0 | 0 | 0 | 0 | 0 | 0 | 0 | 0 | 0 | 0 | 0 | 0 | 0 | 0 | 0 | 0 | 0 | 0
Transportation Pollutant Emissions Disaggregated[aircraft,OC,freight,LPG propane or butane tf] | NoSettings | 0 | 0 | 0 | 0 | 0 | 0 | 0 | 0 | 0 | 0 | 0 | 0 | 0 | 0 | 0 | 0 | 0 | 0 | 0 | 0 | 0 | 0 | 0 | 0 | 0 | 0 | 0 | 0 | 0 | 0 | 0
Transportation Pollutant Emissions Disaggregated[aircraft,OC,freight,hydrogen tf] | NoSettings | 0 | 0 | 0 | 0 | 0 | 0 | 0 | 0 | 0 | 0 | 0 | 0 | 0 | 0 | 0 | 0 | 0 | 0 | 0 | 0 | 0 | 0 | 0 | 0 | 0 | 0 | 0 | 0 | 0 | 0 | 0
Transportation Pollutant Emissions Disaggregated[aircraft,CH4,passenger,electricity tf] | NoSettings | 0 | 0 | 0 | 0 | 0 | 0 | 0 | 0 | 0 | 0 | 0 | 0 | 0 | 0 | 0 | 0 | 0 | 0 | 0 | 0 | 0 | 0 | 0 | 0 | 0 | 0 | 0 | 0 | 0 | 0 | 0
Transportation Pollutant Emissions Disaggregated[aircraft,CH4,passenger,natural gas tf] | NoSettings | 0 | 0 | 0 | 0 | 0 | 0 | 0 | 0 | 0 | 0 | 0 | 0 | 0 | 0 | 0 | 0 | 0 | 0 | 0 | 0 | 0 | 0 | 0 | 0 | 0 | 0 | 0 | 0 | 0 | 0 | 0
Transportation Pollutant Emissions Disaggregated[aircraft,CH4,passenger,petroleum gasoline tf] | NoSettings | 0 | 0 | 0 | 0 | 0 | 0 | 0 | 0 | 0 | 0 | 0 | 0 | 0 | 0 | 0 | 0 | 0 | 0 | 0 | 0 | 0 | 0 | 0 | 0 | 0 | 0 | 0 | 0 | 0 | 0 | 0
Transportation Pollutant Emissions Disaggregated[aircraft,CH4,passenger,petroleum diesel tf] | NoSettings | 0 | 0 | 0 | 0 | 0 | 0 | 0 | 0 | 0 | 0 | 0 | 0 | 0 | 0 | 0 | 0 | 0 | 0 | 0 | 0 | 0 | 0 | 0 | 0 | 0 | 0 | 0 | 0 | 0 | 0 | 0
Transportation Pollutant Emissions Disaggregated[aircraft,CH4,passenger,biofuel gasoline tf] | NoSettings | 0 | 0 | 0 | 0 | 0 | 0 | 0 | 0 | 0 | 0 | 0 | 0 | 0 | 0 | 0 | 0 | 0 | 0 | 0 | 0 | 0 | 0 | 0 | 0 | 0 | 0 | 0 | 0 | 0 | 0 | 0
Transportation Pollutant Emissions Disaggregated[aircraft,CH4,passenger,biofuel diesel tf] | NoSettings | 0 | 0 | 0 | 0 | 0 | 0 | 0 | 0 | 0 | 0 | 0 | 0 | 0 | 0 | 0 | 0 | 0 | 0 | 0 | 0 | 0 | 0 | 0 | 0 | 0 | 0 | 0 | 0 | 0 | 0 | 0
Transportation Pollutant Emissions Disaggregated[aircraft,CH4,passenger,jet fuel tf] | NoSettings | 109272000 | 147335000 | 162970000 | 169120000 | 171516000 | 173395000 | 172995000 | 172422000 | 172435000 | 172085000 | 172337000 | 173033000 | 174209000 | 175481000 | 176797000 | 178153000 | 178952000 | 179506000 | 180292000 | 181160000 | 182388000 | 183589000 | 185134000 | 186812000 | 188602000 | 190141000 | 191536000 | 192674000 | 193655000 | 194467000 | 195380000
Transportation Pollutant Emissions Disaggregated[aircraft,CH4,passenger,heavy or residual fuel oil tf] | NoSettings | 0 | 0 | 0 | 0 | 0 | 0 | 0 | 0 | 0 | 0 | 0 | 0 | 0 | 0 | 0 | 0 | 0 | 0 | 0 | 0 | 0 | 0 | 0 | 0 | 0 | 0 | 0 | 0 | 0 | 0 | 0
Transportation Pollutant Emissions Disaggregated[aircraft,CH4,passenger,LPG propane or butane tf] | NoSettings | 0 | 0 | 0 | 0 | 0 | 0 | 0 | 0 | 0 | 0 | 0 | 0 | 0 | 0 | 0 | 0 | 0 | 0 | 0 | 0 | 0 | 0 | 0 | 0 | 0 | 0 | 0 | 0 | 0 | 0 | 0
Transportation Pollutant Emissions Disaggregated[aircraft,CH4,passenger,hydrogen tf] | NoSettings | 0 | 0 | 0 | 0 | 0 | 0 | 0 | 0 | 0 | 0 | 0 | 0 | 0 | 0 | 0 | 0 | 0 | 0 | 0 | 0 | 0 | 0 | 0 | 0 | 0 | 0 | 0 | 0 | 0 | 0 | 0
Transportation Pollutant Emissions Disaggregated[aircraft,CH4,freight,electricity tf] | NoSettings | 0 | 0 | 0 | 0 | 0 | 0 | 0 | 0 | 0 | 0 | 0 | 0 | 0 | 0 | 0 | 0 | 0 | 0 | 0 | 0 | 0 | 0 | 0 | 0 | 0 | 0 | 0 | 0 | 0 | 0 | 0
Transportation Pollutant Emissions Disaggregated[aircraft,CH4,freight,natural gas tf] | NoSettings | 0 | 0 | 0 | 0 | 0 | 0 | 0 | 0 | 0 | 0 | 0 | 0 | 0 | 0 | 0 | 0 | 0 | 0 | 0 | 0 | 0 | 0 | 0 | 0 | 0 | 0 | 0 | 0 | 0 | 0 | 0
Transportation Pollutant Emissions Disaggregated[aircraft,CH4,freight,petroleum gasoline tf] | NoSettings | 0 | 0 | 0 | 0 | 0 | 0 | 0 | 0 | 0 | 0 | 0 | 0 | 0 | 0 | 0 | 0 | 0 | 0 | 0 | 0 | 0 | 0 | 0 | 0 | 0 | 0 | 0 | 0 | 0 | 0 | 0
Transportation Pollutant Emissions Disaggregated[aircraft,CH4,freight,petroleum diesel tf] | NoSettings | 0 | 0 | 0 | 0 | 0 | 0 | 0 | 0 | 0 | 0 | 0 | 0 | 0 | 0 | 0 | 0 | 0 | 0 | 0 | 0 | 0 | 0 | 0 | 0 | 0 | 0 | 0 | 0 | 0 | 0 | 0
Transportation Pollutant Emissions Disaggregated[aircraft,CH4,freight,biofuel gasoline tf] | NoSettings | 0 | 0 | 0 | 0 | 0 | 0 | 0 | 0 | 0 | 0 | 0 | 0 | 0 | 0 | 0 | 0 | 0 | 0 | 0 | 0 | 0 | 0 | 0 | 0 | 0 | 0 | 0 | 0 | 0 | 0 | 0
Transportation Pollutant Emissions Disaggregated[aircraft,CH4,freight,biofuel diesel tf] | NoSettings | 0 | 0 | 0 | 0 | 0 | 0 | 0 | 0 | 0 | 0 | 0 | 0 | 0 | 0 | 0 | 0 | 0 | 0 | 0 | 0 | 0 | 0 | 0 | 0 | 0 | 0 | 0 | 0 | 0 | 0 | 0
Transportation Pollutant Emissions Disaggregated[aircraft,CH4,freight,jet fuel tf] | NoSettings | 16267900 | 21867700 | 24129000 | 25000700 | 25309600 | 25529600 | 25428800 | 25325500 | 25316600 | 25274200 | 25307500 | 25401000 | 25583900 | 25785100 | 25988000 | 26186600 | 26305000 | 26391200 | 26512500 | 26644300 | 26830500 | 27010800 | 27235200 | 27473000 | 27734600 | 27943300 | 28124100 | 28253200 | 28365400 | 28450700 | 28548600
Transportation Pollutant Emissions Disaggregated[aircraft,CH4,freight,heavy or residual fuel oil tf] | NoSettings | 0 | 0 | 0 | 0 | 0 | 0 | 0 | 0 | 0 | 0 | 0 | 0 | 0 | 0 | 0 | 0 | 0 | 0 | 0 | 0 | 0 | 0 | 0 | 0 | 0 | 0 | 0 | 0 | 0 | 0 | 0
Transportation Pollutant Emissions Disaggregated[aircraft,CH4,freight,LPG propane or butane tf] | NoSettings | 0 | 0 | 0 | 0 | 0 | 0 | 0 | 0 | 0 | 0 | 0 | 0 | 0 | 0 | 0 | 0 | 0 | 0 | 0 | 0 | 0 | 0 | 0 | 0 | 0 | 0 | 0 | 0 | 0 | 0 | 0
Transportation Pollutant Emissions Disaggregated[aircraft,CH4,freight,hydrogen tf] | NoSettings | 0 | 0 | 0 | 0 | 0 | 0 | 0 | 0 | 0 | 0 | 0 | 0 | 0 | 0 | 0 | 0 | 0 | 0 | 0 | 0 | 0 | 0 | 0 | 0 | 0 | 0 | 0 | 0 | 0 | 0 | 0
Transportation Pollutant Emissions Disaggregated[aircraft,N2O,passenger,electricity tf] | NoSettings | 0 | 0 | 0 | 0 | 0 | 0 | 0 | 0 | 0 | 0 | 0 | 0 | 0 | 0 | 0 | 0 | 0 | 0 | 0 | 0 | 0 | 0 | 0 | 0 | 0 | 0 | 0 | 0 | 0 | 0 | 0
Transportation Pollutant Emissions Disaggregated[aircraft,N2O,passenger,natural gas tf] | NoSettings | 0 | 0 | 0 | 0 | 0 | 0 | 0 | 0 | 0 | 0 | 0 | 0 | 0 | 0 | 0 | 0 | 0 | 0 | 0 | 0 | 0 | 0 | 0 | 0 | 0 | 0 | 0 | 0 | 0 | 0 | 0
Transportation Pollutant Emissions Disaggregated[aircraft,N2O,passenger,petroleum gasoline tf] | NoSettings | 0 | 0 | 0 | 0 | 0 | 0 | 0 | 0 | 0 | 0 | 0 | 0 | 0 | 0 | 0 | 0 | 0 | 0 | 0 | 0 | 0 | 0 | 0 | 0 | 0 | 0 | 0 | 0 | 0 | 0 | 0
Transportation Pollutant Emissions Disaggregated[aircraft,N2O,passenger,petroleum diesel tf] | NoSettings | 0 | 0 | 0 | 0 | 0 | 0 | 0 | 0 | 0 | 0 | 0 | 0 | 0 | 0 | 0 | 0 | 0 | 0 | 0 | 0 | 0 | 0 | 0 | 0 | 0 | 0 | 0 | 0 | 0 | 0 | 0
Transportation Pollutant Emissions Disaggregated[aircraft,N2O,passenger,biofuel gasoline tf] | NoSettings | 0 | 0 | 0 | 0 | 0 | 0 | 0 | 0 | 0 | 0 | 0 | 0 | 0 | 0 | 0 | 0 | 0 | 0 | 0 | 0 | 0 | 0 | 0 | 0 | 0 | 0 | 0 | 0 | 0 | 0 | 0
Transportation Pollutant Emissions Disaggregated[aircraft,N2O,passenger,biofuel diesel tf] | NoSettings | 0 | 0 | 0 | 0 | 0 | 0 | 0 | 0 | 0 | 0 | 0 | 0 | 0 | 0 | 0 | 0 | 0 | 0 | 0 | 0 | 0 | 0 | 0 | 0 | 0 | 0 | 0 | 0 | 0 | 0 | 0
Transportation Pollutant Emissions Disaggregated[aircraft,N2O,passenger,jet fuel tf] | NoSettings | 21854400 | 29467100 | 32593900 | 33823900 | 34303200 | 34679100 | 34599000 | 34484400 | 34487000 | 34417100 | 34467500 | 34606600 | 34841800 | 35096100 | 35359300 | 35630600 | 35790400 | 35901200 | 36058300 | 36231900 | 36477500 | 36717800 | 37026800 | 37362300 | 37720400 | 38028200 | 38307200 | 38534700 | 38731000 | 38893400 | 39075900
Transportation Pollutant Emissions Disaggregated[aircraft,N2O,passenger,heavy or residual fuel oil tf] | NoSettings | 0 | 0 | 0 | 0 | 0 | 0 | 0 | 0 | 0 | 0 | 0 | 0 | 0 | 0 | 0 | 0 | 0 | 0 | 0 | 0 | 0 | 0 | 0 | 0 | 0 | 0 | 0 | 0 | 0 | 0 | 0
Transportation Pollutant Emissions Disaggregated[aircraft,N2O,passenger,LPG propane or butane tf] | NoSettings | 0 | 0 | 0 | 0 | 0 | 0 | 0 | 0 | 0 | 0 | 0 | 0 | 0 | 0 | 0 | 0 | 0 | 0 | 0 | 0 | 0 | 0 | 0 | 0 | 0 | 0 | 0 | 0 | 0 | 0 | 0
Transportation Pollutant Emissions Disaggregated[aircraft,N2O,passenger,hydrogen tf] | NoSettings | 0 | 0 | 0 | 0 | 0 | 0 | 0 | 0 | 0 | 0 | 0 | 0 | 0 | 0 | 0 | 0 | 0 | 0 | 0 | 0 | 0 | 0 | 0 | 0 | 0 | 0 | 0 | 0 | 0 | 0 | 0
Transportation Pollutant Emissions Disaggregated[aircraft,N2O,freight,electricity tf] | NoSettings | 0 | 0 | 0 | 0 | 0 | 0 | 0 | 0 | 0 | 0 | 0 | 0 | 0 | 0 | 0 | 0 | 0 | 0 | 0 | 0 | 0 | 0 | 0 | 0 | 0 | 0 | 0 | 0 | 0 | 0 | 0
Transportation Pollutant Emissions Disaggregated[aircraft,N2O,freight,natural gas tf] | NoSettings | 0 | 0 | 0 | 0 | 0 | 0 | 0 | 0 | 0 | 0 | 0 | 0 | 0 | 0 | 0 | 0 | 0 | 0 | 0 | 0 | 0 | 0 | 0 | 0 | 0 | 0 | 0 | 0 | 0 | 0 | 0
Transportation Pollutant Emissions Disaggregated[aircraft,N2O,freight,petroleum gasoline tf] | NoSettings | 0 | 0 | 0 | 0 | 0 | 0 | 0 | 0 | 0 | 0 | 0 | 0 | 0 | 0 | 0 | 0 | 0 | 0 | 0 | 0 | 0 | 0 | 0 | 0 | 0 | 0 | 0 | 0 | 0 | 0 | 0
Transportation Pollutant Emissions Disaggregated[aircraft,N2O,freight,petroleum diesel tf] | NoSettings | 0 | 0 | 0 | 0 | 0 | 0 | 0 | 0 | 0 | 0 | 0 | 0 | 0 | 0 | 0 | 0 | 0 | 0 | 0 | 0 | 0 | 0 | 0 | 0 | 0 | 0 | 0 | 0 | 0 | 0 | 0
Transportation Pollutant Emissions Disaggregated[aircraft,N2O,freight,biofuel gasoline tf] | NoSettings | 0 | 0 | 0 | 0 | 0 | 0 | 0 | 0 | 0 | 0 | 0 | 0 | 0 | 0 | 0 | 0 | 0 | 0 | 0 | 0 | 0 | 0 | 0 | 0 | 0 | 0 | 0 | 0 | 0 | 0 | 0
Transportation Pollutant Emissions Disaggregated[aircraft,N2O,freight,biofuel diesel tf] | NoSettings | 0 | 0 | 0 | 0 | 0 | 0 | 0 | 0 | 0 | 0 | 0 | 0 | 0 | 0 | 0 | 0 | 0 | 0 | 0 | 0 | 0 | 0 | 0 | 0 | 0 | 0 | 0 | 0 | 0 | 0 | 0
Transportation Pollutant Emissions Disaggregated[aircraft,N2O,freight,jet fuel tf] | NoSettings | 3253570 | 4373550 | 4825800 | 5000140 | 5061920 | 5105920 | 5085750 | 5065090 | 5063310 | 5054850 | 5061510 | 5080190 | 5116780 | 5157030 | 5197610 | 5237320 | 5261000 | 5278240 | 5302500 | 5328860 | 5366090 | 5402160 | 5447040 | 5494600 | 5546920 | 5588660 | 5624830 | 5650630 | 5673080 | 5690150 | 5709730
Transportation Pollutant Emissions Disaggregated[aircraft,N2O,freight,heavy or residual fuel oil tf] | NoSettings | 0 | 0 | 0 | 0 | 0 | 0 | 0 | 0 | 0 | 0 | 0 | 0 | 0 | 0 | 0 | 0 | 0 | 0 | 0 | 0 | 0 | 0 | 0 | 0 | 0 | 0 | 0 | 0 | 0 | 0 | 0
Transportation Pollutant Emissions Disaggregated[aircraft,N2O,freight,LPG propane or butane tf] | NoSettings | 0 | 0 | 0 | 0 | 0 | 0 | 0 | 0 | 0 | 0 | 0 | 0 | 0 | 0 | 0 | 0 | 0 | 0 | 0 | 0 | 0 | 0 | 0 | 0 | 0 | 0 | 0 | 0 | 0 | 0 | 0
Transportation Pollutant Emissions Disaggregated[aircraft,N2O,freight,hydrogen tf] | NoSettings | 0 | 0 | 0 | 0 | 0 | 0 | 0 | 0 | 0 | 0 | 0 | 0 | 0 | 0 | 0 | 0 | 0 | 0 | 0 | 0 | 0 | 0 | 0 | 0 | 0 | 0 | 0 | 0 | 0 | 0 | 0
Transportation Pollutant Emissions Disaggregated[aircraft,F gases,passenger,electricity tf] | NoSettings | 0 | 0 | 0 | 0 | 0 | 0 | 0 | 0 | 0 | 0 | 0 | 0 | 0 | 0 | 0 | 0 | 0 | 0 | 0 | 0 | 0 | 0 | 0 | 0 | 0 | 0 | 0 | 0 | 0 | 0 | 0
Transportation Pollutant Emissions Disaggregated[aircraft,F gases,passenger,natural gas tf] | NoSettings | 0 | 0 | 0 | 0 | 0 | 0 | 0 | 0 | 0 | 0 | 0 | 0 | 0 | 0 | 0 | 0 | 0 | 0 | 0 | 0 | 0 | 0 | 0 | 0 | 0 | 0 | 0 | 0 | 0 | 0 | 0
Transportation Pollutant Emissions Disaggregated[aircraft,F gases,passenger,petroleum gasoline tf] | NoSettings | 0 | 0 | 0 | 0 | 0 | 0 | 0 | 0 | 0 | 0 | 0 | 0 | 0 | 0 | 0 | 0 | 0 | 0 | 0 | 0 | 0 | 0 | 0 | 0 | 0 | 0 | 0 | 0 | 0 | 0 | 0
Transportation Pollutant Emissions Disaggregated[aircraft,F gases,passenger,petroleum diesel tf] | NoSettings | 0 | 0 | 0 | 0 | 0 | 0 | 0 | 0 | 0 | 0 | 0 | 0 | 0 | 0 | 0 | 0 | 0 | 0 | 0 | 0 | 0 | 0 | 0 | 0 | 0 | 0 | 0 | 0 | 0 | 0 | 0
Transportation Pollutant Emissions Disaggregated[aircraft,F gases,passenger,biofuel gasoline tf] | NoSettings | 0 | 0 | 0 | 0 | 0 | 0 | 0 | 0 | 0 | 0 | 0 | 0 | 0 | 0 | 0 | 0 | 0 | 0 | 0 | 0 | 0 | 0 | 0 | 0 | 0 | 0 | 0 | 0 | 0 | 0 | 0
Transportation Pollutant Emissions Disaggregated[aircraft,F gases,passenger,biofuel diesel tf] | NoSettings | 0 | 0 | 0 | 0 | 0 | 0 | 0 | 0 | 0 | 0 | 0 | 0 | 0 | 0 | 0 | 0 | 0 | 0 | 0 | 0 | 0 | 0 | 0 | 0 | 0 | 0 | 0 | 0 | 0 | 0 | 0
Transportation Pollutant Emissions Disaggregated[aircraft,F gases,passenger,jet fuel tf] | NoSettings | 0 | 0 | 0 | 0 | 0 | 0 | 0 | 0 | 0 | 0 | 0 | 0 | 0 | 0 | 0 | 0 | 0 | 0 | 0 | 0 | 0 | 0 | 0 | 0 | 0 | 0 | 0 | 0 | 0 | 0 | 0
Transportation Pollutant Emissions Disaggregated[aircraft,F gases,passenger,heavy or residual fuel oil tf] | NoSettings | 0 | 0 | 0 | 0 | 0 | 0 | 0 | 0 | 0 | 0 | 0 | 0 | 0 | 0 | 0 | 0 | 0 | 0 | 0 | 0 | 0 | 0 | 0 | 0 | 0 | 0 | 0 | 0 | 0 | 0 | 0
Transportation Pollutant Emissions Disaggregated[aircraft,F gases,passenger,LPG propane or butane tf] | NoSettings | 0 | 0 | 0 | 0 | 0 | 0 | 0 | 0 | 0 | 0 | 0 | 0 | 0 | 0 | 0 | 0 | 0 | 0 | 0 | 0 | 0 | 0 | 0 | 0 | 0 | 0 | 0 | 0 | 0 | 0 | 0
Transportation Pollutant Emissions Disaggregated[aircraft,F gases,passenger,hydrogen tf] | NoSettings | 0 | 0 | 0 | 0 | 0 | 0 | 0 | 0 | 0 | 0 | 0 | 0 | 0 | 0 | 0 | 0 | 0 | 0 | 0 | 0 | 0 | 0 | 0 | 0 | 0 | 0 | 0 | 0 | 0 | 0 | 0
Transportation Pollutant Emissions Disaggregated[aircraft,F gases,freight,electricity tf] | NoSettings | 0 | 0 | 0 | 0 | 0 | 0 | 0 | 0 | 0 | 0 | 0 | 0 | 0 | 0 | 0 | 0 | 0 | 0 | 0 | 0 | 0 | 0 | 0 | 0 | 0 | 0 | 0 | 0 | 0 | 0 | 0
Transportation Pollutant Emissions Disaggregated[aircraft,F gases,freight,natural gas tf] | NoSettings | 0 | 0 | 0 | 0 | 0 | 0 | 0 | 0 | 0 | 0 | 0 | 0 | 0 | 0 | 0 | 0 | 0 | 0 | 0 | 0 | 0 | 0 | 0 | 0 | 0 | 0 | 0 | 0 | 0 | 0 | 0
Transportation Pollutant Emissions Disaggregated[aircraft,F gases,freight,petroleum gasoline tf] | NoSettings | 0 | 0 | 0 | 0 | 0 | 0 | 0 | 0 | 0 | 0 | 0 | 0 | 0 | 0 | 0 | 0 | 0 | 0 | 0 | 0 | 0 | 0 | 0 | 0 | 0 | 0 | 0 | 0 | 0 | 0 | 0
Transportation Pollutant Emissions Disaggregated[aircraft,F gases,freight,petroleum diesel tf] | NoSettings | 0 | 0 | 0 | 0 | 0 | 0 | 0 | 0 | 0 | 0 | 0 | 0 | 0 | 0 | 0 | 0 | 0 | 0 | 0 | 0 | 0 | 0 | 0 | 0 | 0 | 0 | 0 | 0 | 0 | 0 | 0
Transportation Pollutant Emissions Disaggregated[aircraft,F gases,freight,biofuel gasoline tf] | NoSettings | 0 | 0 | 0 | 0 | 0 | 0 | 0 | 0 | 0 | 0 | 0 | 0 | 0 | 0 | 0 | 0 | 0 | 0 | 0 | 0 | 0 | 0 | 0 | 0 | 0 | 0 | 0 | 0 | 0 | 0 | 0
Transportation Pollutant Emissions Disaggregated[aircraft,F gases,freight,biofuel diesel tf] | NoSettings | 0 | 0 | 0 | 0 | 0 | 0 | 0 | 0 | 0 | 0 | 0 | 0 | 0 | 0 | 0 | 0 | 0 | 0 | 0 | 0 | 0 | 0 | 0 | 0 | 0 | 0 | 0 | 0 | 0 | 0 | 0
Transportation Pollutant Emissions Disaggregated[aircraft,F gases,freight,jet fuel tf] | NoSettings | 0 | 0 | 0 | 0 | 0 | 0 | 0 | 0 | 0 | 0 | 0 | 0 | 0 | 0 | 0 | 0 | 0 | 0 | 0 | 0 | 0 | 0 | 0 | 0 | 0 | 0 | 0 | 0 | 0 | 0 | 0
Transportation Pollutant Emissions Disaggregated[aircraft,F gases,freight,heavy or residual fuel oil tf] | NoSettings | 0 | 0 | 0 | 0 | 0 | 0 | 0 | 0 | 0 | 0 | 0 | 0 | 0 | 0 | 0 | 0 | 0 | 0 | 0 | 0 | 0 | 0 | 0 | 0 | 0 | 0 | 0 | 0 | 0 | 0 | 0
Transportation Pollutant Emissions Disaggregated[aircraft,F gases,freight,LPG propane or butane tf] | NoSettings | 0 | 0 | 0 | 0 | 0 | 0 | 0 | 0 | 0 | 0 | 0 | 0 | 0 | 0 | 0 | 0 | 0 | 0 | 0 | 0 | 0 | 0 | 0 | 0 | 0 | 0 | 0 | 0 | 0 | 0 | 0
Transportation Pollutant Emissions Disaggregated[aircraft,F gases,freight,hydrogen tf] | NoSettings | 0 | 0 | 0 | 0 | 0 | 0 | 0 | 0 | 0 | 0 | 0 | 0 | 0 | 0 | 0 | 0 | 0 | 0 | 0 | 0 | 0 | 0 | 0 | 0 | 0 | 0 | 0 | 0 | 0 | 0 | 0
Transportation Pollutant Emissions Disaggregated[rail,CO2,passenger,electricity tf] | NoSettings | 0 | 0 | 0 | 0 | 0 | 0 | 0 | 0 | 0 | 0 | 0 | 0 | 0 | 0 | 0 | 0 | 0 | 0 | 0 | 0 | 0 | 0 | 0 | 0 | 0 | 0 | 0 | 0 | 0 | 0 | 0
Transportation Pollutant Emissions Disaggregated[rail,CO2,passenger,natural gas tf] | NoSettings | 0 | 0 | 0 | 0 | 0 | 0 | 0 | 0 | 0 | 0 | 0 | 0 | 0 | 0 | 0 | 0 | 0 | 0 | 0 | 0 | 0 | 0 | 0 | 0 | 0 | 0 | 0 | 0 | 0 | 0 | 0
Transportation Pollutant Emissions Disaggregated[rail,CO2,passenger,petroleum gasoline tf] | NoSettings | 0 | 0 | 0 | 0 | 0 | 0 | 0 | 0 | 0 | 0 | 0 | 0 | 0 | 0 | 0 | 0 | 0 | 0 | 0 | 0 | 0 | 0 | 0 | 0 | 0 | 0 | 0 | 0 | 0 | 0 | 0
Transportation Pollutant Emissions Disaggregated[rail,CO2,passenger,petroleum diesel tf] | NoSettings | 47537100000 | 46742600000 | 45781100000 | 44961600000 | 44124300000 | 43321800000 | 42436300000 | 41656500000 | 40877000000 | 40091400000 | 39305300000 | 38517300000 | 37736900000 | 36969100000 | 36214300000 | 35670000000 | 35134200000 | 34604700000 | 34129400000 | 33658900000 | 33195000000 | 32733900000 | 32292400000 | 31869800000 | 31606100000 | 31353400000 | 31109100000 | 30886000000 | 30676800000 | 30487300000 | 30275100000
Transportation Pollutant Emissions Disaggregated[rail,CO2,passenger,biofuel gasoline tf] | NoSettings | 0 | 0 | 0 | 0 | 0 | 0 | 0 | 0 | 0 | 0 | 0 | 0 | 0 | 0 | 0 | 0 | 0 | 0 | 0 | 0 | 0 | 0 | 0 | 0 | 0 | 0 | 0 | 0 | 0 | 0 | 0
Transportation Pollutant Emissions Disaggregated[rail,CO2,passenger,biofuel diesel tf] | NoSettings | 0 | 0 | 0 | 0 | 0 | 0 | 0 | 0 | 0 | 0 | 0 | 0 | 0 | 0 | 0 | 0 | 0 | 0 | 0 | 0 | 0 | 0 | 0 | 0 | 0 | 0 | 0 | 0 | 0 | 0 | 0
Transportation Pollutant Emissions Disaggregated[rail,CO2,passenger,jet fuel tf] | NoSettings | 0 | 0 | 0 | 0 | 0 | 0 | 0 | 0 | 0 | 0 | 0 | 0 | 0 | 0 | 0 | 0 | 0 | 0 | 0 | 0 | 0 | 0 | 0 | 0 | 0 | 0 | 0 | 0 | 0 | 0 | 0
Transportation Pollutant Emissions Disaggregated[rail,CO2,passenger,heavy or residual fuel oil tf] | NoSettings | 0 | 0 | 0 | 0 | 0 | 0 | 0 | 0 | 0 | 0 | 0 | 0 | 0 | 0 | 0 | 0 | 0 | 0 | 0 | 0 | 0 | 0 | 0 | 0 | 0 | 0 | 0 | 0 | 0 | 0 | 0
Transportation Pollutant Emissions Disaggregated[rail,CO2,passenger,LPG propane or butane tf] | NoSettings | 0 | 0 | 0 | 0 | 0 | 0 | 0 | 0 | 0 | 0 | 0 | 0 | 0 | 0 | 0 | 0 | 0 | 0 | 0 | 0 | 0 | 0 | 0 | 0 | 0 | 0 | 0 | 0 | 0 | 0 | 0
Transportation Pollutant Emissions Disaggregated[rail,CO2,passenger,hydrogen tf] | NoSettings | 0 | 0 | 0 | 0 | 0 | 0 | 0 | 0 | 0 | 0 | 0 | 0 | 0 | 0 | 0 | 0 | 0 | 0 | 0 | 0 | 0 | 0 | 0 | 0 | 0 | 0 | 0 | 0 | 0 | 0 | 0
Transportation Pollutant Emissions Disaggregated[rail,CO2,freight,electricity tf] | NoSettings | 0 | 0 | 0 | 0 | 0 | 0 | 0 | 0 | 0 | 0 | 0 | 0 | 0 | 0 | 0 | 0 | 0 | 0 | 0 | 0 | 0 | 0 | 0 | 0 | 0 | 0 | 0 | 0 | 0 | 0 | 0
Transportation Pollutant Emissions Disaggregated[rail,CO2,freight,natural gas tf] | NoSettings | 0 | 0 | 0 | 0 | 0 | 0 | 0 | 0 | 0 | 0 | 0 | 0 | 0 | 0 | 0 | 0 | 0 | 0 | 0 | 0 | 0 | 0 | 0 | 0 | 0 | 0 | 0 | 0 | 0 | 0 | 0
Transportation Pollutant Emissions Disaggregated[rail,CO2,freight,petroleum gasoline tf] | NoSettings | 0 | 0 | 0 | 0 | 0 | 0 | 0 | 0 | 0 | 0 | 0 | 0 | 0 | 0 | 0 | 0 | 0 | 0 | 0 | 0 | 0 | 0 | 0 | 0 | 0 | 0 | 0 | 0 | 0 | 0 | 0
Transportation Pollutant Emissions Disaggregated[rail,CO2,freight,petroleum diesel tf] | NoSettings | 1578530000000 | 1600550000000 | 1638630000000 | 1661970000000 | 1684980000000 | 1722860000000 | 1745060000000 | 1781620000000 | 1818240000000 | 1839740000000 | 1875670000000 | 1911650000000 | 1947870000000 | 1969570000000 | 2006280000000 | 2043480000000 | 2095880000000 | 2134100000000 | 2173820000000 | 2214110000000 | 2269810000000 | 2311470000000 | 2368060000000 | 2410870000000 | 2468600000000 | 2526900000000 | 2571230000000 | 2630470000000 | 2689950000000 | 2764350000000 | 2811030000000
Transportation Pollutant Emissions Disaggregated[rail,CO2,freight,biofuel gasoline tf] | NoSettings | 0 | 0 | 0 | 0 | 0 | 0 | 0 | 0 | 0 | 0 | 0 | 0 | 0 | 0 | 0 | 0 | 0 | 0 | 0 | 0 | 0 | 0 | 0 | 0 | 0 | 0 | 0 | 0 | 0 | 0 | 0
Transportation Pollutant Emissions Disaggregated[rail,CO2,freight,biofuel diesel tf] | NoSettings | 0 | 0 | 0 | 0 | 0 | 0 | 0 | 0 | 0 | 0 | 0 | 0 | 0 | 0 | 0 | 0 | 0 | 0 | 0 | 0 | 0 | 0 | 0 | 0 | 0 | 0 | 0 | 0 | 0 | 0 | 0
Transportation Pollutant Emissions Disaggregated[rail,CO2,freight,jet fuel tf] | NoSettings | 0 | 0 | 0 | 0 | 0 | 0 | 0 | 0 | 0 | 0 | 0 | 0 | 0 | 0 | 0 | 0 | 0 | 0 | 0 | 0 | 0 | 0 | 0 | 0 | 0 | 0 | 0 | 0 | 0 | 0 | 0
Transportation Pollutant Emissions Disaggregated[rail,CO2,freight,heavy or residual fuel oil tf] | NoSettings | 0 | 0 | 0 | 0 | 0 | 0 | 0 | 0 | 0 | 0 | 0 | 0 | 0 | 0 | 0 | 0 | 0 | 0 | 0 | 0 | 0 | 0 | 0 | 0 | 0 | 0 | 0 | 0 | 0 | 0 | 0
Transportation Pollutant Emissions Disaggregated[rail,CO2,freight,LPG propane or butane tf] | NoSettings | 0 | 0 | 0 | 0 | 0 | 0 | 0 | 0 | 0 | 0 | 0 | 0 | 0 | 0 | 0 | 0 | 0 | 0 | 0 | 0 | 0 | 0 | 0 | 0 | 0 | 0 | 0 | 0 | 0 | 0 | 0
Transportation Pollutant Emissions Disaggregated[rail,CO2,freight,hydrogen tf] | NoSettings | 0 | 0 | 0 | 0 | 0 | 0 | 0 | 0 | 0 | 0 | 0 | 0 | 0 | 0 | 0 | 0 | 0 | 0 | 0 | 0 | 0 | 0 | 0 | 0 | 0 | 0 | 0 | 0 | 0 | 0 | 0
Transportation Pollutant Emissions Disaggregated[rail,VOC,passenger,electricity tf] | NoSettings | 0 | 0 | 0 | 0 | 0 | 0 | 0 | 0 | 0 | 0 | 0 | 0 | 0 | 0 | 0 | 0 | 0 | 0 | 0 | 0 | 0 | 0 | 0 | 0 | 0 | 0 | 0 | 0 | 0 | 0 | 0
Transportation Pollutant Emissions Disaggregated[rail,VOC,passenger,natural gas tf] | NoSettings | 0 | 0 | 0 | 0 | 0 | 0 | 0 | 0 | 0 | 0 | 0 | 0 | 0 | 0 | 0 | 0 | 0 | 0 | 0 | 0 | 0 | 0 | 0 | 0 | 0 | 0 | 0 | 0 | 0 | 0 | 0
Transportation Pollutant Emissions Disaggregated[rail,VOC,passenger,petroleum gasoline tf] | NoSettings | 0 | 0 | 0 | 0 | 0 | 0 | 0 | 0 | 0 | 0 | 0 | 0 | 0 | 0 | 0 | 0 | 0 | 0 | 0 | 0 | 0 | 0 | 0 | 0 | 0 | 0 | 0 | 0 | 0 | 0 | 0
Transportation Pollutant Emissions Disaggregated[rail,VOC,passenger,petroleum diesel tf] | NoSettings | 24585200 | 24174300 | 23677000 | 23253200 | 22820200 | 22405200 | 21947200 | 21543900 | 21140700 | 20734400 | 20327900 | 19920300 | 19516800 | 19119700 | 18729300 | 18447800 | 18170700 | 17896900 | 17651000 | 17407700 | 17167800 | 16929300 | 16701000 | 16482400 | 16346000 | 16215300 | 16089000 | 15973600 | 15865400 | 15767400 | 15657600
Transportation Pollutant Emissions Disaggregated[rail,VOC,passenger,biofuel gasoline tf] | NoSettings | 0 | 0 | 0 | 0 | 0 | 0 | 0 | 0 | 0 | 0 | 0 | 0 | 0 | 0 | 0 | 0 | 0 | 0 | 0 | 0 | 0 | 0 | 0 | 0 | 0 | 0 | 0 | 0 | 0 | 0 | 0
Transportation Pollutant Emissions Disaggregated[rail,VOC,passenger,biofuel diesel tf] | NoSettings | 0 | 0 | 0 | 0 | 0 | 0 | 0 | 0 | 0 | 0 | 0 | 0 | 0 | 0 | 0 | 0 | 0 | 0 | 0 | 0 | 0 | 0 | 0 | 0 | 0 | 0 | 0 | 0 | 0 | 0 | 0
Transportation Pollutant Emissions Disaggregated[rail,VOC,passenger,jet fuel tf] | NoSettings | 0 | 0 | 0 | 0 | 0 | 0 | 0 | 0 | 0 | 0 | 0 | 0 | 0 | 0 | 0 | 0 | 0 | 0 | 0 | 0 | 0 | 0 | 0 | 0 | 0 | 0 | 0 | 0 | 0 | 0 | 0
Transportation Pollutant Emissions Disaggregated[rail,VOC,passenger,heavy or residual fuel oil tf] | NoSettings | 0 | 0 | 0 | 0 | 0 | 0 | 0 | 0 | 0 | 0 | 0 | 0 | 0 | 0 | 0 | 0 | 0 | 0 | 0 | 0 | 0 | 0 | 0 | 0 | 0 | 0 | 0 | 0 | 0 | 0 | 0
Transportation Pollutant Emissions Disaggregated[rail,VOC,passenger,LPG propane or butane tf] | NoSettings | 0 | 0 | 0 | 0 | 0 | 0 | 0 | 0 | 0 | 0 | 0 | 0 | 0 | 0 | 0 | 0 | 0 | 0 | 0 | 0 | 0 | 0 | 0 | 0 | 0 | 0 | 0 | 0 | 0 | 0 | 0
Transportation Pollutant Emissions Disaggregated[rail,VOC,passenger,hydrogen tf] | NoSettings | 0 | 0 | 0 | 0 | 0 | 0 | 0 | 0 | 0 | 0 | 0 | 0 | 0 | 0 | 0 | 0 | 0 | 0 | 0 | 0 | 0 | 0 | 0 | 0 | 0 | 0 | 0 | 0 | 0 | 0 | 0
Transportation Pollutant Emissions Disaggregated[rail,VOC,freight,electricity tf] | NoSettings | 0 | 0 | 0 | 0 | 0 | 0 | 0 | 0 | 0 | 0 | 0 | 0 | 0 | 0 | 0 | 0 | 0 | 0 | 0 | 0 | 0 | 0 | 0 | 0 | 0 | 0 | 0 | 0 | 0 | 0 | 0
Transportation Pollutant Emissions Disaggregated[rail,VOC,freight,natural gas tf] | NoSettings | 0 | 0 | 0 | 0 | 0 | 0 | 0 | 0 | 0 | 0 | 0 | 0 | 0 | 0 | 0 | 0 | 0 | 0 | 0 | 0 | 0 | 0 | 0 | 0 | 0 | 0 | 0 | 0 | 0 | 0 | 0
Transportation Pollutant Emissions Disaggregated[rail,VOC,freight,petroleum gasoline tf] | NoSettings | 0 | 0 | 0 | 0 | 0 | 0 | 0 | 0 | 0 | 0 | 0 | 0 | 0 | 0 | 0 | 0 | 0 | 0 | 0 | 0 | 0 | 0 | 0 | 0 | 0 | 0 | 0 | 0 | 0 | 0 | 0
Transportation Pollutant Emissions Disaggregated[rail,VOC,freight,petroleum diesel tf] | NoSettings | 816382000 | 827772000 | 847465000 | 859539000 | 871437000 | 891027000 | 902509000 | 921415000 | 940358000 | 951474000 | 970057000 | 988664000 | 1007400000 | 1018620000 | 1037610000 | 1056850000 | 1083940000 | 1103710000 | 1124260000 | 1145090000 | 1173900000 | 1195450000 | 1224710000 | 1246860000 | 1276710000 | 1306860000 | 1329790000 | 1360420000 | 1391190000 | 1429670000 | 1453810000
Transportation Pollutant Emissions Disaggregated[rail,VOC,freight,biofuel gasoline tf] | NoSettings | 0 | 0 | 0 | 0 | 0 | 0 | 0 | 0 | 0 | 0 | 0 | 0 | 0 | 0 | 0 | 0 | 0 | 0 | 0 | 0 | 0 | 0 | 0 | 0 | 0 | 0 | 0 | 0 | 0 | 0 | 0
Transportation Pollutant Emissions Disaggregated[rail,VOC,freight,biofuel diesel tf] | NoSettings | 0 | 0 | 0 | 0 | 0 | 0 | 0 | 0 | 0 | 0 | 0 | 0 | 0 | 0 | 0 | 0 | 0 | 0 | 0 | 0 | 0 | 0 | 0 | 0 | 0 | 0 | 0 | 0 | 0 | 0 | 0
Transportation Pollutant Emissions Disaggregated[rail,VOC,freight,jet fuel tf] | NoSettings | 0 | 0 | 0 | 0 | 0 | 0 | 0 | 0 | 0 | 0 | 0 | 0 | 0 | 0 | 0 | 0 | 0 | 0 | 0 | 0 | 0 | 0 | 0 | 0 | 0 | 0 | 0 | 0 | 0 | 0 | 0
Transportation Pollutant Emissions Disaggregated[rail,VOC,freight,heavy or residual fuel oil tf] | NoSettings | 0 | 0 | 0 | 0 | 0 | 0 | 0 | 0 | 0 | 0 | 0 | 0 | 0 | 0 | 0 | 0 | 0 | 0 | 0 | 0 | 0 | 0 | 0 | 0 | 0 | 0 | 0 | 0 | 0 | 0 | 0
Transportation Pollutant Emissions Disaggregated[rail,VOC,freight,LPG propane or butane tf] | NoSettings | 0 | 0 | 0 | 0 | 0 | 0 | 0 | 0 | 0 | 0 | 0 | 0 | 0 | 0 | 0 | 0 | 0 | 0 | 0 | 0 | 0 | 0 | 0 | 0 | 0 | 0 | 0 | 0 | 0 | 0 | 0
Transportation Pollutant Emissions Disaggregated[rail,VOC,freight,hydrogen tf] | NoSettings | 0 | 0 | 0 | 0 | 0 | 0 | 0 | 0 | 0 | 0 | 0 | 0 | 0 | 0 | 0 | 0 | 0 | 0 | 0 | 0 | 0 | 0 | 0 | 0 | 0 | 0 | 0 | 0 | 0 | 0 | 0
Transportation Pollutant Emissions Disaggregated[rail,CO,passenger,electricity tf] | NoSettings | 0 | 0 | 0 | 0 | 0 | 0 | 0 | 0 | 0 | 0 | 0 | 0 | 0 | 0 | 0 | 0 | 0 | 0 | 0 | 0 | 0 | 0 | 0 | 0 | 0 | 0 | 0 | 0 | 0 | 0 | 0
Transportation Pollutant Emissions Disaggregated[rail,CO,passenger,natural gas tf] | NoSettings | 0 | 0 | 0 | 0 | 0 | 0 | 0 | 0 | 0 | 0 | 0 | 0 | 0 | 0 | 0 | 0 | 0 | 0 | 0 | 0 | 0 | 0 | 0 | 0 | 0 | 0 | 0 | 0 | 0 | 0 | 0
Transportation Pollutant Emissions Disaggregated[rail,CO,passenger,petroleum gasoline tf] | NoSettings | 0 | 0 | 0 | 0 | 0 | 0 | 0 | 0 | 0 | 0 | 0 | 0 | 0 | 0 | 0 | 0 | 0 | 0 | 0 | 0 | 0 | 0 | 0 | 0 | 0 | 0 | 0 | 0 | 0 | 0 | 0
Transportation Pollutant Emissions Disaggregated[rail,CO,passenger,petroleum diesel tf] | NoSettings | 82502700 | 81123800 | 79455000 | 78032800 | 76579500 | 75186900 | 73650000 | 72296700 | 70943700 | 69580300 | 68216000 | 66848400 | 65494000 | 64161500 | 62851500 | 61906800 | 60976900 | 60058000 | 59233000 | 58416400 | 57611400 | 56811100 | 56044800 | 55311400 | 54853700 | 54415200 | 53991200 | 53604000 | 53240900 | 52912000 | 52543600
Transportation Pollutant Emissions Disaggregated[rail,CO,passenger,biofuel gasoline tf] | NoSettings | 0 | 0 | 0 | 0 | 0 | 0 | 0 | 0 | 0 | 0 | 0 | 0 | 0 | 0 | 0 | 0 | 0 | 0 | 0 | 0 | 0 | 0 | 0 | 0 | 0 | 0 | 0 | 0 | 0 | 0 | 0
Transportation Pollutant Emissions Disaggregated[rail,CO,passenger,biofuel diesel tf] | NoSettings | 0 | 0 | 0 | 0 | 0 | 0 | 0 | 0 | 0 | 0 | 0 | 0 | 0 | 0 | 0 | 0 | 0 | 0 | 0 | 0 | 0 | 0 | 0 | 0 | 0 | 0 | 0 | 0 | 0 | 0 | 0
Transportation Pollutant Emissions Disaggregated[rail,CO,passenger,jet fuel tf] | NoSettings | 0 | 0 | 0 | 0 | 0 | 0 | 0 | 0 | 0 | 0 | 0 | 0 | 0 | 0 | 0 | 0 | 0 | 0 | 0 | 0 | 0 | 0 | 0 | 0 | 0 | 0 | 0 | 0 | 0 | 0 | 0
Transportation Pollutant Emissions Disaggregated[rail,CO,passenger,heavy or residual fuel oil tf] | NoSettings | 0 | 0 | 0 | 0 | 0 | 0 | 0 | 0 | 0 | 0 | 0 | 0 | 0 | 0 | 0 | 0 | 0 | 0 | 0 | 0 | 0 | 0 | 0 | 0 | 0 | 0 | 0 | 0 | 0 | 0 | 0
Transportation Pollutant Emissions Disaggregated[rail,CO,passenger,LPG propane or butane tf] | NoSettings | 0 | 0 | 0 | 0 | 0 | 0 | 0 | 0 | 0 | 0 | 0 | 0 | 0 | 0 | 0 | 0 | 0 | 0 | 0 | 0 | 0 | 0 | 0 | 0 | 0 | 0 | 0 | 0 | 0 | 0 | 0
Transportation Pollutant Emissions Disaggregated[rail,CO,passenger,hydrogen tf] | NoSettings | 0 | 0 | 0 | 0 | 0 | 0 | 0 | 0 | 0 | 0 | 0 | 0 | 0 | 0 | 0 | 0 | 0 | 0 | 0 | 0 | 0 | 0 | 0 | 0 | 0 | 0 | 0 | 0 | 0 | 0 | 0
Transportation Pollutant Emissions Disaggregated[rail,CO,freight,electricity tf] | NoSettings | 0 | 0 | 0 | 0 | 0 | 0 | 0 | 0 | 0 | 0 | 0 | 0 | 0 | 0 | 0 | 0 | 0 | 0 | 0 | 0 | 0 | 0 | 0 | 0 | 0 | 0 | 0 | 0 | 0 | 0 | 0
Transportation Pollutant Emissions Disaggregated[rail,CO,freight,natural gas tf] | NoSettings | 0 | 0 | 0 | 0 | 0 | 0 | 0 | 0 | 0 | 0 | 0 | 0 | 0 | 0 | 0 | 0 | 0 | 0 | 0 | 0 | 0 | 0 | 0 | 0 | 0 | 0 | 0 | 0 | 0 | 0 | 0
Transportation Pollutant Emissions Disaggregated[rail,CO,freight,petroleum gasoline tf] | NoSettings | 0 | 0 | 0 | 0 | 0 | 0 | 0 | 0 | 0 | 0 | 0 | 0 | 0 | 0 | 0 | 0 | 0 | 0 | 0 | 0 | 0 | 0 | 0 | 0 | 0 | 0 | 0 | 0 | 0 | 0 | 0
Transportation Pollutant Emissions Disaggregated[rail,CO,freight,petroleum diesel tf] | NoSettings | 2739600000 | 2777820000 | 2843910000 | 2884430000 | 2924350000 | 2990090000 | 3028620000 | 3092070000 | 3155640000 | 3192940000 | 3255300000 | 3317740000 | 3380610000 | 3418270000 | 3481980000 | 3546550000 | 3637480000 | 3703830000 | 3772760000 | 3842680000 | 3939350000 | 4011660000 | 4109880000 | 4184180000 | 4284370000 | 4385540000 | 4462480000 | 4565290000 | 4668520000 | 4797650000 | 4878660000
Transportation Pollutant Emissions Disaggregated[rail,CO,freight,biofuel gasoline tf] | NoSettings | 0 | 0 | 0 | 0 | 0 | 0 | 0 | 0 | 0 | 0 | 0 | 0 | 0 | 0 | 0 | 0 | 0 | 0 | 0 | 0 | 0 | 0 | 0 | 0 | 0 | 0 | 0 | 0 | 0 | 0 | 0
Transportation Pollutant Emissions Disaggregated[rail,CO,freight,biofuel diesel tf] | NoSettings | 0 | 0 | 0 | 0 | 0 | 0 | 0 | 0 | 0 | 0 | 0 | 0 | 0 | 0 | 0 | 0 | 0 | 0 | 0 | 0 | 0 | 0 | 0 | 0 | 0 | 0 | 0 | 0 | 0 | 0 | 0
Transportation Pollutant Emissions Disaggregated[rail,CO,freight,jet fuel tf] | NoSettings | 0 | 0 | 0 | 0 | 0 | 0 | 0 | 0 | 0 | 0 | 0 | 0 | 0 | 0 | 0 | 0 | 0 | 0 | 0 | 0 | 0 | 0 | 0 | 0 | 0 | 0 | 0 | 0 | 0 | 0 | 0
Transportation Pollutant Emissions Disaggregated[rail,CO,freight,heavy or residual fuel oil tf] | NoSettings | 0 | 0 | 0 | 0 | 0 | 0 | 0 | 0 | 0 | 0 | 0 | 0 | 0 | 0 | 0 | 0 | 0 | 0 | 0 | 0 | 0 | 0 | 0 | 0 | 0 | 0 | 0 | 0 | 0 | 0 | 0
Transportation Pollutant Emissions Disaggregated[rail,CO,freight,LPG propane or butane tf] | NoSettings | 0 | 0 | 0 | 0 | 0 | 0 | 0 | 0 | 0 | 0 | 0 | 0 | 0 | 0 | 0 | 0 | 0 | 0 | 0 | 0 | 0 | 0 | 0 | 0 | 0 | 0 | 0 | 0 | 0 | 0 | 0
Transportation Pollutant Emissions Disaggregated[rail,CO,freight,hydrogen tf] | NoSettings | 0 | 0 | 0 | 0 | 0 | 0 | 0 | 0 | 0 | 0 | 0 | 0 | 0 | 0 | 0 | 0 | 0 | 0 | 0 | 0 | 0 | 0 | 0 | 0 | 0 | 0 | 0 | 0 | 0 | 0 | 0
Transportation Pollutant Emissions Disaggregated[rail,NOx,passenger,electricity tf] | NoSettings | 0 | 0 | 0 | 0 | 0 | 0 | 0 | 0 | 0 | 0 | 0 | 0 | 0 | 0 | 0 | 0 | 0 | 0 | 0 | 0 | 0 | 0 | 0 | 0 | 0 | 0 | 0 | 0 | 0 | 0 | 0
Transportation Pollutant Emissions Disaggregated[rail,NOx,passenger,natural gas tf] | NoSettings | 0 | 0 | 0 | 0 | 0 | 0 | 0 | 0 | 0 | 0 | 0 | 0 | 0 | 0 | 0 | 0 | 0 | 0 | 0 | 0 | 0 | 0 | 0 | 0 | 0 | 0 | 0 | 0 | 0 | 0 | 0
Transportation Pollutant Emissions Disaggregated[rail,NOx,passenger,petroleum gasoline tf] | NoSettings | 0 | 0 | 0 | 0 | 0 | 0 | 0 | 0 | 0 | 0 | 0 | 0 | 0 | 0 | 0 | 0 | 0 | 0 | 0 | 0 | 0 | 0 | 0 | 0 | 0 | 0 | 0 | 0 | 0 | 0 | 0
Transportation Pollutant Emissions Disaggregated[rail,NOx,passenger,petroleum diesel tf] | NoSettings | 592252000 | 582353000 | 570374000 | 560165000 | 549732000 | 539735000 | 528702000 | 518987000 | 509275000 | 499487000 | 489694000 | 479876000 | 470154000 | 460588000 | 451184000 | 444403000 | 437727000 | 431131000 | 425209000 | 419347000 | 413568000 | 407823000 | 402322000 | 397057000 | 393772000 | 390624000 | 387580000 | 384801000 | 382194000 | 379833000 | 377189000
Transportation Pollutant Emissions Disaggregated[rail,NOx,passenger,biofuel gasoline tf] | NoSettings | 0 | 0 | 0 | 0 | 0 | 0 | 0 | 0 | 0 | 0 | 0 | 0 | 0 | 0 | 0 | 0 | 0 | 0 | 0 | 0 | 0 | 0 | 0 | 0 | 0 | 0 | 0 | 0 | 0 | 0 | 0
Transportation Pollutant Emissions Disaggregated[rail,NOx,passenger,biofuel diesel tf] | NoSettings | 0 | 0 | 0 | 0 | 0 | 0 | 0 | 0 | 0 | 0 | 0 | 0 | 0 | 0 | 0 | 0 | 0 | 0 | 0 | 0 | 0 | 0 | 0 | 0 | 0 | 0 | 0 | 0 | 0 | 0 | 0
Transportation Pollutant Emissions Disaggregated[rail,NOx,passenger,jet fuel tf] | NoSettings | 0 | 0 | 0 | 0 | 0 | 0 | 0 | 0 | 0 | 0 | 0 | 0 | 0 | 0 | 0 | 0 | 0 | 0 | 0 | 0 | 0 | 0 | 0 | 0 | 0 | 0 | 0 | 0 | 0 | 0 | 0
Transportation Pollutant Emissions Disaggregated[rail,NOx,passenger,heavy or residual fuel oil tf] | NoSettings | 0 | 0 | 0 | 0 | 0 | 0 | 0 | 0 | 0 | 0 | 0 | 0 | 0 | 0 | 0 | 0 | 0 | 0 | 0 | 0 | 0 | 0 | 0 | 0 | 0 | 0 | 0 | 0 | 0 | 0 | 0
Transportation Pollutant Emissions Disaggregated[rail,NOx,passenger,LPG propane or butane tf] | NoSettings | 0 | 0 | 0 | 0 | 0 | 0 | 0 | 0 | 0 | 0 | 0 | 0 | 0 | 0 | 0 | 0 | 0 | 0 | 0 | 0 | 0 | 0 | 0 | 0 | 0 | 0 | 0 | 0 | 0 | 0 | 0
Transportation Pollutant Emissions Disaggregated[rail,NOx,passenger,hydrogen tf] | NoSettings | 0 | 0 | 0 | 0 | 0 | 0 | 0 | 0 | 0 | 0 | 0 | 0 | 0 | 0 | 0 | 0 | 0 | 0 | 0 | 0 | 0 | 0 | 0 | 0 | 0 | 0 | 0 | 0 | 0 | 0 | 0
Transportation Pollutant Emissions Disaggregated[rail,NOx,freight,electricity tf] | NoSettings | 0 | 0 | 0 | 0 | 0 | 0 | 0 | 0 | 0 | 0 | 0 | 0 | 0 | 0 | 0 | 0 | 0 | 0 | 0 | 0 | 0 | 0 | 0 | 0 | 0 | 0 | 0 | 0 | 0 | 0 | 0
Transportation Pollutant Emissions Disaggregated[rail,NOx,freight,natural gas tf] | NoSettings | 0 | 0 | 0 | 0 | 0 | 0 | 0 | 0 | 0 | 0 | 0 | 0 | 0 | 0 | 0 | 0 | 0 | 0 | 0 | 0 | 0 | 0 | 0 | 0 | 0 | 0 | 0 | 0 | 0 | 0 | 0
Transportation Pollutant Emissions Disaggregated[rail,NOx,freight,petroleum gasoline tf] | NoSettings | 0 | 0 | 0 | 0 | 0 | 0 | 0 | 0 | 0 | 0 | 0 | 0 | 0 | 0 | 0 | 0 | 0 | 0 | 0 | 0 | 0 | 0 | 0 | 0 | 0 | 0 | 0 | 0 | 0 | 0 | 0
Transportation Pollutant Emissions Disaggregated[rail,NOx,freight,petroleum diesel tf] | NoSettings | 19666400000 | 19940800000 | 20415200000 | 20706100000 | 20992700000 | 21464600000 | 21741200000 | 22196700000 | 22653000000 | 22920800000 | 23368400000 | 23816700000 | 24268000000 | 24538400000 | 24995700000 | 25459200000 | 26111900000 | 26588200000 | 27083100000 | 27585000000 | 28278900000 | 28798000000 | 29503100000 | 30036400000 | 30755700000 | 31481900000 | 32034300000 | 32772300000 | 33513400000 | 34440300000 | 35021900000
Transportation Pollutant Emissions Disaggregated[rail,NOx,freight,biofuel gasoline tf] | NoSettings | 0 | 0 | 0 | 0 | 0 | 0 | 0 | 0 | 0 | 0 | 0 | 0 | 0 | 0 | 0 | 0 | 0 | 0 | 0 | 0 | 0 | 0 | 0 | 0 | 0 | 0 | 0 | 0 | 0 | 0 | 0
Transportation Pollutant Emissions Disaggregated[rail,NOx,freight,biofuel diesel tf] | NoSettings | 0 | 0 | 0 | 0 | 0 | 0 | 0 | 0 | 0 | 0 | 0 | 0 | 0 | 0 | 0 | 0 | 0 | 0 | 0 | 0 | 0 | 0 | 0 | 0 | 0 | 0 | 0 | 0 | 0 | 0 | 0
Transportation Pollutant Emissions Disaggregated[rail,NOx,freight,jet fuel tf] | NoSettings | 0 | 0 | 0 | 0 | 0 | 0 | 0 | 0 | 0 | 0 | 0 | 0 | 0 | 0 | 0 | 0 | 0 | 0 | 0 | 0 | 0 | 0 | 0 | 0 | 0 | 0 | 0 | 0 | 0 | 0 | 0
Transportation Pollutant Emissions Disaggregated[rail,NOx,freight,heavy or residual fuel oil tf] | NoSettings | 0 | 0 | 0 | 0 | 0 | 0 | 0 | 0 | 0 | 0 | 0 | 0 | 0 | 0 | 0 | 0 | 0 | 0 | 0 | 0 | 0 | 0 | 0 | 0 | 0 | 0 | 0 | 0 | 0 | 0 | 0
Transportation Pollutant Emissions Disaggregated[rail,NOx,freight,LPG propane or butane tf] | NoSettings | 0 | 0 | 0 | 0 | 0 | 0 | 0 | 0 | 0 | 0 | 0 | 0 | 0 | 0 | 0 | 0 | 0 | 0 | 0 | 0 | 0 | 0 | 0 | 0 | 0 | 0 | 0 | 0 | 0 | 0 | 0
Transportation Pollutant Emissions Disaggregated[rail,NOx,freight,hydrogen tf] | NoSettings | 0 | 0 | 0 | 0 | 0 | 0 | 0 | 0 | 0 | 0 | 0 | 0 | 0 | 0 | 0 | 0 | 0 | 0 | 0 | 0 | 0 | 0 | 0 | 0 | 0 | 0 | 0 | 0 | 0 | 0 | 0
Transportation Pollutant Emissions Disaggregated[rail,PM10,passenger,electricity tf] | NoSettings | 0 | 0 | 0 | 0 | 0 | 0 | 0 | 0 | 0 | 0 | 0 | 0 | 0 | 0 | 0 | 0 | 0 | 0 | 0 | 0 | 0 | 0 | 0 | 0 | 0 | 0 | 0 | 0 | 0 | 0 | 0
Transportation Pollutant Emissions Disaggregated[rail,PM10,passenger,natural gas tf] | NoSettings | 0 | 0 | 0 | 0 | 0 | 0 | 0 | 0 | 0 | 0 | 0 | 0 | 0 | 0 | 0 | 0 | 0 | 0 | 0 | 0 | 0 | 0 | 0 | 0 | 0 | 0 | 0 | 0 | 0 | 0 | 0
Transportation Pollutant Emissions Disaggregated[rail,PM10,passenger,petroleum gasoline tf] | NoSettings | 0 | 0 | 0 | 0 | 0 | 0 | 0 | 0 | 0 | 0 | 0 | 0 | 0 | 0 | 0 | 0 | 0 | 0 | 0 | 0 | 0 | 0 | 0 | 0 | 0 | 0 | 0 | 0 | 0 | 0 | 0
Transportation Pollutant Emissions Disaggregated[rail,PM10,passenger,petroleum diesel tf] | NoSettings | 17367800 | 17077500 | 16726200 | 16426800 | 16120900 | 15827700 | 15504200 | 15219300 | 14934500 | 14647500 | 14360300 | 14072400 | 13787300 | 13506800 | 13231000 | 13032100 | 12836400 | 12642900 | 12469300 | 12297400 | 12127900 | 11959400 | 11798100 | 11643700 | 11547400 | 11455000 | 11365800 | 11284300 | 11207800 | 11138600 | 11061100
Transportation Pollutant Emissions Disaggregated[rail,PM10,passenger,biofuel gasoline tf] | NoSettings | 0 | 0 | 0 | 0 | 0 | 0 | 0 | 0 | 0 | 0 | 0 | 0 | 0 | 0 | 0 | 0 | 0 | 0 | 0 | 0 | 0 | 0 | 0 | 0 | 0 | 0 | 0 | 0 | 0 | 0 | 0
Transportation Pollutant Emissions Disaggregated[rail,PM10,passenger,biofuel diesel tf] | NoSettings | 0 | 0 | 0 | 0 | 0 | 0 | 0 | 0 | 0 | 0 | 0 | 0 | 0 | 0 | 0 | 0 | 0 | 0 | 0 | 0 | 0 | 0 | 0 | 0 | 0 | 0 | 0 | 0 | 0 | 0 | 0
Transportation Pollutant Emissions Disaggregated[rail,PM10,passenger,jet fuel tf] | NoSettings | 0 | 0 | 0 | 0 | 0 | 0 | 0 | 0 | 0 | 0 | 0 | 0 | 0 | 0 | 0 | 0 | 0 | 0 | 0 | 0 | 0 | 0 | 0 | 0 | 0 | 0 | 0 | 0 | 0 | 0 | 0
Transportation Pollutant Emissions Disaggregated[rail,PM10,passenger,heavy or residual fuel oil tf] | NoSettings | 0 | 0 | 0 | 0 | 0 | 0 | 0 | 0 | 0 | 0 | 0 | 0 | 0 | 0 | 0 | 0 | 0 | 0 | 0 | 0 | 0 | 0 | 0 | 0 | 0 | 0 | 0 | 0 | 0 | 0 | 0
Transportation Pollutant Emissions Disaggregated[rail,PM10,passenger,LPG propane or butane tf] | NoSettings | 0 | 0 | 0 | 0 | 0 | 0 | 0 | 0 | 0 | 0 | 0 | 0 | 0 | 0 | 0 | 0 | 0 | 0 | 0 | 0 | 0 | 0 | 0 | 0 | 0 | 0 | 0 | 0 | 0 | 0 | 0
Transportation Pollutant Emissions Disaggregated[rail,PM10,passenger,hydrogen tf] | NoSettings | 0 | 0 | 0 | 0 | 0 | 0 | 0 | 0 | 0 | 0 | 0 | 0 | 0 | 0 | 0 | 0 | 0 | 0 | 0 | 0 | 0 | 0 | 0 | 0 | 0 | 0 | 0 | 0 | 0 | 0 | 0
Transportation Pollutant Emissions Disaggregated[rail,PM10,freight,electricity tf] | NoSettings | 0 | 0 | 0 | 0 | 0 | 0 | 0 | 0 | 0 | 0 | 0 | 0 | 0 | 0 | 0 | 0 | 0 | 0 | 0 | 0 | 0 | 0 | 0 | 0 | 0 | 0 | 0 | 0 | 0 | 0 | 0
Transportation Pollutant Emissions Disaggregated[rail,PM10,freight,natural gas tf] | NoSettings | 0 | 0 | 0 | 0 | 0 | 0 | 0 | 0 | 0 | 0 | 0 | 0 | 0 | 0 | 0 | 0 | 0 | 0 | 0 | 0 | 0 | 0 | 0 | 0 | 0 | 0 | 0 | 0 | 0 | 0 | 0
Transportation Pollutant Emissions Disaggregated[rail,PM10,freight,petroleum gasoline tf] | NoSettings | 0 | 0 | 0 | 0 | 0 | 0 | 0 | 0 | 0 | 0 | 0 | 0 | 0 | 0 | 0 | 0 | 0 | 0 | 0 | 0 | 0 | 0 | 0 | 0 | 0 | 0 | 0 | 0 | 0 | 0 | 0
Transportation Pollutant Emissions Disaggregated[rail,PM10,freight,petroleum diesel tf] | NoSettings | 576719000 | 584765000 | 598677000 | 607207000 | 615611000 | 629451000 | 637561000 | 650918000 | 664300000 | 672152000 | 685279000 | 698424000 | 711660000 | 719588000 | 732999000 | 746592000 | 765733000 | 779700000 | 794211000 | 808930000 | 829280000 | 844502000 | 865178000 | 880819000 | 901911000 | 923208000 | 939405000 | 961048000 | 982780000 | 1009960000 | 1027020000
Transportation Pollutant Emissions Disaggregated[rail,PM10,freight,biofuel gasoline tf] | NoSettings | 0 | 0 | 0 | 0 | 0 | 0 | 0 | 0 | 0 | 0 | 0 | 0 | 0 | 0 | 0 | 0 | 0 | 0 | 0 | 0 | 0 | 0 | 0 | 0 | 0 | 0 | 0 | 0 | 0 | 0 | 0
Transportation Pollutant Emissions Disaggregated[rail,PM10,freight,biofuel diesel tf] | NoSettings | 0 | 0 | 0 | 0 | 0 | 0 | 0 | 0 | 0 | 0 | 0 | 0 | 0 | 0 | 0 | 0 | 0 | 0 | 0 | 0 | 0 | 0 | 0 | 0 | 0 | 0 | 0 | 0 | 0 | 0 | 0
Transportation Pollutant Emissions Disaggregated[rail,PM10,freight,jet fuel tf] | NoSettings | 0 | 0 | 0 | 0 | 0 | 0 | 0 | 0 | 0 | 0 | 0 | 0 | 0 | 0 | 0 | 0 | 0 | 0 | 0 | 0 | 0 | 0 | 0 | 0 | 0 | 0 | 0 | 0 | 0 | 0 | 0
Transportation Pollutant Emissions Disaggregated[rail,PM10,freight,heavy or residual fuel oil tf] | NoSettings | 0 | 0 | 0 | 0 | 0 | 0 | 0 | 0 | 0 | 0 | 0 | 0 | 0 | 0 | 0 | 0 | 0 | 0 | 0 | 0 | 0 | 0 | 0 | 0 | 0 | 0 | 0 | 0 | 0 | 0 | 0
Transportation Pollutant Emissions Disaggregated[rail,PM10,freight,LPG propane or butane tf] | NoSettings | 0 | 0 | 0 | 0 | 0 | 0 | 0 | 0 | 0 | 0 | 0 | 0 | 0 | 0 | 0 | 0 | 0 | 0 | 0 | 0 | 0 | 0 | 0 | 0 | 0 | 0 | 0 | 0 | 0 | 0 | 0
Transportation Pollutant Emissions Disaggregated[rail,PM10,freight,hydrogen tf] | NoSettings | 0 | 0 | 0 | 0 | 0 | 0 | 0 | 0 | 0 | 0 | 0 | 0 | 0 | 0 | 0 | 0 | 0 | 0 | 0 | 0 | 0 | 0 | 0 | 0 | 0 | 0 | 0 | 0 | 0 | 0 | 0
Transportation Pollutant Emissions Disaggregated[rail,PM25,passenger,electricity tf] | NoSettings | 0 | 0 | 0 | 0 | 0 | 0 | 0 | 0 | 0 | 0 | 0 | 0 | 0 | 0 | 0 | 0 | 0 | 0 | 0 | 0 | 0 | 0 | 0 | 0 | 0 | 0 | 0 | 0 | 0 | 0 | 0
Transportation Pollutant Emissions Disaggregated[rail,PM25,passenger,natural gas tf] | NoSettings | 0 | 0 | 0 | 0 | 0 | 0 | 0 | 0 | 0 | 0 | 0 | 0 | 0 | 0 | 0 | 0 | 0 | 0 | 0 | 0 | 0 | 0 | 0 | 0 | 0 | 0 | 0 | 0 | 0 | 0 | 0
Transportation Pollutant Emissions Disaggregated[rail,PM25,passenger,petroleum gasoline tf] | NoSettings | 0 | 0 | 0 | 0 | 0 | 0 | 0 | 0 | 0 | 0 | 0 | 0 | 0 | 0 | 0 | 0 | 0 | 0 | 0 | 0 | 0 | 0 | 0 | 0 | 0 | 0 | 0 | 0 | 0 | 0 | 0
Transportation Pollutant Emissions Disaggregated[rail,PM25,passenger,petroleum diesel tf] | NoSettings | 16846400 | 16564900 | 16224100 | 15933700 | 15637000 | 15352600 | 15038800 | 14762400 | 14486200 | 14207800 | 13929200 | 13649900 | 13373400 | 13101300 | 12833800 | 12640900 | 12451000 | 12263400 | 12094900 | 11928200 | 11763800 | 11600400 | 11443900 | 11294200 | 11200700 | 11111200 | 11024600 | 10945500 | 10871400 | 10804200 | 10729000
Transportation Pollutant Emissions Disaggregated[rail,PM25,passenger,biofuel gasoline tf] | NoSettings | 0 | 0 | 0 | 0 | 0 | 0 | 0 | 0 | 0 | 0 | 0 | 0 | 0 | 0 | 0 | 0 | 0 | 0 | 0 | 0 | 0 | 0 | 0 | 0 | 0 | 0 | 0 | 0 | 0 | 0 | 0
Transportation Pollutant Emissions Disaggregated[rail,PM25,passenger,biofuel diesel tf] | NoSettings | 0 | 0 | 0 | 0 | 0 | 0 | 0 | 0 | 0 | 0 | 0 | 0 | 0 | 0 | 0 | 0 | 0 | 0 | 0 | 0 | 0 | 0 | 0 | 0 | 0 | 0 | 0 | 0 | 0 | 0 | 0
Transportation Pollutant Emissions Disaggregated[rail,PM25,passenger,jet fuel tf] | NoSettings | 0 | 0 | 0 | 0 | 0 | 0 | 0 | 0 | 0 | 0 | 0 | 0 | 0 | 0 | 0 | 0 | 0 | 0 | 0 | 0 | 0 | 0 | 0 | 0 | 0 | 0 | 0 | 0 | 0 | 0 | 0
Transportation Pollutant Emissions Disaggregated[rail,PM25,passenger,heavy or residual fuel oil tf] | NoSettings | 0 | 0 | 0 | 0 | 0 | 0 | 0 | 0 | 0 | 0 | 0 | 0 | 0 | 0 | 0 | 0 | 0 | 0 | 0 | 0 | 0 | 0 | 0 | 0 | 0 | 0 | 0 | 0 | 0 | 0 | 0
Transportation Pollutant Emissions Disaggregated[rail,PM25,passenger,LPG propane or butane tf] | NoSettings | 0 | 0 | 0 | 0 | 0 | 0 | 0 | 0 | 0 | 0 | 0 | 0 | 0 | 0 | 0 | 0 | 0 | 0 | 0 | 0 | 0 | 0 | 0 | 0 | 0 | 0 | 0 | 0 | 0 | 0 | 0
Transportation Pollutant Emissions Disaggregated[rail,PM25,passenger,hydrogen tf] | NoSettings | 0 | 0 | 0 | 0 | 0 | 0 | 0 | 0 | 0 | 0 | 0 | 0 | 0 | 0 | 0 | 0 | 0 | 0 | 0 | 0 | 0 | 0 | 0 | 0 | 0 | 0 | 0 | 0 | 0 | 0 | 0
Transportation Pollutant Emissions Disaggregated[rail,PM25,freight,electricity tf] | NoSettings | 0 | 0 | 0 | 0 | 0 | 0 | 0 | 0 | 0 | 0 | 0 | 0 | 0 | 0 | 0 | 0 | 0 | 0 | 0 | 0 | 0 | 0 | 0 | 0 | 0 | 0 | 0 | 0 | 0 | 0 | 0
Transportation Pollutant Emissions Disaggregated[rail,PM25,freight,natural gas tf] | NoSettings | 0 | 0 | 0 | 0 | 0 | 0 | 0 | 0 | 0 | 0 | 0 | 0 | 0 | 0 | 0 | 0 | 0 | 0 | 0 | 0 | 0 | 0 | 0 | 0 | 0 | 0 | 0 | 0 | 0 | 0 | 0
Transportation Pollutant Emissions Disaggregated[rail,PM25,freight,petroleum gasoline tf] | NoSettings | 0 | 0 | 0 | 0 | 0 | 0 | 0 | 0 | 0 | 0 | 0 | 0 | 0 | 0 | 0 | 0 | 0 | 0 | 0 | 0 | 0 | 0 | 0 | 0 | 0 | 0 | 0 | 0 | 0 | 0 | 0
Transportation Pollutant Emissions Disaggregated[rail,PM25,freight,petroleum diesel tf] | NoSettings | 559405000 | 567210000 | 580704000 | 588978000 | 597130000 | 610555000 | 618422000 | 631377000 | 644357000 | 651974000 | 664707000 | 677457000 | 690295000 | 697986000 | 710994000 | 724179000 | 742746000 | 756293000 | 770369000 | 784645000 | 804385000 | 819150000 | 839205000 | 854377000 | 874835000 | 895493000 | 911204000 | 932197000 | 953277000 | 979643000 | 996186000
Transportation Pollutant Emissions Disaggregated[rail,PM25,freight,biofuel gasoline tf] | NoSettings | 0 | 0 | 0 | 0 | 0 | 0 | 0 | 0 | 0 | 0 | 0 | 0 | 0 | 0 | 0 | 0 | 0 | 0 | 0 | 0 | 0 | 0 | 0 | 0 | 0 | 0 | 0 | 0 | 0 | 0 | 0
Transportation Pollutant Emissions Disaggregated[rail,PM25,freight,biofuel diesel tf] | NoSettings | 0 | 0 | 0 | 0 | 0 | 0 | 0 | 0 | 0 | 0 | 0 | 0 | 0 | 0 | 0 | 0 | 0 | 0 | 0 | 0 | 0 | 0 | 0 | 0 | 0 | 0 | 0 | 0 | 0 | 0 | 0
Transportation Pollutant Emissions Disaggregated[rail,PM25,freight,jet fuel tf] | NoSettings | 0 | 0 | 0 | 0 | 0 | 0 | 0 | 0 | 0 | 0 | 0 | 0 | 0 | 0 | 0 | 0 | 0 | 0 | 0 | 0 | 0 | 0 | 0 | 0 | 0 | 0 | 0 | 0 | 0 | 0 | 0
Transportation Pollutant Emissions Disaggregated[rail,PM25,freight,heavy or residual fuel oil tf] | NoSettings | 0 | 0 | 0 | 0 | 0 | 0 | 0 | 0 | 0 | 0 | 0 | 0 | 0 | 0 | 0 | 0 | 0 | 0 | 0 | 0 | 0 | 0 | 0 | 0 | 0 | 0 | 0 | 0 | 0 | 0 | 0
Transportation Pollutant Emissions Disaggregated[rail,PM25,freight,LPG propane or butane tf] | NoSettings | 0 | 0 | 0 | 0 | 0 | 0 | 0 | 0 | 0 | 0 | 0 | 0 | 0 | 0 | 0 | 0 | 0 | 0 | 0 | 0 | 0 | 0 | 0 | 0 | 0 | 0 | 0 | 0 | 0 | 0 | 0
Transportation Pollutant Emissions Disaggregated[rail,PM25,freight,hydrogen tf] | NoSettings | 0 | 0 | 0 | 0 | 0 | 0 | 0 | 0 | 0 | 0 | 0 | 0 | 0 | 0 | 0 | 0 | 0 | 0 | 0 | 0 | 0 | 0 | 0 | 0 | 0 | 0 | 0 | 0 | 0 | 0 | 0
Transportation Pollutant Emissions Disaggregated[rail,SOx,passenger,electricity tf] | NoSettings | 0 | 0 | 0 | 0 | 0 | 0 | 0 | 0 | 0 | 0 | 0 | 0 | 0 | 0 | 0 | 0 | 0 | 0 | 0 | 0 | 0 | 0 | 0 | 0 | 0 | 0 | 0 | 0 | 0 | 0 | 0
Transportation Pollutant Emissions Disaggregated[rail,SOx,passenger,natural gas tf] | NoSettings | 0 | 0 | 0 | 0 | 0 | 0 | 0 | 0 | 0 | 0 | 0 | 0 | 0 | 0 | 0 | 0 | 0 | 0 | 0 | 0 | 0 | 0 | 0 | 0 | 0 | 0 | 0 | 0 | 0 | 0 | 0
Transportation Pollutant Emissions Disaggregated[rail,SOx,passenger,petroleum gasoline tf] | NoSettings | 0 | 0 | 0 | 0 | 0 | 0 | 0 | 0 | 0 | 0 | 0 | 0 | 0 | 0 | 0 | 0 | 0 | 0 | 0 | 0 | 0 | 0 | 0 | 0 | 0 | 0 | 0 | 0 | 0 | 0 | 0
Transportation Pollutant Emissions Disaggregated[rail,SOx,passenger,petroleum diesel tf] | NoSettings | 324746 | 319318 | 312749 | 307151 | 301431 | 295949 | 289900 | 284573 | 279248 | 273881 | 268511 | 263127 | 257796 | 252551 | 247395 | 243676 | 240016 | 236399 | 233152 | 229938 | 226769 | 223619 | 220603 | 217716 | 215914 | 214188 | 212519 | 210995 | 209566 | 208271 | 206821
Transportation Pollutant Emissions Disaggregated[rail,SOx,passenger,biofuel gasoline tf] | NoSettings | 0 | 0 | 0 | 0 | 0 | 0 | 0 | 0 | 0 | 0 | 0 | 0 | 0 | 0 | 0 | 0 | 0 | 0 | 0 | 0 | 0 | 0 | 0 | 0 | 0 | 0 | 0 | 0 | 0 | 0 | 0
Transportation Pollutant Emissions Disaggregated[rail,SOx,passenger,biofuel diesel tf] | NoSettings | 0 | 0 | 0 | 0 | 0 | 0 | 0 | 0 | 0 | 0 | 0 | 0 | 0 | 0 | 0 | 0 | 0 | 0 | 0 | 0 | 0 | 0 | 0 | 0 | 0 | 0 | 0 | 0 | 0 | 0 | 0
Transportation Pollutant Emissions Disaggregated[rail,SOx,passenger,jet fuel tf] | NoSettings | 0 | 0 | 0 | 0 | 0 | 0 | 0 | 0 | 0 | 0 | 0 | 0 | 0 | 0 | 0 | 0 | 0 | 0 | 0 | 0 | 0 | 0 | 0 | 0 | 0 | 0 | 0 | 0 | 0 | 0 | 0
Transportation Pollutant Emissions Disaggregated[rail,SOx,passenger,heavy or residual fuel oil tf] | NoSettings | 0 | 0 | 0 | 0 | 0 | 0 | 0 | 0 | 0 | 0 | 0 | 0 | 0 | 0 | 0 | 0 | 0 | 0 | 0 | 0 | 0 | 0 | 0 | 0 | 0 | 0 | 0 | 0 | 0 | 0 | 0
Transportation Pollutant Emissions Disaggregated[rail,SOx,passenger,LPG propane or butane tf] | NoSettings | 0 | 0 | 0 | 0 | 0 | 0 | 0 | 0 | 0 | 0 | 0 | 0 | 0 | 0 | 0 | 0 | 0 | 0 | 0 | 0 | 0 | 0 | 0 | 0 | 0 | 0 | 0 | 0 | 0 | 0 | 0
Transportation Pollutant Emissions Disaggregated[rail,SOx,passenger,hydrogen tf] | NoSettings | 0 | 0 | 0 | 0 | 0 | 0 | 0 | 0 | 0 | 0 | 0 | 0 | 0 | 0 | 0 | 0 | 0 | 0 | 0 | 0 | 0 | 0 | 0 | 0 | 0 | 0 | 0 | 0 | 0 | 0 | 0
Transportation Pollutant Emissions Disaggregated[rail,SOx,freight,electricity tf] | NoSettings | 0 | 0 | 0 | 0 | 0 | 0 | 0 | 0 | 0 | 0 | 0 | 0 | 0 | 0 | 0 | 0 | 0 | 0 | 0 | 0 | 0 | 0 | 0 | 0 | 0 | 0 | 0 | 0 | 0 | 0 | 0
Transportation Pollutant Emissions Disaggregated[rail,SOx,freight,natural gas tf] | NoSettings | 0 | 0 | 0 | 0 | 0 | 0 | 0 | 0 | 0 | 0 | 0 | 0 | 0 | 0 | 0 | 0 | 0 | 0 | 0 | 0 | 0 | 0 | 0 | 0 | 0 | 0 | 0 | 0 | 0 | 0 | 0
Transportation Pollutant Emissions Disaggregated[rail,SOx,freight,petroleum gasoline tf] | NoSettings | 0 | 0 | 0 | 0 | 0 | 0 | 0 | 0 | 0 | 0 | 0 | 0 | 0 | 0 | 0 | 0 | 0 | 0 | 0 | 0 | 0 | 0 | 0 | 0 | 0 | 0 | 0 | 0 | 0 | 0 | 0
Transportation Pollutant Emissions Disaggregated[rail,SOx,freight,petroleum diesel tf] | NoSettings | 10783600 | 10934000 | 11194100 | 11353600 | 11510800 | 11769600 | 11921200 | 12170900 | 12421200 | 12568000 | 12813500 | 13059200 | 13306700 | 13455000 | 13705700 | 13959900 | 14317800 | 14578900 | 14850300 | 15125500 | 15506000 | 15790600 | 16177200 | 16469700 | 16864000 | 17262300 | 17565100 | 17969800 | 18376200 | 18884400 | 19203300
Transportation Pollutant Emissions Disaggregated[rail,SOx,freight,biofuel gasoline tf] | NoSettings | 0 | 0 | 0 | 0 | 0 | 0 | 0 | 0 | 0 | 0 | 0 | 0 | 0 | 0 | 0 | 0 | 0 | 0 | 0 | 0 | 0 | 0 | 0 | 0 | 0 | 0 | 0 | 0 | 0 | 0 | 0
Transportation Pollutant Emissions Disaggregated[rail,SOx,freight,biofuel diesel tf] | NoSettings | 0 | 0 | 0 | 0 | 0 | 0 | 0 | 0 | 0 | 0 | 0 | 0 | 0 | 0 | 0 | 0 | 0 | 0 | 0 | 0 | 0 | 0 | 0 | 0 | 0 | 0 | 0 | 0 | 0 | 0 | 0
Transportation Pollutant Emissions Disaggregated[rail,SOx,freight,jet fuel tf] | NoSettings | 0 | 0 | 0 | 0 | 0 | 0 | 0 | 0 | 0 | 0 | 0 | 0 | 0 | 0 | 0 | 0 | 0 | 0 | 0 | 0 | 0 | 0 | 0 | 0 | 0 | 0 | 0 | 0 | 0 | 0 | 0
Transportation Pollutant Emissions Disaggregated[rail,SOx,freight,heavy or residual fuel oil tf] | NoSettings | 0 | 0 | 0 | 0 | 0 | 0 | 0 | 0 | 0 | 0 | 0 | 0 | 0 | 0 | 0 | 0 | 0 | 0 | 0 | 0 | 0 | 0 | 0 | 0 | 0 | 0 | 0 | 0 | 0 | 0 | 0
Transportation Pollutant Emissions Disaggregated[rail,SOx,freight,LPG propane or butane tf] | NoSettings | 0 | 0 | 0 | 0 | 0 | 0 | 0 | 0 | 0 | 0 | 0 | 0 | 0 | 0 | 0 | 0 | 0 | 0 | 0 | 0 | 0 | 0 | 0 | 0 | 0 | 0 | 0 | 0 | 0 | 0 | 0
Transportation Pollutant Emissions Disaggregated[rail,SOx,freight,hydrogen tf] | NoSettings | 0 | 0 | 0 | 0 | 0 | 0 | 0 | 0 | 0 | 0 | 0 | 0 | 0 | 0 | 0 | 0 | 0 | 0 | 0 | 0 | 0 | 0 | 0 | 0 | 0 | 0 | 0 | 0 | 0 | 0 | 0
Transportation Pollutant Emissions Disaggregated[rail,BC,passenger,electricity tf] | NoSettings | 0 | 0 | 0 | 0 | 0 | 0 | 0 | 0 | 0 | 0 | 0 | 0 | 0 | 0 | 0 | 0 | 0 | 0 | 0 | 0 | 0 | 0 | 0 | 0 | 0 | 0 | 0 | 0 | 0 | 0 | 0
Transportation Pollutant Emissions Disaggregated[rail,BC,passenger,natural gas tf] | NoSettings | 0 | 0 | 0 | 0 | 0 | 0 | 0 | 0 | 0 | 0 | 0 | 0 | 0 | 0 | 0 | 0 | 0 | 0 | 0 | 0 | 0 | 0 | 0 | 0 | 0 | 0 | 0 | 0 | 0 | 0 | 0
Transportation Pollutant Emissions Disaggregated[rail,BC,passenger,petroleum gasoline tf] | NoSettings | 0 | 0 | 0 | 0 | 0 | 0 | 0 | 0 | 0 | 0 | 0 | 0 | 0 | 0 | 0 | 0 | 0 | 0 | 0 | 0 | 0 | 0 | 0 | 0 | 0 | 0 | 0 | 0 | 0 | 0 | 0
Transportation Pollutant Emissions Disaggregated[rail,BC,passenger,petroleum diesel tf] | NoSettings | 1414920 | 1391270 | 1362650 | 1338260 | 1313340 | 1289450 | 1263090 | 1239880 | 1216680 | 1193300 | 1169900 | 1146450 | 1123220 | 1100370 | 1077900 | 1061700 | 1045750 | 1029990 | 1015840 | 1001840 | 988033 | 974308 | 961166 | 948587 | 940738 | 933217 | 925947 | 919306 | 913078 | 907438 | 901121
Transportation Pollutant Emissions Disaggregated[rail,BC,passenger,biofuel gasoline tf] | NoSettings | 0 | 0 | 0 | 0 | 0 | 0 | 0 | 0 | 0 | 0 | 0 | 0 | 0 | 0 | 0 | 0 | 0 | 0 | 0 | 0 | 0 | 0 | 0 | 0 | 0 | 0 | 0 | 0 | 0 | 0 | 0
Transportation Pollutant Emissions Disaggregated[rail,BC,passenger,biofuel diesel tf] | NoSettings | 0 | 0 | 0 | 0 | 0 | 0 | 0 | 0 | 0 | 0 | 0 | 0 | 0 | 0 | 0 | 0 | 0 | 0 | 0 | 0 | 0 | 0 | 0 | 0 | 0 | 0 | 0 | 0 | 0 | 0 | 0
Transportation Pollutant Emissions Disaggregated[rail,BC,passenger,jet fuel tf] | NoSettings | 0 | 0 | 0 | 0 | 0 | 0 | 0 | 0 | 0 | 0 | 0 | 0 | 0 | 0 | 0 | 0 | 0 | 0 | 0 | 0 | 0 | 0 | 0 | 0 | 0 | 0 | 0 | 0 | 0 | 0 | 0
Transportation Pollutant Emissions Disaggregated[rail,BC,passenger,heavy or residual fuel oil tf] | NoSettings | 0 | 0 | 0 | 0 | 0 | 0 | 0 | 0 | 0 | 0 | 0 | 0 | 0 | 0 | 0 | 0 | 0 | 0 | 0 | 0 | 0 | 0 | 0 | 0 | 0 | 0 | 0 | 0 | 0 | 0 | 0
Transportation Pollutant Emissions Disaggregated[rail,BC,passenger,LPG propane or butane tf] | NoSettings | 0 | 0 | 0 | 0 | 0 | 0 | 0 | 0 | 0 | 0 | 0 | 0 | 0 | 0 | 0 | 0 | 0 | 0 | 0 | 0 | 0 | 0 | 0 | 0 | 0 | 0 | 0 | 0 | 0 | 0 | 0
Transportation Pollutant Emissions Disaggregated[rail,BC,passenger,hydrogen tf] | NoSettings | 0 | 0 | 0 | 0 | 0 | 0 | 0 | 0 | 0 | 0 | 0 | 0 | 0 | 0 | 0 | 0 | 0 | 0 | 0 | 0 | 0 | 0 | 0 | 0 | 0 | 0 | 0 | 0 | 0 | 0 | 0
Transportation Pollutant Emissions Disaggregated[rail,BC,freight,electricity tf] | NoSettings | 0 | 0 | 0 | 0 | 0 | 0 | 0 | 0 | 0 | 0 | 0 | 0 | 0 | 0 | 0 | 0 | 0 | 0 | 0 | 0 | 0 | 0 | 0 | 0 | 0 | 0 | 0 | 0 | 0 | 0 | 0
Transportation Pollutant Emissions Disaggregated[rail,BC,freight,natural gas tf] | NoSettings | 0 | 0 | 0 | 0 | 0 | 0 | 0 | 0 | 0 | 0 | 0 | 0 | 0 | 0 | 0 | 0 | 0 | 0 | 0 | 0 | 0 | 0 | 0 | 0 | 0 | 0 | 0 | 0 | 0 | 0 | 0
Transportation Pollutant Emissions Disaggregated[rail,BC,freight,petroleum gasoline tf] | NoSettings | 0 | 0 | 0 | 0 | 0 | 0 | 0 | 0 | 0 | 0 | 0 | 0 | 0 | 0 | 0 | 0 | 0 | 0 | 0 | 0 | 0 | 0 | 0 | 0 | 0 | 0 | 0 | 0 | 0 | 0 | 0
Transportation Pollutant Emissions Disaggregated[rail,BC,freight,petroleum diesel tf] | NoSettings | 46984000 | 47639600 | 48772900 | 49467800 | 50152500 | 51280000 | 51940700 | 53028800 | 54119000 | 54758800 | 55828200 | 56899100 | 57977400 | 58623300 | 59715900 | 60823200 | 62382600 | 63520500 | 64702700 | 65901700 | 67559600 | 68799700 | 70484200 | 71758400 | 73476700 | 75211800 | 76531300 | 78294500 | 80065000 | 82279400 | 83668900
Transportation Pollutant Emissions Disaggregated[rail,BC,freight,biofuel gasoline tf] | NoSettings | 0 | 0 | 0 | 0 | 0 | 0 | 0 | 0 | 0 | 0 | 0 | 0 | 0 | 0 | 0 | 0 | 0 | 0 | 0 | 0 | 0 | 0 | 0 | 0 | 0 | 0 | 0 | 0 | 0 | 0 | 0
Transportation Pollutant Emissions Disaggregated[rail,BC,freight,biofuel diesel tf] | NoSettings | 0 | 0 | 0 | 0 | 0 | 0 | 0 | 0 | 0 | 0 | 0 | 0 | 0 | 0 | 0 | 0 | 0 | 0 | 0 | 0 | 0 | 0 | 0 | 0 | 0 | 0 | 0 | 0 | 0 | 0 | 0
Transportation Pollutant Emissions Disaggregated[rail,BC,freight,jet fuel tf] | NoSettings | 0 | 0 | 0 | 0 | 0 | 0 | 0 | 0 | 0 | 0 | 0 | 0 | 0 | 0 | 0 | 0 | 0 | 0 | 0 | 0 | 0 | 0 | 0 | 0 | 0 | 0 | 0 | 0 | 0 | 0 | 0
Transportation Pollutant Emissions Disaggregated[rail,BC,freight,heavy or residual fuel oil tf] | NoSettings | 0 | 0 | 0 | 0 | 0 | 0 | 0 | 0 | 0 | 0 | 0 | 0 | 0 | 0 | 0 | 0 | 0 | 0 | 0 | 0 | 0 | 0 | 0 | 0 | 0 | 0 | 0 | 0 | 0 | 0 | 0
Transportation Pollutant Emissions Disaggregated[rail,BC,freight,LPG propane or butane tf] | NoSettings | 0 | 0 | 0 | 0 | 0 | 0 | 0 | 0 | 0 | 0 | 0 | 0 | 0 | 0 | 0 | 0 | 0 | 0 | 0 | 0 | 0 | 0 | 0 | 0 | 0 | 0 | 0 | 0 | 0 | 0 | 0
Transportation Pollutant Emissions Disaggregated[rail,BC,freight,hydrogen tf] | NoSettings | 0 | 0 | 0 | 0 | 0 | 0 | 0 | 0 | 0 | 0 | 0 | 0 | 0 | 0 | 0 | 0 | 0 | 0 | 0 | 0 | 0 | 0 | 0 | 0 | 0 | 0 | 0 | 0 | 0 | 0 | 0
Transportation Pollutant Emissions Disaggregated[rail,OC,passenger,electricity tf] | NoSettings | 0 | 0 | 0 | 0 | 0 | 0 | 0 | 0 | 0 | 0 | 0 | 0 | 0 | 0 | 0 | 0 | 0 | 0 | 0 | 0 | 0 | 0 | 0 | 0 | 0 | 0 | 0 | 0 | 0 | 0 | 0
Transportation Pollutant Emissions Disaggregated[rail,OC,passenger,natural gas tf] | NoSettings | 0 | 0 | 0 | 0 | 0 | 0 | 0 | 0 | 0 | 0 | 0 | 0 | 0 | 0 | 0 | 0 | 0 | 0 | 0 | 0 | 0 | 0 | 0 | 0 | 0 | 0 | 0 | 0 | 0 | 0 | 0
Transportation Pollutant Emissions Disaggregated[rail,OC,passenger,petroleum gasoline tf] | NoSettings | 0 | 0 | 0 | 0 | 0 | 0 | 0 | 0 | 0 | 0 | 0 | 0 | 0 | 0 | 0 | 0 | 0 | 0 | 0 | 0 | 0 | 0 | 0 | 0 | 0 | 0 | 0 | 0 | 0 | 0 | 0
Transportation Pollutant Emissions Disaggregated[rail,OC,passenger,petroleum diesel tf] | NoSettings | 14926100 | 14676700 | 14374700 | 14117400 | 13854500 | 13602600 | 13324500 | 13079700 | 12834900 | 12588200 | 12341400 | 12094000 | 11849000 | 11607900 | 11370900 | 11200000 | 11031700 | 10865500 | 10716300 | 10568500 | 10422900 | 10278100 | 10139500 | 10006800 | 9923960 | 9844620 | 9767930 | 9697870 | 9632170 | 9572670 | 9506030
Transportation Pollutant Emissions Disaggregated[rail,OC,passenger,biofuel gasoline tf] | NoSettings | 0 | 0 | 0 | 0 | 0 | 0 | 0 | 0 | 0 | 0 | 0 | 0 | 0 | 0 | 0 | 0 | 0 | 0 | 0 | 0 | 0 | 0 | 0 | 0 | 0 | 0 | 0 | 0 | 0 | 0 | 0
Transportation Pollutant Emissions Disaggregated[rail,OC,passenger,biofuel diesel tf] | NoSettings | 0 | 0 | 0 | 0 | 0 | 0 | 0 | 0 | 0 | 0 | 0 | 0 | 0 | 0 | 0 | 0 | 0 | 0 | 0 | 0 | 0 | 0 | 0 | 0 | 0 | 0 | 0 | 0 | 0 | 0 | 0
Transportation Pollutant Emissions Disaggregated[rail,OC,passenger,jet fuel tf] | NoSettings | 0 | 0 | 0 | 0 | 0 | 0 | 0 | 0 | 0 | 0 | 0 | 0 | 0 | 0 | 0 | 0 | 0 | 0 | 0 | 0 | 0 | 0 | 0 | 0 | 0 | 0 | 0 | 0 | 0 | 0 | 0
Transportation Pollutant Emissions Disaggregated[rail,OC,passenger,heavy or residual fuel oil tf] | NoSettings | 0 | 0 | 0 | 0 | 0 | 0 | 0 | 0 | 0 | 0 | 0 | 0 | 0 | 0 | 0 | 0 | 0 | 0 | 0 | 0 | 0 | 0 | 0 | 0 | 0 | 0 | 0 | 0 | 0 | 0 | 0
Transportation Pollutant Emissions Disaggregated[rail,OC,passenger,LPG propane or butane tf] | NoSettings | 0 | 0 | 0 | 0 | 0 | 0 | 0 | 0 | 0 | 0 | 0 | 0 | 0 | 0 | 0 | 0 | 0 | 0 | 0 | 0 | 0 | 0 | 0 | 0 | 0 | 0 | 0 | 0 | 0 | 0 | 0
Transportation Pollutant Emissions Disaggregated[rail,OC,passenger,hydrogen tf] | NoSettings | 0 | 0 | 0 | 0 | 0 | 0 | 0 | 0 | 0 | 0 | 0 | 0 | 0 | 0 | 0 | 0 | 0 | 0 | 0 | 0 | 0 | 0 | 0 | 0 | 0 | 0 | 0 | 0 | 0 | 0 | 0
Transportation Pollutant Emissions Disaggregated[rail,OC,freight,electricity tf] | NoSettings | 0 | 0 | 0 | 0 | 0 | 0 | 0 | 0 | 0 | 0 | 0 | 0 | 0 | 0 | 0 | 0 | 0 | 0 | 0 | 0 | 0 | 0 | 0 | 0 | 0 | 0 | 0 | 0 | 0 | 0 | 0
Transportation Pollutant Emissions Disaggregated[rail,OC,freight,natural gas tf] | NoSettings | 0 | 0 | 0 | 0 | 0 | 0 | 0 | 0 | 0 | 0 | 0 | 0 | 0 | 0 | 0 | 0 | 0 | 0 | 0 | 0 | 0 | 0 | 0 | 0 | 0 | 0 | 0 | 0 | 0 | 0 | 0
Transportation Pollutant Emissions Disaggregated[rail,OC,freight,petroleum gasoline tf] | NoSettings | 0 | 0 | 0 | 0 | 0 | 0 | 0 | 0 | 0 | 0 | 0 | 0 | 0 | 0 | 0 | 0 | 0 | 0 | 0 | 0 | 0 | 0 | 0 | 0 | 0 | 0 | 0 | 0 | 0 | 0 | 0
Transportation Pollutant Emissions Disaggregated[rail,OC,freight,petroleum diesel tf] | NoSettings | 495640000 | 502555000 | 514511000 | 521842000 | 529065000 | 540959000 | 547929000 | 559407000 | 570908000 | 577657000 | 588939000 | 600235000 | 611610000 | 618424000 | 629950000 | 641632000 | 658082000 | 670085000 | 682556000 | 695205000 | 712694000 | 725776000 | 743546000 | 756988000 | 775114000 | 793418000 | 807338000 | 825938000 | 844615000 | 867975000 | 882633000
Transportation Pollutant Emissions Disaggregated[rail,OC,freight,biofuel gasoline tf] | NoSettings | 0 | 0 | 0 | 0 | 0 | 0 | 0 | 0 | 0 | 0 | 0 | 0 | 0 | 0 | 0 | 0 | 0 | 0 | 0 | 0 | 0 | 0 | 0 | 0 | 0 | 0 | 0 | 0 | 0 | 0 | 0
Transportation Pollutant Emissions Disaggregated[rail,OC,freight,biofuel diesel tf] | NoSettings | 0 | 0 | 0 | 0 | 0 | 0 | 0 | 0 | 0 | 0 | 0 | 0 | 0 | 0 | 0 | 0 | 0 | 0 | 0 | 0 | 0 | 0 | 0 | 0 | 0 | 0 | 0 | 0 | 0 | 0 | 0
Transportation Pollutant Emissions Disaggregated[rail,OC,freight,jet fuel tf] | NoSettings | 0 | 0 | 0 | 0 | 0 | 0 | 0 | 0 | 0 | 0 | 0 | 0 | 0 | 0 | 0 | 0 | 0 | 0 | 0 | 0 | 0 | 0 | 0 | 0 | 0 | 0 | 0 | 0 | 0 | 0 | 0
Transportation Pollutant Emissions Disaggregated[rail,OC,freight,heavy or residual fuel oil tf] | NoSettings | 0 | 0 | 0 | 0 | 0 | 0 | 0 | 0 | 0 | 0 | 0 | 0 | 0 | 0 | 0 | 0 | 0 | 0 | 0 | 0 | 0 | 0 | 0 | 0 | 0 | 0 | 0 | 0 | 0 | 0 | 0
Transportation Pollutant Emissions Disaggregated[rail,OC,freight,LPG propane or butane tf] | NoSettings | 0 | 0 | 0 | 0 | 0 | 0 | 0 | 0 | 0 | 0 | 0 | 0 | 0 | 0 | 0 | 0 | 0 | 0 | 0 | 0 | 0 | 0 | 0 | 0 | 0 | 0 | 0 | 0 | 0 | 0 | 0
Transportation Pollutant Emissions Disaggregated[rail,OC,freight,hydrogen tf] | NoSettings | 0 | 0 | 0 | 0 | 0 | 0 | 0 | 0 | 0 | 0 | 0 | 0 | 0 | 0 | 0 | 0 | 0 | 0 | 0 | 0 | 0 | 0 | 0 | 0 | 0 | 0 | 0 | 0 | 0 | 0 | 0
Transportation Pollutant Emissions Disaggregated[rail,CH4,passenger,electricity tf] | NoSettings | 0 | 0 | 0 | 0 | 0 | 0 | 0 | 0 | 0 | 0 | 0 | 0 | 0 | 0 | 0 | 0 | 0 | 0 | 0 | 0 | 0 | 0 | 0 | 0 | 0 | 0 | 0 | 0 | 0 | 0 | 0
Transportation Pollutant Emissions Disaggregated[rail,CH4,passenger,natural gas tf] | NoSettings | 0 | 0 | 0 | 0 | 0 | 0 | 0 | 0 | 0 | 0 | 0 | 0 | 0 | 0 | 0 | 0 | 0 | 0 | 0 | 0 | 0 | 0 | 0 | 0 | 0 | 0 | 0 | 0 | 0 | 0 | 0
Transportation Pollutant Emissions Disaggregated[rail,CH4,passenger,petroleum gasoline tf] | NoSettings | 0 | 0 | 0 | 0 | 0 | 0 | 0 | 0 | 0 | 0 | 0 | 0 | 0 | 0 | 0 | 0 | 0 | 0 | 0 | 0 | 0 | 0 | 0 | 0 | 0 | 0 | 0 | 0 | 0 | 0 | 0
Transportation Pollutant Emissions Disaggregated[rail,CH4,passenger,petroleum diesel tf] | NoSettings | 1921570 | 1889460 | 1850590 | 1817460 | 1783610 | 1751180 | 1715380 | 1683860 | 1652350 | 1620600 | 1588820 | 1556970 | 1525420 | 1494390 | 1463880 | 1441870 | 1420210 | 1398810 | 1379600 | 1360580 | 1341830 | 1323190 | 1305340 | 1288260 | 1277600 | 1267380 | 1257510 | 1248490 | 1240030 | 1232370 | 1223800
Transportation Pollutant Emissions Disaggregated[rail,CH4,passenger,biofuel gasoline tf] | NoSettings | 0 | 0 | 0 | 0 | 0 | 0 | 0 | 0 | 0 | 0 | 0 | 0 | 0 | 0 | 0 | 0 | 0 | 0 | 0 | 0 | 0 | 0 | 0 | 0 | 0 | 0 | 0 | 0 | 0 | 0 | 0
Transportation Pollutant Emissions Disaggregated[rail,CH4,passenger,biofuel diesel tf] | NoSettings | 0 | 0 | 0 | 0 | 0 | 0 | 0 | 0 | 0 | 0 | 0 | 0 | 0 | 0 | 0 | 0 | 0 | 0 | 0 | 0 | 0 | 0 | 0 | 0 | 0 | 0 | 0 | 0 | 0 | 0 | 0
Transportation Pollutant Emissions Disaggregated[rail,CH4,passenger,jet fuel tf] | NoSettings | 0 | 0 | 0 | 0 | 0 | 0 | 0 | 0 | 0 | 0 | 0 | 0 | 0 | 0 | 0 | 0 | 0 | 0 | 0 | 0 | 0 | 0 | 0 | 0 | 0 | 0 | 0 | 0 | 0 | 0 | 0
Transportation Pollutant Emissions Disaggregated[rail,CH4,passenger,heavy or residual fuel oil tf] | NoSettings | 0 | 0 | 0 | 0 | 0 | 0 | 0 | 0 | 0 | 0 | 0 | 0 | 0 | 0 | 0 | 0 | 0 | 0 | 0 | 0 | 0 | 0 | 0 | 0 | 0 | 0 | 0 | 0 | 0 | 0 | 0
Transportation Pollutant Emissions Disaggregated[rail,CH4,passenger,LPG propane or butane tf] | NoSettings | 0 | 0 | 0 | 0 | 0 | 0 | 0 | 0 | 0 | 0 | 0 | 0 | 0 | 0 | 0 | 0 | 0 | 0 | 0 | 0 | 0 | 0 | 0 | 0 | 0 | 0 | 0 | 0 | 0 | 0 | 0
Transportation Pollutant Emissions Disaggregated[rail,CH4,passenger,hydrogen tf] | NoSettings | 0 | 0 | 0 | 0 | 0 | 0 | 0 | 0 | 0 | 0 | 0 | 0 | 0 | 0 | 0 | 0 | 0 | 0 | 0 | 0 | 0 | 0 | 0 | 0 | 0 | 0 | 0 | 0 | 0 | 0 | 0
Transportation Pollutant Emissions Disaggregated[rail,CH4,freight,electricity tf] | NoSettings | 0 | 0 | 0 | 0 | 0 | 0 | 0 | 0 | 0 | 0 | 0 | 0 | 0 | 0 | 0 | 0 | 0 | 0 | 0 | 0 | 0 | 0 | 0 | 0 | 0 | 0 | 0 | 0 | 0 | 0 | 0
Transportation Pollutant Emissions Disaggregated[rail,CH4,freight,natural gas tf] | NoSettings | 0 | 0 | 0 | 0 | 0 | 0 | 0 | 0 | 0 | 0 | 0 | 0 | 0 | 0 | 0 | 0 | 0 | 0 | 0 | 0 | 0 | 0 | 0 | 0 | 0 | 0 | 0 | 0 | 0 | 0 | 0
Transportation Pollutant Emissions Disaggregated[rail,CH4,freight,petroleum gasoline tf] | NoSettings | 0 | 0 | 0 | 0 | 0 | 0 | 0 | 0 | 0 | 0 | 0 | 0 | 0 | 0 | 0 | 0 | 0 | 0 | 0 | 0 | 0 | 0 | 0 | 0 | 0 | 0 | 0 | 0 | 0 | 0 | 0
Transportation Pollutant Emissions Disaggregated[rail,CH4,freight,petroleum diesel tf] | NoSettings | 63808100 | 64698400 | 66237500 | 67181300 | 68111100 | 69642400 | 70539700 | 72017400 | 73498000 | 74366800 | 75819200 | 77273600 | 78737900 | 79615100 | 81098900 | 82602900 | 84720700 | 86265900 | 87871400 | 89499900 | 91751400 | 93435600 | 95723200 | 97453700 | 99787300 | 102144000 | 103936000 | 106330000 | 108735000 | 111742000 | 113629000
Transportation Pollutant Emissions Disaggregated[rail,CH4,freight,biofuel gasoline tf] | NoSettings | 0 | 0 | 0 | 0 | 0 | 0 | 0 | 0 | 0 | 0 | 0 | 0 | 0 | 0 | 0 | 0 | 0 | 0 | 0 | 0 | 0 | 0 | 0 | 0 | 0 | 0 | 0 | 0 | 0 | 0 | 0
Transportation Pollutant Emissions Disaggregated[rail,CH4,freight,biofuel diesel tf] | NoSettings | 0 | 0 | 0 | 0 | 0 | 0 | 0 | 0 | 0 | 0 | 0 | 0 | 0 | 0 | 0 | 0 | 0 | 0 | 0 | 0 | 0 | 0 | 0 | 0 | 0 | 0 | 0 | 0 | 0 | 0 | 0
Transportation Pollutant Emissions Disaggregated[rail,CH4,freight,jet fuel tf] | NoSettings | 0 | 0 | 0 | 0 | 0 | 0 | 0 | 0 | 0 | 0 | 0 | 0 | 0 | 0 | 0 | 0 | 0 | 0 | 0 | 0 | 0 | 0 | 0 | 0 | 0 | 0 | 0 | 0 | 0 | 0 | 0
Transportation Pollutant Emissions Disaggregated[rail,CH4,freight,heavy or residual fuel oil tf] | NoSettings | 0 | 0 | 0 | 0 | 0 | 0 | 0 | 0 | 0 | 0 | 0 | 0 | 0 | 0 | 0 | 0 | 0 | 0 | 0 | 0 | 0 | 0 | 0 | 0 | 0 | 0 | 0 | 0 | 0 | 0 | 0
Transportation Pollutant Emissions Disaggregated[rail,CH4,freight,LPG propane or butane tf] | NoSettings | 0 | 0 | 0 | 0 | 0 | 0 | 0 | 0 | 0 | 0 | 0 | 0 | 0 | 0 | 0 | 0 | 0 | 0 | 0 | 0 | 0 | 0 | 0 | 0 | 0 | 0 | 0 | 0 | 0 | 0 | 0
Transportation Pollutant Emissions Disaggregated[rail,CH4,freight,hydrogen tf] | NoSettings | 0 | 0 | 0 | 0 | 0 | 0 | 0 | 0 | 0 | 0 | 0 | 0 | 0 | 0 | 0 | 0 | 0 | 0 | 0 | 0 | 0 | 0 | 0 | 0 | 0 | 0 | 0 | 0 | 0 | 0 | 0
Transportation Pollutant Emissions Disaggregated[rail,N2O,passenger,electricity tf] | NoSettings | 0 | 0 | 0 | 0 | 0 | 0 | 0 | 0 | 0 | 0 | 0 | 0 | 0 | 0 | 0 | 0 | 0 | 0 | 0 | 0 | 0 | 0 | 0 | 0 | 0 | 0 | 0 | 0 | 0 | 0 | 0
Transportation Pollutant Emissions Disaggregated[rail,N2O,passenger,natural gas tf] | NoSettings | 0 | 0 | 0 | 0 | 0 | 0 | 0 | 0 | 0 | 0 | 0 | 0 | 0 | 0 | 0 | 0 | 0 | 0 | 0 | 0 | 0 | 0 | 0 | 0 | 0 | 0 | 0 | 0 | 0 | 0 | 0
Transportation Pollutant Emissions Disaggregated[rail,N2O,passenger,petroleum gasoline tf] | NoSettings | 0 | 0 | 0 | 0 | 0 | 0 | 0 | 0 | 0 | 0 | 0 | 0 | 0 | 0 | 0 | 0 | 0 | 0 | 0 | 0 | 0 | 0 | 0 | 0 | 0 | 0 | 0 | 0 | 0 | 0 | 0
Transportation Pollutant Emissions Disaggregated[rail,N2O,passenger,petroleum diesel tf] | NoSettings | 384314 | 377891 | 370117 | 363493 | 356723 | 350236 | 343077 | 336773 | 330470 | 324119 | 317764 | 311393 | 305084 | 298877 | 292775 | 288374 | 284043 | 279762 | 275920 | 272116 | 268366 | 264638 | 261068 | 257652 | 255520 | 253477 | 251502 | 249698 | 248007 | 246475 | 244759
Transportation Pollutant Emissions Disaggregated[rail,N2O,passenger,biofuel gasoline tf] | NoSettings | 0 | 0 | 0 | 0 | 0 | 0 | 0 | 0 | 0 | 0 | 0 | 0 | 0 | 0 | 0 | 0 | 0 | 0 | 0 | 0 | 0 | 0 | 0 | 0 | 0 | 0 | 0 | 0 | 0 | 0 | 0
Transportation Pollutant Emissions Disaggregated[rail,N2O,passenger,biofuel diesel tf] | NoSettings | 0 | 0 | 0 | 0 | 0 | 0 | 0 | 0 | 0 | 0 | 0 | 0 | 0 | 0 | 0 | 0 | 0 | 0 | 0 | 0 | 0 | 0 | 0 | 0 | 0 | 0 | 0 | 0 | 0 | 0 | 0
Transportation Pollutant Emissions Disaggregated[rail,N2O,passenger,jet fuel tf] | NoSettings | 0 | 0 | 0 | 0 | 0 | 0 | 0 | 0 | 0 | 0 | 0 | 0 | 0 | 0 | 0 | 0 | 0 | 0 | 0 | 0 | 0 | 0 | 0 | 0 | 0 | 0 | 0 | 0 | 0 | 0 | 0
Transportation Pollutant Emissions Disaggregated[rail,N2O,passenger,heavy or residual fuel oil tf] | NoSettings | 0 | 0 | 0 | 0 | 0 | 0 | 0 | 0 | 0 | 0 | 0 | 0 | 0 | 0 | 0 | 0 | 0 | 0 | 0 | 0 | 0 | 0 | 0 | 0 | 0 | 0 | 0 | 0 | 0 | 0 | 0
Transportation Pollutant Emissions Disaggregated[rail,N2O,passenger,LPG propane or butane tf] | NoSettings | 0 | 0 | 0 | 0 | 0 | 0 | 0 | 0 | 0 | 0 | 0 | 0 | 0 | 0 | 0 | 0 | 0 | 0 | 0 | 0 | 0 | 0 | 0 | 0 | 0 | 0 | 0 | 0 | 0 | 0 | 0
Transportation Pollutant Emissions Disaggregated[rail,N2O,passenger,hydrogen tf] | NoSettings | 0 | 0 | 0 | 0 | 0 | 0 | 0 | 0 | 0 | 0 | 0 | 0 | 0 | 0 | 0 | 0 | 0 | 0 | 0 | 0 | 0 | 0 | 0 | 0 | 0 | 0 | 0 | 0 | 0 | 0 | 0
Transportation Pollutant Emissions Disaggregated[rail,N2O,freight,electricity tf] | NoSettings | 0 | 0 | 0 | 0 | 0 | 0 | 0 | 0 | 0 | 0 | 0 | 0 | 0 | 0 | 0 | 0 | 0 | 0 | 0 | 0 | 0 | 0 | 0 | 0 | 0 | 0 | 0 | 0 | 0 | 0 | 0
Transportation Pollutant Emissions Disaggregated[rail,N2O,freight,natural gas tf] | NoSettings | 0 | 0 | 0 | 0 | 0 | 0 | 0 | 0 | 0 | 0 | 0 | 0 | 0 | 0 | 0 | 0 | 0 | 0 | 0 | 0 | 0 | 0 | 0 | 0 | 0 | 0 | 0 | 0 | 0 | 0 | 0
Transportation Pollutant Emissions Disaggregated[rail,N2O,freight,petroleum gasoline tf] | NoSettings | 0 | 0 | 0 | 0 | 0 | 0 | 0 | 0 | 0 | 0 | 0 | 0 | 0 | 0 | 0 | 0 | 0 | 0 | 0 | 0 | 0 | 0 | 0 | 0 | 0 | 0 | 0 | 0 | 0 | 0 | 0
Transportation Pollutant Emissions Disaggregated[rail,N2O,freight,petroleum diesel tf] | NoSettings | 12761600 | 12939700 | 13247500 | 13436300 | 13622200 | 13928500 | 14107900 | 14403500 | 14699600 | 14873400 | 15163800 | 15454700 | 15747600 | 15923000 | 16219800 | 16520600 | 16944100 | 17253200 | 17574300 | 17900000 | 18350300 | 18687100 | 19144600 | 19490700 | 19957500 | 20428700 | 20787100 | 21266000 | 21746900 | 22348400 | 22725800
Transportation Pollutant Emissions Disaggregated[rail,N2O,freight,biofuel gasoline tf] | NoSettings | 0 | 0 | 0 | 0 | 0 | 0 | 0 | 0 | 0 | 0 | 0 | 0 | 0 | 0 | 0 | 0 | 0 | 0 | 0 | 0 | 0 | 0 | 0 | 0 | 0 | 0 | 0 | 0 | 0 | 0 | 0
Transportation Pollutant Emissions Disaggregated[rail,N2O,freight,biofuel diesel tf] | NoSettings | 0 | 0 | 0 | 0 | 0 | 0 | 0 | 0 | 0 | 0 | 0 | 0 | 0 | 0 | 0 | 0 | 0 | 0 | 0 | 0 | 0 | 0 | 0 | 0 | 0 | 0 | 0 | 0 | 0 | 0 | 0
Transportation Pollutant Emissions Disaggregated[rail,N2O,freight,jet fuel tf] | NoSettings | 0 | 0 | 0 | 0 | 0 | 0 | 0 | 0 | 0 | 0 | 0 | 0 | 0 | 0 | 0 | 0 | 0 | 0 | 0 | 0 | 0 | 0 | 0 | 0 | 0 | 0 | 0 | 0 | 0 | 0 | 0
Transportation Pollutant Emissions Disaggregated[rail,N2O,freight,heavy or residual fuel oil tf] | NoSettings | 0 | 0 | 0 | 0 | 0 | 0 | 0 | 0 | 0 | 0 | 0 | 0 | 0 | 0 | 0 | 0 | 0 | 0 | 0 | 0 | 0 | 0 | 0 | 0 | 0 | 0 | 0 | 0 | 0 | 0 | 0
Transportation Pollutant Emissions Disaggregated[rail,N2O,freight,LPG propane or butane tf] | NoSettings | 0 | 0 | 0 | 0 | 0 | 0 | 0 | 0 | 0 | 0 | 0 | 0 | 0 | 0 | 0 | 0 | 0 | 0 | 0 | 0 | 0 | 0 | 0 | 0 | 0 | 0 | 0 | 0 | 0 | 0 | 0
Transportation Pollutant Emissions Disaggregated[rail,N2O,freight,hydrogen tf] | NoSettings | 0 | 0 | 0 | 0 | 0 | 0 | 0 | 0 | 0 | 0 | 0 | 0 | 0 | 0 | 0 | 0 | 0 | 0 | 0 | 0 | 0 | 0 | 0 | 0 | 0 | 0 | 0 | 0 | 0 | 0 | 0
Transportation Pollutant Emissions Disaggregated[rail,F gases,passenger,electricity tf] | NoSettings | 0 | 0 | 0 | 0 | 0 | 0 | 0 | 0 | 0 | 0 | 0 | 0 | 0 | 0 | 0 | 0 | 0 | 0 | 0 | 0 | 0 | 0 | 0 | 0 | 0 | 0 | 0 | 0 | 0 | 0 | 0
Transportation Pollutant Emissions Disaggregated[rail,F gases,passenger,natural gas tf] | NoSettings | 0 | 0 | 0 | 0 | 0 | 0 | 0 | 0 | 0 | 0 | 0 | 0 | 0 | 0 | 0 | 0 | 0 | 0 | 0 | 0 | 0 | 0 | 0 | 0 | 0 | 0 | 0 | 0 | 0 | 0 | 0
Transportation Pollutant Emissions Disaggregated[rail,F gases,passenger,petroleum gasoline tf] | NoSettings | 0 | 0 | 0 | 0 | 0 | 0 | 0 | 0 | 0 | 0 | 0 | 0 | 0 | 0 | 0 | 0 | 0 | 0 | 0 | 0 | 0 | 0 | 0 | 0 | 0 | 0 | 0 | 0 | 0 | 0 | 0
Transportation Pollutant Emissions Disaggregated[rail,F gases,passenger,petroleum diesel tf] | NoSettings | 0 | 0 | 0 | 0 | 0 | 0 | 0 | 0 | 0 | 0 | 0 | 0 | 0 | 0 | 0 | 0 | 0 | 0 | 0 | 0 | 0 | 0 | 0 | 0 | 0 | 0 | 0 | 0 | 0 | 0 | 0
Transportation Pollutant Emissions Disaggregated[rail,F gases,passenger,biofuel gasoline tf] | NoSettings | 0 | 0 | 0 | 0 | 0 | 0 | 0 | 0 | 0 | 0 | 0 | 0 | 0 | 0 | 0 | 0 | 0 | 0 | 0 | 0 | 0 | 0 | 0 | 0 | 0 | 0 | 0 | 0 | 0 | 0 | 0
Transportation Pollutant Emissions Disaggregated[rail,F gases,passenger,biofuel diesel tf] | NoSettings | 0 | 0 | 0 | 0 | 0 | 0 | 0 | 0 | 0 | 0 | 0 | 0 | 0 | 0 | 0 | 0 | 0 | 0 | 0 | 0 | 0 | 0 | 0 | 0 | 0 | 0 | 0 | 0 | 0 | 0 | 0
Transportation Pollutant Emissions Disaggregated[rail,F gases,passenger,jet fuel tf] | NoSettings | 0 | 0 | 0 | 0 | 0 | 0 | 0 | 0 | 0 | 0 | 0 | 0 | 0 | 0 | 0 | 0 | 0 | 0 | 0 | 0 | 0 | 0 | 0 | 0 | 0 | 0 | 0 | 0 | 0 | 0 | 0
Transportation Pollutant Emissions Disaggregated[rail,F gases,passenger,heavy or residual fuel oil tf] | NoSettings | 0 | 0 | 0 | 0 | 0 | 0 | 0 | 0 | 0 | 0 | 0 | 0 | 0 | 0 | 0 | 0 | 0 | 0 | 0 | 0 | 0 | 0 | 0 | 0 | 0 | 0 | 0 | 0 | 0 | 0 | 0
Transportation Pollutant Emissions Disaggregated[rail,F gases,passenger,LPG propane or butane tf] | NoSettings | 0 | 0 | 0 | 0 | 0 | 0 | 0 | 0 | 0 | 0 | 0 | 0 | 0 | 0 | 0 | 0 | 0 | 0 | 0 | 0 | 0 | 0 | 0 | 0 | 0 | 0 | 0 | 0 | 0 | 0 | 0
Transportation Pollutant Emissions Disaggregated[rail,F gases,passenger,hydrogen tf] | NoSettings | 0 | 0 | 0 | 0 | 0 | 0 | 0 | 0 | 0 | 0 | 0 | 0 | 0 | 0 | 0 | 0 | 0 | 0 | 0 | 0 | 0 | 0 | 0 | 0 | 0 | 0 | 0 | 0 | 0 | 0 | 0
Transportation Pollutant Emissions Disaggregated[rail,F gases,freight,electricity tf] | NoSettings | 0 | 0 | 0 | 0 | 0 | 0 | 0 | 0 | 0 | 0 | 0 | 0 | 0 | 0 | 0 | 0 | 0 | 0 | 0 | 0 | 0 | 0 | 0 | 0 | 0 | 0 | 0 | 0 | 0 | 0 | 0
Transportation Pollutant Emissions Disaggregated[rail,F gases,freight,natural gas tf] | NoSettings | 0 | 0 | 0 | 0 | 0 | 0 | 0 | 0 | 0 | 0 | 0 | 0 | 0 | 0 | 0 | 0 | 0 | 0 | 0 | 0 | 0 | 0 | 0 | 0 | 0 | 0 | 0 | 0 | 0 | 0 | 0
Transportation Pollutant Emissions Disaggregated[rail,F gases,freight,petroleum gasoline tf] | NoSettings | 0 | 0 | 0 | 0 | 0 | 0 | 0 | 0 | 0 | 0 | 0 | 0 | 0 | 0 | 0 | 0 | 0 | 0 | 0 | 0 | 0 | 0 | 0 | 0 | 0 | 0 | 0 | 0 | 0 | 0 | 0
Transportation Pollutant Emissions Disaggregated[rail,F gases,freight,petroleum diesel tf] | NoSettings | 0 | 0 | 0 | 0 | 0 | 0 | 0 | 0 | 0 | 0 | 0 | 0 | 0 | 0 | 0 | 0 | 0 | 0 | 0 | 0 | 0 | 0 | 0 | 0 | 0 | 0 | 0 | 0 | 0 | 0 | 0
Transportation Pollutant Emissions Disaggregated[rail,F gases,freight,biofuel gasoline tf] | NoSettings | 0 | 0 | 0 | 0 | 0 | 0 | 0 | 0 | 0 | 0 | 0 | 0 | 0 | 0 | 0 | 0 | 0 | 0 | 0 | 0 | 0 | 0 | 0 | 0 | 0 | 0 | 0 | 0 | 0 | 0 | 0
Transportation Pollutant Emissions Disaggregated[rail,F gases,freight,biofuel diesel tf] | NoSettings | 0 | 0 | 0 | 0 | 0 | 0 | 0 | 0 | 0 | 0 | 0 | 0 | 0 | 0 | 0 | 0 | 0 | 0 | 0 | 0 | 0 | 0 | 0 | 0 | 0 | 0 | 0 | 0 | 0 | 0 | 0
Transportation Pollutant Emissions Disaggregated[rail,F gases,freight,jet fuel tf] | NoSettings | 0 | 0 | 0 | 0 | 0 | 0 | 0 | 0 | 0 | 0 | 0 | 0 | 0 | 0 | 0 | 0 | 0 | 0 | 0 | 0 | 0 | 0 | 0 | 0 | 0 | 0 | 0 | 0 | 0 | 0 | 0
Transportation Pollutant Emissions Disaggregated[rail,F gases,freight,heavy or residual fuel oil tf] | NoSettings | 0 | 0 | 0 | 0 | 0 | 0 | 0 | 0 | 0 | 0 | 0 | 0 | 0 | 0 | 0 | 0 | 0 | 0 | 0 | 0 | 0 | 0 | 0 | 0 | 0 | 0 | 0 | 0 | 0 | 0 | 0
Transportation Pollutant Emissions Disaggregated[rail,F gases,freight,LPG propane or butane tf] | NoSettings | 0 | 0 | 0 | 0 | 0 | 0 | 0 | 0 | 0 | 0 | 0 | 0 | 0 | 0 | 0 | 0 | 0 | 0 | 0 | 0 | 0 | 0 | 0 | 0 | 0 | 0 | 0 | 0 | 0 | 0 | 0
Transportation Pollutant Emissions Disaggregated[rail,F gases,freight,hydrogen tf] | NoSettings | 0 | 0 | 0 | 0 | 0 | 0 | 0 | 0 | 0 | 0 | 0 | 0 | 0 | 0 | 0 | 0 | 0 | 0 | 0 | 0 | 0 | 0 | 0 | 0 | 0 | 0 | 0 | 0 | 0 | 0 | 0
Transportation Pollutant Emissions Disaggregated[ships,CO2,passenger,electricity tf] | NoSettings | 0 | 0 | 0 | 0 | 0 | 0 | 0 | 0 | 0 | 0 | 0 | 0 | 0 | 0 | 0 | 0 | 0 | 0 | 0 | 0 | 0 | 0 | 0 | 0 | 0 | 0 | 0 | 0 | 0 | 0 | 0
Transportation Pollutant Emissions Disaggregated[ships,CO2,passenger,natural gas tf] | NoSettings | 0 | 0 | 0 | 0 | 0 | 0 | 0 | 0 | 0 | 0 | 0 | 0 | 0 | 0 | 0 | 0 | 0 | 0 | 0 | 0 | 0 | 0 | 0 | 0 | 0 | 0 | 0 | 0 | 0 | 0 | 0
Transportation Pollutant Emissions Disaggregated[ships,CO2,passenger,petroleum gasoline tf] | NoSettings | 0 | 0 | 0 | 0 | 0 | 0 | 0 | 0 | 0 | 0 | 0 | 0 | 0 | 0 | 0 | 0 | 0 | 0 | 0 | 0 | 0 | 0 | 0 | 0 | 0 | 0 | 0 | 0 | 0 | 0 | 0
Transportation Pollutant Emissions Disaggregated[ships,CO2,passenger,petroleum diesel tf] | NoSettings | 1240500000000 | 1244770000000 | 1249100000000 | 1253550000000 | 1270680000000 | 1275480000000 | 1293090000000 | 1298260000000 | 1303470000000 | 1308720000000 | 1314000000000 | 1319280000000 | 1324600000000 | 1329950000000 | 1348540000000 | 1354250000000 | 1360000000000 | 1365750000000 | 1371500000000 | 1363800000000 | 1369340000000 | 1374910000000 | 1380470000000 | 1386080000000 | 1391720000000 | 1397360000000 | 1402990000000 | 1408660000000 | 1414380000000 | 1420080000000 | 1418540000000
Transportation Pollutant Emissions Disaggregated[ships,CO2,passenger,biofuel gasoline tf] | NoSettings | 0 | 0 | 0 | 0 | 0 | 0 | 0 | 0 | 0 | 0 | 0 | 0 | 0 | 0 | 0 | 0 | 0 | 0 | 0 | 0 | 0 | 0 | 0 | 0 | 0 | 0 | 0 | 0 | 0 | 0 | 0
Transportation Pollutant Emissions Disaggregated[ships,CO2,passenger,biofuel diesel tf] | NoSettings | 0 | 0 | 0 | 0 | 0 | 0 | 0 | 0 | 0 | 0 | 0 | 0 | 0 | 0 | 0 | 0 | 0 | 0 | 0 | 0 | 0 | 0 | 0 | 0 | 0 | 0 | 0 | 0 | 0 | 0 | 0
Transportation Pollutant Emissions Disaggregated[ships,CO2,passenger,jet fuel tf] | NoSettings | 0 | 0 | 0 | 0 | 0 | 0 | 0 | 0 | 0 | 0 | 0 | 0 | 0 | 0 | 0 | 0 | 0 | 0 | 0 | 0 | 0 | 0 | 0 | 0 | 0 | 0 | 0 | 0 | 0 | 0 | 0
Transportation Pollutant Emissions Disaggregated[ships,CO2,passenger,heavy or residual fuel oil tf] | NoSettings | 0 | 0 | 0 | 0 | 0 | 0 | 0 | 0 | 0 | 0 | 0 | 0 | 0 | 0 | 0 | 0 | 0 | 0 | 0 | 0 | 0 | 0 | 0 | 0 | 0 | 0 | 0 | 0 | 0 | 0 | 0
Transportation Pollutant Emissions Disaggregated[ships,CO2,passenger,LPG propane or butane tf] | NoSettings | 0 | 0 | 0 | 0 | 0 | 0 | 0 | 0 | 0 | 0 | 0 | 0 | 0 | 0 | 0 | 0 | 0 | 0 | 0 | 0 | 0 | 0 | 0 | 0 | 0 | 0 | 0 | 0 | 0 | 0 | 0
Transportation Pollutant Emissions Disaggregated[ships,CO2,passenger,hydrogen tf] | NoSettings | 0 | 0 | 0 | 0 | 0 | 0 | 0 | 0 | 0 | 0 | 0 | 0 | 0 | 0 | 0 | 0 | 0 | 0 | 0 | 0 | 0 | 0 | 0 | 0 | 0 | 0 | 0 | 0 | 0 | 0 | 0
Transportation Pollutant Emissions Disaggregated[ships,CO2,freight,electricity tf] | NoSettings | 0 | 0 | 0 | 0 | 0 | 0 | 0 | 0 | 0 | 0 | 0 | 0 | 0 | 0 | 0 | 0 | 0 | 0 | 0 | 0 | 0 | 0 | 0 | 0 | 0 | 0 | 0 | 0 | 0 | 0 | 0
Transportation Pollutant Emissions Disaggregated[ships,CO2,freight,natural gas tf] | NoSettings | 0 | 0 | 0 | 0 | 0 | 0 | 0 | 0 | 0 | 0 | 0 | 0 | 0 | 0 | 0 | 0 | 0 | 0 | 0 | 0 | 0 | 0 | 0 | 0 | 0 | 0 | 0 | 0 | 0 | 0 | 0
Transportation Pollutant Emissions Disaggregated[ships,CO2,freight,petroleum gasoline tf] | NoSettings | 0 | 0 | 0 | 0 | 0 | 0 | 0 | 0 | 0 | 0 | 0 | 0 | 0 | 0 | 0 | 0 | 0 | 0 | 0 | 0 | 0 | 0 | 0 | 0 | 0 | 0 | 0 | 0 | 0 | 0 | 0
Transportation Pollutant Emissions Disaggregated[ships,CO2,freight,petroleum diesel tf] | NoSettings | 1447080000000 | 1331320000000 | 1459930000000 | 1185760000000 | 1186220000000 | 1205470000000 | 1337760000000 | 1423500000000 | 1616420000000 | 1681450000000 | 1598530000000 | 1653500000000 | 1716190000000 | 1791640000000 | 1851520000000 | 1934210000000 | 2172510000000 | 2269640000000 | 2397620000000 | 2508580000000 | 2637620000000 | 2655060000000 | 2862130000000 | 2961830000000 | 3160560000000 | 3155120000000 | 3405470000000 | 3534330000000 | 3650640000000 | 3797150000000 | 3918580000000
Transportation Pollutant Emissions Disaggregated[ships,CO2,freight,biofuel gasoline tf] | NoSettings | 0 | 0 | 0 | 0 | 0 | 0 | 0 | 0 | 0 | 0 | 0 | 0 | 0 | 0 | 0 | 0 | 0 | 0 | 0 | 0 | 0 | 0 | 0 | 0 | 0 | 0 | 0 | 0 | 0 | 0 | 0
Transportation Pollutant Emissions Disaggregated[ships,CO2,freight,biofuel diesel tf] | NoSettings | 0 | 0 | 0 | 0 | 0 | 0 | 0 | 0 | 0 | 0 | 0 | 0 | 0 | 0 | 0 | 0 | 0 | 0 | 0 | 0 | 0 | 0 | 0 | 0 | 0 | 0 | 0 | 0 | 0 | 0 | 0
Transportation Pollutant Emissions Disaggregated[ships,CO2,freight,jet fuel tf] | NoSettings | 0 | 0 | 0 | 0 | 0 | 0 | 0 | 0 | 0 | 0 | 0 | 0 | 0 | 0 | 0 | 0 | 0 | 0 | 0 | 0 | 0 | 0 | 0 | 0 | 0 | 0 | 0 | 0 | 0 | 0 | 0
Transportation Pollutant Emissions Disaggregated[ships,CO2,freight,heavy or residual fuel oil tf] | NoSettings | 1278100000000 | 1510460000000 | 1524060000000 | 1921940000000 | 2044060000000 | 2148920000000 | 2168270000000 | 2238260000000 | 2202520000000 | 2301040000000 | 2553060000000 | 2637610000000 | 2745750000000 | 2844030000000 | 2933420000000 | 3032040000000 | 2976680000000 | 3100730000000 | 3167210000000 | 3285710000000 | 3359060000000 | 3549310000000 | 3578920000000 | 3692410000000 | 3739820000000 | 3967780000000 | 3970730000000 | 4069910000000 | 4184800000000 | 4305180000000 | 4394830000000
Transportation Pollutant Emissions Disaggregated[ships,CO2,freight,LPG propane or butane tf] | NoSettings | 0 | 0 | 0 | 0 | 0 | 0 | 0 | 0 | 0 | 0 | 0 | 0 | 0 | 0 | 0 | 0 | 0 | 0 | 0 | 0 | 0 | 0 | 0 | 0 | 0 | 0 | 0 | 0 | 0 | 0 | 0
Transportation Pollutant Emissions Disaggregated[ships,CO2,freight,hydrogen tf] | NoSettings | 0 | 0 | 0 | 0 | 0 | 0 | 0 | 0 | 0 | 0 | 0 | 0 | 0 | 0 | 0 | 0 | 0 | 0 | 0 | 0 | 0 | 0 | 0 | 0 | 0 | 0 | 0 | 0 | 0 | 0 | 0
Transportation Pollutant Emissions Disaggregated[ships,VOC,passenger,electricity tf] | NoSettings | 0 | 0 | 0 | 0 | 0 | 0 | 0 | 0 | 0 | 0 | 0 | 0 | 0 | 0 | 0 | 0 | 0 | 0 | 0 | 0 | 0 | 0 | 0 | 0 | 0 | 0 | 0 | 0 | 0 | 0 | 0
Transportation Pollutant Emissions Disaggregated[ships,VOC,passenger,natural gas tf] | NoSettings | 0 | 0 | 0 | 0 | 0 | 0 | 0 | 0 | 0 | 0 | 0 | 0 | 0 | 0 | 0 | 0 | 0 | 0 | 0 | 0 | 0 | 0 | 0 | 0 | 0 | 0 | 0 | 0 | 0 | 0 | 0
Transportation Pollutant Emissions Disaggregated[ships,VOC,passenger,petroleum gasoline tf] | NoSettings | 0 | 0 | 0 | 0 | 0 | 0 | 0 | 0 | 0 | 0 | 0 | 0 | 0 | 0 | 0 | 0 | 0 | 0 | 0 | 0 | 0 | 0 | 0 | 0 | 0 | 0 | 0 | 0 | 0 | 0 | 0
Transportation Pollutant Emissions Disaggregated[ships,VOC,passenger,petroleum diesel tf] | NoSettings | 1248830000 | 1253120000 | 1257490000 | 1261960000 | 1279210000 | 1284040000 | 1301770000 | 1306970000 | 1312220000 | 1317500000 | 1322820000 | 1328140000 | 1333490000 | 1338880000 | 1357590000 | 1363340000 | 1369130000 | 1374920000 | 1380700000 | 1372950000 | 1378520000 | 1384130000 | 1389740000 | 1395380000 | 1401060000 | 1406740000 | 1412410000 | 1418120000 | 1423870000 | 1429610000 | 1428060000
Transportation Pollutant Emissions Disaggregated[ships,VOC,passenger,biofuel gasoline tf] | NoSettings | 0 | 0 | 0 | 0 | 0 | 0 | 0 | 0 | 0 | 0 | 0 | 0 | 0 | 0 | 0 | 0 | 0 | 0 | 0 | 0 | 0 | 0 | 0 | 0 | 0 | 0 | 0 | 0 | 0 | 0 | 0
Transportation Pollutant Emissions Disaggregated[ships,VOC,passenger,biofuel diesel tf] | NoSettings | 0 | 0 | 0 | 0 | 0 | 0 | 0 | 0 | 0 | 0 | 0 | 0 | 0 | 0 | 0 | 0 | 0 | 0 | 0 | 0 | 0 | 0 | 0 | 0 | 0 | 0 | 0 | 0 | 0 | 0 | 0
Transportation Pollutant Emissions Disaggregated[ships,VOC,passenger,jet fuel tf] | NoSettings | 0 | 0 | 0 | 0 | 0 | 0 | 0 | 0 | 0 | 0 | 0 | 0 | 0 | 0 | 0 | 0 | 0 | 0 | 0 | 0 | 0 | 0 | 0 | 0 | 0 | 0 | 0 | 0 | 0 | 0 | 0
Transportation Pollutant Emissions Disaggregated[ships,VOC,passenger,heavy or residual fuel oil tf] | NoSettings | 0 | 0 | 0 | 0 | 0 | 0 | 0 | 0 | 0 | 0 | 0 | 0 | 0 | 0 | 0 | 0 | 0 | 0 | 0 | 0 | 0 | 0 | 0 | 0 | 0 | 0 | 0 | 0 | 0 | 0 | 0
Transportation Pollutant Emissions Disaggregated[ships,VOC,passenger,LPG propane or butane tf] | NoSettings | 0 | 0 | 0 | 0 | 0 | 0 | 0 | 0 | 0 | 0 | 0 | 0 | 0 | 0 | 0 | 0 | 0 | 0 | 0 | 0 | 0 | 0 | 0 | 0 | 0 | 0 | 0 | 0 | 0 | 0 | 0
Transportation Pollutant Emissions Disaggregated[ships,VOC,passenger,hydrogen tf] | NoSettings | 0 | 0 | 0 | 0 | 0 | 0 | 0 | 0 | 0 | 0 | 0 | 0 | 0 | 0 | 0 | 0 | 0 | 0 | 0 | 0 | 0 | 0 | 0 | 0 | 0 | 0 | 0 | 0 | 0 | 0 | 0
Transportation Pollutant Emissions Disaggregated[ships,VOC,freight,electricity tf] | NoSettings | 0 | 0 | 0 | 0 | 0 | 0 | 0 | 0 | 0 | 0 | 0 | 0 | 0 | 0 | 0 | 0 | 0 | 0 | 0 | 0 | 0 | 0 | 0 | 0 | 0 | 0 | 0 | 0 | 0 | 0 | 0
Transportation Pollutant Emissions Disaggregated[ships,VOC,freight,natural gas tf] | NoSettings | 0 | 0 | 0 | 0 | 0 | 0 | 0 | 0 | 0 | 0 | 0 | 0 | 0 | 0 | 0 | 0 | 0 | 0 | 0 | 0 | 0 | 0 | 0 | 0 | 0 | 0 | 0 | 0 | 0 | 0 | 0
Transportation Pollutant Emissions Disaggregated[ships,VOC,freight,petroleum gasoline tf] | NoSettings | 0 | 0 | 0 | 0 | 0 | 0 | 0 | 0 | 0 | 0 | 0 | 0 | 0 | 0 | 0 | 0 | 0 | 0 | 0 | 0 | 0 | 0 | 0 | 0 | 0 | 0 | 0 | 0 | 0 | 0 | 0
Transportation Pollutant Emissions Disaggregated[ships,VOC,freight,petroleum diesel tf] | NoSettings | 1456790000 | 1340260000 | 1469730000 | 1193720000 | 1194180000 | 1213560000 | 1346740000 | 1433050000 | 1627270000 | 1692730000 | 1609250000 | 1664590000 | 1727710000 | 1803670000 | 1863950000 | 1947190000 | 2187090000 | 2284870000 | 2413710000 | 2525410000 | 2655320000 | 2672880000 | 2881330000 | 2981710000 | 3181770000 | 3176290000 | 3428320000 | 3558050000 | 3675130000 | 3822630000 | 3944870000
Transportation Pollutant Emissions Disaggregated[ships,VOC,freight,biofuel gasoline tf] | NoSettings | 0 | 0 | 0 | 0 | 0 | 0 | 0 | 0 | 0 | 0 | 0 | 0 | 0 | 0 | 0 | 0 | 0 | 0 | 0 | 0 | 0 | 0 | 0 | 0 | 0 | 0 | 0 | 0 | 0 | 0 | 0
Transportation Pollutant Emissions Disaggregated[ships,VOC,freight,biofuel diesel tf] | NoSettings | 0 | 0 | 0 | 0 | 0 | 0 | 0 | 0 | 0 | 0 | 0 | 0 | 0 | 0 | 0 | 0 | 0 | 0 | 0 | 0 | 0 | 0 | 0 | 0 | 0 | 0 | 0 | 0 | 0 | 0 | 0
Transportation Pollutant Emissions Disaggregated[ships,VOC,freight,jet fuel tf] | NoSettings | 0 | 0 | 0 | 0 | 0 | 0 | 0 | 0 | 0 | 0 | 0 | 0 | 0 | 0 | 0 | 0 | 0 | 0 | 0 | 0 | 0 | 0 | 0 | 0 | 0 | 0 | 0 | 0 | 0 | 0 | 0
Transportation Pollutant Emissions Disaggregated[ships,VOC,freight,heavy or residual fuel oil tf] | NoSettings | 1268340000 | 1498930000 | 1512430000 | 1907260000 | 2028460000 | 2132510000 | 2151720000 | 2221170000 | 2185710000 | 2283480000 | 2533570000 | 2617470000 | 2724790000 | 2822330000 | 2911030000 | 3008900000 | 2953950000 | 3077060000 | 3143040000 | 3260630000 | 3333420000 | 3522220000 | 3551600000 | 3664220000 | 3711270000 | 3937490000 | 3940420000 | 4038840000 | 4152860000 | 4272320000 | 4361290000
Transportation Pollutant Emissions Disaggregated[ships,VOC,freight,LPG propane or butane tf] | NoSettings | 0 | 0 | 0 | 0 | 0 | 0 | 0 | 0 | 0 | 0 | 0 | 0 | 0 | 0 | 0 | 0 | 0 | 0 | 0 | 0 | 0 | 0 | 0 | 0 | 0 | 0 | 0 | 0 | 0 | 0 | 0
Transportation Pollutant Emissions Disaggregated[ships,VOC,freight,hydrogen tf] | NoSettings | 0 | 0 | 0 | 0 | 0 | 0 | 0 | 0 | 0 | 0 | 0 | 0 | 0 | 0 | 0 | 0 | 0 | 0 | 0 | 0 | 0 | 0 | 0 | 0 | 0 | 0 | 0 | 0 | 0 | 0 | 0
Transportation Pollutant Emissions Disaggregated[ships,CO,passenger,electricity tf] | NoSettings | 0 | 0 | 0 | 0 | 0 | 0 | 0 | 0 | 0 | 0 | 0 | 0 | 0 | 0 | 0 | 0 | 0 | 0 | 0 | 0 | 0 | 0 | 0 | 0 | 0 | 0 | 0 | 0 | 0 | 0 | 0
Transportation Pollutant Emissions Disaggregated[ships,CO,passenger,natural gas tf] | NoSettings | 0 | 0 | 0 | 0 | 0 | 0 | 0 | 0 | 0 | 0 | 0 | 0 | 0 | 0 | 0 | 0 | 0 | 0 | 0 | 0 | 0 | 0 | 0 | 0 | 0 | 0 | 0 | 0 | 0 | 0 | 0
Transportation Pollutant Emissions Disaggregated[ships,CO,passenger,petroleum gasoline tf] | NoSettings | 0 | 0 | 0 | 0 | 0 | 0 | 0 | 0 | 0 | 0 | 0 | 0 | 0 | 0 | 0 | 0 | 0 | 0 | 0 | 0 | 0 | 0 | 0 | 0 | 0 | 0 | 0 | 0 | 0 | 0 | 0
Transportation Pollutant Emissions Disaggregated[ships,CO,passenger,petroleum diesel tf] | NoSettings | 2838030000 | 2847800000 | 2857710000 | 2867870000 | 2907080000 | 2918070000 | 2958340000 | 2970180000 | 2982100000 | 2994100000 | 3006190000 | 3018270000 | 3030430000 | 3042670000 | 3085190000 | 3098260000 | 3111430000 | 3124580000 | 3137720000 | 3120120000 | 3132780000 | 3145530000 | 3158260000 | 3171080000 | 3184000000 | 3196900000 | 3209780000 | 3222760000 | 3235820000 | 3248870000 | 3245360000
Transportation Pollutant Emissions Disaggregated[ships,CO,passenger,biofuel gasoline tf] | NoSettings | 0 | 0 | 0 | 0 | 0 | 0 | 0 | 0 | 0 | 0 | 0 | 0 | 0 | 0 | 0 | 0 | 0 | 0 | 0 | 0 | 0 | 0 | 0 | 0 | 0 | 0 | 0 | 0 | 0 | 0 | 0
Transportation Pollutant Emissions Disaggregated[ships,CO,passenger,biofuel diesel tf] | NoSettings | 0 | 0 | 0 | 0 | 0 | 0 | 0 | 0 | 0 | 0 | 0 | 0 | 0 | 0 | 0 | 0 | 0 | 0 | 0 | 0 | 0 | 0 | 0 | 0 | 0 | 0 | 0 | 0 | 0 | 0 | 0
Transportation Pollutant Emissions Disaggregated[ships,CO,passenger,jet fuel tf] | NoSettings | 0 | 0 | 0 | 0 | 0 | 0 | 0 | 0 | 0 | 0 | 0 | 0 | 0 | 0 | 0 | 0 | 0 | 0 | 0 | 0 | 0 | 0 | 0 | 0 | 0 | 0 | 0 | 0 | 0 | 0 | 0
Transportation Pollutant Emissions Disaggregated[ships,CO,passenger,heavy or residual fuel oil tf] | NoSettings | 0 | 0 | 0 | 0 | 0 | 0 | 0 | 0 | 0 | 0 | 0 | 0 | 0 | 0 | 0 | 0 | 0 | 0 | 0 | 0 | 0 | 0 | 0 | 0 | 0 | 0 | 0 | 0 | 0 | 0 | 0
Transportation Pollutant Emissions Disaggregated[ships,CO,passenger,LPG propane or butane tf] | NoSettings | 0 | 0 | 0 | 0 | 0 | 0 | 0 | 0 | 0 | 0 | 0 | 0 | 0 | 0 | 0 | 0 | 0 | 0 | 0 | 0 | 0 | 0 | 0 | 0 | 0 | 0 | 0 | 0 | 0 | 0 | 0
Transportation Pollutant Emissions Disaggregated[ships,CO,passenger,hydrogen tf] | NoSettings | 0 | 0 | 0 | 0 | 0 | 0 | 0 | 0 | 0 | 0 | 0 | 0 | 0 | 0 | 0 | 0 | 0 | 0 | 0 | 0 | 0 | 0 | 0 | 0 | 0 | 0 | 0 | 0 | 0 | 0 | 0
Transportation Pollutant Emissions Disaggregated[ships,CO,freight,electricity tf] | NoSettings | 0 | 0 | 0 | 0 | 0 | 0 | 0 | 0 | 0 | 0 | 0 | 0 | 0 | 0 | 0 | 0 | 0 | 0 | 0 | 0 | 0 | 0 | 0 | 0 | 0 | 0 | 0 | 0 | 0 | 0 | 0
Transportation Pollutant Emissions Disaggregated[ships,CO,freight,natural gas tf] | NoSettings | 0 | 0 | 0 | 0 | 0 | 0 | 0 | 0 | 0 | 0 | 0 | 0 | 0 | 0 | 0 | 0 | 0 | 0 | 0 | 0 | 0 | 0 | 0 | 0 | 0 | 0 | 0 | 0 | 0 | 0 | 0
Transportation Pollutant Emissions Disaggregated[ships,CO,freight,petroleum gasoline tf] | NoSettings | 0 | 0 | 0 | 0 | 0 | 0 | 0 | 0 | 0 | 0 | 0 | 0 | 0 | 0 | 0 | 0 | 0 | 0 | 0 | 0 | 0 | 0 | 0 | 0 | 0 | 0 | 0 | 0 | 0 | 0 | 0
Transportation Pollutant Emissions Disaggregated[ships,CO,freight,petroleum diesel tf] | NoSettings | 3310630000 | 3045810000 | 3340050000 | 2712790000 | 2713850000 | 2757890000 | 3060540000 | 3256700000 | 3698060000 | 3846840000 | 3657130000 | 3782880000 | 3926320000 | 4098940000 | 4235930000 | 4425090000 | 4970290000 | 5192490000 | 5485300000 | 5739140000 | 6034370000 | 6074270000 | 6548000000 | 6776100000 | 7230750000 | 7218310000 | 7791060000 | 8085870000 | 8351960000 | 8687150000 | 8964950000
Transportation Pollutant Emissions Disaggregated[ships,CO,freight,biofuel gasoline tf] | NoSettings | 0 | 0 | 0 | 0 | 0 | 0 | 0 | 0 | 0 | 0 | 0 | 0 | 0 | 0 | 0 | 0 | 0 | 0 | 0 | 0 | 0 | 0 | 0 | 0 | 0 | 0 | 0 | 0 | 0 | 0 | 0
Transportation Pollutant Emissions Disaggregated[ships,CO,freight,biofuel diesel tf] | NoSettings | 0 | 0 | 0 | 0 | 0 | 0 | 0 | 0 | 0 | 0 | 0 | 0 | 0 | 0 | 0 | 0 | 0 | 0 | 0 | 0 | 0 | 0 | 0 | 0 | 0 | 0 | 0 | 0 | 0 | 0 | 0
Transportation Pollutant Emissions Disaggregated[ships,CO,freight,jet fuel tf] | NoSettings | 0 | 0 | 0 | 0 | 0 | 0 | 0 | 0 | 0 | 0 | 0 | 0 | 0 | 0 | 0 | 0 | 0 | 0 | 0 | 0 | 0 | 0 | 0 | 0 | 0 | 0 | 0 | 0 | 0 | 0 | 0
Transportation Pollutant Emissions Disaggregated[ships,CO,freight,heavy or residual fuel oil tf] | NoSettings | 2882380000 | 3406400000 | 3437090000 | 4334370000 | 4609790000 | 4846260000 | 4889920000 | 5047740000 | 4967150000 | 5189340000 | 5757690000 | 5948360000 | 6192240000 | 6413900000 | 6615490000 | 6837900000 | 6713040000 | 6992800000 | 7142730000 | 7409970000 | 7575400000 | 8004440000 | 8071230000 | 8327160000 | 8434080000 | 8948190000 | 8954840000 | 9178500000 | 9437620000 | 9709100000 | 9911290000
Transportation Pollutant Emissions Disaggregated[ships,CO,freight,LPG propane or butane tf] | NoSettings | 0 | 0 | 0 | 0 | 0 | 0 | 0 | 0 | 0 | 0 | 0 | 0 | 0 | 0 | 0 | 0 | 0 | 0 | 0 | 0 | 0 | 0 | 0 | 0 | 0 | 0 | 0 | 0 | 0 | 0 | 0
Transportation Pollutant Emissions Disaggregated[ships,CO,freight,hydrogen tf] | NoSettings | 0 | 0 | 0 | 0 | 0 | 0 | 0 | 0 | 0 | 0 | 0 | 0 | 0 | 0 | 0 | 0 | 0 | 0 | 0 | 0 | 0 | 0 | 0 | 0 | 0 | 0 | 0 | 0 | 0 | 0 | 0
Transportation Pollutant Emissions Disaggregated[ships,NOx,passenger,electricity tf] | NoSettings | 0 | 0 | 0 | 0 | 0 | 0 | 0 | 0 | 0 | 0 | 0 | 0 | 0 | 0 | 0 | 0 | 0 | 0 | 0 | 0 | 0 | 0 | 0 | 0 | 0 | 0 | 0 | 0 | 0 | 0 | 0
Transportation Pollutant Emissions Disaggregated[ships,NOx,passenger,natural gas tf] | NoSettings | 0 | 0 | 0 | 0 | 0 | 0 | 0 | 0 | 0 | 0 | 0 | 0 | 0 | 0 | 0 | 0 | 0 | 0 | 0 | 0 | 0 | 0 | 0 | 0 | 0 | 0 | 0 | 0 | 0 | 0 | 0
Transportation Pollutant Emissions Disaggregated[ships,NOx,passenger,petroleum gasoline tf] | NoSettings | 0 | 0 | 0 | 0 | 0 | 0 | 0 | 0 | 0 | 0 | 0 | 0 | 0 | 0 | 0 | 0 | 0 | 0 | 0 | 0 | 0 | 0 | 0 | 0 | 0 | 0 | 0 | 0 | 0 | 0 | 0
Transportation Pollutant Emissions Disaggregated[ships,NOx,passenger,petroleum diesel tf] | NoSettings | 32588700000 | 32700800000 | 32814700000 | 32931300000 | 33381600000 | 33507700000 | 33970200000 | 34106100000 | 34243000000 | 34380800000 | 34519600000 | 34658300000 | 34797900000 | 34938600000 | 35426800000 | 35576900000 | 35728000000 | 35879000000 | 36030000000 | 35827900000 | 35973200000 | 36119600000 | 36265800000 | 36413100000 | 36561300000 | 36709500000 | 36857400000 | 37006400000 | 37156500000 | 37306300000 | 37266000000
Transportation Pollutant Emissions Disaggregated[ships,NOx,passenger,biofuel gasoline tf] | NoSettings | 0 | 0 | 0 | 0 | 0 | 0 | 0 | 0 | 0 | 0 | 0 | 0 | 0 | 0 | 0 | 0 | 0 | 0 | 0 | 0 | 0 | 0 | 0 | 0 | 0 | 0 | 0 | 0 | 0 | 0 | 0
Transportation Pollutant Emissions Disaggregated[ships,NOx,passenger,biofuel diesel tf] | NoSettings | 0 | 0 | 0 | 0 | 0 | 0 | 0 | 0 | 0 | 0 | 0 | 0 | 0 | 0 | 0 | 0 | 0 | 0 | 0 | 0 | 0 | 0 | 0 | 0 | 0 | 0 | 0 | 0 | 0 | 0 | 0
Transportation Pollutant Emissions Disaggregated[ships,NOx,passenger,jet fuel tf] | NoSettings | 0 | 0 | 0 | 0 | 0 | 0 | 0 | 0 | 0 | 0 | 0 | 0 | 0 | 0 | 0 | 0 | 0 | 0 | 0 | 0 | 0 | 0 | 0 | 0 | 0 | 0 | 0 | 0 | 0 | 0 | 0
Transportation Pollutant Emissions Disaggregated[ships,NOx,passenger,heavy or residual fuel oil tf] | NoSettings | 0 | 0 | 0 | 0 | 0 | 0 | 0 | 0 | 0 | 0 | 0 | 0 | 0 | 0 | 0 | 0 | 0 | 0 | 0 | 0 | 0 | 0 | 0 | 0 | 0 | 0 | 0 | 0 | 0 | 0 | 0
Transportation Pollutant Emissions Disaggregated[ships,NOx,passenger,LPG propane or butane tf] | NoSettings | 0 | 0 | 0 | 0 | 0 | 0 | 0 | 0 | 0 | 0 | 0 | 0 | 0 | 0 | 0 | 0 | 0 | 0 | 0 | 0 | 0 | 0 | 0 | 0 | 0 | 0 | 0 | 0 | 0 | 0 | 0
Transportation Pollutant Emissions Disaggregated[ships,NOx,passenger,hydrogen tf] | NoSettings | 0 | 0 | 0 | 0 | 0 | 0 | 0 | 0 | 0 | 0 | 0 | 0 | 0 | 0 | 0 | 0 | 0 | 0 | 0 | 0 | 0 | 0 | 0 | 0 | 0 | 0 | 0 | 0 | 0 | 0 | 0
Transportation Pollutant Emissions Disaggregated[ships,NOx,freight,electricity tf] | NoSettings | 0 | 0 | 0 | 0 | 0 | 0 | 0 | 0 | 0 | 0 | 0 | 0 | 0 | 0 | 0 | 0 | 0 | 0 | 0 | 0 | 0 | 0 | 0 | 0 | 0 | 0 | 0 | 0 | 0 | 0 | 0
Transportation Pollutant Emissions Disaggregated[ships,NOx,freight,natural gas tf] | NoSettings | 0 | 0 | 0 | 0 | 0 | 0 | 0 | 0 | 0 | 0 | 0 | 0 | 0 | 0 | 0 | 0 | 0 | 0 | 0 | 0 | 0 | 0 | 0 | 0 | 0 | 0 | 0 | 0 | 0 | 0 | 0
Transportation Pollutant Emissions Disaggregated[ships,NOx,freight,petroleum gasoline tf] | NoSettings | 0 | 0 | 0 | 0 | 0 | 0 | 0 | 0 | 0 | 0 | 0 | 0 | 0 | 0 | 0 | 0 | 0 | 0 | 0 | 0 | 0 | 0 | 0 | 0 | 0 | 0 | 0 | 0 | 0 | 0 | 0
Transportation Pollutant Emissions Disaggregated[ships,NOx,freight,petroleum diesel tf] | NoSettings | 38015500000 | 34974600000 | 38353200000 | 31150600000 | 31162700000 | 31668400000 | 35143700000 | 37396200000 | 42464300000 | 44172700000 | 41994200000 | 43438300000 | 45085300000 | 47067500000 | 48640500000 | 50812700000 | 57073100000 | 59624600000 | 62986800000 | 65901700000 | 69291800000 | 69749900000 | 75189700000 | 77809000000 | 83029600000 | 82886800000 | 89463600000 | 92848900000 | 95904200000 | 99753200000 | 102943000000
Transportation Pollutant Emissions Disaggregated[ships,NOx,freight,biofuel gasoline tf] | NoSettings | 0 | 0 | 0 | 0 | 0 | 0 | 0 | 0 | 0 | 0 | 0 | 0 | 0 | 0 | 0 | 0 | 0 | 0 | 0 | 0 | 0 | 0 | 0 | 0 | 0 | 0 | 0 | 0 | 0 | 0 | 0
Transportation Pollutant Emissions Disaggregated[ships,NOx,freight,biofuel diesel tf] | NoSettings | 0 | 0 | 0 | 0 | 0 | 0 | 0 | 0 | 0 | 0 | 0 | 0 | 0 | 0 | 0 | 0 | 0 | 0 | 0 | 0 | 0 | 0 | 0 | 0 | 0 | 0 | 0 | 0 | 0 | 0 | 0
Transportation Pollutant Emissions Disaggregated[ships,NOx,freight,jet fuel tf] | NoSettings | 0 | 0 | 0 | 0 | 0 | 0 | 0 | 0 | 0 | 0 | 0 | 0 | 0 | 0 | 0 | 0 | 0 | 0 | 0 | 0 | 0 | 0 | 0 | 0 | 0 | 0 | 0 | 0 | 0 | 0 | 0
Transportation Pollutant Emissions Disaggregated[ships,NOx,freight,heavy or residual fuel oil tf] | NoSettings | 33098000000 | 39115200000 | 39467600000 | 49770900000 | 52933500000 | 55648900000 | 56150200000 | 57962500000 | 57037000000 | 59588500000 | 66114700000 | 68304200000 | 71104600000 | 73649900000 | 75964700000 | 78518500000 | 77084800000 | 80297300000 | 82018900000 | 85087600000 | 86987200000 | 91913800000 | 92680700000 | 95619600000 | 96847300000 | 102751000000 | 102827000000 | 105395000000 | 108371000000 | 111488000000 | 113810000000
Transportation Pollutant Emissions Disaggregated[ships,NOx,freight,LPG propane or butane tf] | NoSettings | 0 | 0 | 0 | 0 | 0 | 0 | 0 | 0 | 0 | 0 | 0 | 0 | 0 | 0 | 0 | 0 | 0 | 0 | 0 | 0 | 0 | 0 | 0 | 0 | 0 | 0 | 0 | 0 | 0 | 0 | 0
Transportation Pollutant Emissions Disaggregated[ships,NOx,freight,hydrogen tf] | NoSettings | 0 | 0 | 0 | 0 | 0 | 0 | 0 | 0 | 0 | 0 | 0 | 0 | 0 | 0 | 0 | 0 | 0 | 0 | 0 | 0 | 0 | 0 | 0 | 0 | 0 | 0 | 0 | 0 | 0 | 0 | 0
Transportation Pollutant Emissions Disaggregated[ships,PM10,passenger,electricity tf] | NoSettings | 0 | 0 | 0 | 0 | 0 | 0 | 0 | 0 | 0 | 0 | 0 | 0 | 0 | 0 | 0 | 0 | 0 | 0 | 0 | 0 | 0 | 0 | 0 | 0 | 0 | 0 | 0 | 0 | 0 | 0 | 0
Transportation Pollutant Emissions Disaggregated[ships,PM10,passenger,natural gas tf] | NoSettings | 0 | 0 | 0 | 0 | 0 | 0 | 0 | 0 | 0 | 0 | 0 | 0 | 0 | 0 | 0 | 0 | 0 | 0 | 0 | 0 | 0 | 0 | 0 | 0 | 0 | 0 | 0 | 0 | 0 | 0 | 0
Transportation Pollutant Emissions Disaggregated[ships,PM10,passenger,petroleum gasoline tf] | NoSettings | 0 | 0 | 0 | 0 | 0 | 0 | 0 | 0 | 0 | 0 | 0 | 0 | 0 | 0 | 0 | 0 | 0 | 0 | 0 | 0 | 0 | 0 | 0 | 0 | 0 | 0 | 0 | 0 | 0 | 0 | 0
Transportation Pollutant Emissions Disaggregated[ships,PM10,passenger,petroleum diesel tf] | NoSettings | 2832060000 | 2841810000 | 2851700000 | 2861840000 | 2900970000 | 2911930000 | 2952120000 | 2963930000 | 2975830000 | 2987810000 | 2999870000 | 3011920000 | 3024060000 | 3036280000 | 3078710000 | 3091750000 | 3104880000 | 3118010000 | 3131120000 | 3113560000 | 3126190000 | 3138910000 | 3151620000 | 3164410000 | 3177300000 | 3190180000 | 3203030000 | 3215980000 | 3229020000 | 3242040000 | 3238530000
Transportation Pollutant Emissions Disaggregated[ships,PM10,passenger,biofuel gasoline tf] | NoSettings | 0 | 0 | 0 | 0 | 0 | 0 | 0 | 0 | 0 | 0 | 0 | 0 | 0 | 0 | 0 | 0 | 0 | 0 | 0 | 0 | 0 | 0 | 0 | 0 | 0 | 0 | 0 | 0 | 0 | 0 | 0
Transportation Pollutant Emissions Disaggregated[ships,PM10,passenger,biofuel diesel tf] | NoSettings | 0 | 0 | 0 | 0 | 0 | 0 | 0 | 0 | 0 | 0 | 0 | 0 | 0 | 0 | 0 | 0 | 0 | 0 | 0 | 0 | 0 | 0 | 0 | 0 | 0 | 0 | 0 | 0 | 0 | 0 | 0
Transportation Pollutant Emissions Disaggregated[ships,PM10,passenger,jet fuel tf] | NoSettings | 0 | 0 | 0 | 0 | 0 | 0 | 0 | 0 | 0 | 0 | 0 | 0 | 0 | 0 | 0 | 0 | 0 | 0 | 0 | 0 | 0 | 0 | 0 | 0 | 0 | 0 | 0 | 0 | 0 | 0 | 0
Transportation Pollutant Emissions Disaggregated[ships,PM10,passenger,heavy or residual fuel oil tf] | NoSettings | 0 | 0 | 0 | 0 | 0 | 0 | 0 | 0 | 0 | 0 | 0 | 0 | 0 | 0 | 0 | 0 | 0 | 0 | 0 | 0 | 0 | 0 | 0 | 0 | 0 | 0 | 0 | 0 | 0 | 0 | 0
Transportation Pollutant Emissions Disaggregated[ships,PM10,passenger,LPG propane or butane tf] | NoSettings | 0 | 0 | 0 | 0 | 0 | 0 | 0 | 0 | 0 | 0 | 0 | 0 | 0 | 0 | 0 | 0 | 0 | 0 | 0 | 0 | 0 | 0 | 0 | 0 | 0 | 0 | 0 | 0 | 0 | 0 | 0
Transportation Pollutant Emissions Disaggregated[ships,PM10,passenger,hydrogen tf] | NoSettings | 0 | 0 | 0 | 0 | 0 | 0 | 0 | 0 | 0 | 0 | 0 | 0 | 0 | 0 | 0 | 0 | 0 | 0 | 0 | 0 | 0 | 0 | 0 | 0 | 0 | 0 | 0 | 0 | 0 | 0 | 0
Transportation Pollutant Emissions Disaggregated[ships,PM10,freight,electricity tf] | NoSettings | 0 | 0 | 0 | 0 | 0 | 0 | 0 | 0 | 0 | 0 | 0 | 0 | 0 | 0 | 0 | 0 | 0 | 0 | 0 | 0 | 0 | 0 | 0 | 0 | 0 | 0 | 0 | 0 | 0 | 0 | 0
Transportation Pollutant Emissions Disaggregated[ships,PM10,freight,natural gas tf] | NoSettings | 0 | 0 | 0 | 0 | 0 | 0 | 0 | 0 | 0 | 0 | 0 | 0 | 0 | 0 | 0 | 0 | 0 | 0 | 0 | 0 | 0 | 0 | 0 | 0 | 0 | 0 | 0 | 0 | 0 | 0 | 0
Transportation Pollutant Emissions Disaggregated[ships,PM10,freight,petroleum gasoline tf] | NoSettings | 0 | 0 | 0 | 0 | 0 | 0 | 0 | 0 | 0 | 0 | 0 | 0 | 0 | 0 | 0 | 0 | 0 | 0 | 0 | 0 | 0 | 0 | 0 | 0 | 0 | 0 | 0 | 0 | 0 | 0 | 0
Transportation Pollutant Emissions Disaggregated[ships,PM10,freight,petroleum diesel tf] | NoSettings | 3303670000 | 3039410000 | 3333020000 | 2707090000 | 2708140000 | 2752090000 | 3054100000 | 3249850000 | 3690280000 | 3838750000 | 3649440000 | 3774930000 | 3918060000 | 4090320000 | 4227020000 | 4415790000 | 4959840000 | 5181580000 | 5473760000 | 5727080000 | 6021680000 | 6061500000 | 6534240000 | 6761860000 | 7215550000 | 7203130000 | 7774680000 | 8068870000 | 8334390000 | 8668880000 | 8946110000
Transportation Pollutant Emissions Disaggregated[ships,PM10,freight,biofuel gasoline tf] | NoSettings | 0 | 0 | 0 | 0 | 0 | 0 | 0 | 0 | 0 | 0 | 0 | 0 | 0 | 0 | 0 | 0 | 0 | 0 | 0 | 0 | 0 | 0 | 0 | 0 | 0 | 0 | 0 | 0 | 0 | 0 | 0
Transportation Pollutant Emissions Disaggregated[ships,PM10,freight,biofuel diesel tf] | NoSettings | 0 | 0 | 0 | 0 | 0 | 0 | 0 | 0 | 0 | 0 | 0 | 0 | 0 | 0 | 0 | 0 | 0 | 0 | 0 | 0 | 0 | 0 | 0 | 0 | 0 | 0 | 0 | 0 | 0 | 0 | 0
Transportation Pollutant Emissions Disaggregated[ships,PM10,freight,jet fuel tf] | NoSettings | 0 | 0 | 0 | 0 | 0 | 0 | 0 | 0 | 0 | 0 | 0 | 0 | 0 | 0 | 0 | 0 | 0 | 0 | 0 | 0 | 0 | 0 | 0 | 0 | 0 | 0 | 0 | 0 | 0 | 0 | 0
Transportation Pollutant Emissions Disaggregated[ships,PM10,freight,heavy or residual fuel oil tf] | NoSettings | 2876320000 | 3399240000 | 3429860000 | 4325260000 | 4600100000 | 4836070000 | 4879640000 | 5037130000 | 4956710000 | 5178430000 | 5745580000 | 5935860000 | 6179220000 | 6400420000 | 6601580000 | 6823520000 | 6698920000 | 6978100000 | 7127720000 | 7394390000 | 7559470000 | 7987610000 | 8054260000 | 8309660000 | 8416350000 | 8929370000 | 8936010000 | 9159200000 | 9417780000 | 9688690000 | 9890450000
Transportation Pollutant Emissions Disaggregated[ships,PM10,freight,LPG propane or butane tf] | NoSettings | 0 | 0 | 0 | 0 | 0 | 0 | 0 | 0 | 0 | 0 | 0 | 0 | 0 | 0 | 0 | 0 | 0 | 0 | 0 | 0 | 0 | 0 | 0 | 0 | 0 | 0 | 0 | 0 | 0 | 0 | 0
Transportation Pollutant Emissions Disaggregated[ships,PM10,freight,hydrogen tf] | NoSettings | 0 | 0 | 0 | 0 | 0 | 0 | 0 | 0 | 0 | 0 | 0 | 0 | 0 | 0 | 0 | 0 | 0 | 0 | 0 | 0 | 0 | 0 | 0 | 0 | 0 | 0 | 0 | 0 | 0 | 0 | 0
Transportation Pollutant Emissions Disaggregated[ships,PM25,passenger,electricity tf] | NoSettings | 0 | 0 | 0 | 0 | 0 | 0 | 0 | 0 | 0 | 0 | 0 | 0 | 0 | 0 | 0 | 0 | 0 | 0 | 0 | 0 | 0 | 0 | 0 | 0 | 0 | 0 | 0 | 0 | 0 | 0 | 0
Transportation Pollutant Emissions Disaggregated[ships,PM25,passenger,natural gas tf] | NoSettings | 0 | 0 | 0 | 0 | 0 | 0 | 0 | 0 | 0 | 0 | 0 | 0 | 0 | 0 | 0 | 0 | 0 | 0 | 0 | 0 | 0 | 0 | 0 | 0 | 0 | 0 | 0 | 0 | 0 | 0 | 0
Transportation Pollutant Emissions Disaggregated[ships,PM25,passenger,petroleum gasoline tf] | NoSettings | 0 | 0 | 0 | 0 | 0 | 0 | 0 | 0 | 0 | 0 | 0 | 0 | 0 | 0 | 0 | 0 | 0 | 0 | 0 | 0 | 0 | 0 | 0 | 0 | 0 | 0 | 0 | 0 | 0 | 0 | 0
Transportation Pollutant Emissions Disaggregated[ships,PM25,passenger,petroleum diesel tf] | NoSettings | 2606060000 | 2615030000 | 2624140000 | 2633470000 | 2669470000 | 2679560000 | 2716540000 | 2727410000 | 2738360000 | 2749380000 | 2760480000 | 2771570000 | 2782730000 | 2793980000 | 2833030000 | 2845030000 | 2857110000 | 2869190000 | 2881260000 | 2865090000 | 2876720000 | 2888420000 | 2900120000 | 2911890000 | 2923750000 | 2935600000 | 2947430000 | 2959340000 | 2971340000 | 2983320000 | 2980100000
Transportation Pollutant Emissions Disaggregated[ships,PM25,passenger,biofuel gasoline tf] | NoSettings | 0 | 0 | 0 | 0 | 0 | 0 | 0 | 0 | 0 | 0 | 0 | 0 | 0 | 0 | 0 | 0 | 0 | 0 | 0 | 0 | 0 | 0 | 0 | 0 | 0 | 0 | 0 | 0 | 0 | 0 | 0
Transportation Pollutant Emissions Disaggregated[ships,PM25,passenger,biofuel diesel tf] | NoSettings | 0 | 0 | 0 | 0 | 0 | 0 | 0 | 0 | 0 | 0 | 0 | 0 | 0 | 0 | 0 | 0 | 0 | 0 | 0 | 0 | 0 | 0 | 0 | 0 | 0 | 0 | 0 | 0 | 0 | 0 | 0
Transportation Pollutant Emissions Disaggregated[ships,PM25,passenger,jet fuel tf] | NoSettings | 0 | 0 | 0 | 0 | 0 | 0 | 0 | 0 | 0 | 0 | 0 | 0 | 0 | 0 | 0 | 0 | 0 | 0 | 0 | 0 | 0 | 0 | 0 | 0 | 0 | 0 | 0 | 0 | 0 | 0 | 0
Transportation Pollutant Emissions Disaggregated[ships,PM25,passenger,heavy or residual fuel oil tf] | NoSettings | 0 | 0 | 0 | 0 | 0 | 0 | 0 | 0 | 0 | 0 | 0 | 0 | 0 | 0 | 0 | 0 | 0 | 0 | 0 | 0 | 0 | 0 | 0 | 0 | 0 | 0 | 0 | 0 | 0 | 0 | 0
Transportation Pollutant Emissions Disaggregated[ships,PM25,passenger,LPG propane or butane tf] | NoSettings | 0 | 0 | 0 | 0 | 0 | 0 | 0 | 0 | 0 | 0 | 0 | 0 | 0 | 0 | 0 | 0 | 0 | 0 | 0 | 0 | 0 | 0 | 0 | 0 | 0 | 0 | 0 | 0 | 0 | 0 | 0
Transportation Pollutant Emissions Disaggregated[ships,PM25,passenger,hydrogen tf] | NoSettings | 0 | 0 | 0 | 0 | 0 | 0 | 0 | 0 | 0 | 0 | 0 | 0 | 0 | 0 | 0 | 0 | 0 | 0 | 0 | 0 | 0 | 0 | 0 | 0 | 0 | 0 | 0 | 0 | 0 | 0 | 0
Transportation Pollutant Emissions Disaggregated[ships,PM25,freight,electricity tf] | NoSettings | 0 | 0 | 0 | 0 | 0 | 0 | 0 | 0 | 0 | 0 | 0 | 0 | 0 | 0 | 0 | 0 | 0 | 0 | 0 | 0 | 0 | 0 | 0 | 0 | 0 | 0 | 0 | 0 | 0 | 0 | 0
Transportation Pollutant Emissions Disaggregated[ships,PM25,freight,natural gas tf] | NoSettings | 0 | 0 | 0 | 0 | 0 | 0 | 0 | 0 | 0 | 0 | 0 | 0 | 0 | 0 | 0 | 0 | 0 | 0 | 0 | 0 | 0 | 0 | 0 | 0 | 0 | 0 | 0 | 0 | 0 | 0 | 0
Transportation Pollutant Emissions Disaggregated[ships,PM25,freight,petroleum gasoline tf] | NoSettings | 0 | 0 | 0 | 0 | 0 | 0 | 0 | 0 | 0 | 0 | 0 | 0 | 0 | 0 | 0 | 0 | 0 | 0 | 0 | 0 | 0 | 0 | 0 | 0 | 0 | 0 | 0 | 0 | 0 | 0 | 0
Transportation Pollutant Emissions Disaggregated[ships,PM25,freight,petroleum diesel tf] | NoSettings | 3040040000 | 2796860000 | 3067050000 | 2491060000 | 2492030000 | 2532470000 | 2810380000 | 2990510000 | 3395800000 | 3532420000 | 3358210000 | 3473690000 | 3605400000 | 3763910000 | 3889700000 | 4063410000 | 4564040000 | 4768080000 | 5036950000 | 5270050000 | 5541150000 | 5577790000 | 6012800000 | 6222260000 | 6639740000 | 6628320000 | 7154260000 | 7424970000 | 7669310000 | 7977100000 | 8232200000
Transportation Pollutant Emissions Disaggregated[ships,PM25,freight,biofuel gasoline tf] | NoSettings | 0 | 0 | 0 | 0 | 0 | 0 | 0 | 0 | 0 | 0 | 0 | 0 | 0 | 0 | 0 | 0 | 0 | 0 | 0 | 0 | 0 | 0 | 0 | 0 | 0 | 0 | 0 | 0 | 0 | 0 | 0
Transportation Pollutant Emissions Disaggregated[ships,PM25,freight,biofuel diesel tf] | NoSettings | 0 | 0 | 0 | 0 | 0 | 0 | 0 | 0 | 0 | 0 | 0 | 0 | 0 | 0 | 0 | 0 | 0 | 0 | 0 | 0 | 0 | 0 | 0 | 0 | 0 | 0 | 0 | 0 | 0 | 0 | 0
Transportation Pollutant Emissions Disaggregated[ships,PM25,freight,jet fuel tf] | NoSettings | 0 | 0 | 0 | 0 | 0 | 0 | 0 | 0 | 0 | 0 | 0 | 0 | 0 | 0 | 0 | 0 | 0 | 0 | 0 | 0 | 0 | 0 | 0 | 0 | 0 | 0 | 0 | 0 | 0 | 0 | 0
Transportation Pollutant Emissions Disaggregated[ships,PM25,freight,heavy or residual fuel oil tf] | NoSettings | 2646790000 | 3127980000 | 3156160000 | 3980100000 | 4233010000 | 4450150000 | 4490240000 | 4635170000 | 4561160000 | 4765190000 | 5287080000 | 5462170000 | 5686120000 | 5889660000 | 6074770000 | 6279000000 | 6164340000 | 6421240000 | 6558920000 | 6804320000 | 6956220000 | 7350200000 | 7411530000 | 7646540000 | 7744720000 | 8216800000 | 8222910000 | 8428300000 | 8666230000 | 8915530000 | 9101180000
Transportation Pollutant Emissions Disaggregated[ships,PM25,freight,LPG propane or butane tf] | NoSettings | 0 | 0 | 0 | 0 | 0 | 0 | 0 | 0 | 0 | 0 | 0 | 0 | 0 | 0 | 0 | 0 | 0 | 0 | 0 | 0 | 0 | 0 | 0 | 0 | 0 | 0 | 0 | 0 | 0 | 0 | 0
Transportation Pollutant Emissions Disaggregated[ships,PM25,freight,hydrogen tf] | NoSettings | 0 | 0 | 0 | 0 | 0 | 0 | 0 | 0 | 0 | 0 | 0 | 0 | 0 | 0 | 0 | 0 | 0 | 0 | 0 | 0 | 0 | 0 | 0 | 0 | 0 | 0 | 0 | 0 | 0 | 0 | 0
Transportation Pollutant Emissions Disaggregated[ships,SOx,passenger,electricity tf] | NoSettings | 0 | 0 | 0 | 0 | 0 | 0 | 0 | 0 | 0 | 0 | 0 | 0 | 0 | 0 | 0 | 0 | 0 | 0 | 0 | 0 | 0 | 0 | 0 | 0 | 0 | 0 | 0 | 0 | 0 | 0 | 0
Transportation Pollutant Emissions Disaggregated[ships,SOx,passenger,natural gas tf] | NoSettings | 0 | 0 | 0 | 0 | 0 | 0 | 0 | 0 | 0 | 0 | 0 | 0 | 0 | 0 | 0 | 0 | 0 | 0 | 0 | 0 | 0 | 0 | 0 | 0 | 0 | 0 | 0 | 0 | 0 | 0 | 0
Transportation Pollutant Emissions Disaggregated[ships,SOx,passenger,petroleum gasoline tf] | NoSettings | 0 | 0 | 0 | 0 | 0 | 0 | 0 | 0 | 0 | 0 | 0 | 0 | 0 | 0 | 0 | 0 | 0 | 0 | 0 | 0 | 0 | 0 | 0 | 0 | 0 | 0 | 0 | 0 | 0 | 0 | 0
Transportation Pollutant Emissions Disaggregated[ships,SOx,passenger,petroleum diesel tf] | NoSettings | 8474380 | 8503540 | 8533150 | 8563480 | 8680570 | 8713360 | 8833620 | 8868970 | 8904570 | 8940410 | 8976500 | 9012560 | 9048880 | 9085440 | 9212410 | 9251440 | 9290740 | 9330010 | 9369250 | 9316690 | 9354490 | 9392560 | 9430580 | 9468870 | 9507430 | 9545950 | 9584430 | 9623170 | 9662190 | 9701150 | 9690660
Transportation Pollutant Emissions Disaggregated[ships,SOx,passenger,biofuel gasoline tf] | NoSettings | 0 | 0 | 0 | 0 | 0 | 0 | 0 | 0 | 0 | 0 | 0 | 0 | 0 | 0 | 0 | 0 | 0 | 0 | 0 | 0 | 0 | 0 | 0 | 0 | 0 | 0 | 0 | 0 | 0 | 0 | 0
Transportation Pollutant Emissions Disaggregated[ships,SOx,passenger,biofuel diesel tf] | NoSettings | 0 | 0 | 0 | 0 | 0 | 0 | 0 | 0 | 0 | 0 | 0 | 0 | 0 | 0 | 0 | 0 | 0 | 0 | 0 | 0 | 0 | 0 | 0 | 0 | 0 | 0 | 0 | 0 | 0 | 0 | 0
Transportation Pollutant Emissions Disaggregated[ships,SOx,passenger,jet fuel tf] | NoSettings | 0 | 0 | 0 | 0 | 0 | 0 | 0 | 0 | 0 | 0 | 0 | 0 | 0 | 0 | 0 | 0 | 0 | 0 | 0 | 0 | 0 | 0 | 0 | 0 | 0 | 0 | 0 | 0 | 0 | 0 | 0
Transportation Pollutant Emissions Disaggregated[ships,SOx,passenger,heavy or residual fuel oil tf] | NoSettings | 0 | 0 | 0 | 0 | 0 | 0 | 0 | 0 | 0 | 0 | 0 | 0 | 0 | 0 | 0 | 0 | 0 | 0 | 0 | 0 | 0 | 0 | 0 | 0 | 0 | 0 | 0 | 0 | 0 | 0 | 0
Transportation Pollutant Emissions Disaggregated[ships,SOx,passenger,LPG propane or butane tf] | NoSettings | 0 | 0 | 0 | 0 | 0 | 0 | 0 | 0 | 0 | 0 | 0 | 0 | 0 | 0 | 0 | 0 | 0 | 0 | 0 | 0 | 0 | 0 | 0 | 0 | 0 | 0 | 0 | 0 | 0 | 0 | 0
Transportation Pollutant Emissions Disaggregated[ships,SOx,passenger,hydrogen tf] | NoSettings | 0 | 0 | 0 | 0 | 0 | 0 | 0 | 0 | 0 | 0 | 0 | 0 | 0 | 0 | 0 | 0 | 0 | 0 | 0 | 0 | 0 | 0 | 0 | 0 | 0 | 0 | 0 | 0 | 0 | 0 | 0
Transportation Pollutant Emissions Disaggregated[ships,SOx,freight,electricity tf] | NoSettings | 0 | 0 | 0 | 0 | 0 | 0 | 0 | 0 | 0 | 0 | 0 | 0 | 0 | 0 | 0 | 0 | 0 | 0 | 0 | 0 | 0 | 0 | 0 | 0 | 0 | 0 | 0 | 0 | 0 | 0 | 0
Transportation Pollutant Emissions Disaggregated[ships,SOx,freight,natural gas tf] | NoSettings | 0 | 0 | 0 | 0 | 0 | 0 | 0 | 0 | 0 | 0 | 0 | 0 | 0 | 0 | 0 | 0 | 0 | 0 | 0 | 0 | 0 | 0 | 0 | 0 | 0 | 0 | 0 | 0 | 0 | 0 | 0
Transportation Pollutant Emissions Disaggregated[ships,SOx,freight,petroleum gasoline tf] | NoSettings | 0 | 0 | 0 | 0 | 0 | 0 | 0 | 0 | 0 | 0 | 0 | 0 | 0 | 0 | 0 | 0 | 0 | 0 | 0 | 0 | 0 | 0 | 0 | 0 | 0 | 0 | 0 | 0 | 0 | 0 | 0
Transportation Pollutant Emissions Disaggregated[ships,SOx,freight,petroleum diesel tf] | NoSettings | 9885570 | 9094810 | 9973400 | 8100420 | 8103580 | 8235080 | 9138780 | 9724530 | 11042400 | 11486700 | 10920200 | 11295700 | 11724000 | 12239500 | 12648500 | 13213400 | 14841300 | 15504800 | 16379100 | 17137100 | 18018700 | 18137800 | 19552400 | 20233500 | 21591100 | 21553900 | 23264200 | 24144500 | 24939000 | 25939900 | 26769400
Transportation Pollutant Emissions Disaggregated[ships,SOx,freight,biofuel gasoline tf] | NoSettings | 0 | 0 | 0 | 0 | 0 | 0 | 0 | 0 | 0 | 0 | 0 | 0 | 0 | 0 | 0 | 0 | 0 | 0 | 0 | 0 | 0 | 0 | 0 | 0 | 0 | 0 | 0 | 0 | 0 | 0 | 0
Transportation Pollutant Emissions Disaggregated[ships,SOx,freight,biofuel diesel tf] | NoSettings | 0 | 0 | 0 | 0 | 0 | 0 | 0 | 0 | 0 | 0 | 0 | 0 | 0 | 0 | 0 | 0 | 0 | 0 | 0 | 0 | 0 | 0 | 0 | 0 | 0 | 0 | 0 | 0 | 0 | 0 | 0
Transportation Pollutant Emissions Disaggregated[ships,SOx,freight,jet fuel tf] | NoSettings | 0 | 0 | 0 | 0 | 0 | 0 | 0 | 0 | 0 | 0 | 0 | 0 | 0 | 0 | 0 | 0 | 0 | 0 | 0 | 0 | 0 | 0 | 0 | 0 | 0 | 0 | 0 | 0 | 0 | 0 | 0
Transportation Pollutant Emissions Disaggregated[ships,SOx,freight,heavy or residual fuel oil tf] | NoSettings | 22913000000 | 27078600000 | 27322500000 | 34455300000 | 36644700000 | 38524500000 | 38871500000 | 40126100000 | 39485400000 | 41251700000 | 45769700000 | 47285400000 | 49224100000 | 50986100000 | 52588600000 | 54356600000 | 53364000000 | 55588000000 | 56779800000 | 58904200000 | 60219200000 | 63629800000 | 64160800000 | 66195200000 | 67045200000 | 71131900000 | 71184800000 | 72962800000 | 75022600000 | 77180700000 | 78787900000
Transportation Pollutant Emissions Disaggregated[ships,SOx,freight,LPG propane or butane tf] | NoSettings | 0 | 0 | 0 | 0 | 0 | 0 | 0 | 0 | 0 | 0 | 0 | 0 | 0 | 0 | 0 | 0 | 0 | 0 | 0 | 0 | 0 | 0 | 0 | 0 | 0 | 0 | 0 | 0 | 0 | 0 | 0
Transportation Pollutant Emissions Disaggregated[ships,SOx,freight,hydrogen tf] | NoSettings | 0 | 0 | 0 | 0 | 0 | 0 | 0 | 0 | 0 | 0 | 0 | 0 | 0 | 0 | 0 | 0 | 0 | 0 | 0 | 0 | 0 | 0 | 0 | 0 | 0 | 0 | 0 | 0 | 0 | 0 | 0
Transportation Pollutant Emissions Disaggregated[ships,BC,passenger,electricity tf] | NoSettings | 0 | 0 | 0 | 0 | 0 | 0 | 0 | 0 | 0 | 0 | 0 | 0 | 0 | 0 | 0 | 0 | 0 | 0 | 0 | 0 | 0 | 0 | 0 | 0 | 0 | 0 | 0 | 0 | 0 | 0 | 0
Transportation Pollutant Emissions Disaggregated[ships,BC,passenger,natural gas tf] | NoSettings | 0 | 0 | 0 | 0 | 0 | 0 | 0 | 0 | 0 | 0 | 0 | 0 | 0 | 0 | 0 | 0 | 0 | 0 | 0 | 0 | 0 | 0 | 0 | 0 | 0 | 0 | 0 | 0 | 0 | 0 | 0
Transportation Pollutant Emissions Disaggregated[ships,BC,passenger,petroleum gasoline tf] | NoSettings | 0 | 0 | 0 | 0 | 0 | 0 | 0 | 0 | 0 | 0 | 0 | 0 | 0 | 0 | 0 | 0 | 0 | 0 | 0 | 0 | 0 | 0 | 0 | 0 | 0 | 0 | 0 | 0 | 0 | 0 | 0
Transportation Pollutant Emissions Disaggregated[ships,BC,passenger,petroleum diesel tf] | NoSettings | 390908000 | 392253000 | 393619000 | 395018000 | 400419000 | 401932000 | 407479000 | 409110000 | 410752000 | 412405000 | 414070000 | 415733000 | 417408000 | 419095000 | 424952000 | 426752000 | 428565000 | 430376000 | 432187000 | 429762000 | 431506000 | 433262000 | 435016000 | 436782000 | 438561000 | 440338000 | 442112000 | 443900000 | 445699000 | 447497000 | 447013000
Transportation Pollutant Emissions Disaggregated[ships,BC,passenger,biofuel gasoline tf] | NoSettings | 0 | 0 | 0 | 0 | 0 | 0 | 0 | 0 | 0 | 0 | 0 | 0 | 0 | 0 | 0 | 0 | 0 | 0 | 0 | 0 | 0 | 0 | 0 | 0 | 0 | 0 | 0 | 0 | 0 | 0 | 0
Transportation Pollutant Emissions Disaggregated[ships,BC,passenger,biofuel diesel tf] | NoSettings | 0 | 0 | 0 | 0 | 0 | 0 | 0 | 0 | 0 | 0 | 0 | 0 | 0 | 0 | 0 | 0 | 0 | 0 | 0 | 0 | 0 | 0 | 0 | 0 | 0 | 0 | 0 | 0 | 0 | 0 | 0
Transportation Pollutant Emissions Disaggregated[ships,BC,passenger,jet fuel tf] | NoSettings | 0 | 0 | 0 | 0 | 0 | 0 | 0 | 0 | 0 | 0 | 0 | 0 | 0 | 0 | 0 | 0 | 0 | 0 | 0 | 0 | 0 | 0 | 0 | 0 | 0 | 0 | 0 | 0 | 0 | 0 | 0
Transportation Pollutant Emissions Disaggregated[ships,BC,passenger,heavy or residual fuel oil tf] | NoSettings | 0 | 0 | 0 | 0 | 0 | 0 | 0 | 0 | 0 | 0 | 0 | 0 | 0 | 0 | 0 | 0 | 0 | 0 | 0 | 0 | 0 | 0 | 0 | 0 | 0 | 0 | 0 | 0 | 0 | 0 | 0
Transportation Pollutant Emissions Disaggregated[ships,BC,passenger,LPG propane or butane tf] | NoSettings | 0 | 0 | 0 | 0 | 0 | 0 | 0 | 0 | 0 | 0 | 0 | 0 | 0 | 0 | 0 | 0 | 0 | 0 | 0 | 0 | 0 | 0 | 0 | 0 | 0 | 0 | 0 | 0 | 0 | 0 | 0
Transportation Pollutant Emissions Disaggregated[ships,BC,passenger,hydrogen tf] | NoSettings | 0 | 0 | 0 | 0 | 0 | 0 | 0 | 0 | 0 | 0 | 0 | 0 | 0 | 0 | 0 | 0 | 0 | 0 | 0 | 0 | 0 | 0 | 0 | 0 | 0 | 0 | 0 | 0 | 0 | 0 | 0
Transportation Pollutant Emissions Disaggregated[ships,BC,freight,electricity tf] | NoSettings | 0 | 0 | 0 | 0 | 0 | 0 | 0 | 0 | 0 | 0 | 0 | 0 | 0 | 0 | 0 | 0 | 0 | 0 | 0 | 0 | 0 | 0 | 0 | 0 | 0 | 0 | 0 | 0 | 0 | 0 | 0
Transportation Pollutant Emissions Disaggregated[ships,BC,freight,natural gas tf] | NoSettings | 0 | 0 | 0 | 0 | 0 | 0 | 0 | 0 | 0 | 0 | 0 | 0 | 0 | 0 | 0 | 0 | 0 | 0 | 0 | 0 | 0 | 0 | 0 | 0 | 0 | 0 | 0 | 0 | 0 | 0 | 0
Transportation Pollutant Emissions Disaggregated[ships,BC,freight,petroleum gasoline tf] | NoSettings | 0 | 0 | 0 | 0 | 0 | 0 | 0 | 0 | 0 | 0 | 0 | 0 | 0 | 0 | 0 | 0 | 0 | 0 | 0 | 0 | 0 | 0 | 0 | 0 | 0 | 0 | 0 | 0 | 0 | 0 | 0
Transportation Pollutant Emissions Disaggregated[ships,BC,freight,petroleum diesel tf] | NoSettings | 456003000 | 419527000 | 460055000 | 373658000 | 373803000 | 379869000 | 421556000 | 448575000 | 509367000 | 529860000 | 503729000 | 521051000 | 540808000 | 564584000 | 583453000 | 609509000 | 684604000 | 715209000 | 755540000 | 790504000 | 831169000 | 836665000 | 901916000 | 933334000 | 995957000 | 994244000 | 1073130000 | 1113740000 | 1150390000 | 1196560000 | 1234820000
Transportation Pollutant Emissions Disaggregated[ships,BC,freight,biofuel gasoline tf] | NoSettings | 0 | 0 | 0 | 0 | 0 | 0 | 0 | 0 | 0 | 0 | 0 | 0 | 0 | 0 | 0 | 0 | 0 | 0 | 0 | 0 | 0 | 0 | 0 | 0 | 0 | 0 | 0 | 0 | 0 | 0 | 0
Transportation Pollutant Emissions Disaggregated[ships,BC,freight,biofuel diesel tf] | NoSettings | 0 | 0 | 0 | 0 | 0 | 0 | 0 | 0 | 0 | 0 | 0 | 0 | 0 | 0 | 0 | 0 | 0 | 0 | 0 | 0 | 0 | 0 | 0 | 0 | 0 | 0 | 0 | 0 | 0 | 0 | 0
Transportation Pollutant Emissions Disaggregated[ships,BC,freight,jet fuel tf] | NoSettings | 0 | 0 | 0 | 0 | 0 | 0 | 0 | 0 | 0 | 0 | 0 | 0 | 0 | 0 | 0 | 0 | 0 | 0 | 0 | 0 | 0 | 0 | 0 | 0 | 0 | 0 | 0 | 0 | 0 | 0 | 0
Transportation Pollutant Emissions Disaggregated[ships,BC,freight,heavy or residual fuel oil tf] | NoSettings | 397017000 | 469195000 | 473422000 | 597013000 | 634949000 | 667520000 | 673533000 | 695272000 | 684171000 | 714776000 | 793059000 | 819322000 | 852914000 | 883445000 | 911211000 | 941846000 | 924648000 | 963183000 | 983834000 | 1020640000 | 1043430000 | 1102530000 | 1111720000 | 1146980000 | 1161700000 | 1232520000 | 1233430000 | 1264240000 | 1299930000 | 1337320000 | 1365170000
Transportation Pollutant Emissions Disaggregated[ships,BC,freight,LPG propane or butane tf] | NoSettings | 0 | 0 | 0 | 0 | 0 | 0 | 0 | 0 | 0 | 0 | 0 | 0 | 0 | 0 | 0 | 0 | 0 | 0 | 0 | 0 | 0 | 0 | 0 | 0 | 0 | 0 | 0 | 0 | 0 | 0 | 0
Transportation Pollutant Emissions Disaggregated[ships,BC,freight,hydrogen tf] | NoSettings | 0 | 0 | 0 | 0 | 0 | 0 | 0 | 0 | 0 | 0 | 0 | 0 | 0 | 0 | 0 | 0 | 0 | 0 | 0 | 0 | 0 | 0 | 0 | 0 | 0 | 0 | 0 | 0 | 0 | 0 | 0
Transportation Pollutant Emissions Disaggregated[ships,OC,passenger,electricity tf] | NoSettings | 0 | 0 | 0 | 0 | 0 | 0 | 0 | 0 | 0 | 0 | 0 | 0 | 0 | 0 | 0 | 0 | 0 | 0 | 0 | 0 | 0 | 0 | 0 | 0 | 0 | 0 | 0 | 0 | 0 | 0 | 0
Transportation Pollutant Emissions Disaggregated[ships,OC,passenger,natural gas tf] | NoSettings | 0 | 0 | 0 | 0 | 0 | 0 | 0 | 0 | 0 | 0 | 0 | 0 | 0 | 0 | 0 | 0 | 0 | 0 | 0 | 0 | 0 | 0 | 0 | 0 | 0 | 0 | 0 | 0 | 0 | 0 | 0
Transportation Pollutant Emissions Disaggregated[ships,OC,passenger,petroleum gasoline tf] | NoSettings | 0 | 0 | 0 | 0 | 0 | 0 | 0 | 0 | 0 | 0 | 0 | 0 | 0 | 0 | 0 | 0 | 0 | 0 | 0 | 0 | 0 | 0 | 0 | 0 | 0 | 0 | 0 | 0 | 0 | 0 | 0
Transportation Pollutant Emissions Disaggregated[ships,OC,passenger,petroleum diesel tf] | NoSettings | 1016360000 | 1019850000 | 1023410000 | 1027040000 | 1041090000 | 1045020000 | 1059440000 | 1063680000 | 1067950000 | 1072250000 | 1076580000 | 1080900000 | 1085260000 | 1089640000 | 1104870000 | 1109550000 | 1114270000 | 1118980000 | 1123680000 | 1117380000 | 1121910000 | 1126480000 | 1131040000 | 1135630000 | 1140250000 | 1144870000 | 1149490000 | 1154130000 | 1158810000 | 1163490000 | 1162230000
Transportation Pollutant Emissions Disaggregated[ships,OC,passenger,biofuel gasoline tf] | NoSettings | 0 | 0 | 0 | 0 | 0 | 0 | 0 | 0 | 0 | 0 | 0 | 0 | 0 | 0 | 0 | 0 | 0 | 0 | 0 | 0 | 0 | 0 | 0 | 0 | 0 | 0 | 0 | 0 | 0 | 0 | 0
Transportation Pollutant Emissions Disaggregated[ships,OC,passenger,biofuel diesel tf] | NoSettings | 0 | 0 | 0 | 0 | 0 | 0 | 0 | 0 | 0 | 0 | 0 | 0 | 0 | 0 | 0 | 0 | 0 | 0 | 0 | 0 | 0 | 0 | 0 | 0 | 0 | 0 | 0 | 0 | 0 | 0 | 0
Transportation Pollutant Emissions Disaggregated[ships,OC,passenger,jet fuel tf] | NoSettings | 0 | 0 | 0 | 0 | 0 | 0 | 0 | 0 | 0 | 0 | 0 | 0 | 0 | 0 | 0 | 0 | 0 | 0 | 0 | 0 | 0 | 0 | 0 | 0 | 0 | 0 | 0 | 0 | 0 | 0 | 0
Transportation Pollutant Emissions Disaggregated[ships,OC,passenger,heavy or residual fuel oil tf] | NoSettings | 0 | 0 | 0 | 0 | 0 | 0 | 0 | 0 | 0 | 0 | 0 | 0 | 0 | 0 | 0 | 0 | 0 | 0 | 0 | 0 | 0 | 0 | 0 | 0 | 0 | 0 | 0 | 0 | 0 | 0 | 0
Transportation Pollutant Emissions Disaggregated[ships,OC,passenger,LPG propane or butane tf] | NoSettings | 0 | 0 | 0 | 0 | 0 | 0 | 0 | 0 | 0 | 0 | 0 | 0 | 0 | 0 | 0 | 0 | 0 | 0 | 0 | 0 | 0 | 0 | 0 | 0 | 0 | 0 | 0 | 0 | 0 | 0 | 0
Transportation Pollutant Emissions Disaggregated[ships,OC,passenger,hydrogen tf] | NoSettings | 0 | 0 | 0 | 0 | 0 | 0 | 0 | 0 | 0 | 0 | 0 | 0 | 0 | 0 | 0 | 0 | 0 | 0 | 0 | 0 | 0 | 0 | 0 | 0 | 0 | 0 | 0 | 0 | 0 | 0 | 0
Transportation Pollutant Emissions Disaggregated[ships,OC,freight,electricity tf] | NoSettings | 0 | 0 | 0 | 0 | 0 | 0 | 0 | 0 | 0 | 0 | 0 | 0 | 0 | 0 | 0 | 0 | 0 | 0 | 0 | 0 | 0 | 0 | 0 | 0 | 0 | 0 | 0 | 0 | 0 | 0 | 0
Transportation Pollutant Emissions Disaggregated[ships,OC,freight,natural gas tf] | NoSettings | 0 | 0 | 0 | 0 | 0 | 0 | 0 | 0 | 0 | 0 | 0 | 0 | 0 | 0 | 0 | 0 | 0 | 0 | 0 | 0 | 0 | 0 | 0 | 0 | 0 | 0 | 0 | 0 | 0 | 0 | 0
Transportation Pollutant Emissions Disaggregated[ships,OC,freight,petroleum gasoline tf] | NoSettings | 0 | 0 | 0 | 0 | 0 | 0 | 0 | 0 | 0 | 0 | 0 | 0 | 0 | 0 | 0 | 0 | 0 | 0 | 0 | 0 | 0 | 0 | 0 | 0 | 0 | 0 | 0 | 0 | 0 | 0 | 0
Transportation Pollutant Emissions Disaggregated[ships,OC,freight,petroleum diesel tf] | NoSettings | 1185610000 | 1090770000 | 1196140000 | 971507000 | 971886000 | 987657000 | 1096040000 | 1166290000 | 1324350000 | 1377630000 | 1309690000 | 1354730000 | 1406090000 | 1467910000 | 1516970000 | 1584720000 | 1779960000 | 1859540000 | 1964400000 | 2055300000 | 2161030000 | 2175320000 | 2344970000 | 2426660000 | 2589480000 | 2585020000 | 2790140000 | 2895720000 | 2991010000 | 3111050000 | 3210530000
Transportation Pollutant Emissions Disaggregated[ships,OC,freight,biofuel gasoline tf] | NoSettings | 0 | 0 | 0 | 0 | 0 | 0 | 0 | 0 | 0 | 0 | 0 | 0 | 0 | 0 | 0 | 0 | 0 | 0 | 0 | 0 | 0 | 0 | 0 | 0 | 0 | 0 | 0 | 0 | 0 | 0 | 0
Transportation Pollutant Emissions Disaggregated[ships,OC,freight,biofuel diesel tf] | NoSettings | 0 | 0 | 0 | 0 | 0 | 0 | 0 | 0 | 0 | 0 | 0 | 0 | 0 | 0 | 0 | 0 | 0 | 0 | 0 | 0 | 0 | 0 | 0 | 0 | 0 | 0 | 0 | 0 | 0 | 0 | 0
Transportation Pollutant Emissions Disaggregated[ships,OC,freight,jet fuel tf] | NoSettings | 0 | 0 | 0 | 0 | 0 | 0 | 0 | 0 | 0 | 0 | 0 | 0 | 0 | 0 | 0 | 0 | 0 | 0 | 0 | 0 | 0 | 0 | 0 | 0 | 0 | 0 | 0 | 0 | 0 | 0 | 0
Transportation Pollutant Emissions Disaggregated[ships,OC,freight,heavy or residual fuel oil tf] | NoSettings | 1032240000 | 1219900000 | 1230890000 | 1552230000 | 1650860000 | 1735550000 | 1751180000 | 1807700000 | 1778840000 | 1858410000 | 2061950000 | 2130230000 | 2217570000 | 2296950000 | 2369140000 | 2448790000 | 2404080000 | 2504270000 | 2557960000 | 2653660000 | 2712910000 | 2866560000 | 2890470000 | 2982130000 | 3020420000 | 3204530000 | 3206910000 | 3287010000 | 3379810000 | 3477030000 | 3549440000
Transportation Pollutant Emissions Disaggregated[ships,OC,freight,LPG propane or butane tf] | NoSettings | 0 | 0 | 0 | 0 | 0 | 0 | 0 | 0 | 0 | 0 | 0 | 0 | 0 | 0 | 0 | 0 | 0 | 0 | 0 | 0 | 0 | 0 | 0 | 0 | 0 | 0 | 0 | 0 | 0 | 0 | 0
Transportation Pollutant Emissions Disaggregated[ships,OC,freight,hydrogen tf] | NoSettings | 0 | 0 | 0 | 0 | 0 | 0 | 0 | 0 | 0 | 0 | 0 | 0 | 0 | 0 | 0 | 0 | 0 | 0 | 0 | 0 | 0 | 0 | 0 | 0 | 0 | 0 | 0 | 0 | 0 | 0 | 0
Transportation Pollutant Emissions Disaggregated[ships,CH4,passenger,electricity tf] | NoSettings | 0 | 0 | 0 | 0 | 0 | 0 | 0 | 0 | 0 | 0 | 0 | 0 | 0 | 0 | 0 | 0 | 0 | 0 | 0 | 0 | 0 | 0 | 0 | 0 | 0 | 0 | 0 | 0 | 0 | 0 | 0
Transportation Pollutant Emissions Disaggregated[ships,CH4,passenger,natural gas tf] | NoSettings | 0 | 0 | 0 | 0 | 0 | 0 | 0 | 0 | 0 | 0 | 0 | 0 | 0 | 0 | 0 | 0 | 0 | 0 | 0 | 0 | 0 | 0 | 0 | 0 | 0 | 0 | 0 | 0 | 0 | 0 | 0
Transportation Pollutant Emissions Disaggregated[ships,CH4,passenger,petroleum gasoline tf] | NoSettings | 0 | 0 | 0 | 0 | 0 | 0 | 0 | 0 | 0 | 0 | 0 | 0 | 0 | 0 | 0 | 0 | 0 | 0 | 0 | 0 | 0 | 0 | 0 | 0 | 0 | 0 | 0 | 0 | 0 | 0 | 0
Transportation Pollutant Emissions Disaggregated[ships,CH4,passenger,petroleum diesel tf] | NoSettings | 50144300 | 50316800 | 50492000 | 50671500 | 51364300 | 51558400 | 52269900 | 52479100 | 52689700 | 52901800 | 53115400 | 53328800 | 53543700 | 53760000 | 54511300 | 54742200 | 54974800 | 55207100 | 55439300 | 55128400 | 55352000 | 55577300 | 55802300 | 56028800 | 56257000 | 56484900 | 56712600 | 56941800 | 57172700 | 57403200 | 57341200
Transportation Pollutant Emissions Disaggregated[ships,CH4,passenger,biofuel gasoline tf] | NoSettings | 0 | 0 | 0 | 0 | 0 | 0 | 0 | 0 | 0 | 0 | 0 | 0 | 0 | 0 | 0 | 0 | 0 | 0 | 0 | 0 | 0 | 0 | 0 | 0 | 0 | 0 | 0 | 0 | 0 | 0 | 0
Transportation Pollutant Emissions Disaggregated[ships,CH4,passenger,biofuel diesel tf] | NoSettings | 0 | 0 | 0 | 0 | 0 | 0 | 0 | 0 | 0 | 0 | 0 | 0 | 0 | 0 | 0 | 0 | 0 | 0 | 0 | 0 | 0 | 0 | 0 | 0 | 0 | 0 | 0 | 0 | 0 | 0 | 0
Transportation Pollutant Emissions Disaggregated[ships,CH4,passenger,jet fuel tf] | NoSettings | 0 | 0 | 0 | 0 | 0 | 0 | 0 | 0 | 0 | 0 | 0 | 0 | 0 | 0 | 0 | 0 | 0 | 0 | 0 | 0 | 0 | 0 | 0 | 0 | 0 | 0 | 0 | 0 | 0 | 0 | 0
Transportation Pollutant Emissions Disaggregated[ships,CH4,passenger,heavy or residual fuel oil tf] | NoSettings | 0 | 0 | 0 | 0 | 0 | 0 | 0 | 0 | 0 | 0 | 0 | 0 | 0 | 0 | 0 | 0 | 0 | 0 | 0 | 0 | 0 | 0 | 0 | 0 | 0 | 0 | 0 | 0 | 0 | 0 | 0
Transportation Pollutant Emissions Disaggregated[ships,CH4,passenger,LPG propane or butane tf] | NoSettings | 0 | 0 | 0 | 0 | 0 | 0 | 0 | 0 | 0 | 0 | 0 | 0 | 0 | 0 | 0 | 0 | 0 | 0 | 0 | 0 | 0 | 0 | 0 | 0 | 0 | 0 | 0 | 0 | 0 | 0 | 0
Transportation Pollutant Emissions Disaggregated[ships,CH4,passenger,hydrogen tf] | NoSettings | 0 | 0 | 0 | 0 | 0 | 0 | 0 | 0 | 0 | 0 | 0 | 0 | 0 | 0 | 0 | 0 | 0 | 0 | 0 | 0 | 0 | 0 | 0 | 0 | 0 | 0 | 0 | 0 | 0 | 0 | 0
Transportation Pollutant Emissions Disaggregated[ships,CH4,freight,electricity tf] | NoSettings | 0 | 0 | 0 | 0 | 0 | 0 | 0 | 0 | 0 | 0 | 0 | 0 | 0 | 0 | 0 | 0 | 0 | 0 | 0 | 0 | 0 | 0 | 0 | 0 | 0 | 0 | 0 | 0 | 0 | 0 | 0
Transportation Pollutant Emissions Disaggregated[ships,CH4,freight,natural gas tf] | NoSettings | 0 | 0 | 0 | 0 | 0 | 0 | 0 | 0 | 0 | 0 | 0 | 0 | 0 | 0 | 0 | 0 | 0 | 0 | 0 | 0 | 0 | 0 | 0 | 0 | 0 | 0 | 0 | 0 | 0 | 0 | 0
Transportation Pollutant Emissions Disaggregated[ships,CH4,freight,petroleum gasoline tf] | NoSettings | 0 | 0 | 0 | 0 | 0 | 0 | 0 | 0 | 0 | 0 | 0 | 0 | 0 | 0 | 0 | 0 | 0 | 0 | 0 | 0 | 0 | 0 | 0 | 0 | 0 | 0 | 0 | 0 | 0 | 0 | 0
Transportation Pollutant Emissions Disaggregated[ships,CH4,freight,petroleum diesel tf] | NoSettings | 58494500 | 53815500 | 59014200 | 47931500 | 47950200 | 48728300 | 54075600 | 57541600 | 65339800 | 67968600 | 64616600 | 66838500 | 69372800 | 72422800 | 74843200 | 78185600 | 87818500 | 91744500 | 96917900 | 101403000 | 106619000 | 107324000 | 115695000 | 119725000 | 127758000 | 127538000 | 137658000 | 142867000 | 147568000 | 153490000 | 158399000
Transportation Pollutant Emissions Disaggregated[ships,CH4,freight,biofuel gasoline tf] | NoSettings | 0 | 0 | 0 | 0 | 0 | 0 | 0 | 0 | 0 | 0 | 0 | 0 | 0 | 0 | 0 | 0 | 0 | 0 | 0 | 0 | 0 | 0 | 0 | 0 | 0 | 0 | 0 | 0 | 0 | 0 | 0
Transportation Pollutant Emissions Disaggregated[ships,CH4,freight,biofuel diesel tf] | NoSettings | 0 | 0 | 0 | 0 | 0 | 0 | 0 | 0 | 0 | 0 | 0 | 0 | 0 | 0 | 0 | 0 | 0 | 0 | 0 | 0 | 0 | 0 | 0 | 0 | 0 | 0 | 0 | 0 | 0 | 0 | 0
Transportation Pollutant Emissions Disaggregated[ships,CH4,freight,jet fuel tf] | NoSettings | 0 | 0 | 0 | 0 | 0 | 0 | 0 | 0 | 0 | 0 | 0 | 0 | 0 | 0 | 0 | 0 | 0 | 0 | 0 | 0 | 0 | 0 | 0 | 0 | 0 | 0 | 0 | 0 | 0 | 0 | 0
Transportation Pollutant Emissions Disaggregated[ships,CH4,freight,heavy or residual fuel oil tf] | NoSettings | 50927900 | 60186700 | 60728800 | 76582600 | 81448900 | 85627000 | 86398400 | 89187000 | 87763000 | 91688900 | 101731000 | 105100000 | 109409000 | 113325000 | 116887000 | 120817000 | 118610000 | 123554000 | 126203000 | 130924000 | 133847000 | 141428000 | 142608000 | 147130000 | 149019000 | 158103000 | 158220000 | 162172000 | 166750000 | 171547000 | 175119000
Transportation Pollutant Emissions Disaggregated[ships,CH4,freight,LPG propane or butane tf] | NoSettings | 0 | 0 | 0 | 0 | 0 | 0 | 0 | 0 | 0 | 0 | 0 | 0 | 0 | 0 | 0 | 0 | 0 | 0 | 0 | 0 | 0 | 0 | 0 | 0 | 0 | 0 | 0 | 0 | 0 | 0 | 0
Transportation Pollutant Emissions Disaggregated[ships,CH4,freight,hydrogen tf] | NoSettings | 0 | 0 | 0 | 0 | 0 | 0 | 0 | 0 | 0 | 0 | 0 | 0 | 0 | 0 | 0 | 0 | 0 | 0 | 0 | 0 | 0 | 0 | 0 | 0 | 0 | 0 | 0 | 0 | 0 | 0 | 0
Transportation Pollutant Emissions Disaggregated[ships,N2O,passenger,electricity tf] | NoSettings | 0 | 0 | 0 | 0 | 0 | 0 | 0 | 0 | 0 | 0 | 0 | 0 | 0 | 0 | 0 | 0 | 0 | 0 | 0 | 0 | 0 | 0 | 0 | 0 | 0 | 0 | 0 | 0 | 0 | 0 | 0
Transportation Pollutant Emissions Disaggregated[ships,N2O,passenger,natural gas tf] | NoSettings | 0 | 0 | 0 | 0 | 0 | 0 | 0 | 0 | 0 | 0 | 0 | 0 | 0 | 0 | 0 | 0 | 0 | 0 | 0 | 0 | 0 | 0 | 0 | 0 | 0 | 0 | 0 | 0 | 0 | 0 | 0
Transportation Pollutant Emissions Disaggregated[ships,N2O,passenger,petroleum gasoline tf] | NoSettings | 0 | 0 | 0 | 0 | 0 | 0 | 0 | 0 | 0 | 0 | 0 | 0 | 0 | 0 | 0 | 0 | 0 | 0 | 0 | 0 | 0 | 0 | 0 | 0 | 0 | 0 | 0 | 0 | 0 | 0 | 0
Transportation Pollutant Emissions Disaggregated[ships,N2O,passenger,petroleum diesel tf] | NoSettings | 10028900 | 10063400 | 10098400 | 10134300 | 10272900 | 10311700 | 10454000 | 10495800 | 10537900 | 10580400 | 10623100 | 10665800 | 10708700 | 10752000 | 10902300 | 10948400 | 10995000 | 11041400 | 11087900 | 11025700 | 11070400 | 11115500 | 11160500 | 11205800 | 11251400 | 11297000 | 11342500 | 11388400 | 11434500 | 11480600 | 11468200
Transportation Pollutant Emissions Disaggregated[ships,N2O,passenger,biofuel gasoline tf] | NoSettings | 0 | 0 | 0 | 0 | 0 | 0 | 0 | 0 | 0 | 0 | 0 | 0 | 0 | 0 | 0 | 0 | 0 | 0 | 0 | 0 | 0 | 0 | 0 | 0 | 0 | 0 | 0 | 0 | 0 | 0 | 0
Transportation Pollutant Emissions Disaggregated[ships,N2O,passenger,biofuel diesel tf] | NoSettings | 0 | 0 | 0 | 0 | 0 | 0 | 0 | 0 | 0 | 0 | 0 | 0 | 0 | 0 | 0 | 0 | 0 | 0 | 0 | 0 | 0 | 0 | 0 | 0 | 0 | 0 | 0 | 0 | 0 | 0 | 0
Transportation Pollutant Emissions Disaggregated[ships,N2O,passenger,jet fuel tf] | NoSettings | 0 | 0 | 0 | 0 | 0 | 0 | 0 | 0 | 0 | 0 | 0 | 0 | 0 | 0 | 0 | 0 | 0 | 0 | 0 | 0 | 0 | 0 | 0 | 0 | 0 | 0 | 0 | 0 | 0 | 0 | 0
Transportation Pollutant Emissions Disaggregated[ships,N2O,passenger,heavy or residual fuel oil tf] | NoSettings | 0 | 0 | 0 | 0 | 0 | 0 | 0 | 0 | 0 | 0 | 0 | 0 | 0 | 0 | 0 | 0 | 0 | 0 | 0 | 0 | 0 | 0 | 0 | 0 | 0 | 0 | 0 | 0 | 0 | 0 | 0
Transportation Pollutant Emissions Disaggregated[ships,N2O,passenger,LPG propane or butane tf] | NoSettings | 0 | 0 | 0 | 0 | 0 | 0 | 0 | 0 | 0 | 0 | 0 | 0 | 0 | 0 | 0 | 0 | 0 | 0 | 0 | 0 | 0 | 0 | 0 | 0 | 0 | 0 | 0 | 0 | 0 | 0 | 0
Transportation Pollutant Emissions Disaggregated[ships,N2O,passenger,hydrogen tf] | NoSettings | 0 | 0 | 0 | 0 | 0 | 0 | 0 | 0 | 0 | 0 | 0 | 0 | 0 | 0 | 0 | 0 | 0 | 0 | 0 | 0 | 0 | 0 | 0 | 0 | 0 | 0 | 0 | 0 | 0 | 0 | 0
Transportation Pollutant Emissions Disaggregated[ships,N2O,freight,electricity tf] | NoSettings | 0 | 0 | 0 | 0 | 0 | 0 | 0 | 0 | 0 | 0 | 0 | 0 | 0 | 0 | 0 | 0 | 0 | 0 | 0 | 0 | 0 | 0 | 0 | 0 | 0 | 0 | 0 | 0 | 0 | 0 | 0
Transportation Pollutant Emissions Disaggregated[ships,N2O,freight,natural gas tf] | NoSettings | 0 | 0 | 0 | 0 | 0 | 0 | 0 | 0 | 0 | 0 | 0 | 0 | 0 | 0 | 0 | 0 | 0 | 0 | 0 | 0 | 0 | 0 | 0 | 0 | 0 | 0 | 0 | 0 | 0 | 0 | 0
Transportation Pollutant Emissions Disaggregated[ships,N2O,freight,petroleum gasoline tf] | NoSettings | 0 | 0 | 0 | 0 | 0 | 0 | 0 | 0 | 0 | 0 | 0 | 0 | 0 | 0 | 0 | 0 | 0 | 0 | 0 | 0 | 0 | 0 | 0 | 0 | 0 | 0 | 0 | 0 | 0 | 0 | 0
Transportation Pollutant Emissions Disaggregated[ships,N2O,freight,petroleum diesel tf] | NoSettings | 11698900 | 10763100 | 11802800 | 9586290 | 9590030 | 9745650 | 10815100 | 11508300 | 13068000 | 13593700 | 12923300 | 13367700 | 13874600 | 14484600 | 14968600 | 15637100 | 17563700 | 18348900 | 19383600 | 20280600 | 21323900 | 21464900 | 23138900 | 23945000 | 25551600 | 25507600 | 27531600 | 28573300 | 29513600 | 30698100 | 31679800
Transportation Pollutant Emissions Disaggregated[ships,N2O,freight,biofuel gasoline tf] | NoSettings | 0 | 0 | 0 | 0 | 0 | 0 | 0 | 0 | 0 | 0 | 0 | 0 | 0 | 0 | 0 | 0 | 0 | 0 | 0 | 0 | 0 | 0 | 0 | 0 | 0 | 0 | 0 | 0 | 0 | 0 | 0
Transportation Pollutant Emissions Disaggregated[ships,N2O,freight,biofuel diesel tf] | NoSettings | 0 | 0 | 0 | 0 | 0 | 0 | 0 | 0 | 0 | 0 | 0 | 0 | 0 | 0 | 0 | 0 | 0 | 0 | 0 | 0 | 0 | 0 | 0 | 0 | 0 | 0 | 0 | 0 | 0 | 0 | 0
Transportation Pollutant Emissions Disaggregated[ships,N2O,freight,jet fuel tf] | NoSettings | 0 | 0 | 0 | 0 | 0 | 0 | 0 | 0 | 0 | 0 | 0 | 0 | 0 | 0 | 0 | 0 | 0 | 0 | 0 | 0 | 0 | 0 | 0 | 0 | 0 | 0 | 0 | 0 | 0 | 0 | 0
Transportation Pollutant Emissions Disaggregated[ships,N2O,freight,heavy or residual fuel oil tf] | NoSettings | 10185600 | 12037300 | 12145800 | 15316500 | 16289800 | 17125400 | 17279700 | 17837400 | 17552600 | 18337800 | 20346200 | 21019900 | 21881700 | 22665000 | 23377400 | 24163300 | 23722100 | 24710700 | 25240500 | 26184900 | 26769500 | 28285600 | 28521600 | 29426000 | 29803800 | 31620500 | 31644000 | 32434400 | 33350100 | 34309400 | 35023900
Transportation Pollutant Emissions Disaggregated[ships,N2O,freight,LPG propane or butane tf] | NoSettings | 0 | 0 | 0 | 0 | 0 | 0 | 0 | 0 | 0 | 0 | 0 | 0 | 0 | 0 | 0 | 0 | 0 | 0 | 0 | 0 | 0 | 0 | 0 | 0 | 0 | 0 | 0 | 0 | 0 | 0 | 0
Transportation Pollutant Emissions Disaggregated[ships,N2O,freight,hydrogen tf] | NoSettings | 0 | 0 | 0 | 0 | 0 | 0 | 0 | 0 | 0 | 0 | 0 | 0 | 0 | 0 | 0 | 0 | 0 | 0 | 0 | 0 | 0 | 0 | 0 | 0 | 0 | 0 | 0 | 0 | 0 | 0 | 0
Transportation Pollutant Emissions Disaggregated[ships,F gases,passenger,electricity tf] | NoSettings | 0 | 0 | 0 | 0 | 0 | 0 | 0 | 0 | 0 | 0 | 0 | 0 | 0 | 0 | 0 | 0 | 0 | 0 | 0 | 0 | 0 | 0 | 0 | 0 | 0 | 0 | 0 | 0 | 0 | 0 | 0
Transportation Pollutant Emissions Disaggregated[ships,F gases,passenger,natural gas tf] | NoSettings | 0 | 0 | 0 | 0 | 0 | 0 | 0 | 0 | 0 | 0 | 0 | 0 | 0 | 0 | 0 | 0 | 0 | 0 | 0 | 0 | 0 | 0 | 0 | 0 | 0 | 0 | 0 | 0 | 0 | 0 | 0
Transportation Pollutant Emissions Disaggregated[ships,F gases,passenger,petroleum gasoline tf] | NoSettings | 0 | 0 | 0 | 0 | 0 | 0 | 0 | 0 | 0 | 0 | 0 | 0 | 0 | 0 | 0 | 0 | 0 | 0 | 0 | 0 | 0 | 0 | 0 | 0 | 0 | 0 | 0 | 0 | 0 | 0 | 0
Transportation Pollutant Emissions Disaggregated[ships,F gases,passenger,petroleum diesel tf] | NoSettings | 0 | 0 | 0 | 0 | 0 | 0 | 0 | 0 | 0 | 0 | 0 | 0 | 0 | 0 | 0 | 0 | 0 | 0 | 0 | 0 | 0 | 0 | 0 | 0 | 0 | 0 | 0 | 0 | 0 | 0 | 0
Transportation Pollutant Emissions Disaggregated[ships,F gases,passenger,biofuel gasoline tf] | NoSettings | 0 | 0 | 0 | 0 | 0 | 0 | 0 | 0 | 0 | 0 | 0 | 0 | 0 | 0 | 0 | 0 | 0 | 0 | 0 | 0 | 0 | 0 | 0 | 0 | 0 | 0 | 0 | 0 | 0 | 0 | 0
Transportation Pollutant Emissions Disaggregated[ships,F gases,passenger,biofuel diesel tf] | NoSettings | 0 | 0 | 0 | 0 | 0 | 0 | 0 | 0 | 0 | 0 | 0 | 0 | 0 | 0 | 0 | 0 | 0 | 0 | 0 | 0 | 0 | 0 | 0 | 0 | 0 | 0 | 0 | 0 | 0 | 0 | 0
Transportation Pollutant Emissions Disaggregated[ships,F gases,passenger,jet fuel tf] | NoSettings | 0 | 0 | 0 | 0 | 0 | 0 | 0 | 0 | 0 | 0 | 0 | 0 | 0 | 0 | 0 | 0 | 0 | 0 | 0 | 0 | 0 | 0 | 0 | 0 | 0 | 0 | 0 | 0 | 0 | 0 | 0
Transportation Pollutant Emissions Disaggregated[ships,F gases,passenger,heavy or residual fuel oil tf] | NoSettings | 0 | 0 | 0 | 0 | 0 | 0 | 0 | 0 | 0 | 0 | 0 | 0 | 0 | 0 | 0 | 0 | 0 | 0 | 0 | 0 | 0 | 0 | 0 | 0 | 0 | 0 | 0 | 0 | 0 | 0 | 0
Transportation Pollutant Emissions Disaggregated[ships,F gases,passenger,LPG propane or butane tf] | NoSettings | 0 | 0 | 0 | 0 | 0 | 0 | 0 | 0 | 0 | 0 | 0 | 0 | 0 | 0 | 0 | 0 | 0 | 0 | 0 | 0 | 0 | 0 | 0 | 0 | 0 | 0 | 0 | 0 | 0 | 0 | 0
Transportation Pollutant Emissions Disaggregated[ships,F gases,passenger,hydrogen tf] | NoSettings | 0 | 0 | 0 | 0 | 0 | 0 | 0 | 0 | 0 | 0 | 0 | 0 | 0 | 0 | 0 | 0 | 0 | 0 | 0 | 0 | 0 | 0 | 0 | 0 | 0 | 0 | 0 | 0 | 0 | 0 | 0
Transportation Pollutant Emissions Disaggregated[ships,F gases,freight,electricity tf] | NoSettings | 0 | 0 | 0 | 0 | 0 | 0 | 0 | 0 | 0 | 0 | 0 | 0 | 0 | 0 | 0 | 0 | 0 | 0 | 0 | 0 | 0 | 0 | 0 | 0 | 0 | 0 | 0 | 0 | 0 | 0 | 0
Transportation Pollutant Emissions Disaggregated[ships,F gases,freight,natural gas tf] | NoSettings | 0 | 0 | 0 | 0 | 0 | 0 | 0 | 0 | 0 | 0 | 0 | 0 | 0 | 0 | 0 | 0 | 0 | 0 | 0 | 0 | 0 | 0 | 0 | 0 | 0 | 0 | 0 | 0 | 0 | 0 | 0
Transportation Pollutant Emissions Disaggregated[ships,F gases,freight,petroleum gasoline tf] | NoSettings | 0 | 0 | 0 | 0 | 0 | 0 | 0 | 0 | 0 | 0 | 0 | 0 | 0 | 0 | 0 | 0 | 0 | 0 | 0 | 0 | 0 | 0 | 0 | 0 | 0 | 0 | 0 | 0 | 0 | 0 | 0
Transportation Pollutant Emissions Disaggregated[ships,F gases,freight,petroleum diesel tf] | NoSettings | 0 | 0 | 0 | 0 | 0 | 0 | 0 | 0 | 0 | 0 | 0 | 0 | 0 | 0 | 0 | 0 | 0 | 0 | 0 | 0 | 0 | 0 | 0 | 0 | 0 | 0 | 0 | 0 | 0 | 0 | 0
Transportation Pollutant Emissions Disaggregated[ships,F gases,freight,biofuel gasoline tf] | NoSettings | 0 | 0 | 0 | 0 | 0 | 0 | 0 | 0 | 0 | 0 | 0 | 0 | 0 | 0 | 0 | 0 | 0 | 0 | 0 | 0 | 0 | 0 | 0 | 0 | 0 | 0 | 0 | 0 | 0 | 0 | 0
Transportation Pollutant Emissions Disaggregated[ships,F gases,freight,biofuel diesel tf] | NoSettings | 0 | 0 | 0 | 0 | 0 | 0 | 0 | 0 | 0 | 0 | 0 | 0 | 0 | 0 | 0 | 0 | 0 | 0 | 0 | 0 | 0 | 0 | 0 | 0 | 0 | 0 | 0 | 0 | 0 | 0 | 0
Transportation Pollutant Emissions Disaggregated[ships,F gases,freight,jet fuel tf] | NoSettings | 0 | 0 | 0 | 0 | 0 | 0 | 0 | 0 | 0 | 0 | 0 | 0 | 0 | 0 | 0 | 0 | 0 | 0 | 0 | 0 | 0 | 0 | 0 | 0 | 0 | 0 | 0 | 0 | 0 | 0 | 0
Transportation Pollutant Emissions Disaggregated[ships,F gases,freight,heavy or residual fuel oil tf] | NoSettings | 0 | 0 | 0 | 0 | 0 | 0 | 0 | 0 | 0 | 0 | 0 | 0 | 0 | 0 | 0 | 0 | 0 | 0 | 0 | 0 | 0 | 0 | 0 | 0 | 0 | 0 | 0 | 0 | 0 | 0 | 0
Transportation Pollutant Emissions Disaggregated[ships,F gases,freight,LPG propane or butane tf] | NoSettings | 0 | 0 | 0 | 0 | 0 | 0 | 0 | 0 | 0 | 0 | 0 | 0 | 0 | 0 | 0 | 0 | 0 | 0 | 0 | 0 | 0 | 0 | 0 | 0 | 0 | 0 | 0 | 0 | 0 | 0 | 0
Transportation Pollutant Emissions Disaggregated[ships,F gases,freight,hydrogen tf] | NoSettings | 0 | 0 | 0 | 0 | 0 | 0 | 0 | 0 | 0 | 0 | 0 | 0 | 0 | 0 | 0 | 0 | 0 | 0 | 0 | 0 | 0 | 0 | 0 | 0 | 0 | 0 | 0 | 0 | 0 | 0 | 0
Transportation Pollutant Emissions Disaggregated[motorbikes,CO2,passenger,electricity tf] | NoSettings | 0 | 0 | 0 | 0 | 0 | 0 | 0 | 0 | 0 | 0 | 0 | 0 | 0 | 0 | 0 | 0 | 0 | 0 | 0 | 0 | 0 | 0 | 0 | 0 | 0 | 0 | 0 | 0 | 0 | 0 | 0
Transportation Pollutant Emissions Disaggregated[motorbikes,CO2,passenger,natural gas tf] | NoSettings | 2690040 | 2695110 | 2352790 | 2015420 | 1688810 | 1388890 | 1116180 | 870213 | 651917 | 462349 | 302648 | 174428 | 79610.9 | 45174.5 | 20272.1 | 5122.53 | 0 | 0 | 0 | 0 | 0 | 0 | 0 | 0 | 0 | 0 | 0 | 0 | 0 | 0 | 0
Transportation Pollutant Emissions Disaggregated[motorbikes,CO2,passenger,petroleum gasoline tf] | NoSettings | 249931000000 | 280495000000 | 276924000000 | 271008000000 | 262510000000 | 254873000000 | 246857000000 | 238616000000 | 230327000000 | 222171000000 | 214124000000 | 206337000000 | 198866000000 | 191704000000 | 184851000000 | 178340000000 | 171995000000 | 165582000000 | 159413000000 | 154051000000 | 149706000000 | 146439000000 | 144090000000 | 142437000000 | 141229000000 | 140249000000 | 139417000000 | 138691000000 | 138033000000 | 137488000000 | 136926000000
Transportation Pollutant Emissions Disaggregated[motorbikes,CO2,passenger,petroleum diesel tf] | NoSettings | 24096800 | 23922900 | 20735900 | 17683000 | 14803200 | 12212900 | 9911490 | 7877700 | 6101700 | 4573300 | 3281260 | 2288520 | 1462500 | 810279 | 368225 | 94312.8 | 0 | 0 | 0 | 0 | 0 | 0 | 0 | 0 | 0 | 0 | 0 | 0 | 0 | 0 | 0
Transportation Pollutant Emissions Disaggregated[motorbikes,CO2,passenger,biofuel gasoline tf] | NoSettings | 0 | 0 | 0 | 0 | 0 | 0 | 0 | 0 | 0 | 0 | 0 | 0 | 0 | 0 | 0 | 0 | 0 | 0 | 0 | 0 | 0 | 0 | 0 | 0 | 0 | 0 | 0 | 0 | 0 | 0 | 0
Transportation Pollutant Emissions Disaggregated[motorbikes,CO2,passenger,biofuel diesel tf] | NoSettings | 0 | 0 | 0 | 0 | 0 | 0 | 0 | 0 | 0 | 0 | 0 | 0 | 0 | 0 | 0 | 0 | 0 | 0 | 0 | 0 | 0 | 0 | 0 | 0 | 0 | 0 | 0 | 0 | 0 | 0 | 0
Transportation Pollutant Emissions Disaggregated[motorbikes,CO2,passenger,jet fuel tf] | NoSettings | 0 | 0 | 0 | 0 | 0 | 0 | 0 | 0 | 0 | 0 | 0 | 0 | 0 | 0 | 0 | 0 | 0 | 0 | 0 | 0 | 0 | 0 | 0 | 0 | 0 | 0 | 0 | 0 | 0 | 0 | 0
Transportation Pollutant Emissions Disaggregated[motorbikes,CO2,passenger,heavy or residual fuel oil tf] | NoSettings | 0 | 0 | 0 | 0 | 0 | 0 | 0 | 0 | 0 | 0 | 0 | 0 | 0 | 0 | 0 | 0 | 0 | 0 | 0 | 0 | 0 | 0 | 0 | 0 | 0 | 0 | 0 | 0 | 0 | 0 | 0
Transportation Pollutant Emissions Disaggregated[motorbikes,CO2,passenger,LPG propane or butane tf] | NoSettings | 0 | 0 | 0 | 0 | 0 | 0 | 0 | 0 | 0 | 0 | 0 | 0 | 0 | 0 | 0 | 0 | 0 | 0 | 0 | 0 | 0 | 0 | 0 | 0 | 0 | 0 | 0 | 0 | 0 | 0 | 0
Transportation Pollutant Emissions Disaggregated[motorbikes,CO2,passenger,hydrogen tf] | NoSettings | 0 | 0 | 0 | 0 | 0 | 0 | 0 | 0 | 0 | 0 | 0 | 0 | 0 | 0 | 0 | 0 | 0 | 0 | 0 | 0 | 0 | 0 | 0 | 0 | 0 | 0 | 0 | 0 | 0 | 0 | 0
Transportation Pollutant Emissions Disaggregated[motorbikes,CO2,freight,electricity tf] | NoSettings | 0 | 0 | 0 | 0 | 0 | 0 | 0 | 0 | 0 | 0 | 0 | 0 | 0 | 0 | 0 | 0 | 0 | 0 | 0 | 0 | 0 | 0 | 0 | 0 | 0 | 0 | 0 | 0 | 0 | 0 | 0
Transportation Pollutant Emissions Disaggregated[motorbikes,CO2,freight,natural gas tf] | NoSettings | 7892470000 | 10800100000 | 16720300000 | 21742100000 | 25090100000 | 27968600000 | 31134800000 | 34081400000 | 37101300000 | 40506500000 | 44305600000 | 49282100000 | 54746000000 | 61390900000 | 69266000000 | 78422600000 | 89614200000 | 102546000000 | 117269000000 | 133793000000 | 152110000000 | 172245000000 | 193795000000 | 217527000000 | 243060000000 | 265299000000 | 288377000000 | 308498000000 | 331132000000 | 357250000000 | 385403000000
Transportation Pollutant Emissions Disaggregated[motorbikes,CO2,freight,petroleum gasoline tf] | NoSettings | 0 | 0 | 0 | 0 | 0 | 0 | 0 | 0 | 0 | 0 | 0 | 0 | 0 | 0 | 0 | 0 | 0 | 0 | 0 | 0 | 0 | 0 | 0 | 0 | 0 | 0 | 0 | 0 | 0 | 0 | 0
Transportation Pollutant Emissions Disaggregated[motorbikes,CO2,freight,petroleum diesel tf] | NoSettings | 11450200000000 | 11333800000000 | 11207400000000 | 11077000000000 | 10895400000000 | 10704500000000 | 10500200000000 | 10255600000000 | 9991580000000 | 9705530000000 | 9397090000000 | 9448290000000 | 9476700000000 | 9495590000000 | 9506480000000 | 9509260000000 | 9497450000000 | 9449100000000 | 9394930000000 | 9338290000000 | 9295900000000 | 9248900000000 | 9223930000000 | 9164190000000 | 9106440000000 | 9076250000000 | 9098170000000 | 9129180000000 | 9162000000000 | 9239310000000 | 9328000000000
Transportation Pollutant Emissions Disaggregated[motorbikes,CO2,freight,biofuel gasoline tf] | NoSettings | 0 | 0 | 0 | 0 | 0 | 0 | 0 | 0 | 0 | 0 | 0 | 0 | 0 | 0 | 0 | 0 | 0 | 0 | 0 | 0 | 0 | 0 | 0 | 0 | 0 | 0 | 0 | 0 | 0 | 0 | 0
Transportation Pollutant Emissions Disaggregated[motorbikes,CO2,freight,biofuel diesel tf] | NoSettings | 0 | 0 | 0 | 0 | 0 | 0 | 0 | 0 | 0 | 0 | 0 | 0 | 0 | 0 | 0 | 0 | 0 | 0 | 0 | 0 | 0 | 0 | 0 | 0 | 0 | 0 | 0 | 0 | 0 | 0 | 0
Transportation Pollutant Emissions Disaggregated[motorbikes,CO2,freight,jet fuel tf] | NoSettings | 0 | 0 | 0 | 0 | 0 | 0 | 0 | 0 | 0 | 0 | 0 | 0 | 0 | 0 | 0 | 0 | 0 | 0 | 0 | 0 | 0 | 0 | 0 | 0 | 0 | 0 | 0 | 0 | 0 | 0 | 0
Transportation Pollutant Emissions Disaggregated[motorbikes,CO2,freight,heavy or residual fuel oil tf] | NoSettings | 0 | 0 | 0 | 0 | 0 | 0 | 0 | 0 | 0 | 0 | 0 | 0 | 0 | 0 | 0 | 0 | 0 | 0 | 0 | 0 | 0 | 0 | 0 | 0 | 0 | 0 | 0 | 0 | 0 | 0 | 0
Transportation Pollutant Emissions Disaggregated[motorbikes,CO2,freight,LPG propane or butane tf] | NoSettings | 0 | 0 | 0 | 0 | 0 | 0 | 0 | 0 | 0 | 0 | 0 | 0 | 0 | 0 | 0 | 0 | 0 | 0 | 0 | 0 | 0 | 0 | 0 | 0 | 0 | 0 | 0 | 0 | 0 | 0 | 0
Transportation Pollutant Emissions Disaggregated[motorbikes,CO2,freight,hydrogen tf] | NoSettings | 0 | 0 | 0 | 0 | 0 | 0 | 0 | 0 | 0 | 0 | 0 | 0 | 0 | 0 | 0 | 0 | 0 | 0 | 0 | 0 | 0 | 0 | 0 | 0 | 0 | 0 | 0 | 0 | 0 | 0 | 0
Transportation Pollutant Emissions Disaggregated[motorbikes,VOC,passenger,electricity tf] | NoSettings | 0 | 0 | 0 | 0 | 0 | 0 | 0 | 0 | 0 | 0 | 0 | 0 | 0 | 0 | 0 | 0 | 0 | 0 | 0 | 0 | 0 | 0 | 0 | 0 | 0 | 0 | 0 | 0 | 0 | 0 | 0
Transportation Pollutant Emissions Disaggregated[motorbikes,VOC,passenger,natural gas tf] | NoSettings | 1761.49 | 1764.81 | 1540.66 | 1319.74 | 1105.86 | 909.473 | 730.898 | 569.832 | 426.888 | 302.755 | 198.18 | 114.219 | 52.1308 | 29.5812 | 13.2746 | 3.3543 | 0 | 0 | 0 | 0 | 0 | 0 | 0 | 0 | 0 | 0 | 0 | 0 | 0 | 0 | 0
Transportation Pollutant Emissions Disaggregated[motorbikes,VOC,passenger,petroleum gasoline tf] | NoSettings | 177301000 | 198983000 | 196450000 | 192254000 | 186225000 | 180807000 | 175121000 | 169274000 | 163394000 | 157608000 | 151900000 | 146376000 | 141076000 | 135995000 | 131134000 | 126515000 | 122014000 | 117464000 | 113088000 | 109284000 | 106202000 | 103884000 | 102218000 | 101045000 | 100188000 | 99493000 | 98902700 | 98387200 | 97920400 | 97533800 | 97135400
Transportation Pollutant Emissions Disaggregated[motorbikes,VOC,passenger,petroleum diesel tf] | NoSettings | 18117.4 | 17986.7 | 15590.5 | 13295.1 | 11129.9 | 9182.38 | 7452.05 | 5922.93 | 4587.62 | 3438.48 | 2467.05 | 1720.65 | 1099.59 | 609.216 | 276.854 | 70.91 | 0 | 0 | 0 | 0 | 0 | 0 | 0 | 0 | 0 | 0 | 0 | 0 | 0 | 0 | 0
Transportation Pollutant Emissions Disaggregated[motorbikes,VOC,passenger,biofuel gasoline tf] | NoSettings | 12386800 | 13943400 | 13807200 | 13552700 | 13166900 | 12822000 | 12455600 | 12075400 | 11690400 | 11293100 | 10916100 | 10519100 | 10138300 | 9773160 | 9423780 | 9091840 | 8768380 | 8441400 | 8126920 | 7853550 | 7632080 | 7465510 | 7345770 | 7261510 | 7199910 | 7149960 | 7107540 | 7070490 | 7036940 | 7009160 | 6980530
Transportation Pollutant Emissions Disaggregated[motorbikes,VOC,passenger,biofuel diesel tf] | NoSettings | 2412.36 | 2691.76 | 2603.35 | 2462.33 | 2274.86 | 2062.54 | 1833.03 | 1590.67 | 1341.79 | 1092.94 | 850.705 | 593.325 | 379.169 | 210.074 | 95.4666 | 24.4517 | 0 | 0 | 0 | 0 | 0 | 0 | 0 | 0 | 0 | 0 | 0 | 0 | 0 | 0 | 0
Transportation Pollutant Emissions Disaggregated[motorbikes,VOC,passenger,jet fuel tf] | NoSettings | 0 | 0 | 0 | 0 | 0 | 0 | 0 | 0 | 0 | 0 | 0 | 0 | 0 | 0 | 0 | 0 | 0 | 0 | 0 | 0 | 0 | 0 | 0 | 0 | 0 | 0 | 0 | 0 | 0 | 0 | 0
Transportation Pollutant Emissions Disaggregated[motorbikes,VOC,passenger,heavy or residual fuel oil tf] | NoSettings | 0 | 0 | 0 | 0 | 0 | 0 | 0 | 0 | 0 | 0 | 0 | 0 | 0 | 0 | 0 | 0 | 0 | 0 | 0 | 0 | 0 | 0 | 0 | 0 | 0 | 0 | 0 | 0 | 0 | 0 | 0
Transportation Pollutant Emissions Disaggregated[motorbikes,VOC,passenger,LPG propane or butane tf] | NoSettings | 0 | 0 | 0 | 0 | 0 | 0 | 0 | 0 | 0 | 0 | 0 | 0 | 0 | 0 | 0 | 0 | 0 | 0 | 0 | 0 | 0 | 0 | 0 | 0 | 0 | 0 | 0 | 0 | 0 | 0 | 0
Transportation Pollutant Emissions Disaggregated[motorbikes,VOC,passenger,hydrogen tf] | NoSettings | 0 | 0 | 0 | 0 | 0 | 0 | 0 | 0 | 0 | 0 | 0 | 0 | 0 | 0 | 0 | 0 | 0 | 0 | 0 | 0 | 0 | 0 | 0 | 0 | 0 | 0 | 0 | 0 | 0 | 0 | 0
Transportation Pollutant Emissions Disaggregated[motorbikes,VOC,freight,electricity tf] | NoSettings | 0 | 0 | 0 | 0 | 0 | 0 | 0 | 0 | 0 | 0 | 0 | 0 | 0 | 0 | 0 | 0 | 0 | 0 | 0 | 0 | 0 | 0 | 0 | 0 | 0 | 0 | 0 | 0 | 0 | 0 | 0
Transportation Pollutant Emissions Disaggregated[motorbikes,VOC,freight,natural gas tf] | NoSettings | 5168140 | 7072090 | 10948800 | 14237200 | 16429500 | 18314400 | 20387700 | 22317200 | 24294600 | 26524500 | 29012200 | 32270900 | 35848700 | 40199900 | 45356700 | 51352700 | 58681100 | 67148900 | 76790000 | 87610500 | 99604800 | 112789000 | 126901000 | 142441000 | 159161000 | 173723000 | 188835000 | 202010000 | 216831000 | 233934000 | 252370000
Transportation Pollutant Emissions Disaggregated[motorbikes,VOC,freight,petroleum gasoline tf] | NoSettings | 0 | 0 | 0 | 0 | 0 | 0 | 0 | 0 | 0 | 0 | 0 | 0 | 0 | 0 | 0 | 0 | 0 | 0 | 0 | 0 | 0 | 0 | 0 | 0 | 0 | 0 | 0 | 0 | 0 | 0 | 0
Transportation Pollutant Emissions Disaggregated[motorbikes,VOC,freight,petroleum diesel tf] | NoSettings | 8608910000 | 8521390000 | 8426370000 | 8328360000 | 8191790000 | 8048300000 | 7894660000 | 7710750000 | 7512270000 | 7297200000 | 7065290000 | 7103780000 | 7125150000 | 7139350000 | 7147540000 | 7149630000 | 7140750000 | 7104400000 | 7063670000 | 7021080000 | 6989210000 | 6953880000 | 6935100000 | 6890190000 | 6846770000 | 6824060000 | 6840540000 | 6863860000 | 6888530000 | 6946660000 | 7013340000
Transportation Pollutant Emissions Disaggregated[motorbikes,VOC,freight,biofuel gasoline tf] | NoSettings | 0 | 0 | 0 | 0 | 0 | 0 | 0 | 0 | 0 | 0 | 0 | 0 | 0 | 0 | 0 | 0 | 0 | 0 | 0 | 0 | 0 | 0 | 0 | 0 | 0 | 0 | 0 | 0 | 0 | 0 | 0
Transportation Pollutant Emissions Disaggregated[motorbikes,VOC,freight,biofuel diesel tf] | NoSettings | 1146290000 | 1275250000 | 1407060000 | 1542460000 | 1674330000 | 1807810000 | 1941900000 | 2070810000 | 2197190000 | 2319460000 | 2436300000 | 2449580000 | 2456940000 | 2461840000 | 2464660000 | 2465380000 | 2462320000 | 2449790000 | 2435740000 | 2421060000 | 2410070000 | 2397880000 | 2391410000 | 2375920000 | 2360950000 | 2353120000 | 2358800000 | 2366840000 | 2375350000 | 2395400000 | 2418390000
Transportation Pollutant Emissions Disaggregated[motorbikes,VOC,freight,jet fuel tf] | NoSettings | 0 | 0 | 0 | 0 | 0 | 0 | 0 | 0 | 0 | 0 | 0 | 0 | 0 | 0 | 0 | 0 | 0 | 0 | 0 | 0 | 0 | 0 | 0 | 0 | 0 | 0 | 0 | 0 | 0 | 0 | 0
Transportation Pollutant Emissions Disaggregated[motorbikes,VOC,freight,heavy or residual fuel oil tf] | NoSettings | 0 | 0 | 0 | 0 | 0 | 0 | 0 | 0 | 0 | 0 | 0 | 0 | 0 | 0 | 0 | 0 | 0 | 0 | 0 | 0 | 0 | 0 | 0 | 0 | 0 | 0 | 0 | 0 | 0 | 0 | 0
Transportation Pollutant Emissions Disaggregated[motorbikes,VOC,freight,LPG propane or butane tf] | NoSettings | 0 | 0 | 0 | 0 | 0 | 0 | 0 | 0 | 0 | 0 | 0 | 0 | 0 | 0 | 0 | 0 | 0 | 0 | 0 | 0 | 0 | 0 | 0 | 0 | 0 | 0 | 0 | 0 | 0 | 0 | 0
Transportation Pollutant Emissions Disaggregated[motorbikes,VOC,freight,hydrogen tf] | NoSettings | 0 | 0 | 0 | 0 | 0 | 0 | 0 | 0 | 0 | 0 | 0 | 0 | 0 | 0 | 0 | 0 | 0 | 0 | 0 | 0 | 0 | 0 | 0 | 0 | 0 | 0 | 0 | 0 | 0 | 0 | 0
Transportation Pollutant Emissions Disaggregated[motorbikes,CO,passenger,electricity tf] | NoSettings | 0 | 0 | 0 | 0 | 0 | 0 | 0 | 0 | 0 | 0 | 0 | 0 | 0 | 0 | 0 | 0 | 0 | 0 | 0 | 0 | 0 | 0 | 0 | 0 | 0 | 0 | 0 | 0 | 0 | 0 | 0
Transportation Pollutant Emissions Disaggregated[motorbikes,CO,passenger,natural gas tf] | NoSettings | 27481.1 | 27532.8 | 24035.8 | 20589.3 | 17252.6 | 14188.7 | 11402.8 | 8889.97 | 6659.89 | 4723.29 | 3091.81 | 1781.93 | 813.293 | 461.496 | 207.097 | 52.331 | 0 | 0 | 0 | 0 | 0 | 0 | 0 | 0 | 0 | 0 | 0 | 0 | 0 | 0 | 0
Transportation Pollutant Emissions Disaggregated[motorbikes,CO,passenger,petroleum gasoline tf] | NoSettings | 2006480000 | 2251850000 | 2223190000 | 2175690000 | 2107470000 | 2046160000 | 1981810000 | 1915640000 | 1849100000 | 1783620000 | 1719020000 | 1656500000 | 1596530000 | 1539030000 | 1484010000 | 1431740000 | 1380800000 | 1329310000 | 1279790000 | 1236740000 | 1201860000 | 1175630000 | 1156780000 | 1143510000 | 1133810000 | 1125940000 | 1119260000 | 1113430000 | 1108150000 | 1103770000 | 1099260000
Transportation Pollutant Emissions Disaggregated[motorbikes,CO,passenger,petroleum diesel tf] | NoSettings | 219399 | 217816 | 188799 | 161002 | 134782 | 111197 | 90243.1 | 71725.7 | 55555.3 | 41639.4 | 29875.6 | 20836.7 | 13315.9 | 7377.51 | 3352.66 | 858.709 | 0 | 0 | 0 | 0 | 0 | 0 | 0 | 0 | 0 | 0 | 0 | 0 | 0 | 0 | 0
Transportation Pollutant Emissions Disaggregated[motorbikes,CO,passenger,biofuel gasoline tf] | NoSettings | 150002000 | 168852000 | 167203000 | 164121000 | 159449000 | 155271000 | 150835000 | 146231000 | 141569000 | 136757000 | 132192000 | 127385000 | 122772000 | 118351000 | 114120000 | 110100000 | 106183000 | 102224000 | 98415300 | 95104900 | 92422900 | 90405800 | 88955700 | 87935300 | 87189400 | 86584500 | 86070800 | 85622200 | 85215900 | 84879500 | 84532800
Transportation Pollutant Emissions Disaggregated[motorbikes,CO,passenger,biofuel diesel tf] | NoSettings | 58491.9 | 65266.4 | 63122.7 | 59703.4 | 55158 | 50010 | 44445.1 | 38568.4 | 32533.9 | 26500.3 | 20626.8 | 14386.2 | 9193.61 | 5093.61 | 2314.75 | 592.873 | 0 | 0 | 0 | 0 | 0 | 0 | 0 | 0 | 0 | 0 | 0 | 0 | 0 | 0 | 0
Transportation Pollutant Emissions Disaggregated[motorbikes,CO,passenger,jet fuel tf] | NoSettings | 0 | 0 | 0 | 0 | 0 | 0 | 0 | 0 | 0 | 0 | 0 | 0 | 0 | 0 | 0 | 0 | 0 | 0 | 0 | 0 | 0 | 0 | 0 | 0 | 0 | 0 | 0 | 0 | 0 | 0 | 0
Transportation Pollutant Emissions Disaggregated[motorbikes,CO,passenger,heavy or residual fuel oil tf] | NoSettings | 0 | 0 | 0 | 0 | 0 | 0 | 0 | 0 | 0 | 0 | 0 | 0 | 0 | 0 | 0 | 0 | 0 | 0 | 0 | 0 | 0 | 0 | 0 | 0 | 0 | 0 | 0 | 0 | 0 | 0 | 0
Transportation Pollutant Emissions Disaggregated[motorbikes,CO,passenger,LPG propane or butane tf] | NoSettings | 0 | 0 | 0 | 0 | 0 | 0 | 0 | 0 | 0 | 0 | 0 | 0 | 0 | 0 | 0 | 0 | 0 | 0 | 0 | 0 | 0 | 0 | 0 | 0 | 0 | 0 | 0 | 0 | 0 | 0 | 0
Transportation Pollutant Emissions Disaggregated[motorbikes,CO,passenger,hydrogen tf] | NoSettings | 0 | 0 | 0 | 0 | 0 | 0 | 0 | 0 | 0 | 0 | 0 | 0 | 0 | 0 | 0 | 0 | 0 | 0 | 0 | 0 | 0 | 0 | 0 | 0 | 0 | 0 | 0 | 0 | 0 | 0 | 0
Transportation Pollutant Emissions Disaggregated[motorbikes,CO,freight,electricity tf] | NoSettings | 0 | 0 | 0 | 0 | 0 | 0 | 0 | 0 | 0 | 0 | 0 | 0 | 0 | 0 | 0 | 0 | 0 | 0 | 0 | 0 | 0 | 0 | 0 | 0 | 0 | 0 | 0 | 0 | 0 | 0 | 0
Transportation Pollutant Emissions Disaggregated[motorbikes,CO,freight,natural gas tf] | NoSettings | 80628300 | 110332000 | 170813000 | 222114000 | 256317000 | 285723000 | 318068000 | 348170000 | 379021000 | 413809000 | 452619000 | 503459000 | 559277000 | 627160000 | 707611000 | 801154000 | 915485000 | 1047590000 | 1198000000 | 1366810000 | 1553940000 | 1759630000 | 1979780000 | 2222230000 | 2483070000 | 2710250000 | 2946010000 | 3151570000 | 3382790000 | 3649610000 | 3937220000
Transportation Pollutant Emissions Disaggregated[motorbikes,CO,freight,petroleum gasoline tf] | NoSettings | 0 | 0 | 0 | 0 | 0 | 0 | 0 | 0 | 0 | 0 | 0 | 0 | 0 | 0 | 0 | 0 | 0 | 0 | 0 | 0 | 0 | 0 | 0 | 0 | 0 | 0 | 0 | 0 | 0 | 0 | 0
Transportation Pollutant Emissions Disaggregated[motorbikes,CO,freight,petroleum diesel tf] | NoSettings | 104253000000 | 103193000000 | 102042000000 | 100855000000 | 99201200000 | 97463600000 | 95603000000 | 93376000000 | 90972300000 | 88367900000 | 85559500000 | 86025700000 | 86284400000 | 86456300000 | 86555500000 | 86580800000 | 86473300000 | 86033100000 | 85539900000 | 85024100000 | 84638200000 | 84210300000 | 83982900000 | 83439100000 | 82913200000 | 82638300000 | 82837900000 | 83120300000 | 83419000000 | 84123000000 | 84930500000
Transportation Pollutant Emissions Disaggregated[motorbikes,CO,freight,biofuel gasoline tf] | NoSettings | 0 | 0 | 0 | 0 | 0 | 0 | 0 | 0 | 0 | 0 | 0 | 0 | 0 | 0 | 0 | 0 | 0 | 0 | 0 | 0 | 0 | 0 | 0 | 0 | 0 | 0 | 0 | 0 | 0 | 0 | 0
Transportation Pollutant Emissions Disaggregated[motorbikes,CO,freight,biofuel diesel tf] | NoSettings | 27793800000 | 30920700000 | 34116600000 | 37399600000 | 40597100000 | 43833400000 | 47084800000 | 50210300000 | 53274600000 | 56239200000 | 59072300000 | 59394200000 | 59572800000 | 59691500000 | 59760000000 | 59777500000 | 59703200000 | 59399300000 | 59058800000 | 58702700000 | 58436200000 | 58140800000 | 57983800000 | 57608300000 | 57245300000 | 57055500000 | 57193300000 | 57388200000 | 57594500000 | 58080500000 | 58638000000
Transportation Pollutant Emissions Disaggregated[motorbikes,CO,freight,jet fuel tf] | NoSettings | 0 | 0 | 0 | 0 | 0 | 0 | 0 | 0 | 0 | 0 | 0 | 0 | 0 | 0 | 0 | 0 | 0 | 0 | 0 | 0 | 0 | 0 | 0 | 0 | 0 | 0 | 0 | 0 | 0 | 0 | 0
Transportation Pollutant Emissions Disaggregated[motorbikes,CO,freight,heavy or residual fuel oil tf] | NoSettings | 0 | 0 | 0 | 0 | 0 | 0 | 0 | 0 | 0 | 0 | 0 | 0 | 0 | 0 | 0 | 0 | 0 | 0 | 0 | 0 | 0 | 0 | 0 | 0 | 0 | 0 | 0 | 0 | 0 | 0 | 0
Transportation Pollutant Emissions Disaggregated[motorbikes,CO,freight,LPG propane or butane tf] | NoSettings | 0 | 0 | 0 | 0 | 0 | 0 | 0 | 0 | 0 | 0 | 0 | 0 | 0 | 0 | 0 | 0 | 0 | 0 | 0 | 0 | 0 | 0 | 0 | 0 | 0 | 0 | 0 | 0 | 0 | 0 | 0
Transportation Pollutant Emissions Disaggregated[motorbikes,CO,freight,hydrogen tf] | NoSettings | 0 | 0 | 0 | 0 | 0 | 0 | 0 | 0 | 0 | 0 | 0 | 0 | 0 | 0 | 0 | 0 | 0 | 0 | 0 | 0 | 0 | 0 | 0 | 0 | 0 | 0 | 0 | 0 | 0 | 0 | 0
Transportation Pollutant Emissions Disaggregated[motorbikes,NOx,passenger,electricity tf] | NoSettings | 0 | 0 | 0 | 0 | 0 | 0 | 0 | 0 | 0 | 0 | 0 | 0 | 0 | 0 | 0 | 0 | 0 | 0 | 0 | 0 | 0 | 0 | 0 | 0 | 0 | 0 | 0 | 0 | 0 | 0 | 0
Transportation Pollutant Emissions Disaggregated[motorbikes,NOx,passenger,natural gas tf] | NoSettings | 1220.19 | 1222.49 | 1067.21 | 914.186 | 766.033 | 629.994 | 506.294 | 394.724 | 295.706 | 209.719 | 137.28 | 79.1194 | 36.1111 | 20.4909 | 9.1953 | 2.3236 | 0 | 0 | 0 | 0 | 0 | 0 | 0 | 0 | 0 | 0 | 0 | 0 | 0 | 0 | 0
Transportation Pollutant Emissions Disaggregated[motorbikes,NOx,passenger,petroleum gasoline tf] | NoSettings | 89089400 | 99983900 | 98711300 | 96602500 | 93573200 | 90851100 | 87993700 | 85055900 | 82101400 | 79194200 | 76325900 | 73550000 | 70887100 | 68334100 | 65891300 | 63570400 | 61308700 | 59022500 | 56823600 | 54912200 | 53363700 | 52199100 | 51361800 | 50772600 | 50342000 | 49992700 | 49696100 | 49437100 | 49202500 | 49008200 | 48808100
Transportation Pollutant Emissions Disaggregated[motorbikes,NOx,passenger,petroleum diesel tf] | NoSettings | 9741.53 | 9671.23 | 8382.84 | 7148.62 | 5984.43 | 4937.26 | 4006.88 | 3184.69 | 2466.71 | 1848.83 | 1326.5 | 925.171 | 591.238 | 327.568 | 148.861 | 38.1275 | 0 | 0 | 0 | 0 | 0 | 0 | 0 | 0 | 0 | 0 | 0 | 0 | 0 | 0 | 0
Transportation Pollutant Emissions Disaggregated[motorbikes,NOx,passenger,biofuel gasoline tf] | NoSettings | 6660340 | 7497310 | 7424100 | 7287250 | 7079810 | 6894330 | 6697330 | 6492920 | 6285910 | 6072260 | 5869570 | 5656100 | 5451320 | 5254990 | 5067130 | 4888650 | 4714730 | 4538910 | 4369820 | 4222830 | 4103740 | 4014180 | 3949790 | 3904490 | 3871370 | 3844510 | 3821700 | 3801780 | 3783740 | 3768800 | 3753410
Transportation Pollutant Emissions Disaggregated[motorbikes,NOx,passenger,biofuel diesel tf] | NoSettings | 2739.47 | 3056.75 | 2956.35 | 2796.21 | 2583.33 | 2342.22 | 2081.59 | 1806.35 | 1523.73 | 1241.14 | 966.058 | 673.777 | 430.583 | 238.559 | 108.412 | 27.7672 | 0 | 0 | 0 | 0 | 0 | 0 | 0 | 0 | 0 | 0 | 0 | 0 | 0 | 0 | 0
Transportation Pollutant Emissions Disaggregated[motorbikes,NOx,passenger,jet fuel tf] | NoSettings | 0 | 0 | 0 | 0 | 0 | 0 | 0 | 0 | 0 | 0 | 0 | 0 | 0 | 0 | 0 | 0 | 0 | 0 | 0 | 0 | 0 | 0 | 0 | 0 | 0 | 0 | 0 | 0 | 0 | 0 | 0
Transportation Pollutant Emissions Disaggregated[motorbikes,NOx,passenger,heavy or residual fuel oil tf] | NoSettings | 0 | 0 | 0 | 0 | 0 | 0 | 0 | 0 | 0 | 0 | 0 | 0 | 0 | 0 | 0 | 0 | 0 | 0 | 0 | 0 | 0 | 0 | 0 | 0 | 0 | 0 | 0 | 0 | 0 | 0 | 0
Transportation Pollutant Emissions Disaggregated[motorbikes,NOx,passenger,LPG propane or butane tf] | NoSettings | 0 | 0 | 0 | 0 | 0 | 0 | 0 | 0 | 0 | 0 | 0 | 0 | 0 | 0 | 0 | 0 | 0 | 0 | 0 | 0 | 0 | 0 | 0 | 0 | 0 | 0 | 0 | 0 | 0 | 0 | 0
Transportation Pollutant Emissions Disaggregated[motorbikes,NOx,passenger,hydrogen tf] | NoSettings | 0 | 0 | 0 | 0 | 0 | 0 | 0 | 0 | 0 | 0 | 0 | 0 | 0 | 0 | 0 | 0 | 0 | 0 | 0 | 0 | 0 | 0 | 0 | 0 | 0 | 0 | 0 | 0 | 0 | 0 | 0
Transportation Pollutant Emissions Disaggregated[motorbikes,NOx,freight,electricity tf] | NoSettings | 0 | 0 | 0 | 0 | 0 | 0 | 0 | 0 | 0 | 0 | 0 | 0 | 0 | 0 | 0 | 0 | 0 | 0 | 0 | 0 | 0 | 0 | 0 | 0 | 0 | 0 | 0 | 0 | 0 | 0 | 0
Transportation Pollutant Emissions Disaggregated[motorbikes,NOx,freight,natural gas tf] | NoSettings | 3579980 | 4898850 | 7584260 | 9862110 | 11380700 | 12686400 | 14122600 | 15459100 | 16828900 | 18373600 | 20096800 | 22354100 | 24832500 | 27846600 | 31418700 | 35572100 | 40648500 | 46514100 | 53192600 | 60688000 | 68996400 | 78129500 | 87904400 | 98669200 | 110251000 | 120338000 | 130806000 | 139933000 | 150200000 | 162047000 | 174817000
Transportation Pollutant Emissions Disaggregated[motorbikes,NOx,freight,petroleum gasoline tf] | NoSettings | 0 | 0 | 0 | 0 | 0 | 0 | 0 | 0 | 0 | 0 | 0 | 0 | 0 | 0 | 0 | 0 | 0 | 0 | 0 | 0 | 0 | 0 | 0 | 0 | 0 | 0 | 0 | 0 | 0 | 0 | 0
Transportation Pollutant Emissions Disaggregated[motorbikes,NOx,freight,petroleum diesel tf] | NoSettings | 4628910000 | 4581850000 | 4530760000 | 4478060000 | 4404630000 | 4327480000 | 4244860000 | 4145980000 | 4039260000 | 3923620000 | 3798920000 | 3819620000 | 3831110000 | 3838740000 | 3843150000 | 3844270000 | 3839500000 | 3819950000 | 3798050000 | 3775150000 | 3758020000 | 3739020000 | 3728920000 | 3704770000 | 3681430000 | 3669220000 | 3678080000 | 3690620000 | 3703880000 | 3735140000 | 3770990000
Transportation Pollutant Emissions Disaggregated[motorbikes,NOx,freight,biofuel gasoline tf] | NoSettings | 0 | 0 | 0 | 0 | 0 | 0 | 0 | 0 | 0 | 0 | 0 | 0 | 0 | 0 | 0 | 0 | 0 | 0 | 0 | 0 | 0 | 0 | 0 | 0 | 0 | 0 | 0 | 0 | 0 | 0 | 0
Transportation Pollutant Emissions Disaggregated[motorbikes,NOx,freight,biofuel diesel tf] | NoSettings | 1301720000 | 1448170000 | 1597850000 | 1751610000 | 1901370000 | 2052940000 | 2205220000 | 2351600000 | 2495120000 | 2633970000 | 2766660000 | 2781730000 | 2790100000 | 2795660000 | 2798860000 | 2799680000 | 2796200000 | 2781970000 | 2766020000 | 2749340000 | 2736860000 | 2723030000 | 2715680000 | 2698090000 | 2681090000 | 2672200000 | 2678650000 | 2687780000 | 2697440000 | 2720200000 | 2746310000
Transportation Pollutant Emissions Disaggregated[motorbikes,NOx,freight,jet fuel tf] | NoSettings | 0 | 0 | 0 | 0 | 0 | 0 | 0 | 0 | 0 | 0 | 0 | 0 | 0 | 0 | 0 | 0 | 0 | 0 | 0 | 0 | 0 | 0 | 0 | 0 | 0 | 0 | 0 | 0 | 0 | 0 | 0
Transportation Pollutant Emissions Disaggregated[motorbikes,NOx,freight,heavy or residual fuel oil tf] | NoSettings | 0 | 0 | 0 | 0 | 0 | 0 | 0 | 0 | 0 | 0 | 0 | 0 | 0 | 0 | 0 | 0 | 0 | 0 | 0 | 0 | 0 | 0 | 0 | 0 | 0 | 0 | 0 | 0 | 0 | 0 | 0
Transportation Pollutant Emissions Disaggregated[motorbikes,NOx,freight,LPG propane or butane tf] | NoSettings | 0 | 0 | 0 | 0 | 0 | 0 | 0 | 0 | 0 | 0 | 0 | 0 | 0 | 0 | 0 | 0 | 0 | 0 | 0 | 0 | 0 | 0 | 0 | 0 | 0 | 0 | 0 | 0 | 0 | 0 | 0
Transportation Pollutant Emissions Disaggregated[motorbikes,NOx,freight,hydrogen tf] | NoSettings | 0 | 0 | 0 | 0 | 0 | 0 | 0 | 0 | 0 | 0 | 0 | 0 | 0 | 0 | 0 | 0 | 0 | 0 | 0 | 0 | 0 | 0 | 0 | 0 | 0 | 0 | 0 | 0 | 0 | 0 | 0
Transportation Pollutant Emissions Disaggregated[motorbikes,PM10,passenger,electricity tf] | NoSettings | 0 | 0 | 0 | 0 | 0 | 0 | 0 | 0 | 0 | 0 | 0 | 0 | 0 | 0 | 0 | 0 | 0 | 0 | 0 | 0 | 0 | 0 | 0 | 0 | 0 | 0 | 0 | 0 | 0 | 0 | 0
Transportation Pollutant Emissions Disaggregated[motorbikes,PM10,passenger,natural gas tf] | NoSettings | 237.939 | 238.387 | 208.109 | 178.268 | 149.378 | 122.85 | 98.7283 | 76.9718 | 57.6632 | 40.8956 | 26.7698 | 15.4284 | 7.0417 | 3.9958 | 1.7931 | 0.4531 | 0 | 0 | 0 | 0 | 0 | 0 | 0 | 0 | 0 | 0 | 0 | 0 | 0 | 0 | 0
Transportation Pollutant Emissions Disaggregated[motorbikes,PM10,passenger,petroleum gasoline tf] | NoSettings | 17370300 | 19494400 | 19246300 | 18835100 | 18244500 | 17713700 | 17156600 | 16583800 | 16007800 | 15440900 | 14881700 | 14340500 | 13821300 | 13323500 | 12847200 | 12394700 | 11953700 | 11507900 | 11079200 | 10706500 | 10404600 | 10177500 | 10014300 | 9899420 | 9815450 | 9747350 | 9689520 | 9639020 | 9593280 | 9555410 | 9516380
Transportation Pollutant Emissions Disaggregated[motorbikes,PM10,passenger,petroleum diesel tf] | NoSettings | 1899.41 | 1885.7 | 1634.49 | 1393.84 | 1166.85 | 962.669 | 781.263 | 620.952 | 480.96 | 360.486 | 258.642 | 180.39 | 115.28 | 63.8694 | 29.025 | 7.4341 | 0 | 0 | 0 | 0 | 0 | 0 | 0 | 0 | 0 | 0 | 0 | 0 | 0 | 0 | 0
Transportation Pollutant Emissions Disaggregated[motorbikes,PM10,passenger,biofuel gasoline tf] | NoSettings | 1298660 | 1461850 | 1447580 | 1420890 | 1380450 | 1344280 | 1305870 | 1266010 | 1225650 | 1183990 | 1144470 | 1102850 | 1062920 | 1024640 | 988008 | 953207 | 919294 | 885013 | 852042 | 823382 | 800162 | 782699 | 770145 | 761311 | 754853 | 749615 | 745168 | 741285 | 737767 | 734854 | 731853
Transportation Pollutant Emissions Disaggregated[motorbikes,PM10,passenger,biofuel diesel tf] | NoSettings | 490.662 | 547.49 | 529.508 | 500.825 | 462.696 | 419.511 | 372.83 | 323.533 | 272.912 | 222.299 | 173.029 | 120.679 | 77.121 | 42.728 | 19.4174 | 4.9733 | 0 | 0 | 0 | 0 | 0 | 0 | 0 | 0 | 0 | 0 | 0 | 0 | 0 | 0 | 0
Transportation Pollutant Emissions Disaggregated[motorbikes,PM10,passenger,jet fuel tf] | NoSettings | 0 | 0 | 0 | 0 | 0 | 0 | 0 | 0 | 0 | 0 | 0 | 0 | 0 | 0 | 0 | 0 | 0 | 0 | 0 | 0 | 0 | 0 | 0 | 0 | 0 | 0 | 0 | 0 | 0 | 0 | 0
Transportation Pollutant Emissions Disaggregated[motorbikes,PM10,passenger,heavy or residual fuel oil tf] | NoSettings | 0 | 0 | 0 | 0 | 0 | 0 | 0 | 0 | 0 | 0 | 0 | 0 | 0 | 0 | 0 | 0 | 0 | 0 | 0 | 0 | 0 | 0 | 0 | 0 | 0 | 0 | 0 | 0 | 0 | 0 | 0
Transportation Pollutant Emissions Disaggregated[motorbikes,PM10,passenger,LPG propane or butane tf] | NoSettings | 0 | 0 | 0 | 0 | 0 | 0 | 0 | 0 | 0 | 0 | 0 | 0 | 0 | 0 | 0 | 0 | 0 | 0 | 0 | 0 | 0 | 0 | 0 | 0 | 0 | 0 | 0 | 0 | 0 | 0 | 0
Transportation Pollutant Emissions Disaggregated[motorbikes,PM10,passenger,hydrogen tf] | NoSettings | 0 | 0 | 0 | 0 | 0 | 0 | 0 | 0 | 0 | 0 | 0 | 0 | 0 | 0 | 0 | 0 | 0 | 0 | 0 | 0 | 0 | 0 | 0 | 0 | 0 | 0 | 0 | 0 | 0 | 0 | 0
Transportation Pollutant Emissions Disaggregated[motorbikes,PM10,freight,electricity tf] | NoSettings | 0 | 0 | 0 | 0 | 0 | 0 | 0 | 0 | 0 | 0 | 0 | 0 | 0 | 0 | 0 | 0 | 0 | 0 | 0 | 0 | 0 | 0 | 0 | 0 | 0 | 0 | 0 | 0 | 0 | 0 | 0
Transportation Pollutant Emissions Disaggregated[motorbikes,PM10,freight,natural gas tf] | NoSettings | 698103 | 955283 | 1478940 | 1923130 | 2219260 | 2473870 | 2753930 | 3014560 | 3281670 | 3582870 | 3918910 | 4359090 | 4842380 | 5430130 | 6126700 | 6936620 | 7926530 | 9070330 | 10372600 | 11834300 | 13454400 | 15235400 | 17141500 | 19240700 | 21499100 | 23466100 | 25507400 | 27287200 | 29289200 | 31599400 | 34089600
Transportation Pollutant Emissions Disaggregated[motorbikes,PM10,freight,petroleum gasoline tf] | NoSettings | 0 | 0 | 0 | 0 | 0 | 0 | 0 | 0 | 0 | 0 | 0 | 0 | 0 | 0 | 0 | 0 | 0 | 0 | 0 | 0 | 0 | 0 | 0 | 0 | 0 | 0 | 0 | 0 | 0 | 0 | 0
Transportation Pollutant Emissions Disaggregated[motorbikes,PM10,freight,petroleum diesel tf] | NoSettings | 902547000 | 893372000 | 883409000 | 873134000 | 858816000 | 843774000 | 827666000 | 808385000 | 787576000 | 765029000 | 740716000 | 744752000 | 746991000 | 748480000 | 749339000 | 749558000 | 748627000 | 744816000 | 740546000 | 736081000 | 732740000 | 729035000 | 727067000 | 722358000 | 717806000 | 715426000 | 717154000 | 719599000 | 722185000 | 728279000 | 735270000
Transportation Pollutant Emissions Disaggregated[motorbikes,PM10,freight,biofuel gasoline tf] | NoSettings | 0 | 0 | 0 | 0 | 0 | 0 | 0 | 0 | 0 | 0 | 0 | 0 | 0 | 0 | 0 | 0 | 0 | 0 | 0 | 0 | 0 | 0 | 0 | 0 | 0 | 0 | 0 | 0 | 0 | 0 | 0
Transportation Pollutant Emissions Disaggregated[motorbikes,PM10,freight,biofuel diesel tf] | NoSettings | 233149000 | 259379000 | 286189000 | 313728000 | 340551000 | 367699000 | 394973000 | 421191000 | 446896000 | 471766000 | 495531000 | 498231000 | 499730000 | 500725000 | 501300000 | 501446000 | 500824000 | 498274000 | 495418000 | 492431000 | 490195000 | 487717000 | 486400000 | 483250000 | 480205000 | 478613000 | 479769000 | 481404000 | 483134000 | 487211000 | 491888000
Transportation Pollutant Emissions Disaggregated[motorbikes,PM10,freight,jet fuel tf] | NoSettings | 0 | 0 | 0 | 0 | 0 | 0 | 0 | 0 | 0 | 0 | 0 | 0 | 0 | 0 | 0 | 0 | 0 | 0 | 0 | 0 | 0 | 0 | 0 | 0 | 0 | 0 | 0 | 0 | 0 | 0 | 0
Transportation Pollutant Emissions Disaggregated[motorbikes,PM10,freight,heavy or residual fuel oil tf] | NoSettings | 0 | 0 | 0 | 0 | 0 | 0 | 0 | 0 | 0 | 0 | 0 | 0 | 0 | 0 | 0 | 0 | 0 | 0 | 0 | 0 | 0 | 0 | 0 | 0 | 0 | 0 | 0 | 0 | 0 | 0 | 0
Transportation Pollutant Emissions Disaggregated[motorbikes,PM10,freight,LPG propane or butane tf] | NoSettings | 0 | 0 | 0 | 0 | 0 | 0 | 0 | 0 | 0 | 0 | 0 | 0 | 0 | 0 | 0 | 0 | 0 | 0 | 0 | 0 | 0 | 0 | 0 | 0 | 0 | 0 | 0 | 0 | 0 | 0 | 0
Transportation Pollutant Emissions Disaggregated[motorbikes,PM10,freight,hydrogen tf] | NoSettings | 0 | 0 | 0 | 0 | 0 | 0 | 0 | 0 | 0 | 0 | 0 | 0 | 0 | 0 | 0 | 0 | 0 | 0 | 0 | 0 | 0 | 0 | 0 | 0 | 0 | 0 | 0 | 0 | 0 | 0 | 0
Transportation Pollutant Emissions Disaggregated[motorbikes,PM25,passenger,electricity tf] | NoSettings | 0 | 0 | 0 | 0 | 0 | 0 | 0 | 0 | 0 | 0 | 0 | 0 | 0 | 0 | 0 | 0 | 0 | 0 | 0 | 0 | 0 | 0 | 0 | 0 | 0 | 0 | 0 | 0 | 0 | 0 | 0
Transportation Pollutant Emissions Disaggregated[motorbikes,PM25,passenger,natural gas tf] | NoSettings | 95.3592 | 95.5387 | 83.404 | 71.4446 | 59.8664 | 49.2347 | 39.5675 | 30.8481 | 23.1098 | 16.3898 | 10.7286 | 6.1833 | 2.8221 | 1.6014 | 0.71862 | 0.18159 | 0 | 0 | 0 | 0 | 0 | 0 | 0 | 0 | 0 | 0 | 0 | 0 | 0 | 0 | 0
Transportation Pollutant Emissions Disaggregated[motorbikes,PM25,passenger,petroleum gasoline tf] | NoSettings | 6964560 | 7816230 | 7716750 | 7551890 | 7315080 | 7102270 | 6878900 | 6649230 | 6418270 | 6191000 | 5966770 | 5749770 | 5541590 | 5342010 | 5151040 | 4969610 | 4792800 | 4614080 | 4442180 | 4292760 | 4171700 | 4080660 | 4015200 | 3969140 | 3935480 | 3908170 | 3884990 | 3864740 | 3846400 | 3831210 | 3815560
Transportation Pollutant Emissions Disaggregated[motorbikes,PM25,passenger,petroleum diesel tf] | NoSettings | 761.387 | 755.892 | 655.193 | 558.728 | 467.736 | 385.891 | 313.173 | 248.912 | 192.795 | 144.502 | 103.678 | 72.3103 | 46.2105 | 25.6024 | 11.6348 | 2.98 | 0 | 0 | 0 | 0 | 0 | 0 | 0 | 0 | 0 | 0 | 0 | 0 | 0 | 0 | 0
Transportation Pollutant Emissions Disaggregated[motorbikes,PM25,passenger,biofuel gasoline tf] | NoSettings | 520467 | 585872 | 580151 | 569456 | 553247 | 538752 | 523358 | 507384 | 491208 | 474512 | 458673 | 441992 | 425989 | 410647 | 395967 | 382020 | 368429 | 354690 | 341476 | 329990 | 320684 | 313685 | 308654 | 305113 | 302525 | 300426 | 298644 | 297087 | 295677 | 294510 | 293307
Transportation Pollutant Emissions Disaggregated[motorbikes,PM25,passenger,biofuel diesel tf] | NoSettings | 202.103 | 225.511 | 218.104 | 206.289 | 190.584 | 172.796 | 153.568 | 133.263 | 112.412 | 91.5646 | 71.2705 | 49.7076 | 31.7661 | 17.5996 | 7.998 | 2.0485 | 0 | 0 | 0 | 0 | 0 | 0 | 0 | 0 | 0 | 0 | 0 | 0 | 0 | 0 | 0
Transportation Pollutant Emissions Disaggregated[motorbikes,PM25,passenger,jet fuel tf] | NoSettings | 0 | 0 | 0 | 0 | 0 | 0 | 0 | 0 | 0 | 0 | 0 | 0 | 0 | 0 | 0 | 0 | 0 | 0 | 0 | 0 | 0 | 0 | 0 | 0 | 0 | 0 | 0 | 0 | 0 | 0 | 0
Transportation Pollutant Emissions Disaggregated[motorbikes,PM25,passenger,heavy or residual fuel oil tf] | NoSettings | 0 | 0 | 0 | 0 | 0 | 0 | 0 | 0 | 0 | 0 | 0 | 0 | 0 | 0 | 0 | 0 | 0 | 0 | 0 | 0 | 0 | 0 | 0 | 0 | 0 | 0 | 0 | 0 | 0 | 0 | 0
Transportation Pollutant Emissions Disaggregated[motorbikes,PM25,passenger,LPG propane or butane tf] | NoSettings | 0 | 0 | 0 | 0 | 0 | 0 | 0 | 0 | 0 | 0 | 0 | 0 | 0 | 0 | 0 | 0 | 0 | 0 | 0 | 0 | 0 | 0 | 0 | 0 | 0 | 0 | 0 | 0 | 0 | 0 | 0
Transportation Pollutant Emissions Disaggregated[motorbikes,PM25,passenger,hydrogen tf] | NoSettings | 0 | 0 | 0 | 0 | 0 | 0 | 0 | 0 | 0 | 0 | 0 | 0 | 0 | 0 | 0 | 0 | 0 | 0 | 0 | 0 | 0 | 0 | 0 | 0 | 0 | 0 | 0 | 0 | 0 | 0 | 0
Transportation Pollutant Emissions Disaggregated[motorbikes,PM25,freight,electricity tf] | NoSettings | 0 | 0 | 0 | 0 | 0 | 0 | 0 | 0 | 0 | 0 | 0 | 0 | 0 | 0 | 0 | 0 | 0 | 0 | 0 | 0 | 0 | 0 | 0 | 0 | 0 | 0 | 0 | 0 | 0 | 0 | 0
Transportation Pollutant Emissions Disaggregated[motorbikes,PM25,freight,natural gas tf] | NoSettings | 279780 | 382850 | 592718 | 770735 | 889417 | 991455 | 1103700 | 1208150 | 1315200 | 1435910 | 1570590 | 1747000 | 1940690 | 2176240 | 2455410 | 2780000 | 3176730 | 3635130 | 4157060 | 4742830 | 5392150 | 6105910 | 6869830 | 7711110 | 8616220 | 9404560 | 10222600 | 10935900 | 11738300 | 12664100 | 13662100
Transportation Pollutant Emissions Disaggregated[motorbikes,PM25,freight,petroleum gasoline tf] | NoSettings | 0 | 0 | 0 | 0 | 0 | 0 | 0 | 0 | 0 | 0 | 0 | 0 | 0 | 0 | 0 | 0 | 0 | 0 | 0 | 0 | 0 | 0 | 0 | 0 | 0 | 0 | 0 | 0 | 0 | 0 | 0
Transportation Pollutant Emissions Disaggregated[motorbikes,PM25,freight,petroleum diesel tf] | NoSettings | 361790000 | 358112000 | 354119000 | 350000000 | 344261000 | 338231000 | 331774000 | 324045000 | 315704000 | 306665000 | 296919000 | 298537000 | 299435000 | 300032000 | 300376000 | 300464000 | 300091000 | 298563000 | 296851000 | 295062000 | 293722000 | 292237000 | 291448000 | 289561000 | 287736000 | 286782000 | 287474000 | 288454000 | 289491000 | 291934000 | 294736000
Transportation Pollutant Emissions Disaggregated[motorbikes,PM25,freight,biofuel gasoline tf] | NoSettings | 0 | 0 | 0 | 0 | 0 | 0 | 0 | 0 | 0 | 0 | 0 | 0 | 0 | 0 | 0 | 0 | 0 | 0 | 0 | 0 | 0 | 0 | 0 | 0 | 0 | 0 | 0 | 0 | 0 | 0 | 0
Transportation Pollutant Emissions Disaggregated[motorbikes,PM25,freight,biofuel diesel tf] | NoSettings | 96034000 | 106838000 | 117881000 | 129224000 | 140272000 | 151455000 | 162689000 | 173488000 | 184076000 | 194320000 | 204109000 | 205221000 | 205838000 | 206248000 | 206485000 | 206545000 | 206289000 | 205239000 | 204062000 | 202832000 | 201911000 | 200890000 | 200348000 | 199050000 | 197796000 | 197140000 | 197616000 | 198290000 | 199003000 | 200682000 | 202608000
Transportation Pollutant Emissions Disaggregated[motorbikes,PM25,freight,jet fuel tf] | NoSettings | 0 | 0 | 0 | 0 | 0 | 0 | 0 | 0 | 0 | 0 | 0 | 0 | 0 | 0 | 0 | 0 | 0 | 0 | 0 | 0 | 0 | 0 | 0 | 0 | 0 | 0 | 0 | 0 | 0 | 0 | 0
Transportation Pollutant Emissions Disaggregated[motorbikes,PM25,freight,heavy or residual fuel oil tf] | NoSettings | 0 | 0 | 0 | 0 | 0 | 0 | 0 | 0 | 0 | 0 | 0 | 0 | 0 | 0 | 0 | 0 | 0 | 0 | 0 | 0 | 0 | 0 | 0 | 0 | 0 | 0 | 0 | 0 | 0 | 0 | 0
Transportation Pollutant Emissions Disaggregated[motorbikes,PM25,freight,LPG propane or butane tf] | NoSettings | 0 | 0 | 0 | 0 | 0 | 0 | 0 | 0 | 0 | 0 | 0 | 0 | 0 | 0 | 0 | 0 | 0 | 0 | 0 | 0 | 0 | 0 | 0 | 0 | 0 | 0 | 0 | 0 | 0 | 0 | 0
Transportation Pollutant Emissions Disaggregated[motorbikes,PM25,freight,hydrogen tf] | NoSettings | 0 | 0 | 0 | 0 | 0 | 0 | 0 | 0 | 0 | 0 | 0 | 0 | 0 | 0 | 0 | 0 | 0 | 0 | 0 | 0 | 0 | 0 | 0 | 0 | 0 | 0 | 0 | 0 | 0 | 0 | 0
Transportation Pollutant Emissions Disaggregated[motorbikes,SOx,passenger,electricity tf] | NoSettings | 0 | 0 | 0 | 0 | 0 | 0 | 0 | 0 | 0 | 0 | 0 | 0 | 0 | 0 | 0 | 0 | 0 | 0 | 0 | 0 | 0 | 0 | 0 | 0 | 0 | 0 | 0 | 0 | 0 | 0 | 0
Transportation Pollutant Emissions Disaggregated[motorbikes,SOx,passenger,natural gas tf] | NoSettings | 12.3406 | 12.3638 | 10.7935 | 9.2458 | 7.7474 | 6.3716 | 5.1205 | 3.9921 | 2.9907 | 2.121 | 1.3884 | 0.80019 | 0.36522 | 0.20724 | 0.092998 | 0.0235 | 0 | 0 | 0 | 0 | 0 | 0 | 0 | 0 | 0 | 0 | 0 | 0 | 0 | 0 | 0
Transportation Pollutant Emissions Disaggregated[motorbikes,SOx,passenger,petroleum gasoline tf] | NoSettings | 1456660 | 1634790 | 1613980 | 1579500 | 1529970 | 1485470 | 1438750 | 1390710 | 1342400 | 1294870 | 1247970 | 1202580 | 1159040 | 1117300 | 1077360 | 1039410 | 1002430 | 965051 | 929098 | 897845 | 872526 | 853484 | 839794 | 830161 | 823119 | 817408 | 812559 | 808324 | 804488 | 801312 | 798039
Transportation Pollutant Emissions Disaggregated[motorbikes,SOx,passenger,petroleum diesel tf] | NoSettings | 44.8065 | 44.4832 | 38.5572 | 32.8804 | 27.5256 | 22.7091 | 18.4298 | 14.6481 | 11.3457 | 8.5038 | 6.1013 | 4.2554 | 2.7194 | 1.5067 | 0.68469 | 0.17537 | 0 | 0 | 0 | 0 | 0 | 0 | 0 | 0 | 0 | 0 | 0 | 0 | 0 | 0 | 0
Transportation Pollutant Emissions Disaggregated[motorbikes,SOx,passenger,biofuel gasoline tf] | NoSettings | 35156 | 39573.9 | 39187.4 | 38465 | 37370.1 | 36391.1 | 35351.2 | 34272.3 | 33179.6 | 32051.9 | 30982 | 29855.2 | 28774.3 | 27738 | 26746.4 | 25804.3 | 24886.2 | 23958.2 | 23065.7 | 22289.8 | 21661.2 | 21188.5 | 20848.6 | 20609.5 | 20434.7 | 20292.9 | 20172.5 | 20067.3 | 19972.1 | 19893.3 | 19812
Transportation Pollutant Emissions Disaggregated[motorbikes,SOx,passenger,biofuel diesel tf] | NoSettings | 0 | 0 | 0 | 0 | 0 | 0 | 0 | 0 | 0 | 0 | 0 | 0 | 0 | 0 | 0 | 0 | 0 | 0 | 0 | 0 | 0 | 0 | 0 | 0 | 0 | 0 | 0 | 0 | 0 | 0 | 0
Transportation Pollutant Emissions Disaggregated[motorbikes,SOx,passenger,jet fuel tf] | NoSettings | 0 | 0 | 0 | 0 | 0 | 0 | 0 | 0 | 0 | 0 | 0 | 0 | 0 | 0 | 0 | 0 | 0 | 0 | 0 | 0 | 0 | 0 | 0 | 0 | 0 | 0 | 0 | 0 | 0 | 0 | 0
Transportation Pollutant Emissions Disaggregated[motorbikes,SOx,passenger,heavy or residual fuel oil tf] | NoSettings | 0 | 0 | 0 | 0 | 0 | 0 | 0 | 0 | 0 | 0 | 0 | 0 | 0 | 0 | 0 | 0 | 0 | 0 | 0 | 0 | 0 | 0 | 0 | 0 | 0 | 0 | 0 | 0 | 0 | 0 | 0
Transportation Pollutant Emissions Disaggregated[motorbikes,SOx,passenger,LPG propane or butane tf] | NoSettings | 0 | 0 | 0 | 0 | 0 | 0 | 0 | 0 | 0 | 0 | 0 | 0 | 0 | 0 | 0 | 0 | 0 | 0 | 0 | 0 | 0 | 0 | 0 | 0 | 0 | 0 | 0 | 0 | 0 | 0 | 0
Transportation Pollutant Emissions Disaggregated[motorbikes,SOx,passenger,hydrogen tf] | NoSettings | 0 | 0 | 0 | 0 | 0 | 0 | 0 | 0 | 0 | 0 | 0 | 0 | 0 | 0 | 0 | 0 | 0 | 0 | 0 | 0 | 0 | 0 | 0 | 0 | 0 | 0 | 0 | 0 | 0 | 0 | 0
Transportation Pollutant Emissions Disaggregated[motorbikes,SOx,freight,electricity tf] | NoSettings | 0 | 0 | 0 | 0 | 0 | 0 | 0 | 0 | 0 | 0 | 0 | 0 | 0 | 0 | 0 | 0 | 0 | 0 | 0 | 0 | 0 | 0 | 0 | 0 | 0 | 0 | 0 | 0 | 0 | 0 | 0
Transportation Pollutant Emissions Disaggregated[motorbikes,SOx,freight,natural gas tf] | NoSettings | 36206.8 | 49545.3 | 76704.7 | 99742.1 | 115101 | 128306 | 142831 | 156349 | 170202 | 185824 | 203252 | 226082 | 251148 | 281631 | 317758 | 359764 | 411106 | 470429 | 537973 | 613778 | 697807 | 790176 | 889036 | 997908 | 1115040 | 1217060 | 1322930 | 1415240 | 1519070 | 1638890 | 1768040
Transportation Pollutant Emissions Disaggregated[motorbikes,SOx,freight,petroleum gasoline tf] | NoSettings | 0 | 0 | 0 | 0 | 0 | 0 | 0 | 0 | 0 | 0 | 0 | 0 | 0 | 0 | 0 | 0 | 0 | 0 | 0 | 0 | 0 | 0 | 0 | 0 | 0 | 0 | 0 | 0 | 0 | 0 | 0
Transportation Pollutant Emissions Disaggregated[motorbikes,SOx,freight,petroleum diesel tf] | NoSettings | 21290900 | 21074400 | 20839400 | 20597000 | 20259300 | 19904400 | 19524400 | 19069600 | 18578700 | 18046800 | 17473300 | 17568500 | 17621300 | 17656500 | 17676700 | 17681900 | 17659900 | 17570000 | 17469300 | 17364000 | 17285100 | 17197800 | 17151300 | 17040200 | 16932900 | 16876700 | 16917500 | 16975100 | 17036200 | 17179900 | 17344800
Transportation Pollutant Emissions Disaggregated[motorbikes,SOx,freight,biofuel gasoline tf] | NoSettings | 0 | 0 | 0 | 0 | 0 | 0 | 0 | 0 | 0 | 0 | 0 | 0 | 0 | 0 | 0 | 0 | 0 | 0 | 0 | 0 | 0 | 0 | 0 | 0 | 0 | 0 | 0 | 0 | 0 | 0 | 0
Transportation Pollutant Emissions Disaggregated[motorbikes,SOx,freight,biofuel diesel tf] | NoSettings | 0 | 0 | 0 | 0 | 0 | 0 | 0 | 0 | 0 | 0 | 0 | 0 | 0 | 0 | 0 | 0 | 0 | 0 | 0 | 0 | 0 | 0 | 0 | 0 | 0 | 0 | 0 | 0 | 0 | 0 | 0
Transportation Pollutant Emissions Disaggregated[motorbikes,SOx,freight,jet fuel tf] | NoSettings | 0 | 0 | 0 | 0 | 0 | 0 | 0 | 0 | 0 | 0 | 0 | 0 | 0 | 0 | 0 | 0 | 0 | 0 | 0 | 0 | 0 | 0 | 0 | 0 | 0 | 0 | 0 | 0 | 0 | 0 | 0
Transportation Pollutant Emissions Disaggregated[motorbikes,SOx,freight,heavy or residual fuel oil tf] | NoSettings | 0 | 0 | 0 | 0 | 0 | 0 | 0 | 0 | 0 | 0 | 0 | 0 | 0 | 0 | 0 | 0 | 0 | 0 | 0 | 0 | 0 | 0 | 0 | 0 | 0 | 0 | 0 | 0 | 0 | 0 | 0
Transportation Pollutant Emissions Disaggregated[motorbikes,SOx,freight,LPG propane or butane tf] | NoSettings | 0 | 0 | 0 | 0 | 0 | 0 | 0 | 0 | 0 | 0 | 0 | 0 | 0 | 0 | 0 | 0 | 0 | 0 | 0 | 0 | 0 | 0 | 0 | 0 | 0 | 0 | 0 | 0 | 0 | 0 | 0
Transportation Pollutant Emissions Disaggregated[motorbikes,SOx,freight,hydrogen tf] | NoSettings | 0 | 0 | 0 | 0 | 0 | 0 | 0 | 0 | 0 | 0 | 0 | 0 | 0 | 0 | 0 | 0 | 0 | 0 | 0 | 0 | 0 | 0 | 0 | 0 | 0 | 0 | 0 | 0 | 0 | 0 | 0
Transportation Pollutant Emissions Disaggregated[motorbikes,BC,passenger,electricity tf] | NoSettings | 0 | 0 | 0 | 0 | 0 | 0 | 0 | 0 | 0 | 0 | 0 | 0 | 0 | 0 | 0 | 0 | 0 | 0 | 0 | 0 | 0 | 0 | 0 | 0 | 0 | 0 | 0 | 0 | 0 | 0 | 0
Transportation Pollutant Emissions Disaggregated[motorbikes,BC,passenger,natural gas tf] | NoSettings | 17.695 | 17.7283 | 15.4766 | 13.2574 | 11.1089 | 9.1361 | 7.3422 | 5.7242 | 4.2883 | 3.0413 | 1.9908 | 1.1474 | 0.52368 | 0.29716 | 0.13335 | 0.033696 | 0 | 0 | 0 | 0 | 0 | 0 | 0 | 0 | 0 | 0 | 0 | 0 | 0 | 0 | 0
Transportation Pollutant Emissions Disaggregated[motorbikes,BC,passenger,petroleum gasoline tf] | NoSettings | 1288720 | 1446310 | 1427900 | 1397400 | 1353580 | 1314200 | 1272870 | 1230370 | 1187630 | 1145580 | 1104090 | 1063930 | 1025410 | 988483 | 953146 | 919573 | 886857 | 853786 | 821978 | 794329 | 771929 | 755082 | 742971 | 734448 | 728218 | 723166 | 718875 | 715129 | 711735 | 708925 | 706030
Transportation Pollutant Emissions Disaggregated[motorbikes,BC,passenger,petroleum diesel tf] | NoSettings | 141.238 | 140.219 | 121.539 | 103.645 | 86.7656 | 71.5831 | 58.0939 | 46.1734 | 35.7637 | 26.8054 | 19.2324 | 13.4136 | 8.5721 | 4.7493 | 2.1583 | 0.55279 | 0 | 0 | 0 | 0 | 0 | 0 | 0 | 0 | 0 | 0 | 0 | 0 | 0 | 0 | 0
Transportation Pollutant Emissions Disaggregated[motorbikes,BC,passenger,biofuel gasoline tf] | NoSettings | 96480.7 | 108605 | 107544 | 105562 | 102557 | 99870.2 | 97016.6 | 94055.4 | 91056.8 | 87961.9 | 85025.7 | 81933.5 | 78967 | 76123 | 73401.7 | 70816.3 | 68296.8 | 65750 | 63300.5 | 61171.2 | 59446.2 | 58148.8 | 57216.1 | 56559.8 | 56080.1 | 55691 | 55360.6 | 55072 | 54810.7 | 54594.3 | 54371.3
Transportation Pollutant Emissions Disaggregated[motorbikes,BC,passenger,biofuel diesel tf] | NoSettings | 33.5906 | 37.481 | 36.2499 | 34.2863 | 31.676 | 28.7196 | 25.5238 | 22.149 | 18.6835 | 15.2185 | 11.8455 | 8.2617 | 5.2797 | 2.9251 | 1.3293 | 0.34047 | 0 | 0 | 0 | 0 | 0 | 0 | 0 | 0 | 0 | 0 | 0 | 0 | 0 | 0 | 0
Transportation Pollutant Emissions Disaggregated[motorbikes,BC,passenger,jet fuel tf] | NoSettings | 0 | 0 | 0 | 0 | 0 | 0 | 0 | 0 | 0 | 0 | 0 | 0 | 0 | 0 | 0 | 0 | 0 | 0 | 0 | 0 | 0 | 0 | 0 | 0 | 0 | 0 | 0 | 0 | 0 | 0 | 0
Transportation Pollutant Emissions Disaggregated[motorbikes,BC,passenger,heavy or residual fuel oil tf] | NoSettings | 0 | 0 | 0 | 0 | 0 | 0 | 0 | 0 | 0 | 0 | 0 | 0 | 0 | 0 | 0 | 0 | 0 | 0 | 0 | 0 | 0 | 0 | 0 | 0 | 0 | 0 | 0 | 0 | 0 | 0 | 0
Transportation Pollutant Emissions Disaggregated[motorbikes,BC,passenger,LPG propane or butane tf] | NoSettings | 0 | 0 | 0 | 0 | 0 | 0 | 0 | 0 | 0 | 0 | 0 | 0 | 0 | 0 | 0 | 0 | 0 | 0 | 0 | 0 | 0 | 0 | 0 | 0 | 0 | 0 | 0 | 0 | 0 | 0 | 0
Transportation Pollutant Emissions Disaggregated[motorbikes,BC,passenger,hydrogen tf] | NoSettings | 0 | 0 | 0 | 0 | 0 | 0 | 0 | 0 | 0 | 0 | 0 | 0 | 0 | 0 | 0 | 0 | 0 | 0 | 0 | 0 | 0 | 0 | 0 | 0 | 0 | 0 | 0 | 0 | 0 | 0 | 0
Transportation Pollutant Emissions Disaggregated[motorbikes,BC,freight,electricity tf] | NoSettings | 0 | 0 | 0 | 0 | 0 | 0 | 0 | 0 | 0 | 0 | 0 | 0 | 0 | 0 | 0 | 0 | 0 | 0 | 0 | 0 | 0 | 0 | 0 | 0 | 0 | 0 | 0 | 0 | 0 | 0 | 0
Transportation Pollutant Emissions Disaggregated[motorbikes,BC,freight,natural gas tf] | NoSettings | 51916.3 | 71042.3 | 109986 | 143019 | 165042 | 183976 | 204803 | 224186 | 244051 | 266450 | 291440 | 324176 | 360117 | 403827 | 455629 | 515861 | 589478 | 674540 | 771391 | 880087 | 1000570 | 1133020 | 1274780 | 1430890 | 1598840 | 1745120 | 1896930 | 2029290 | 2178170 | 2349980 | 2535170
Transportation Pollutant Emissions Disaggregated[motorbikes,BC,freight,petroleum gasoline tf] | NoSettings | 0 | 0 | 0 | 0 | 0 | 0 | 0 | 0 | 0 | 0 | 0 | 0 | 0 | 0 | 0 | 0 | 0 | 0 | 0 | 0 | 0 | 0 | 0 | 0 | 0 | 0 | 0 | 0 | 0 | 0 | 0
Transportation Pollutant Emissions Disaggregated[motorbikes,BC,freight,petroleum diesel tf] | NoSettings | 67112500 | 66430200 | 65689400 | 64925400 | 63860700 | 62742100 | 61544400 | 60110700 | 58563400 | 56886700 | 55078900 | 55379000 | 55545500 | 55656200 | 55720000 | 55736300 | 55667100 | 55383700 | 55066200 | 54734200 | 54485800 | 54210300 | 54064000 | 53713800 | 53375300 | 53198300 | 53326800 | 53508600 | 53700900 | 54154100 | 54673900
Transportation Pollutant Emissions Disaggregated[motorbikes,BC,freight,biofuel gasoline tf] | NoSettings | 0 | 0 | 0 | 0 | 0 | 0 | 0 | 0 | 0 | 0 | 0 | 0 | 0 | 0 | 0 | 0 | 0 | 0 | 0 | 0 | 0 | 0 | 0 | 0 | 0 | 0 | 0 | 0 | 0 | 0 | 0
Transportation Pollutant Emissions Disaggregated[motorbikes,BC,freight,biofuel diesel tf] | NoSettings | 15961300 | 17757000 | 19592400 | 21477700 | 23314000 | 25172500 | 27039700 | 28834600 | 30594400 | 32296900 | 33923900 | 34108700 | 34211300 | 34279500 | 34318800 | 34328900 | 34286200 | 34111700 | 33916100 | 33711600 | 33558600 | 33388900 | 33298800 | 33083100 | 32874700 | 32765700 | 32844800 | 32956800 | 33075200 | 33354300 | 33674500
Transportation Pollutant Emissions Disaggregated[motorbikes,BC,freight,jet fuel tf] | NoSettings | 0 | 0 | 0 | 0 | 0 | 0 | 0 | 0 | 0 | 0 | 0 | 0 | 0 | 0 | 0 | 0 | 0 | 0 | 0 | 0 | 0 | 0 | 0 | 0 | 0 | 0 | 0 | 0 | 0 | 0 | 0
Transportation Pollutant Emissions Disaggregated[motorbikes,BC,freight,heavy or residual fuel oil tf] | NoSettings | 0 | 0 | 0 | 0 | 0 | 0 | 0 | 0 | 0 | 0 | 0 | 0 | 0 | 0 | 0 | 0 | 0 | 0 | 0 | 0 | 0 | 0 | 0 | 0 | 0 | 0 | 0 | 0 | 0 | 0 | 0
Transportation Pollutant Emissions Disaggregated[motorbikes,BC,freight,LPG propane or butane tf] | NoSettings | 0 | 0 | 0 | 0 | 0 | 0 | 0 | 0 | 0 | 0 | 0 | 0 | 0 | 0 | 0 | 0 | 0 | 0 | 0 | 0 | 0 | 0 | 0 | 0 | 0 | 0 | 0 | 0 | 0 | 0 | 0
Transportation Pollutant Emissions Disaggregated[motorbikes,BC,freight,hydrogen tf] | NoSettings | 0 | 0 | 0 | 0 | 0 | 0 | 0 | 0 | 0 | 0 | 0 | 0 | 0 | 0 | 0 | 0 | 0 | 0 | 0 | 0 | 0 | 0 | 0 | 0 | 0 | 0 | 0 | 0 | 0 | 0 | 0
Transportation Pollutant Emissions Disaggregated[motorbikes,OC,passenger,electricity tf] | NoSettings | 0 | 0 | 0 | 0 | 0 | 0 | 0 | 0 | 0 | 0 | 0 | 0 | 0 | 0 | 0 | 0 | 0 | 0 | 0 | 0 | 0 | 0 | 0 | 0 | 0 | 0 | 0 | 0 | 0 | 0 | 0
Transportation Pollutant Emissions Disaggregated[motorbikes,OC,passenger,natural gas tf] | NoSettings | 33.4012 | 33.4641 | 29.2137 | 25.0247 | 20.9692 | 17.2453 | 13.8592 | 10.8051 | 8.0946 | 5.7408 | 3.7579 | 2.1658 | 0.9885 | 0.56091 | 0.25171 | 0.063604 | 0 | 0 | 0 | 0 | 0 | 0 | 0 | 0 | 0 | 0 | 0 | 0 | 0 | 0 | 0
Transportation Pollutant Emissions Disaggregated[motorbikes,OC,passenger,petroleum gasoline tf] | NoSettings | 2440340 | 2738760 | 2703900 | 2646130 | 2563160 | 2488590 | 2410320 | 2329850 | 2248920 | 2169290 | 2090720 | 2014680 | 1941740 | 1871810 | 1804890 | 1741320 | 1679370 | 1616740 | 1556510 | 1504150 | 1461740 | 1429840 | 1406900 | 1390760 | 1378970 | 1369400 | 1361270 | 1354180 | 1347750 | 1342430 | 1336950
Transportation Pollutant Emissions Disaggregated[motorbikes,OC,passenger,petroleum diesel tf] | NoSettings | 266.566 | 264.643 | 229.387 | 195.614 | 163.758 | 135.103 | 109.644 | 87.1456 | 67.4988 | 50.5913 | 36.2984 | 25.3163 | 16.1786 | 8.9636 | 4.0734 | 1.0433 | 0 | 0 | 0 | 0 | 0 | 0 | 0 | 0 | 0 | 0 | 0 | 0 | 0 | 0 | 0
Transportation Pollutant Emissions Disaggregated[motorbikes,OC,passenger,biofuel gasoline tf] | NoSettings | 182388 | 205308 | 203303 | 199556 | 193875 | 188796 | 183401 | 177803 | 172135 | 166284 | 160734 | 154888 | 149280 | 143904 | 138759 | 133872 | 129109 | 124295 | 119664 | 115639 | 112378 | 109925 | 108162 | 106921 | 106014 | 105279 | 104654 | 104109 | 103615 | 103206 | 102784
Transportation Pollutant Emissions Disaggregated[motorbikes,OC,passenger,biofuel diesel tf] | NoSettings | 31.1913 | 34.8038 | 33.6607 | 31.8373 | 29.4134 | 26.6682 | 23.7007 | 20.5669 | 17.3489 | 14.1315 | 10.9994 | 7.6715 | 4.9026 | 2.7162 | 1.2344 | 0.31615 | 0 | 0 | 0 | 0 | 0 | 0 | 0 | 0 | 0 | 0 | 0 | 0 | 0 | 0 | 0
Transportation Pollutant Emissions Disaggregated[motorbikes,OC,passenger,jet fuel tf] | NoSettings | 0 | 0 | 0 | 0 | 0 | 0 | 0 | 0 | 0 | 0 | 0 | 0 | 0 | 0 | 0 | 0 | 0 | 0 | 0 | 0 | 0 | 0 | 0 | 0 | 0 | 0 | 0 | 0 | 0 | 0 | 0
Transportation Pollutant Emissions Disaggregated[motorbikes,OC,passenger,heavy or residual fuel oil tf] | NoSettings | 0 | 0 | 0 | 0 | 0 | 0 | 0 | 0 | 0 | 0 | 0 | 0 | 0 | 0 | 0 | 0 | 0 | 0 | 0 | 0 | 0 | 0 | 0 | 0 | 0 | 0 | 0 | 0 | 0 | 0 | 0
Transportation Pollutant Emissions Disaggregated[motorbikes,OC,passenger,LPG propane or butane tf] | NoSettings | 0 | 0 | 0 | 0 | 0 | 0 | 0 | 0 | 0 | 0 | 0 | 0 | 0 | 0 | 0 | 0 | 0 | 0 | 0 | 0 | 0 | 0 | 0 | 0 | 0 | 0 | 0 | 0 | 0 | 0 | 0
Transportation Pollutant Emissions Disaggregated[motorbikes,OC,passenger,hydrogen tf] | NoSettings | 0 | 0 | 0 | 0 | 0 | 0 | 0 | 0 | 0 | 0 | 0 | 0 | 0 | 0 | 0 | 0 | 0 | 0 | 0 | 0 | 0 | 0 | 0 | 0 | 0 | 0 | 0 | 0 | 0 | 0 | 0
Transportation Pollutant Emissions Disaggregated[motorbikes,OC,freight,electricity tf] | NoSettings | 0 | 0 | 0 | 0 | 0 | 0 | 0 | 0 | 0 | 0 | 0 | 0 | 0 | 0 | 0 | 0 | 0 | 0 | 0 | 0 | 0 | 0 | 0 | 0 | 0 | 0 | 0 | 0 | 0 | 0 | 0
Transportation Pollutant Emissions Disaggregated[motorbikes,OC,freight,natural gas tf] | NoSettings | 97997.7 | 134100 | 207610 | 269963 | 311534 | 347274 | 386588 | 423175 | 460672 | 502954 | 550125 | 611917 | 679759 | 762266 | 860049 | 973743 | 1112700 | 1273270 | 1456080 | 1661260 | 1888690 | 2138700 | 2406280 | 2700950 | 3017980 | 3294110 | 3580660 | 3830500 | 4111530 | 4435830 | 4785400
Transportation Pollutant Emissions Disaggregated[motorbikes,OC,freight,petroleum gasoline tf] | NoSettings | 0 | 0 | 0 | 0 | 0 | 0 | 0 | 0 | 0 | 0 | 0 | 0 | 0 | 0 | 0 | 0 | 0 | 0 | 0 | 0 | 0 | 0 | 0 | 0 | 0 | 0 | 0 | 0 | 0 | 0 | 0
Transportation Pollutant Emissions Disaggregated[motorbikes,OC,freight,petroleum diesel tf] | NoSettings | 126665000 | 125377000 | 123979000 | 122537000 | 120528000 | 118417000 | 116156000 | 113450000 | 110530000 | 107366000 | 103953000 | 104520000 | 104834000 | 105043000 | 105164000 | 105194000 | 105064000 | 104529000 | 103930000 | 103303000 | 102834000 | 102314000 | 102038000 | 101377000 | 100738000 | 100404000 | 100647000 | 100990000 | 101353000 | 102208000 | 103189000
Transportation Pollutant Emissions Disaggregated[motorbikes,OC,freight,biofuel gasoline tf] | NoSettings | 0 | 0 | 0 | 0 | 0 | 0 | 0 | 0 | 0 | 0 | 0 | 0 | 0 | 0 | 0 | 0 | 0 | 0 | 0 | 0 | 0 | 0 | 0 | 0 | 0 | 0 | 0 | 0 | 0 | 0 | 0
Transportation Pollutant Emissions Disaggregated[motorbikes,OC,freight,biofuel diesel tf] | NoSettings | 14821200 | 16488700 | 18192900 | 19943600 | 21648700 | 23374500 | 25108300 | 26775000 | 28409100 | 29990000 | 31500800 | 31672400 | 31767600 | 31831000 | 31867500 | 31876800 | 31837200 | 31675100 | 31493500 | 31303700 | 31161600 | 31004000 | 30920300 | 30720100 | 30526500 | 30425300 | 30498700 | 30602700 | 30712700 | 30971900 | 31269200
Transportation Pollutant Emissions Disaggregated[motorbikes,OC,freight,jet fuel tf] | NoSettings | 0 | 0 | 0 | 0 | 0 | 0 | 0 | 0 | 0 | 0 | 0 | 0 | 0 | 0 | 0 | 0 | 0 | 0 | 0 | 0 | 0 | 0 | 0 | 0 | 0 | 0 | 0 | 0 | 0 | 0 | 0
Transportation Pollutant Emissions Disaggregated[motorbikes,OC,freight,heavy or residual fuel oil tf] | NoSettings | 0 | 0 | 0 | 0 | 0 | 0 | 0 | 0 | 0 | 0 | 0 | 0 | 0 | 0 | 0 | 0 | 0 | 0 | 0 | 0 | 0 | 0 | 0 | 0 | 0 | 0 | 0 | 0 | 0 | 0 | 0
Transportation Pollutant Emissions Disaggregated[motorbikes,OC,freight,LPG propane or butane tf] | NoSettings | 0 | 0 | 0 | 0 | 0 | 0 | 0 | 0 | 0 | 0 | 0 | 0 | 0 | 0 | 0 | 0 | 0 | 0 | 0 | 0 | 0 | 0 | 0 | 0 | 0 | 0 | 0 | 0 | 0 | 0 | 0
Transportation Pollutant Emissions Disaggregated[motorbikes,OC,freight,hydrogen tf] | NoSettings | 0 | 0 | 0 | 0 | 0 | 0 | 0 | 0 | 0 | 0 | 0 | 0 | 0 | 0 | 0 | 0 | 0 | 0 | 0 | 0 | 0 | 0 | 0 | 0 | 0 | 0 | 0 | 0 | 0 | 0 | 0
Transportation Pollutant Emissions Disaggregated[motorbikes,CH4,passenger,electricity tf] | NoSettings | 0 | 0 | 0 | 0 | 0 | 0 | 0 | 0 | 0 | 0 | 0 | 0 | 0 | 0 | 0 | 0 | 0 | 0 | 0 | 0 | 0 | 0 | 0 | 0 | 0 | 0 | 0 | 0 | 0 | 0 | 0
Transportation Pollutant Emissions Disaggregated[motorbikes,CH4,passenger,natural gas tf] | NoSettings | 50.9942 | 51.0902 | 44.6011 | 38.2057 | 32.0141 | 26.3287 | 21.1591 | 16.4963 | 12.3582 | 8.7646 | 5.7372 | 3.3066 | 1.5092 | 0.85636 | 0.38429 | 0.097106 | 0 | 0 | 0 | 0 | 0 | 0 | 0 | 0 | 0 | 0 | 0 | 0 | 0 | 0 | 0
Transportation Pollutant Emissions Disaggregated[motorbikes,CH4,passenger,petroleum gasoline tf] | NoSettings | 10282300 | 11539700 | 11392800 | 11149400 | 10799800 | 10485600 | 10155900 | 9816780 | 9475790 | 9140250 | 8809200 | 8488830 | 8181480 | 7886830 | 7604890 | 7337020 | 7075990 | 6812120 | 6558340 | 6337730 | 6159010 | 6024590 | 5927960 | 5859960 | 5810250 | 5769940 | 5735710 | 5705810 | 5678740 | 5656320 | 5633210
Transportation Pollutant Emissions Disaggregated[motorbikes,CH4,passenger,petroleum diesel tf] | NoSettings | 974.055 | 967.026 | 838.2 | 714.791 | 598.383 | 493.677 | 400.648 | 318.437 | 246.646 | 184.865 | 132.637 | 92.5078 | 59.1179 | 32.7536 | 14.8846 | 3.8124 | 0 | 0 | 0 | 0 | 0 | 0 | 0 | 0 | 0 | 0 | 0 | 0 | 0 | 0 | 0
Transportation Pollutant Emissions Disaggregated[motorbikes,CH4,passenger,biofuel gasoline tf] | NoSettings | 0 | 0 | 0 | 0 | 0 | 0 | 0 | 0 | 0 | 0 | 0 | 0 | 0 | 0 | 0 | 0 | 0 | 0 | 0 | 0 | 0 | 0 | 0 | 0 | 0 | 0 | 0 | 0 | 0 | 0 | 0
Transportation Pollutant Emissions Disaggregated[motorbikes,CH4,passenger,biofuel diesel tf] | NoSettings | 0 | 0 | 0 | 0 | 0 | 0 | 0 | 0 | 0 | 0 | 0 | 0 | 0 | 0 | 0 | 0 | 0 | 0 | 0 | 0 | 0 | 0 | 0 | 0 | 0 | 0 | 0 | 0 | 0 | 0 | 0
Transportation Pollutant Emissions Disaggregated[motorbikes,CH4,passenger,jet fuel tf] | NoSettings | 0 | 0 | 0 | 0 | 0 | 0 | 0 | 0 | 0 | 0 | 0 | 0 | 0 | 0 | 0 | 0 | 0 | 0 | 0 | 0 | 0 | 0 | 0 | 0 | 0 | 0 | 0 | 0 | 0 | 0 | 0
Transportation Pollutant Emissions Disaggregated[motorbikes,CH4,passenger,heavy or residual fuel oil tf] | NoSettings | 0 | 0 | 0 | 0 | 0 | 0 | 0 | 0 | 0 | 0 | 0 | 0 | 0 | 0 | 0 | 0 | 0 | 0 | 0 | 0 | 0 | 0 | 0 | 0 | 0 | 0 | 0 | 0 | 0 | 0 | 0
Transportation Pollutant Emissions Disaggregated[motorbikes,CH4,passenger,LPG propane or butane tf] | NoSettings | 0 | 0 | 0 | 0 | 0 | 0 | 0 | 0 | 0 | 0 | 0 | 0 | 0 | 0 | 0 | 0 | 0 | 0 | 0 | 0 | 0 | 0 | 0 | 0 | 0 | 0 | 0 | 0 | 0 | 0 | 0
Transportation Pollutant Emissions Disaggregated[motorbikes,CH4,passenger,hydrogen tf] | NoSettings | 0 | 0 | 0 | 0 | 0 | 0 | 0 | 0 | 0 | 0 | 0 | 0 | 0 | 0 | 0 | 0 | 0 | 0 | 0 | 0 | 0 | 0 | 0 | 0 | 0 | 0 | 0 | 0 | 0 | 0 | 0
Transportation Pollutant Emissions Disaggregated[motorbikes,CH4,freight,electricity tf] | NoSettings | 0 | 0 | 0 | 0 | 0 | 0 | 0 | 0 | 0 | 0 | 0 | 0 | 0 | 0 | 0 | 0 | 0 | 0 | 0 | 0 | 0 | 0 | 0 | 0 | 0 | 0 | 0 | 0 | 0 | 0 | 0
Transportation Pollutant Emissions Disaggregated[motorbikes,CH4,freight,natural gas tf] | NoSettings | 149615 | 204733 | 316962 | 412158 | 475624 | 530190 | 590211 | 646069 | 703316 | 767868 | 839886 | 934224 | 1037800 | 1163770 | 1313050 | 1486630 | 1698780 | 1943920 | 2223030 | 2536270 | 2883500 | 3265190 | 3673700 | 4123590 | 4607610 | 5029180 | 5466650 | 5848090 | 6277140 | 6772270 | 7305950
Transportation Pollutant Emissions Disaggregated[motorbikes,CH4,freight,petroleum gasoline tf] | NoSettings | 0 | 0 | 0 | 0 | 0 | 0 | 0 | 0 | 0 | 0 | 0 | 0 | 0 | 0 | 0 | 0 | 0 | 0 | 0 | 0 | 0 | 0 | 0 | 0 | 0 | 0 | 0 | 0 | 0 | 0 | 0
Transportation Pollutant Emissions Disaggregated[motorbikes,CH4,freight,petroleum diesel tf] | NoSettings | 462845000 | 458139000 | 453030000 | 447761000 | 440419000 | 432704000 | 424444000 | 414557000 | 403885000 | 392322000 | 379854000 | 381924000 | 383073000 | 383836000 | 384276000 | 384389000 | 383911000 | 381957000 | 379767000 | 377477000 | 375764000 | 373864000 | 372855000 | 370440000 | 368106000 | 366885000 | 367771000 | 369025000 | 370351000 | 373477000 | 377062000
Transportation Pollutant Emissions Disaggregated[motorbikes,CH4,freight,biofuel gasoline tf] | NoSettings | 0 | 0 | 0 | 0 | 0 | 0 | 0 | 0 | 0 | 0 | 0 | 0 | 0 | 0 | 0 | 0 | 0 | 0 | 0 | 0 | 0 | 0 | 0 | 0 | 0 | 0 | 0 | 0 | 0 | 0 | 0
Transportation Pollutant Emissions Disaggregated[motorbikes,CH4,freight,biofuel diesel tf] | NoSettings | 0 | 0 | 0 | 0 | 0 | 0 | 0 | 0 | 0 | 0 | 0 | 0 | 0 | 0 | 0 | 0 | 0 | 0 | 0 | 0 | 0 | 0 | 0 | 0 | 0 | 0 | 0 | 0 | 0 | 0 | 0
Transportation Pollutant Emissions Disaggregated[motorbikes,CH4,freight,jet fuel tf] | NoSettings | 0 | 0 | 0 | 0 | 0 | 0 | 0 | 0 | 0 | 0 | 0 | 0 | 0 | 0 | 0 | 0 | 0 | 0 | 0 | 0 | 0 | 0 | 0 | 0 | 0 | 0 | 0 | 0 | 0 | 0 | 0
Transportation Pollutant Emissions Disaggregated[motorbikes,CH4,freight,heavy or residual fuel oil tf] | NoSettings | 0 | 0 | 0 | 0 | 0 | 0 | 0 | 0 | 0 | 0 | 0 | 0 | 0 | 0 | 0 | 0 | 0 | 0 | 0 | 0 | 0 | 0 | 0 | 0 | 0 | 0 | 0 | 0 | 0 | 0 | 0
Transportation Pollutant Emissions Disaggregated[motorbikes,CH4,freight,LPG propane or butane tf] | NoSettings | 0 | 0 | 0 | 0 | 0 | 0 | 0 | 0 | 0 | 0 | 0 | 0 | 0 | 0 | 0 | 0 | 0 | 0 | 0 | 0 | 0 | 0 | 0 | 0 | 0 | 0 | 0 | 0 | 0 | 0 | 0
Transportation Pollutant Emissions Disaggregated[motorbikes,CH4,freight,hydrogen tf] | NoSettings | 0 | 0 | 0 | 0 | 0 | 0 | 0 | 0 | 0 | 0 | 0 | 0 | 0 | 0 | 0 | 0 | 0 | 0 | 0 | 0 | 0 | 0 | 0 | 0 | 0 | 0 | 0 | 0 | 0 | 0 | 0
Transportation Pollutant Emissions Disaggregated[motorbikes,N2O,passenger,electricity tf] | NoSettings | 0 | 0 | 0 | 0 | 0 | 0 | 0 | 0 | 0 | 0 | 0 | 0 | 0 | 0 | 0 | 0 | 0 | 0 | 0 | 0 | 0 | 0 | 0 | 0 | 0 | 0 | 0 | 0 | 0 | 0 | 0
Transportation Pollutant Emissions Disaggregated[motorbikes,N2O,passenger,natural gas tf] | NoSettings | 5.0994 | 5.109 | 4.4601 | 3.8206 | 3.2014 | 2.6329 | 2.1159 | 1.6496 | 1.2358 | 0.87646 | 0.57372 | 0.33066 | 0.15092 | 0.085636 | 0.038429 | 0.0097106 | 0 | 0 | 0 | 0 | 0 | 0 | 0 | 0 | 0 | 0 | 0 | 0 | 0 | 0 | 0
Transportation Pollutant Emissions Disaggregated[motorbikes,N2O,passenger,petroleum gasoline tf] | NoSettings | 2056460 | 2307940 | 2278570 | 2229890 | 2159960 | 2097130 | 2031170 | 1963360 | 1895160 | 1828050 | 1761840 | 1697770 | 1636300 | 1577370 | 1520980 | 1467400 | 1415200 | 1362420 | 1311670 | 1267550 | 1231800 | 1204920 | 1185590 | 1171990 | 1162050 | 1153990 | 1147140 | 1141160 | 1135750 | 1131260 | 1126640
Transportation Pollutant Emissions Disaggregated[motorbikes,N2O,passenger,petroleum diesel tf] | NoSettings | 194.811 | 193.405 | 167.64 | 142.958 | 119.677 | 98.7353 | 80.1296 | 63.6874 | 49.3292 | 36.9729 | 26.5274 | 18.5016 | 11.8236 | 6.5507 | 2.9769 | 0.76247 | 0 | 0 | 0 | 0 | 0 | 0 | 0 | 0 | 0 | 0 | 0 | 0 | 0 | 0 | 0
Transportation Pollutant Emissions Disaggregated[motorbikes,N2O,passenger,biofuel gasoline tf] | NoSettings | 0 | 0 | 0 | 0 | 0 | 0 | 0 | 0 | 0 | 0 | 0 | 0 | 0 | 0 | 0 | 0 | 0 | 0 | 0 | 0 | 0 | 0 | 0 | 0 | 0 | 0 | 0 | 0 | 0 | 0 | 0
Transportation Pollutant Emissions Disaggregated[motorbikes,N2O,passenger,biofuel diesel tf] | NoSettings | 0 | 0 | 0 | 0 | 0 | 0 | 0 | 0 | 0 | 0 | 0 | 0 | 0 | 0 | 0 | 0 | 0 | 0 | 0 | 0 | 0 | 0 | 0 | 0 | 0 | 0 | 0 | 0 | 0 | 0 | 0
Transportation Pollutant Emissions Disaggregated[motorbikes,N2O,passenger,jet fuel tf] | NoSettings | 0 | 0 | 0 | 0 | 0 | 0 | 0 | 0 | 0 | 0 | 0 | 0 | 0 | 0 | 0 | 0 | 0 | 0 | 0 | 0 | 0 | 0 | 0 | 0 | 0 | 0 | 0 | 0 | 0 | 0 | 0
Transportation Pollutant Emissions Disaggregated[motorbikes,N2O,passenger,heavy or residual fuel oil tf] | NoSettings | 0 | 0 | 0 | 0 | 0 | 0 | 0 | 0 | 0 | 0 | 0 | 0 | 0 | 0 | 0 | 0 | 0 | 0 | 0 | 0 | 0 | 0 | 0 | 0 | 0 | 0 | 0 | 0 | 0 | 0 | 0
Transportation Pollutant Emissions Disaggregated[motorbikes,N2O,passenger,LPG propane or butane tf] | NoSettings | 0 | 0 | 0 | 0 | 0 | 0 | 0 | 0 | 0 | 0 | 0 | 0 | 0 | 0 | 0 | 0 | 0 | 0 | 0 | 0 | 0 | 0 | 0 | 0 | 0 | 0 | 0 | 0 | 0 | 0 | 0
Transportation Pollutant Emissions Disaggregated[motorbikes,N2O,passenger,hydrogen tf] | NoSettings | 0 | 0 | 0 | 0 | 0 | 0 | 0 | 0 | 0 | 0 | 0 | 0 | 0 | 0 | 0 | 0 | 0 | 0 | 0 | 0 | 0 | 0 | 0 | 0 | 0 | 0 | 0 | 0 | 0 | 0 | 0
Transportation Pollutant Emissions Disaggregated[motorbikes,N2O,freight,electricity tf] | NoSettings | 0 | 0 | 0 | 0 | 0 | 0 | 0 | 0 | 0 | 0 | 0 | 0 | 0 | 0 | 0 | 0 | 0 | 0 | 0 | 0 | 0 | 0 | 0 | 0 | 0 | 0 | 0 | 0 | 0 | 0 | 0
Transportation Pollutant Emissions Disaggregated[motorbikes,N2O,freight,natural gas tf] | NoSettings | 14961.5 | 20473.3 | 31696.2 | 41215.8 | 47562.4 | 53019 | 59021.1 | 64606.9 | 70331.6 | 76786.8 | 83988.6 | 93422.4 | 103780 | 116377 | 131305 | 148663 | 169878 | 194392 | 222303 | 253627 | 288350 | 326519 | 367370 | 412359 | 460761 | 502918 | 546665 | 584809 | 627714 | 677227 | 730595
Transportation Pollutant Emissions Disaggregated[motorbikes,N2O,freight,petroleum gasoline tf] | NoSettings | 0 | 0 | 0 | 0 | 0 | 0 | 0 | 0 | 0 | 0 | 0 | 0 | 0 | 0 | 0 | 0 | 0 | 0 | 0 | 0 | 0 | 0 | 0 | 0 | 0 | 0 | 0 | 0 | 0 | 0 | 0
Transportation Pollutant Emissions Disaggregated[motorbikes,N2O,freight,petroleum diesel tf] | NoSettings | 92568900 | 91627900 | 90606100 | 89552300 | 88083700 | 86540900 | 84888800 | 82911300 | 80777100 | 78464500 | 75970900 | 76384800 | 76614500 | 76767200 | 76855200 | 76877700 | 76782200 | 76391400 | 75953400 | 75495500 | 75152800 | 74772900 | 74571000 | 74088000 | 73621100 | 73377000 | 73554200 | 73805000 | 74070300 | 74695300 | 75412300
Transportation Pollutant Emissions Disaggregated[motorbikes,N2O,freight,biofuel gasoline tf] | NoSettings | 0 | 0 | 0 | 0 | 0 | 0 | 0 | 0 | 0 | 0 | 0 | 0 | 0 | 0 | 0 | 0 | 0 | 0 | 0 | 0 | 0 | 0 | 0 | 0 | 0 | 0 | 0 | 0 | 0 | 0 | 0
Transportation Pollutant Emissions Disaggregated[motorbikes,N2O,freight,biofuel diesel tf] | NoSettings | 0 | 0 | 0 | 0 | 0 | 0 | 0 | 0 | 0 | 0 | 0 | 0 | 0 | 0 | 0 | 0 | 0 | 0 | 0 | 0 | 0 | 0 | 0 | 0 | 0 | 0 | 0 | 0 | 0 | 0 | 0
Transportation Pollutant Emissions Disaggregated[motorbikes,N2O,freight,jet fuel tf] | NoSettings | 0 | 0 | 0 | 0 | 0 | 0 | 0 | 0 | 0 | 0 | 0 | 0 | 0 | 0 | 0 | 0 | 0 | 0 | 0 | 0 | 0 | 0 | 0 | 0 | 0 | 0 | 0 | 0 | 0 | 0 | 0
Transportation Pollutant Emissions Disaggregated[motorbikes,N2O,freight,heavy or residual fuel oil tf] | NoSettings | 0 | 0 | 0 | 0 | 0 | 0 | 0 | 0 | 0 | 0 | 0 | 0 | 0 | 0 | 0 | 0 | 0 | 0 | 0 | 0 | 0 | 0 | 0 | 0 | 0 | 0 | 0 | 0 | 0 | 0 | 0
Transportation Pollutant Emissions Disaggregated[motorbikes,N2O,freight,LPG propane or butane tf] | NoSettings | 0 | 0 | 0 | 0 | 0 | 0 | 0 | 0 | 0 | 0 | 0 | 0 | 0 | 0 | 0 | 0 | 0 | 0 | 0 | 0 | 0 | 0 | 0 | 0 | 0 | 0 | 0 | 0 | 0 | 0 | 0
Transportation Pollutant Emissions Disaggregated[motorbikes,N2O,freight,hydrogen tf] | NoSettings | 0 | 0 | 0 | 0 | 0 | 0 | 0 | 0 | 0 | 0 | 0 | 0 | 0 | 0 | 0 | 0 | 0 | 0 | 0 | 0 | 0 | 0 | 0 | 0 | 0 | 0 | 0 | 0 | 0 | 0 | 0
Transportation Pollutant Emissions Disaggregated[motorbikes,F gases,passenger,electricity tf] | NoSettings | 0 | 0 | 0 | 0 | 0 | 0 | 0 | 0 | 0 | 0 | 0 | 0 | 0 | 0 | 0 | 0 | 0 | 0 | 0 | 0 | 0 | 0 | 0 | 0 | 0 | 0 | 0 | 0 | 0 | 0 | 0
Transportation Pollutant Emissions Disaggregated[motorbikes,F gases,passenger,natural gas tf] | NoSettings | 0 | 0 | 0 | 0 | 0 | 0 | 0 | 0 | 0 | 0 | 0 | 0 | 0 | 0 | 0 | 0 | 0 | 0 | 0 | 0 | 0 | 0 | 0 | 0 | 0 | 0 | 0 | 0 | 0 | 0 | 0
Transportation Pollutant Emissions Disaggregated[motorbikes,F gases,passenger,petroleum gasoline tf] | NoSettings | 0 | 0 | 0 | 0 | 0 | 0 | 0 | 0 | 0 | 0 | 0 | 0 | 0 | 0 | 0 | 0 | 0 | 0 | 0 | 0 | 0 | 0 | 0 | 0 | 0 | 0 | 0 | 0 | 0 | 0 | 0
Transportation Pollutant Emissions Disaggregated[motorbikes,F gases,passenger,petroleum diesel tf] | NoSettings | 0 | 0 | 0 | 0 | 0 | 0 | 0 | 0 | 0 | 0 | 0 | 0 | 0 | 0 | 0 | 0 | 0 | 0 | 0 | 0 | 0 | 0 | 0 | 0 | 0 | 0 | 0 | 0 | 0 | 0 | 0
Transportation Pollutant Emissions Disaggregated[motorbikes,F gases,passenger,biofuel gasoline tf] | NoSettings | 0 | 0 | 0 | 0 | 0 | 0 | 0 | 0 | 0 | 0 | 0 | 0 | 0 | 0 | 0 | 0 | 0 | 0 | 0 | 0 | 0 | 0 | 0 | 0 | 0 | 0 | 0 | 0 | 0 | 0 | 0
Transportation Pollutant Emissions Disaggregated[motorbikes,F gases,passenger,biofuel diesel tf] | NoSettings | 0 | 0 | 0 | 0 | 0 | 0 | 0 | 0 | 0 | 0 | 0 | 0 | 0 | 0 | 0 | 0 | 0 | 0 | 0 | 0 | 0 | 0 | 0 | 0 | 0 | 0 | 0 | 0 | 0 | 0 | 0
Transportation Pollutant Emissions Disaggregated[motorbikes,F gases,passenger,jet fuel tf] | NoSettings | 0 | 0 | 0 | 0 | 0 | 0 | 0 | 0 | 0 | 0 | 0 | 0 | 0 | 0 | 0 | 0 | 0 | 0 | 0 | 0 | 0 | 0 | 0 | 0 | 0 | 0 | 0 | 0 | 0 | 0 | 0
Transportation Pollutant Emissions Disaggregated[motorbikes,F gases,passenger,heavy or residual fuel oil tf] | NoSettings | 0 | 0 | 0 | 0 | 0 | 0 | 0 | 0 | 0 | 0 | 0 | 0 | 0 | 0 | 0 | 0 | 0 | 0 | 0 | 0 | 0 | 0 | 0 | 0 | 0 | 0 | 0 | 0 | 0 | 0 | 0
Transportation Pollutant Emissions Disaggregated[motorbikes,F gases,passenger,LPG propane or butane tf] | NoSettings | 0 | 0 | 0 | 0 | 0 | 0 | 0 | 0 | 0 | 0 | 0 | 0 | 0 | 0 | 0 | 0 | 0 | 0 | 0 | 0 | 0 | 0 | 0 | 0 | 0 | 0 | 0 | 0 | 0 | 0 | 0
Transportation Pollutant Emissions Disaggregated[motorbikes,F gases,passenger,hydrogen tf] | NoSettings | 0 | 0 | 0 | 0 | 0 | 0 | 0 | 0 | 0 | 0 | 0 | 0 | 0 | 0 | 0 | 0 | 0 | 0 | 0 | 0 | 0 | 0 | 0 | 0 | 0 | 0 | 0 | 0 | 0 | 0 | 0
Transportation Pollutant Emissions Disaggregated[motorbikes,F gases,freight,electricity tf] | NoSettings | 0 | 0 | 0 | 0 | 0 | 0 | 0 | 0 | 0 | 0 | 0 | 0 | 0 | 0 | 0 | 0 | 0 | 0 | 0 | 0 | 0 | 0 | 0 | 0 | 0 | 0 | 0 | 0 | 0 | 0 | 0
Transportation Pollutant Emissions Disaggregated[motorbikes,F gases,freight,natural gas tf] | NoSettings | 0 | 0 | 0 | 0 | 0 | 0 | 0 | 0 | 0 | 0 | 0 | 0 | 0 | 0 | 0 | 0 | 0 | 0 | 0 | 0 | 0 | 0 | 0 | 0 | 0 | 0 | 0 | 0 | 0 | 0 | 0
Transportation Pollutant Emissions Disaggregated[motorbikes,F gases,freight,petroleum gasoline tf] | NoSettings | 0 | 0 | 0 | 0 | 0 | 0 | 0 | 0 | 0 | 0 | 0 | 0 | 0 | 0 | 0 | 0 | 0 | 0 | 0 | 0 | 0 | 0 | 0 | 0 | 0 | 0 | 0 | 0 | 0 | 0 | 0
Transportation Pollutant Emissions Disaggregated[motorbikes,F gases,freight,petroleum diesel tf] | NoSettings | 0 | 0 | 0 | 0 | 0 | 0 | 0 | 0 | 0 | 0 | 0 | 0 | 0 | 0 | 0 | 0 | 0 | 0 | 0 | 0 | 0 | 0 | 0 | 0 | 0 | 0 | 0 | 0 | 0 | 0 | 0
Transportation Pollutant Emissions Disaggregated[motorbikes,F gases,freight,biofuel gasoline tf] | NoSettings | 0 | 0 | 0 | 0 | 0 | 0 | 0 | 0 | 0 | 0 | 0 | 0 | 0 | 0 | 0 | 0 | 0 | 0 | 0 | 0 | 0 | 0 | 0 | 0 | 0 | 0 | 0 | 0 | 0 | 0 | 0
Transportation Pollutant Emissions Disaggregated[motorbikes,F gases,freight,biofuel diesel tf] | NoSettings | 0 | 0 | 0 | 0 | 0 | 0 | 0 | 0 | 0 | 0 | 0 | 0 | 0 | 0 | 0 | 0 | 0 | 0 | 0 | 0 | 0 | 0 | 0 | 0 | 0 | 0 | 0 | 0 | 0 | 0 | 0
Transportation Pollutant Emissions Disaggregated[motorbikes,F gases,freight,jet fuel tf] | NoSettings | 0 | 0 | 0 | 0 | 0 | 0 | 0 | 0 | 0 | 0 | 0 | 0 | 0 | 0 | 0 | 0 | 0 | 0 | 0 | 0 | 0 | 0 | 0 | 0 | 0 | 0 | 0 | 0 | 0 | 0 | 0
Transportation Pollutant Emissions Disaggregated[motorbikes,F gases,freight,heavy or residual fuel oil tf] | NoSettings | 0 | 0 | 0 | 0 | 0 | 0 | 0 | 0 | 0 | 0 | 0 | 0 | 0 | 0 | 0 | 0 | 0 | 0 | 0 | 0 | 0 | 0 | 0 | 0 | 0 | 0 | 0 | 0 | 0 | 0 | 0
Transportation Pollutant Emissions Disaggregated[motorbikes,F gases,freight,LPG propane or butane tf] | NoSettings | 0 | 0 | 0 | 0 | 0 | 0 | 0 | 0 | 0 | 0 | 0 | 0 | 0 | 0 | 0 | 0 | 0 | 0 | 0 | 0 | 0 | 0 | 0 | 0 | 0 | 0 | 0 | 0 | 0 | 0 | 0
Transportation Pollutant Emissions Disaggregated[motorbikes,F gases,freight,hydrogen tf] | NoSettings | 0 | 0 | 0 | 0 | 0 | 0 | 0 | 0 | 0 | 0 | 0 | 0 | 0 | 0 | 0 | 0 | 0 | 0 | 0 | 0 | 0 | 0 | 0 | 0 | 0 | 0 | 0 | 0 | 0 | 0 | 0
Industrial Sector Energy Related Emissions before CCS[electricity if,agriculture and forestry 01T03,CO2] | NoSettings | 0 | 0 | 0 | 0 | 0 | 0 | 0 | 0 | 0 | 0 | 0 | 0 | 0 | 0 | 0 | 0 | 0 | 0 | 0 | 0 | 0 | 0 | 0 | 0 | 0 | 0 | 0 | 0 | 0 | 0 | 0
Industrial Sector Energy Related Emissions before CCS[electricity if,agriculture and forestry 01T03,VOC] | NoSettings | 0 | 0 | 0 | 0 | 0 | 0 | 0 | 0 | 0 | 0 | 0 | 0 | 0 | 0 | 0 | 0 | 0 | 0 | 0 | 0 | 0 | 0 | 0 | 0 | 0 | 0 | 0 | 0 | 0 | 0 | 0
Industrial Sector Energy Related Emissions before CCS[electricity if,agriculture and forestry 01T03,CO] | NoSettings | 0 | 0 | 0 | 0 | 0 | 0 | 0 | 0 | 0 | 0 | 0 | 0 | 0 | 0 | 0 | 0 | 0 | 0 | 0 | 0 | 0 | 0 | 0 | 0 | 0 | 0 | 0 | 0 | 0 | 0 | 0
Industrial Sector Energy Related Emissions before CCS[electricity if,agriculture and forestry 01T03,NOx] | NoSettings | 0 | 0 | 0 | 0 | 0 | 0 | 0 | 0 | 0 | 0 | 0 | 0 | 0 | 0 | 0 | 0 | 0 | 0 | 0 | 0 | 0 | 0 | 0 | 0 | 0 | 0 | 0 | 0 | 0 | 0 | 0
Industrial Sector Energy Related Emissions before CCS[electricity if,agriculture and forestry 01T03,PM10] | NoSettings | 0 | 0 | 0 | 0 | 0 | 0 | 0 | 0 | 0 | 0 | 0 | 0 | 0 | 0 | 0 | 0 | 0 | 0 | 0 | 0 | 0 | 0 | 0 | 0 | 0 | 0 | 0 | 0 | 0 | 0 | 0
Industrial Sector Energy Related Emissions before CCS[electricity if,agriculture and forestry 01T03,PM25] | NoSettings | 0 | 0 | 0 | 0 | 0 | 0 | 0 | 0 | 0 | 0 | 0 | 0 | 0 | 0 | 0 | 0 | 0 | 0 | 0 | 0 | 0 | 0 | 0 | 0 | 0 | 0 | 0 | 0 | 0 | 0 | 0
Industrial Sector Energy Related Emissions before CCS[electricity if,agriculture and forestry 01T03,SOx] | NoSettings | 0 | 0 | 0 | 0 | 0 | 0 | 0 | 0 | 0 | 0 | 0 | 0 | 0 | 0 | 0 | 0 | 0 | 0 | 0 | 0 | 0 | 0 | 0 | 0 | 0 | 0 | 0 | 0 | 0 | 0 | 0
Industrial Sector Energy Related Emissions before CCS[electricity if,agriculture and forestry 01T03,BC] | NoSettings | 0 | 0 | 0 | 0 | 0 | 0 | 0 | 0 | 0 | 0 | 0 | 0 | 0 | 0 | 0 | 0 | 0 | 0 | 0 | 0 | 0 | 0 | 0 | 0 | 0 | 0 | 0 | 0 | 0 | 0 | 0
Industrial Sector Energy Related Emissions before CCS[electricity if,agriculture and forestry 01T03,OC] | NoSettings | 0 | 0 | 0 | 0 | 0 | 0 | 0 | 0 | 0 | 0 | 0 | 0 | 0 | 0 | 0 | 0 | 0 | 0 | 0 | 0 | 0 | 0 | 0 | 0 | 0 | 0 | 0 | 0 | 0 | 0 | 0
Industrial Sector Energy Related Emissions before CCS[electricity if,agriculture and forestry 01T03,CH4] | NoSettings | 0 | 0 | 0 | 0 | 0 | 0 | 0 | 0 | 0 | 0 | 0 | 0 | 0 | 0 | 0 | 0 | 0 | 0 | 0 | 0 | 0 | 0 | 0 | 0 | 0 | 0 | 0 | 0 | 0 | 0 | 0
Industrial Sector Energy Related Emissions before CCS[electricity if,agriculture and forestry 01T03,N2O] | NoSettings | 0 | 0 | 0 | 0 | 0 | 0 | 0 | 0 | 0 | 0 | 0 | 0 | 0 | 0 | 0 | 0 | 0 | 0 | 0 | 0 | 0 | 0 | 0 | 0 | 0 | 0 | 0 | 0 | 0 | 0 | 0
Industrial Sector Energy Related Emissions before CCS[electricity if,agriculture and forestry 01T03,F gases] | NoSettings | 0 | 0 | 0 | 0 | 0 | 0 | 0 | 0 | 0 | 0 | 0 | 0 | 0 | 0 | 0 | 0 | 0 | 0 | 0 | 0 | 0 | 0 | 0 | 0 | 0 | 0 | 0 | 0 | 0 | 0 | 0
Industrial Sector Energy Related Emissions before CCS[electricity if,coal mining 05,CO2] | NoSettings | 0 | 0 | 0 | 0 | 0 | 0 | 0 | 0 | 0 | 0 | 0 | 0 | 0 | 0 | 0 | 0 | 0 | 0 | 0 | 0 | 0 | 0 | 0 | 0 | 0 | 0 | 0 | 0 | 0 | 0 | 0
Industrial Sector Energy Related Emissions before CCS[electricity if,coal mining 05,VOC] | NoSettings | 0 | 0 | 0 | 0 | 0 | 0 | 0 | 0 | 0 | 0 | 0 | 0 | 0 | 0 | 0 | 0 | 0 | 0 | 0 | 0 | 0 | 0 | 0 | 0 | 0 | 0 | 0 | 0 | 0 | 0 | 0
Industrial Sector Energy Related Emissions before CCS[electricity if,coal mining 05,CO] | NoSettings | 0 | 0 | 0 | 0 | 0 | 0 | 0 | 0 | 0 | 0 | 0 | 0 | 0 | 0 | 0 | 0 | 0 | 0 | 0 | 0 | 0 | 0 | 0 | 0 | 0 | 0 | 0 | 0 | 0 | 0 | 0
Industrial Sector Energy Related Emissions before CCS[electricity if,coal mining 05,NOx] | NoSettings | 0 | 0 | 0 | 0 | 0 | 0 | 0 | 0 | 0 | 0 | 0 | 0 | 0 | 0 | 0 | 0 | 0 | 0 | 0 | 0 | 0 | 0 | 0 | 0 | 0 | 0 | 0 | 0 | 0 | 0 | 0
Industrial Sector Energy Related Emissions before CCS[electricity if,coal mining 05,PM10] | NoSettings | 0 | 0 | 0 | 0 | 0 | 0 | 0 | 0 | 0 | 0 | 0 | 0 | 0 | 0 | 0 | 0 | 0 | 0 | 0 | 0 | 0 | 0 | 0 | 0 | 0 | 0 | 0 | 0 | 0 | 0 | 0
Industrial Sector Energy Related Emissions before CCS[electricity if,coal mining 05,PM25] | NoSettings | 0 | 0 | 0 | 0 | 0 | 0 | 0 | 0 | 0 | 0 | 0 | 0 | 0 | 0 | 0 | 0 | 0 | 0 | 0 | 0 | 0 | 0 | 0 | 0 | 0 | 0 | 0 | 0 | 0 | 0 | 0
Industrial Sector Energy Related Emissions before CCS[electricity if,coal mining 05,SOx] | NoSettings | 0 | 0 | 0 | 0 | 0 | 0 | 0 | 0 | 0 | 0 | 0 | 0 | 0 | 0 | 0 | 0 | 0 | 0 | 0 | 0 | 0 | 0 | 0 | 0 | 0 | 0 | 0 | 0 | 0 | 0 | 0
Industrial Sector Energy Related Emissions before CCS[electricity if,coal mining 05,BC] | NoSettings | 0 | 0 | 0 | 0 | 0 | 0 | 0 | 0 | 0 | 0 | 0 | 0 | 0 | 0 | 0 | 0 | 0 | 0 | 0 | 0 | 0 | 0 | 0 | 0 | 0 | 0 | 0 | 0 | 0 | 0 | 0
Industrial Sector Energy Related Emissions before CCS[electricity if,coal mining 05,OC] | NoSettings | 0 | 0 | 0 | 0 | 0 | 0 | 0 | 0 | 0 | 0 | 0 | 0 | 0 | 0 | 0 | 0 | 0 | 0 | 0 | 0 | 0 | 0 | 0 | 0 | 0 | 0 | 0 | 0 | 0 | 0 | 0
Industrial Sector Energy Related Emissions before CCS[electricity if,coal mining 05,CH4] | NoSettings | 0 | 0 | 0 | 0 | 0 | 0 | 0 | 0 | 0 | 0 | 0 | 0 | 0 | 0 | 0 | 0 | 0 | 0 | 0 | 0 | 0 | 0 | 0 | 0 | 0 | 0 | 0 | 0 | 0 | 0 | 0
Industrial Sector Energy Related Emissions before CCS[electricity if,coal mining 05,N2O] | NoSettings | 0 | 0 | 0 | 0 | 0 | 0 | 0 | 0 | 0 | 0 | 0 | 0 | 0 | 0 | 0 | 0 | 0 | 0 | 0 | 0 | 0 | 0 | 0 | 0 | 0 | 0 | 0 | 0 | 0 | 0 | 0
Industrial Sector Energy Related Emissions before CCS[electricity if,coal mining 05,F gases] | NoSettings | 0 | 0 | 0 | 0 | 0 | 0 | 0 | 0 | 0 | 0 | 0 | 0 | 0 | 0 | 0 | 0 | 0 | 0 | 0 | 0 | 0 | 0 | 0 | 0 | 0 | 0 | 0 | 0 | 0 | 0 | 0
Industrial Sector Energy Related Emissions before CCS[electricity if,oil and gas extraction 06,CO2] | NoSettings | 0 | 0 | 0 | 0 | 0 | 0 | 0 | 0 | 0 | 0 | 0 | 0 | 0 | 0 | 0 | 0 | 0 | 0 | 0 | 0 | 0 | 0 | 0 | 0 | 0 | 0 | 0 | 0 | 0 | 0 | 0
Industrial Sector Energy Related Emissions before CCS[electricity if,oil and gas extraction 06,VOC] | NoSettings | 0 | 0 | 0 | 0 | 0 | 0 | 0 | 0 | 0 | 0 | 0 | 0 | 0 | 0 | 0 | 0 | 0 | 0 | 0 | 0 | 0 | 0 | 0 | 0 | 0 | 0 | 0 | 0 | 0 | 0 | 0
Industrial Sector Energy Related Emissions before CCS[electricity if,oil and gas extraction 06,CO] | NoSettings | 0 | 0 | 0 | 0 | 0 | 0 | 0 | 0 | 0 | 0 | 0 | 0 | 0 | 0 | 0 | 0 | 0 | 0 | 0 | 0 | 0 | 0 | 0 | 0 | 0 | 0 | 0 | 0 | 0 | 0 | 0
Industrial Sector Energy Related Emissions before CCS[electricity if,oil and gas extraction 06,NOx] | NoSettings | 0 | 0 | 0 | 0 | 0 | 0 | 0 | 0 | 0 | 0 | 0 | 0 | 0 | 0 | 0 | 0 | 0 | 0 | 0 | 0 | 0 | 0 | 0 | 0 | 0 | 0 | 0 | 0 | 0 | 0 | 0
Industrial Sector Energy Related Emissions before CCS[electricity if,oil and gas extraction 06,PM10] | NoSettings | 0 | 0 | 0 | 0 | 0 | 0 | 0 | 0 | 0 | 0 | 0 | 0 | 0 | 0 | 0 | 0 | 0 | 0 | 0 | 0 | 0 | 0 | 0 | 0 | 0 | 0 | 0 | 0 | 0 | 0 | 0
Industrial Sector Energy Related Emissions before CCS[electricity if,oil and gas extraction 06,PM25] | NoSettings | 0 | 0 | 0 | 0 | 0 | 0 | 0 | 0 | 0 | 0 | 0 | 0 | 0 | 0 | 0 | 0 | 0 | 0 | 0 | 0 | 0 | 0 | 0 | 0 | 0 | 0 | 0 | 0 | 0 | 0 | 0
Industrial Sector Energy Related Emissions before CCS[electricity if,oil and gas extraction 06,SOx] | NoSettings | 0 | 0 | 0 | 0 | 0 | 0 | 0 | 0 | 0 | 0 | 0 | 0 | 0 | 0 | 0 | 0 | 0 | 0 | 0 | 0 | 0 | 0 | 0 | 0 | 0 | 0 | 0 | 0 | 0 | 0 | 0
Industrial Sector Energy Related Emissions before CCS[electricity if,oil and gas extraction 06,BC] | NoSettings | 0 | 0 | 0 | 0 | 0 | 0 | 0 | 0 | 0 | 0 | 0 | 0 | 0 | 0 | 0 | 0 | 0 | 0 | 0 | 0 | 0 | 0 | 0 | 0 | 0 | 0 | 0 | 0 | 0 | 0 | 0
Industrial Sector Energy Related Emissions before CCS[electricity if,oil and gas extraction 06,OC] | NoSettings | 0 | 0 | 0 | 0 | 0 | 0 | 0 | 0 | 0 | 0 | 0 | 0 | 0 | 0 | 0 | 0 | 0 | 0 | 0 | 0 | 0 | 0 | 0 | 0 | 0 | 0 | 0 | 0 | 0 | 0 | 0
Industrial Sector Energy Related Emissions before CCS[electricity if,oil and gas extraction 06,CH4] | NoSettings | 0 | 0 | 0 | 0 | 0 | 0 | 0 | 0 | 0 | 0 | 0 | 0 | 0 | 0 | 0 | 0 | 0 | 0 | 0 | 0 | 0 | 0 | 0 | 0 | 0 | 0 | 0 | 0 | 0 | 0 | 0
Industrial Sector Energy Related Emissions before CCS[electricity if,oil and gas extraction 06,N2O] | NoSettings | 0 | 0 | 0 | 0 | 0 | 0 | 0 | 0 | 0 | 0 | 0 | 0 | 0 | 0 | 0 | 0 | 0 | 0 | 0 | 0 | 0 | 0 | 0 | 0 | 0 | 0 | 0 | 0 | 0 | 0 | 0
Industrial Sector Energy Related Emissions before CCS[electricity if,oil and gas extraction 06,F gases] | NoSettings | 0 | 0 | 0 | 0 | 0 | 0 | 0 | 0 | 0 | 0 | 0 | 0 | 0 | 0 | 0 | 0 | 0 | 0 | 0 | 0 | 0 | 0 | 0 | 0 | 0 | 0 | 0 | 0 | 0 | 0 | 0
Industrial Sector Energy Related Emissions before CCS[electricity if,other mining and quarrying 07T08,CO2] | NoSettings | 0 | 0 | 0 | 0 | 0 | 0 | 0 | 0 | 0 | 0 | 0 | 0 | 0 | 0 | 0 | 0 | 0 | 0 | 0 | 0 | 0 | 0 | 0 | 0 | 0 | 0 | 0 | 0 | 0 | 0 | 0
Industrial Sector Energy Related Emissions before CCS[electricity if,other mining and quarrying 07T08,VOC] | NoSettings | 0 | 0 | 0 | 0 | 0 | 0 | 0 | 0 | 0 | 0 | 0 | 0 | 0 | 0 | 0 | 0 | 0 | 0 | 0 | 0 | 0 | 0 | 0 | 0 | 0 | 0 | 0 | 0 | 0 | 0 | 0
Industrial Sector Energy Related Emissions before CCS[electricity if,other mining and quarrying 07T08,CO] | NoSettings | 0 | 0 | 0 | 0 | 0 | 0 | 0 | 0 | 0 | 0 | 0 | 0 | 0 | 0 | 0 | 0 | 0 | 0 | 0 | 0 | 0 | 0 | 0 | 0 | 0 | 0 | 0 | 0 | 0 | 0 | 0
Industrial Sector Energy Related Emissions before CCS[electricity if,other mining and quarrying 07T08,NOx] | NoSettings | 0 | 0 | 0 | 0 | 0 | 0 | 0 | 0 | 0 | 0 | 0 | 0 | 0 | 0 | 0 | 0 | 0 | 0 | 0 | 0 | 0 | 0 | 0 | 0 | 0 | 0 | 0 | 0 | 0 | 0 | 0
Industrial Sector Energy Related Emissions before CCS[electricity if,other mining and quarrying 07T08,PM10] | NoSettings | 0 | 0 | 0 | 0 | 0 | 0 | 0 | 0 | 0 | 0 | 0 | 0 | 0 | 0 | 0 | 0 | 0 | 0 | 0 | 0 | 0 | 0 | 0 | 0 | 0 | 0 | 0 | 0 | 0 | 0 | 0
Industrial Sector Energy Related Emissions before CCS[electricity if,other mining and quarrying 07T08,PM25] | NoSettings | 0 | 0 | 0 | 0 | 0 | 0 | 0 | 0 | 0 | 0 | 0 | 0 | 0 | 0 | 0 | 0 | 0 | 0 | 0 | 0 | 0 | 0 | 0 | 0 | 0 | 0 | 0 | 0 | 0 | 0 | 0
Industrial Sector Energy Related Emissions before CCS[electricity if,other mining and quarrying 07T08,SOx] | NoSettings | 0 | 0 | 0 | 0 | 0 | 0 | 0 | 0 | 0 | 0 | 0 | 0 | 0 | 0 | 0 | 0 | 0 | 0 | 0 | 0 | 0 | 0 | 0 | 0 | 0 | 0 | 0 | 0 | 0 | 0 | 0
Industrial Sector Energy Related Emissions before CCS[electricity if,other mining and quarrying 07T08,BC] | NoSettings | 0 | 0 | 0 | 0 | 0 | 0 | 0 | 0 | 0 | 0 | 0 | 0 | 0 | 0 | 0 | 0 | 0 | 0 | 0 | 0 | 0 | 0 | 0 | 0 | 0 | 0 | 0 | 0 | 0 | 0 | 0
Industrial Sector Energy Related Emissions before CCS[electricity if,other mining and quarrying 07T08,OC] | NoSettings | 0 | 0 | 0 | 0 | 0 | 0 | 0 | 0 | 0 | 0 | 0 | 0 | 0 | 0 | 0 | 0 | 0 | 0 | 0 | 0 | 0 | 0 | 0 | 0 | 0 | 0 | 0 | 0 | 0 | 0 | 0
Industrial Sector Energy Related Emissions before CCS[electricity if,other mining and quarrying 07T08,CH4] | NoSettings | 0 | 0 | 0 | 0 | 0 | 0 | 0 | 0 | 0 | 0 | 0 | 0 | 0 | 0 | 0 | 0 | 0 | 0 | 0 | 0 | 0 | 0 | 0 | 0 | 0 | 0 | 0 | 0 | 0 | 0 | 0
Industrial Sector Energy Related Emissions before CCS[electricity if,other mining and quarrying 07T08,N2O] | NoSettings | 0 | 0 | 0 | 0 | 0 | 0 | 0 | 0 | 0 | 0 | 0 | 0 | 0 | 0 | 0 | 0 | 0 | 0 | 0 | 0 | 0 | 0 | 0 | 0 | 0 | 0 | 0 | 0 | 0 | 0 | 0
Industrial Sector Energy Related Emissions before CCS[electricity if,other mining and quarrying 07T08,F gases] | NoSettings | 0 | 0 | 0 | 0 | 0 | 0 | 0 | 0 | 0 | 0 | 0 | 0 | 0 | 0 | 0 | 0 | 0 | 0 | 0 | 0 | 0 | 0 | 0 | 0 | 0 | 0 | 0 | 0 | 0 | 0 | 0
Industrial Sector Energy Related Emissions before CCS[electricity if,food beverage and tobacco 10T12,CO2] | NoSettings | 0 | 0 | 0 | 0 | 0 | 0 | 0 | 0 | 0 | 0 | 0 | 0 | 0 | 0 | 0 | 0 | 0 | 0 | 0 | 0 | 0 | 0 | 0 | 0 | 0 | 0 | 0 | 0 | 0 | 0 | 0
Industrial Sector Energy Related Emissions before CCS[electricity if,food beverage and tobacco 10T12,VOC] | NoSettings | 0 | 0 | 0 | 0 | 0 | 0 | 0 | 0 | 0 | 0 | 0 | 0 | 0 | 0 | 0 | 0 | 0 | 0 | 0 | 0 | 0 | 0 | 0 | 0 | 0 | 0 | 0 | 0 | 0 | 0 | 0
Industrial Sector Energy Related Emissions before CCS[electricity if,food beverage and tobacco 10T12,CO] | NoSettings | 0 | 0 | 0 | 0 | 0 | 0 | 0 | 0 | 0 | 0 | 0 | 0 | 0 | 0 | 0 | 0 | 0 | 0 | 0 | 0 | 0 | 0 | 0 | 0 | 0 | 0 | 0 | 0 | 0 | 0 | 0
Industrial Sector Energy Related Emissions before CCS[electricity if,food beverage and tobacco 10T12,NOx] | NoSettings | 0 | 0 | 0 | 0 | 0 | 0 | 0 | 0 | 0 | 0 | 0 | 0 | 0 | 0 | 0 | 0 | 0 | 0 | 0 | 0 | 0 | 0 | 0 | 0 | 0 | 0 | 0 | 0 | 0 | 0 | 0
Industrial Sector Energy Related Emissions before CCS[electricity if,food beverage and tobacco 10T12,PM10] | NoSettings | 0 | 0 | 0 | 0 | 0 | 0 | 0 | 0 | 0 | 0 | 0 | 0 | 0 | 0 | 0 | 0 | 0 | 0 | 0 | 0 | 0 | 0 | 0 | 0 | 0 | 0 | 0 | 0 | 0 | 0 | 0
Industrial Sector Energy Related Emissions before CCS[electricity if,food beverage and tobacco 10T12,PM25] | NoSettings | 0 | 0 | 0 | 0 | 0 | 0 | 0 | 0 | 0 | 0 | 0 | 0 | 0 | 0 | 0 | 0 | 0 | 0 | 0 | 0 | 0 | 0 | 0 | 0 | 0 | 0 | 0 | 0 | 0 | 0 | 0
Industrial Sector Energy Related Emissions before CCS[electricity if,food beverage and tobacco 10T12,SOx] | NoSettings | 0 | 0 | 0 | 0 | 0 | 0 | 0 | 0 | 0 | 0 | 0 | 0 | 0 | 0 | 0 | 0 | 0 | 0 | 0 | 0 | 0 | 0 | 0 | 0 | 0 | 0 | 0 | 0 | 0 | 0 | 0
Industrial Sector Energy Related Emissions before CCS[electricity if,food beverage and tobacco 10T12,BC] | NoSettings | 0 | 0 | 0 | 0 | 0 | 0 | 0 | 0 | 0 | 0 | 0 | 0 | 0 | 0 | 0 | 0 | 0 | 0 | 0 | 0 | 0 | 0 | 0 | 0 | 0 | 0 | 0 | 0 | 0 | 0 | 0
Industrial Sector Energy Related Emissions before CCS[electricity if,food beverage and tobacco 10T12,OC] | NoSettings | 0 | 0 | 0 | 0 | 0 | 0 | 0 | 0 | 0 | 0 | 0 | 0 | 0 | 0 | 0 | 0 | 0 | 0 | 0 | 0 | 0 | 0 | 0 | 0 | 0 | 0 | 0 | 0 | 0 | 0 | 0
Industrial Sector Energy Related Emissions before CCS[electricity if,food beverage and tobacco 10T12,CH4] | NoSettings | 0 | 0 | 0 | 0 | 0 | 0 | 0 | 0 | 0 | 0 | 0 | 0 | 0 | 0 | 0 | 0 | 0 | 0 | 0 | 0 | 0 | 0 | 0 | 0 | 0 | 0 | 0 | 0 | 0 | 0 | 0
Industrial Sector Energy Related Emissions before CCS[electricity if,food beverage and tobacco 10T12,N2O] | NoSettings | 0 | 0 | 0 | 0 | 0 | 0 | 0 | 0 | 0 | 0 | 0 | 0 | 0 | 0 | 0 | 0 | 0 | 0 | 0 | 0 | 0 | 0 | 0 | 0 | 0 | 0 | 0 | 0 | 0 | 0 | 0
Industrial Sector Energy Related Emissions before CCS[electricity if,food beverage and tobacco 10T12,F gases] | NoSettings | 0 | 0 | 0 | 0 | 0 | 0 | 0 | 0 | 0 | 0 | 0 | 0 | 0 | 0 | 0 | 0 | 0 | 0 | 0 | 0 | 0 | 0 | 0 | 0 | 0 | 0 | 0 | 0 | 0 | 0 | 0
Industrial Sector Energy Related Emissions before CCS[electricity if,textiles apparel and leather 13T15,CO2] | NoSettings | 0 | 0 | 0 | 0 | 0 | 0 | 0 | 0 | 0 | 0 | 0 | 0 | 0 | 0 | 0 | 0 | 0 | 0 | 0 | 0 | 0 | 0 | 0 | 0 | 0 | 0 | 0 | 0 | 0 | 0 | 0
Industrial Sector Energy Related Emissions before CCS[electricity if,textiles apparel and leather 13T15,VOC] | NoSettings | 0 | 0 | 0 | 0 | 0 | 0 | 0 | 0 | 0 | 0 | 0 | 0 | 0 | 0 | 0 | 0 | 0 | 0 | 0 | 0 | 0 | 0 | 0 | 0 | 0 | 0 | 0 | 0 | 0 | 0 | 0
Industrial Sector Energy Related Emissions before CCS[electricity if,textiles apparel and leather 13T15,CO] | NoSettings | 0 | 0 | 0 | 0 | 0 | 0 | 0 | 0 | 0 | 0 | 0 | 0 | 0 | 0 | 0 | 0 | 0 | 0 | 0 | 0 | 0 | 0 | 0 | 0 | 0 | 0 | 0 | 0 | 0 | 0 | 0
Industrial Sector Energy Related Emissions before CCS[electricity if,textiles apparel and leather 13T15,NOx] | NoSettings | 0 | 0 | 0 | 0 | 0 | 0 | 0 | 0 | 0 | 0 | 0 | 0 | 0 | 0 | 0 | 0 | 0 | 0 | 0 | 0 | 0 | 0 | 0 | 0 | 0 | 0 | 0 | 0 | 0 | 0 | 0
Industrial Sector Energy Related Emissions before CCS[electricity if,textiles apparel and leather 13T15,PM10] | NoSettings | 0 | 0 | 0 | 0 | 0 | 0 | 0 | 0 | 0 | 0 | 0 | 0 | 0 | 0 | 0 | 0 | 0 | 0 | 0 | 0 | 0 | 0 | 0 | 0 | 0 | 0 | 0 | 0 | 0 | 0 | 0
Industrial Sector Energy Related Emissions before CCS[electricity if,textiles apparel and leather 13T15,PM25] | NoSettings | 0 | 0 | 0 | 0 | 0 | 0 | 0 | 0 | 0 | 0 | 0 | 0 | 0 | 0 | 0 | 0 | 0 | 0 | 0 | 0 | 0 | 0 | 0 | 0 | 0 | 0 | 0 | 0 | 0 | 0 | 0
Industrial Sector Energy Related Emissions before CCS[electricity if,textiles apparel and leather 13T15,SOx] | NoSettings | 0 | 0 | 0 | 0 | 0 | 0 | 0 | 0 | 0 | 0 | 0 | 0 | 0 | 0 | 0 | 0 | 0 | 0 | 0 | 0 | 0 | 0 | 0 | 0 | 0 | 0 | 0 | 0 | 0 | 0 | 0
Industrial Sector Energy Related Emissions before CCS[electricity if,textiles apparel and leather 13T15,BC] | NoSettings | 0 | 0 | 0 | 0 | 0 | 0 | 0 | 0 | 0 | 0 | 0 | 0 | 0 | 0 | 0 | 0 | 0 | 0 | 0 | 0 | 0 | 0 | 0 | 0 | 0 | 0 | 0 | 0 | 0 | 0 | 0
Industrial Sector Energy Related Emissions before CCS[electricity if,textiles apparel and leather 13T15,OC] | NoSettings | 0 | 0 | 0 | 0 | 0 | 0 | 0 | 0 | 0 | 0 | 0 | 0 | 0 | 0 | 0 | 0 | 0 | 0 | 0 | 0 | 0 | 0 | 0 | 0 | 0 | 0 | 0 | 0 | 0 | 0 | 0
Industrial Sector Energy Related Emissions before CCS[electricity if,textiles apparel and leather 13T15,CH4] | NoSettings | 0 | 0 | 0 | 0 | 0 | 0 | 0 | 0 | 0 | 0 | 0 | 0 | 0 | 0 | 0 | 0 | 0 | 0 | 0 | 0 | 0 | 0 | 0 | 0 | 0 | 0 | 0 | 0 | 0 | 0 | 0
Industrial Sector Energy Related Emissions before CCS[electricity if,textiles apparel and leather 13T15,N2O] | NoSettings | 0 | 0 | 0 | 0 | 0 | 0 | 0 | 0 | 0 | 0 | 0 | 0 | 0 | 0 | 0 | 0 | 0 | 0 | 0 | 0 | 0 | 0 | 0 | 0 | 0 | 0 | 0 | 0 | 0 | 0 | 0
Industrial Sector Energy Related Emissions before CCS[electricity if,textiles apparel and leather 13T15,F gases] | NoSettings | 0 | 0 | 0 | 0 | 0 | 0 | 0 | 0 | 0 | 0 | 0 | 0 | 0 | 0 | 0 | 0 | 0 | 0 | 0 | 0 | 0 | 0 | 0 | 0 | 0 | 0 | 0 | 0 | 0 | 0 | 0
Industrial Sector Energy Related Emissions before CCS[electricity if,wood products 16,CO2] | NoSettings | 0 | 0 | 0 | 0 | 0 | 0 | 0 | 0 | 0 | 0 | 0 | 0 | 0 | 0 | 0 | 0 | 0 | 0 | 0 | 0 | 0 | 0 | 0 | 0 | 0 | 0 | 0 | 0 | 0 | 0 | 0
Industrial Sector Energy Related Emissions before CCS[electricity if,wood products 16,VOC] | NoSettings | 0 | 0 | 0 | 0 | 0 | 0 | 0 | 0 | 0 | 0 | 0 | 0 | 0 | 0 | 0 | 0 | 0 | 0 | 0 | 0 | 0 | 0 | 0 | 0 | 0 | 0 | 0 | 0 | 0 | 0 | 0
Industrial Sector Energy Related Emissions before CCS[electricity if,wood products 16,CO] | NoSettings | 0 | 0 | 0 | 0 | 0 | 0 | 0 | 0 | 0 | 0 | 0 | 0 | 0 | 0 | 0 | 0 | 0 | 0 | 0 | 0 | 0 | 0 | 0 | 0 | 0 | 0 | 0 | 0 | 0 | 0 | 0
Industrial Sector Energy Related Emissions before CCS[electricity if,wood products 16,NOx] | NoSettings | 0 | 0 | 0 | 0 | 0 | 0 | 0 | 0 | 0 | 0 | 0 | 0 | 0 | 0 | 0 | 0 | 0 | 0 | 0 | 0 | 0 | 0 | 0 | 0 | 0 | 0 | 0 | 0 | 0 | 0 | 0
Industrial Sector Energy Related Emissions before CCS[electricity if,wood products 16,PM10] | NoSettings | 0 | 0 | 0 | 0 | 0 | 0 | 0 | 0 | 0 | 0 | 0 | 0 | 0 | 0 | 0 | 0 | 0 | 0 | 0 | 0 | 0 | 0 | 0 | 0 | 0 | 0 | 0 | 0 | 0 | 0 | 0
Industrial Sector Energy Related Emissions before CCS[electricity if,wood products 16,PM25] | NoSettings | 0 | 0 | 0 | 0 | 0 | 0 | 0 | 0 | 0 | 0 | 0 | 0 | 0 | 0 | 0 | 0 | 0 | 0 | 0 | 0 | 0 | 0 | 0 | 0 | 0 | 0 | 0 | 0 | 0 | 0 | 0
Industrial Sector Energy Related Emissions before CCS[electricity if,wood products 16,SOx] | NoSettings | 0 | 0 | 0 | 0 | 0 | 0 | 0 | 0 | 0 | 0 | 0 | 0 | 0 | 0 | 0 | 0 | 0 | 0 | 0 | 0 | 0 | 0 | 0 | 0 | 0 | 0 | 0 | 0 | 0 | 0 | 0
Industrial Sector Energy Related Emissions before CCS[electricity if,wood products 16,BC] | NoSettings | 0 | 0 | 0 | 0 | 0 | 0 | 0 | 0 | 0 | 0 | 0 | 0 | 0 | 0 | 0 | 0 | 0 | 0 | 0 | 0 | 0 | 0 | 0 | 0 | 0 | 0 | 0 | 0 | 0 | 0 | 0
Industrial Sector Energy Related Emissions before CCS[electricity if,wood products 16,OC] | NoSettings | 0 | 0 | 0 | 0 | 0 | 0 | 0 | 0 | 0 | 0 | 0 | 0 | 0 | 0 | 0 | 0 | 0 | 0 | 0 | 0 | 0 | 0 | 0 | 0 | 0 | 0 | 0 | 0 | 0 | 0 | 0
Industrial Sector Energy Related Emissions before CCS[electricity if,wood products 16,CH4] | NoSettings | 0 | 0 | 0 | 0 | 0 | 0 | 0 | 0 | 0 | 0 | 0 | 0 | 0 | 0 | 0 | 0 | 0 | 0 | 0 | 0 | 0 | 0 | 0 | 0 | 0 | 0 | 0 | 0 | 0 | 0 | 0
Industrial Sector Energy Related Emissions before CCS[electricity if,wood products 16,N2O] | NoSettings | 0 | 0 | 0 | 0 | 0 | 0 | 0 | 0 | 0 | 0 | 0 | 0 | 0 | 0 | 0 | 0 | 0 | 0 | 0 | 0 | 0 | 0 | 0 | 0 | 0 | 0 | 0 | 0 | 0 | 0 | 0
Industrial Sector Energy Related Emissions before CCS[electricity if,wood products 16,F gases] | NoSettings | 0 | 0 | 0 | 0 | 0 | 0 | 0 | 0 | 0 | 0 | 0 | 0 | 0 | 0 | 0 | 0 | 0 | 0 | 0 | 0 | 0 | 0 | 0 | 0 | 0 | 0 | 0 | 0 | 0 | 0 | 0
Industrial Sector Energy Related Emissions before CCS[electricity if,pulp paper and printing 17T18,CO2] | NoSettings | 0 | 0 | 0 | 0 | 0 | 0 | 0 | 0 | 0 | 0 | 0 | 0 | 0 | 0 | 0 | 0 | 0 | 0 | 0 | 0 | 0 | 0 | 0 | 0 | 0 | 0 | 0 | 0 | 0 | 0 | 0
Industrial Sector Energy Related Emissions before CCS[electricity if,pulp paper and printing 17T18,VOC] | NoSettings | 0 | 0 | 0 | 0 | 0 | 0 | 0 | 0 | 0 | 0 | 0 | 0 | 0 | 0 | 0 | 0 | 0 | 0 | 0 | 0 | 0 | 0 | 0 | 0 | 0 | 0 | 0 | 0 | 0 | 0 | 0
Industrial Sector Energy Related Emissions before CCS[electricity if,pulp paper and printing 17T18,CO] | NoSettings | 0 | 0 | 0 | 0 | 0 | 0 | 0 | 0 | 0 | 0 | 0 | 0 | 0 | 0 | 0 | 0 | 0 | 0 | 0 | 0 | 0 | 0 | 0 | 0 | 0 | 0 | 0 | 0 | 0 | 0 | 0
Industrial Sector Energy Related Emissions before CCS[electricity if,pulp paper and printing 17T18,NOx] | NoSettings | 0 | 0 | 0 | 0 | 0 | 0 | 0 | 0 | 0 | 0 | 0 | 0 | 0 | 0 | 0 | 0 | 0 | 0 | 0 | 0 | 0 | 0 | 0 | 0 | 0 | 0 | 0 | 0 | 0 | 0 | 0
Industrial Sector Energy Related Emissions before CCS[electricity if,pulp paper and printing 17T18,PM10] | NoSettings | 0 | 0 | 0 | 0 | 0 | 0 | 0 | 0 | 0 | 0 | 0 | 0 | 0 | 0 | 0 | 0 | 0 | 0 | 0 | 0 | 0 | 0 | 0 | 0 | 0 | 0 | 0 | 0 | 0 | 0 | 0
Industrial Sector Energy Related Emissions before CCS[electricity if,pulp paper and printing 17T18,PM25] | NoSettings | 0 | 0 | 0 | 0 | 0 | 0 | 0 | 0 | 0 | 0 | 0 | 0 | 0 | 0 | 0 | 0 | 0 | 0 | 0 | 0 | 0 | 0 | 0 | 0 | 0 | 0 | 0 | 0 | 0 | 0 | 0
Industrial Sector Energy Related Emissions before CCS[electricity if,pulp paper and printing 17T18,SOx] | NoSettings | 0 | 0 | 0 | 0 | 0 | 0 | 0 | 0 | 0 | 0 | 0 | 0 | 0 | 0 | 0 | 0 | 0 | 0 | 0 | 0 | 0 | 0 | 0 | 0 | 0 | 0 | 0 | 0 | 0 | 0 | 0
Industrial Sector Energy Related Emissions before CCS[electricity if,pulp paper and printing 17T18,BC] | NoSettings | 0 | 0 | 0 | 0 | 0 | 0 | 0 | 0 | 0 | 0 | 0 | 0 | 0 | 0 | 0 | 0 | 0 | 0 | 0 | 0 | 0 | 0 | 0 | 0 | 0 | 0 | 0 | 0 | 0 | 0 | 0
Industrial Sector Energy Related Emissions before CCS[electricity if,pulp paper and printing 17T18,OC] | NoSettings | 0 | 0 | 0 | 0 | 0 | 0 | 0 | 0 | 0 | 0 | 0 | 0 | 0 | 0 | 0 | 0 | 0 | 0 | 0 | 0 | 0 | 0 | 0 | 0 | 0 | 0 | 0 | 0 | 0 | 0 | 0
Industrial Sector Energy Related Emissions before CCS[electricity if,pulp paper and printing 17T18,CH4] | NoSettings | 0 | 0 | 0 | 0 | 0 | 0 | 0 | 0 | 0 | 0 | 0 | 0 | 0 | 0 | 0 | 0 | 0 | 0 | 0 | 0 | 0 | 0 | 0 | 0 | 0 | 0 | 0 | 0 | 0 | 0 | 0
Industrial Sector Energy Related Emissions before CCS[electricity if,pulp paper and printing 17T18,N2O] | NoSettings | 0 | 0 | 0 | 0 | 0 | 0 | 0 | 0 | 0 | 0 | 0 | 0 | 0 | 0 | 0 | 0 | 0 | 0 | 0 | 0 | 0 | 0 | 0 | 0 | 0 | 0 | 0 | 0 | 0 | 0 | 0
Industrial Sector Energy Related Emissions before CCS[electricity if,pulp paper and printing 17T18,F gases] | NoSettings | 0 | 0 | 0 | 0 | 0 | 0 | 0 | 0 | 0 | 0 | 0 | 0 | 0 | 0 | 0 | 0 | 0 | 0 | 0 | 0 | 0 | 0 | 0 | 0 | 0 | 0 | 0 | 0 | 0 | 0 | 0
Industrial Sector Energy Related Emissions before CCS[electricity if,refined petroleum and coke 19,CO2] | NoSettings | 0 | 0 | 0 | 0 | 0 | 0 | 0 | 0 | 0 | 0 | 0 | 0 | 0 | 0 | 0 | 0 | 0 | 0 | 0 | 0 | 0 | 0 | 0 | 0 | 0 | 0 | 0 | 0 | 0 | 0 | 0
Industrial Sector Energy Related Emissions before CCS[electricity if,refined petroleum and coke 19,VOC] | NoSettings | 0 | 0 | 0 | 0 | 0 | 0 | 0 | 0 | 0 | 0 | 0 | 0 | 0 | 0 | 0 | 0 | 0 | 0 | 0 | 0 | 0 | 0 | 0 | 0 | 0 | 0 | 0 | 0 | 0 | 0 | 0
Industrial Sector Energy Related Emissions before CCS[electricity if,refined petroleum and coke 19,CO] | NoSettings | 0 | 0 | 0 | 0 | 0 | 0 | 0 | 0 | 0 | 0 | 0 | 0 | 0 | 0 | 0 | 0 | 0 | 0 | 0 | 0 | 0 | 0 | 0 | 0 | 0 | 0 | 0 | 0 | 0 | 0 | 0
Industrial Sector Energy Related Emissions before CCS[electricity if,refined petroleum and coke 19,NOx] | NoSettings | 0 | 0 | 0 | 0 | 0 | 0 | 0 | 0 | 0 | 0 | 0 | 0 | 0 | 0 | 0 | 0 | 0 | 0 | 0 | 0 | 0 | 0 | 0 | 0 | 0 | 0 | 0 | 0 | 0 | 0 | 0
Industrial Sector Energy Related Emissions before CCS[electricity if,refined petroleum and coke 19,PM10] | NoSettings | 0 | 0 | 0 | 0 | 0 | 0 | 0 | 0 | 0 | 0 | 0 | 0 | 0 | 0 | 0 | 0 | 0 | 0 | 0 | 0 | 0 | 0 | 0 | 0 | 0 | 0 | 0 | 0 | 0 | 0 | 0
Industrial Sector Energy Related Emissions before CCS[electricity if,refined petroleum and coke 19,PM25] | NoSettings | 0 | 0 | 0 | 0 | 0 | 0 | 0 | 0 | 0 | 0 | 0 | 0 | 0 | 0 | 0 | 0 | 0 | 0 | 0 | 0 | 0 | 0 | 0 | 0 | 0 | 0 | 0 | 0 | 0 | 0 | 0
Industrial Sector Energy Related Emissions before CCS[electricity if,refined petroleum and coke 19,SOx] | NoSettings | 0 | 0 | 0 | 0 | 0 | 0 | 0 | 0 | 0 | 0 | 0 | 0 | 0 | 0 | 0 | 0 | 0 | 0 | 0 | 0 | 0 | 0 | 0 | 0 | 0 | 0 | 0 | 0 | 0 | 0 | 0
Industrial Sector Energy Related Emissions before CCS[electricity if,refined petroleum and coke 19,BC] | NoSettings | 0 | 0 | 0 | 0 | 0 | 0 | 0 | 0 | 0 | 0 | 0 | 0 | 0 | 0 | 0 | 0 | 0 | 0 | 0 | 0 | 0 | 0 | 0 | 0 | 0 | 0 | 0 | 0 | 0 | 0 | 0
Industrial Sector Energy Related Emissions before CCS[electricity if,refined petroleum and coke 19,OC] | NoSettings | 0 | 0 | 0 | 0 | 0 | 0 | 0 | 0 | 0 | 0 | 0 | 0 | 0 | 0 | 0 | 0 | 0 | 0 | 0 | 0 | 0 | 0 | 0 | 0 | 0 | 0 | 0 | 0 | 0 | 0 | 0
Industrial Sector Energy Related Emissions before CCS[electricity if,refined petroleum and coke 19,CH4] | NoSettings | 0 | 0 | 0 | 0 | 0 | 0 | 0 | 0 | 0 | 0 | 0 | 0 | 0 | 0 | 0 | 0 | 0 | 0 | 0 | 0 | 0 | 0 | 0 | 0 | 0 | 0 | 0 | 0 | 0 | 0 | 0
Industrial Sector Energy Related Emissions before CCS[electricity if,refined petroleum and coke 19,N2O] | NoSettings | 0 | 0 | 0 | 0 | 0 | 0 | 0 | 0 | 0 | 0 | 0 | 0 | 0 | 0 | 0 | 0 | 0 | 0 | 0 | 0 | 0 | 0 | 0 | 0 | 0 | 0 | 0 | 0 | 0 | 0 | 0
Industrial Sector Energy Related Emissions before CCS[electricity if,refined petroleum and coke 19,F gases] | NoSettings | 0 | 0 | 0 | 0 | 0 | 0 | 0 | 0 | 0 | 0 | 0 | 0 | 0 | 0 | 0 | 0 | 0 | 0 | 0 | 0 | 0 | 0 | 0 | 0 | 0 | 0 | 0 | 0 | 0 | 0 | 0
Industrial Sector Energy Related Emissions before CCS[electricity if,chemicals 20,CO2] | NoSettings | 0 | 0 | 0 | 0 | 0 | 0 | 0 | 0 | 0 | 0 | 0 | 0 | 0 | 0 | 0 | 0 | 0 | 0 | 0 | 0 | 0 | 0 | 0 | 0 | 0 | 0 | 0 | 0 | 0 | 0 | 0
Industrial Sector Energy Related Emissions before CCS[electricity if,chemicals 20,VOC] | NoSettings | 0 | 0 | 0 | 0 | 0 | 0 | 0 | 0 | 0 | 0 | 0 | 0 | 0 | 0 | 0 | 0 | 0 | 0 | 0 | 0 | 0 | 0 | 0 | 0 | 0 | 0 | 0 | 0 | 0 | 0 | 0
Industrial Sector Energy Related Emissions before CCS[electricity if,chemicals 20,CO] | NoSettings | 0 | 0 | 0 | 0 | 0 | 0 | 0 | 0 | 0 | 0 | 0 | 0 | 0 | 0 | 0 | 0 | 0 | 0 | 0 | 0 | 0 | 0 | 0 | 0 | 0 | 0 | 0 | 0 | 0 | 0 | 0
Industrial Sector Energy Related Emissions before CCS[electricity if,chemicals 20,NOx] | NoSettings | 0 | 0 | 0 | 0 | 0 | 0 | 0 | 0 | 0 | 0 | 0 | 0 | 0 | 0 | 0 | 0 | 0 | 0 | 0 | 0 | 0 | 0 | 0 | 0 | 0 | 0 | 0 | 0 | 0 | 0 | 0
Industrial Sector Energy Related Emissions before CCS[electricity if,chemicals 20,PM10] | NoSettings | 0 | 0 | 0 | 0 | 0 | 0 | 0 | 0 | 0 | 0 | 0 | 0 | 0 | 0 | 0 | 0 | 0 | 0 | 0 | 0 | 0 | 0 | 0 | 0 | 0 | 0 | 0 | 0 | 0 | 0 | 0
Industrial Sector Energy Related Emissions before CCS[electricity if,chemicals 20,PM25] | NoSettings | 0 | 0 | 0 | 0 | 0 | 0 | 0 | 0 | 0 | 0 | 0 | 0 | 0 | 0 | 0 | 0 | 0 | 0 | 0 | 0 | 0 | 0 | 0 | 0 | 0 | 0 | 0 | 0 | 0 | 0 | 0
Industrial Sector Energy Related Emissions before CCS[electricity if,chemicals 20,SOx] | NoSettings | 0 | 0 | 0 | 0 | 0 | 0 | 0 | 0 | 0 | 0 | 0 | 0 | 0 | 0 | 0 | 0 | 0 | 0 | 0 | 0 | 0 | 0 | 0 | 0 | 0 | 0 | 0 | 0 | 0 | 0 | 0
Industrial Sector Energy Related Emissions before CCS[electricity if,chemicals 20,BC] | NoSettings | 0 | 0 | 0 | 0 | 0 | 0 | 0 | 0 | 0 | 0 | 0 | 0 | 0 | 0 | 0 | 0 | 0 | 0 | 0 | 0 | 0 | 0 | 0 | 0 | 0 | 0 | 0 | 0 | 0 | 0 | 0
Industrial Sector Energy Related Emissions before CCS[electricity if,chemicals 20,OC] | NoSettings | 0 | 0 | 0 | 0 | 0 | 0 | 0 | 0 | 0 | 0 | 0 | 0 | 0 | 0 | 0 | 0 | 0 | 0 | 0 | 0 | 0 | 0 | 0 | 0 | 0 | 0 | 0 | 0 | 0 | 0 | 0
Industrial Sector Energy Related Emissions before CCS[electricity if,chemicals 20,CH4] | NoSettings | 0 | 0 | 0 | 0 | 0 | 0 | 0 | 0 | 0 | 0 | 0 | 0 | 0 | 0 | 0 | 0 | 0 | 0 | 0 | 0 | 0 | 0 | 0 | 0 | 0 | 0 | 0 | 0 | 0 | 0 | 0
Industrial Sector Energy Related Emissions before CCS[electricity if,chemicals 20,N2O] | NoSettings | 0 | 0 | 0 | 0 | 0 | 0 | 0 | 0 | 0 | 0 | 0 | 0 | 0 | 0 | 0 | 0 | 0 | 0 | 0 | 0 | 0 | 0 | 0 | 0 | 0 | 0 | 0 | 0 | 0 | 0 | 0
Industrial Sector Energy Related Emissions before CCS[electricity if,chemicals 20,F gases] | NoSettings | 0 | 0 | 0 | 0 | 0 | 0 | 0 | 0 | 0 | 0 | 0 | 0 | 0 | 0 | 0 | 0 | 0 | 0 | 0 | 0 | 0 | 0 | 0 | 0 | 0 | 0 | 0 | 0 | 0 | 0 | 0
Industrial Sector Energy Related Emissions before CCS[electricity if,rubber and plastic products 22,CO2] | NoSettings | 0 | 0 | 0 | 0 | 0 | 0 | 0 | 0 | 0 | 0 | 0 | 0 | 0 | 0 | 0 | 0 | 0 | 0 | 0 | 0 | 0 | 0 | 0 | 0 | 0 | 0 | 0 | 0 | 0 | 0 | 0
Industrial Sector Energy Related Emissions before CCS[electricity if,rubber and plastic products 22,VOC] | NoSettings | 0 | 0 | 0 | 0 | 0 | 0 | 0 | 0 | 0 | 0 | 0 | 0 | 0 | 0 | 0 | 0 | 0 | 0 | 0 | 0 | 0 | 0 | 0 | 0 | 0 | 0 | 0 | 0 | 0 | 0 | 0
Industrial Sector Energy Related Emissions before CCS[electricity if,rubber and plastic products 22,CO] | NoSettings | 0 | 0 | 0 | 0 | 0 | 0 | 0 | 0 | 0 | 0 | 0 | 0 | 0 | 0 | 0 | 0 | 0 | 0 | 0 | 0 | 0 | 0 | 0 | 0 | 0 | 0 | 0 | 0 | 0 | 0 | 0
Industrial Sector Energy Related Emissions before CCS[electricity if,rubber and plastic products 22,NOx] | NoSettings | 0 | 0 | 0 | 0 | 0 | 0 | 0 | 0 | 0 | 0 | 0 | 0 | 0 | 0 | 0 | 0 | 0 | 0 | 0 | 0 | 0 | 0 | 0 | 0 | 0 | 0 | 0 | 0 | 0 | 0 | 0
Industrial Sector Energy Related Emissions before CCS[electricity if,rubber and plastic products 22,PM10] | NoSettings | 0 | 0 | 0 | 0 | 0 | 0 | 0 | 0 | 0 | 0 | 0 | 0 | 0 | 0 | 0 | 0 | 0 | 0 | 0 | 0 | 0 | 0 | 0 | 0 | 0 | 0 | 0 | 0 | 0 | 0 | 0
Industrial Sector Energy Related Emissions before CCS[electricity if,rubber and plastic products 22,PM25] | NoSettings | 0 | 0 | 0 | 0 | 0 | 0 | 0 | 0 | 0 | 0 | 0 | 0 | 0 | 0 | 0 | 0 | 0 | 0 | 0 | 0 | 0 | 0 | 0 | 0 | 0 | 0 | 0 | 0 | 0 | 0 | 0
Industrial Sector Energy Related Emissions before CCS[electricity if,rubber and plastic products 22,SOx] | NoSettings | 0 | 0 | 0 | 0 | 0 | 0 | 0 | 0 | 0 | 0 | 0 | 0 | 0 | 0 | 0 | 0 | 0 | 0 | 0 | 0 | 0 | 0 | 0 | 0 | 0 | 0 | 0 | 0 | 0 | 0 | 0
Industrial Sector Energy Related Emissions before CCS[electricity if,rubber and plastic products 22,BC] | NoSettings | 0 | 0 | 0 | 0 | 0 | 0 | 0 | 0 | 0 | 0 | 0 | 0 | 0 | 0 | 0 | 0 | 0 | 0 | 0 | 0 | 0 | 0 | 0 | 0 | 0 | 0 | 0 | 0 | 0 | 0 | 0
Industrial Sector Energy Related Emissions before CCS[electricity if,rubber and plastic products 22,OC] | NoSettings | 0 | 0 | 0 | 0 | 0 | 0 | 0 | 0 | 0 | 0 | 0 | 0 | 0 | 0 | 0 | 0 | 0 | 0 | 0 | 0 | 0 | 0 | 0 | 0 | 0 | 0 | 0 | 0 | 0 | 0 | 0
Industrial Sector Energy Related Emissions before CCS[electricity if,rubber and plastic products 22,CH4] | NoSettings | 0 | 0 | 0 | 0 | 0 | 0 | 0 | 0 | 0 | 0 | 0 | 0 | 0 | 0 | 0 | 0 | 0 | 0 | 0 | 0 | 0 | 0 | 0 | 0 | 0 | 0 | 0 | 0 | 0 | 0 | 0
Industrial Sector Energy Related Emissions before CCS[electricity if,rubber and plastic products 22,N2O] | NoSettings | 0 | 0 | 0 | 0 | 0 | 0 | 0 | 0 | 0 | 0 | 0 | 0 | 0 | 0 | 0 | 0 | 0 | 0 | 0 | 0 | 0 | 0 | 0 | 0 | 0 | 0 | 0 | 0 | 0 | 0 | 0
Industrial Sector Energy Related Emissions before CCS[electricity if,rubber and plastic products 22,F gases] | NoSettings | 0 | 0 | 0 | 0 | 0 | 0 | 0 | 0 | 0 | 0 | 0 | 0 | 0 | 0 | 0 | 0 | 0 | 0 | 0 | 0 | 0 | 0 | 0 | 0 | 0 | 0 | 0 | 0 | 0 | 0 | 0
Industrial Sector Energy Related Emissions before CCS[electricity if,glass and glass products 231,CO2] | NoSettings | 0 | 0 | 0 | 0 | 0 | 0 | 0 | 0 | 0 | 0 | 0 | 0 | 0 | 0 | 0 | 0 | 0 | 0 | 0 | 0 | 0 | 0 | 0 | 0 | 0 | 0 | 0 | 0 | 0 | 0 | 0
Industrial Sector Energy Related Emissions before CCS[electricity if,glass and glass products 231,VOC] | NoSettings | 0 | 0 | 0 | 0 | 0 | 0 | 0 | 0 | 0 | 0 | 0 | 0 | 0 | 0 | 0 | 0 | 0 | 0 | 0 | 0 | 0 | 0 | 0 | 0 | 0 | 0 | 0 | 0 | 0 | 0 | 0
Industrial Sector Energy Related Emissions before CCS[electricity if,glass and glass products 231,CO] | NoSettings | 0 | 0 | 0 | 0 | 0 | 0 | 0 | 0 | 0 | 0 | 0 | 0 | 0 | 0 | 0 | 0 | 0 | 0 | 0 | 0 | 0 | 0 | 0 | 0 | 0 | 0 | 0 | 0 | 0 | 0 | 0
Industrial Sector Energy Related Emissions before CCS[electricity if,glass and glass products 231,NOx] | NoSettings | 0 | 0 | 0 | 0 | 0 | 0 | 0 | 0 | 0 | 0 | 0 | 0 | 0 | 0 | 0 | 0 | 0 | 0 | 0 | 0 | 0 | 0 | 0 | 0 | 0 | 0 | 0 | 0 | 0 | 0 | 0
Industrial Sector Energy Related Emissions before CCS[electricity if,glass and glass products 231,PM10] | NoSettings | 0 | 0 | 0 | 0 | 0 | 0 | 0 | 0 | 0 | 0 | 0 | 0 | 0 | 0 | 0 | 0 | 0 | 0 | 0 | 0 | 0 | 0 | 0 | 0 | 0 | 0 | 0 | 0 | 0 | 0 | 0
Industrial Sector Energy Related Emissions before CCS[electricity if,glass and glass products 231,PM25] | NoSettings | 0 | 0 | 0 | 0 | 0 | 0 | 0 | 0 | 0 | 0 | 0 | 0 | 0 | 0 | 0 | 0 | 0 | 0 | 0 | 0 | 0 | 0 | 0 | 0 | 0 | 0 | 0 | 0 | 0 | 0 | 0
Industrial Sector Energy Related Emissions before CCS[electricity if,glass and glass products 231,SOx] | NoSettings | 0 | 0 | 0 | 0 | 0 | 0 | 0 | 0 | 0 | 0 | 0 | 0 | 0 | 0 | 0 | 0 | 0 | 0 | 0 | 0 | 0 | 0 | 0 | 0 | 0 | 0 | 0 | 0 | 0 | 0 | 0
Industrial Sector Energy Related Emissions before CCS[electricity if,glass and glass products 231,BC] | NoSettings | 0 | 0 | 0 | 0 | 0 | 0 | 0 | 0 | 0 | 0 | 0 | 0 | 0 | 0 | 0 | 0 | 0 | 0 | 0 | 0 | 0 | 0 | 0 | 0 | 0 | 0 | 0 | 0 | 0 | 0 | 0
Industrial Sector Energy Related Emissions before CCS[electricity if,glass and glass products 231,OC] | NoSettings | 0 | 0 | 0 | 0 | 0 | 0 | 0 | 0 | 0 | 0 | 0 | 0 | 0 | 0 | 0 | 0 | 0 | 0 | 0 | 0 | 0 | 0 | 0 | 0 | 0 | 0 | 0 | 0 | 0 | 0 | 0
Industrial Sector Energy Related Emissions before CCS[electricity if,glass and glass products 231,CH4] | NoSettings | 0 | 0 | 0 | 0 | 0 | 0 | 0 | 0 | 0 | 0 | 0 | 0 | 0 | 0 | 0 | 0 | 0 | 0 | 0 | 0 | 0 | 0 | 0 | 0 | 0 | 0 | 0 | 0 | 0 | 0 | 0
Industrial Sector Energy Related Emissions before CCS[electricity if,glass and glass products 231,N2O] | NoSettings | 0 | 0 | 0 | 0 | 0 | 0 | 0 | 0 | 0 | 0 | 0 | 0 | 0 | 0 | 0 | 0 | 0 | 0 | 0 | 0 | 0 | 0 | 0 | 0 | 0 | 0 | 0 | 0 | 0 | 0 | 0
Industrial Sector Energy Related Emissions before CCS[electricity if,glass and glass products 231,F gases] | NoSettings | 0 | 0 | 0 | 0 | 0 | 0 | 0 | 0 | 0 | 0 | 0 | 0 | 0 | 0 | 0 | 0 | 0 | 0 | 0 | 0 | 0 | 0 | 0 | 0 | 0 | 0 | 0 | 0 | 0 | 0 | 0
Industrial Sector Energy Related Emissions before CCS[electricity if,cement and other nonmetallic minerals 239,CO2] | NoSettings | 0 | 0 | 0 | 0 | 0 | 0 | 0 | 0 | 0 | 0 | 0 | 0 | 0 | 0 | 0 | 0 | 0 | 0 | 0 | 0 | 0 | 0 | 0 | 0 | 0 | 0 | 0 | 0 | 0 | 0 | 0
Industrial Sector Energy Related Emissions before CCS[electricity if,cement and other nonmetallic minerals 239,VOC] | NoSettings | 0 | 0 | 0 | 0 | 0 | 0 | 0 | 0 | 0 | 0 | 0 | 0 | 0 | 0 | 0 | 0 | 0 | 0 | 0 | 0 | 0 | 0 | 0 | 0 | 0 | 0 | 0 | 0 | 0 | 0 | 0
Industrial Sector Energy Related Emissions before CCS[electricity if,cement and other nonmetallic minerals 239,CO] | NoSettings | 0 | 0 | 0 | 0 | 0 | 0 | 0 | 0 | 0 | 0 | 0 | 0 | 0 | 0 | 0 | 0 | 0 | 0 | 0 | 0 | 0 | 0 | 0 | 0 | 0 | 0 | 0 | 0 | 0 | 0 | 0
Industrial Sector Energy Related Emissions before CCS[electricity if,cement and other nonmetallic minerals 239,NOx] | NoSettings | 0 | 0 | 0 | 0 | 0 | 0 | 0 | 0 | 0 | 0 | 0 | 0 | 0 | 0 | 0 | 0 | 0 | 0 | 0 | 0 | 0 | 0 | 0 | 0 | 0 | 0 | 0 | 0 | 0 | 0 | 0
Industrial Sector Energy Related Emissions before CCS[electricity if,cement and other nonmetallic minerals 239,PM10] | NoSettings | 0 | 0 | 0 | 0 | 0 | 0 | 0 | 0 | 0 | 0 | 0 | 0 | 0 | 0 | 0 | 0 | 0 | 0 | 0 | 0 | 0 | 0 | 0 | 0 | 0 | 0 | 0 | 0 | 0 | 0 | 0
Industrial Sector Energy Related Emissions before CCS[electricity if,cement and other nonmetallic minerals 239,PM25] | NoSettings | 0 | 0 | 0 | 0 | 0 | 0 | 0 | 0 | 0 | 0 | 0 | 0 | 0 | 0 | 0 | 0 | 0 | 0 | 0 | 0 | 0 | 0 | 0 | 0 | 0 | 0 | 0 | 0 | 0 | 0 | 0
Industrial Sector Energy Related Emissions before CCS[electricity if,cement and other nonmetallic minerals 239,SOx] | NoSettings | 0 | 0 | 0 | 0 | 0 | 0 | 0 | 0 | 0 | 0 | 0 | 0 | 0 | 0 | 0 | 0 | 0 | 0 | 0 | 0 | 0 | 0 | 0 | 0 | 0 | 0 | 0 | 0 | 0 | 0 | 0
Industrial Sector Energy Related Emissions before CCS[electricity if,cement and other nonmetallic minerals 239,BC] | NoSettings | 0 | 0 | 0 | 0 | 0 | 0 | 0 | 0 | 0 | 0 | 0 | 0 | 0 | 0 | 0 | 0 | 0 | 0 | 0 | 0 | 0 | 0 | 0 | 0 | 0 | 0 | 0 | 0 | 0 | 0 | 0
Industrial Sector Energy Related Emissions before CCS[electricity if,cement and other nonmetallic minerals 239,OC] | NoSettings | 0 | 0 | 0 | 0 | 0 | 0 | 0 | 0 | 0 | 0 | 0 | 0 | 0 | 0 | 0 | 0 | 0 | 0 | 0 | 0 | 0 | 0 | 0 | 0 | 0 | 0 | 0 | 0 | 0 | 0 | 0
Industrial Sector Energy Related Emissions before CCS[electricity if,cement and other nonmetallic minerals 239,CH4] | NoSettings | 0 | 0 | 0 | 0 | 0 | 0 | 0 | 0 | 0 | 0 | 0 | 0 | 0 | 0 | 0 | 0 | 0 | 0 | 0 | 0 | 0 | 0 | 0 | 0 | 0 | 0 | 0 | 0 | 0 | 0 | 0
Industrial Sector Energy Related Emissions before CCS[electricity if,cement and other nonmetallic minerals 239,N2O] | NoSettings | 0 | 0 | 0 | 0 | 0 | 0 | 0 | 0 | 0 | 0 | 0 | 0 | 0 | 0 | 0 | 0 | 0 | 0 | 0 | 0 | 0 | 0 | 0 | 0 | 0 | 0 | 0 | 0 | 0 | 0 | 0
Industrial Sector Energy Related Emissions before CCS[electricity if,cement and other nonmetallic minerals 239,F gases] | NoSettings | 0 | 0 | 0 | 0 | 0 | 0 | 0 | 0 | 0 | 0 | 0 | 0 | 0 | 0 | 0 | 0 | 0 | 0 | 0 | 0 | 0 | 0 | 0 | 0 | 0 | 0 | 0 | 0 | 0 | 0 | 0
Industrial Sector Energy Related Emissions before CCS[electricity if,iron and steel 241,CO2] | NoSettings | 0 | 0 | 0 | 0 | 0 | 0 | 0 | 0 | 0 | 0 | 0 | 0 | 0 | 0 | 0 | 0 | 0 | 0 | 0 | 0 | 0 | 0 | 0 | 0 | 0 | 0 | 0 | 0 | 0 | 0 | 0
Industrial Sector Energy Related Emissions before CCS[electricity if,iron and steel 241,VOC] | NoSettings | 0 | 0 | 0 | 0 | 0 | 0 | 0 | 0 | 0 | 0 | 0 | 0 | 0 | 0 | 0 | 0 | 0 | 0 | 0 | 0 | 0 | 0 | 0 | 0 | 0 | 0 | 0 | 0 | 0 | 0 | 0
Industrial Sector Energy Related Emissions before CCS[electricity if,iron and steel 241,CO] | NoSettings | 0 | 0 | 0 | 0 | 0 | 0 | 0 | 0 | 0 | 0 | 0 | 0 | 0 | 0 | 0 | 0 | 0 | 0 | 0 | 0 | 0 | 0 | 0 | 0 | 0 | 0 | 0 | 0 | 0 | 0 | 0
Industrial Sector Energy Related Emissions before CCS[electricity if,iron and steel 241,NOx] | NoSettings | 0 | 0 | 0 | 0 | 0 | 0 | 0 | 0 | 0 | 0 | 0 | 0 | 0 | 0 | 0 | 0 | 0 | 0 | 0 | 0 | 0 | 0 | 0 | 0 | 0 | 0 | 0 | 0 | 0 | 0 | 0
Industrial Sector Energy Related Emissions before CCS[electricity if,iron and steel 241,PM10] | NoSettings | 0 | 0 | 0 | 0 | 0 | 0 | 0 | 0 | 0 | 0 | 0 | 0 | 0 | 0 | 0 | 0 | 0 | 0 | 0 | 0 | 0 | 0 | 0 | 0 | 0 | 0 | 0 | 0 | 0 | 0 | 0
Industrial Sector Energy Related Emissions before CCS[electricity if,iron and steel 241,PM25] | NoSettings | 0 | 0 | 0 | 0 | 0 | 0 | 0 | 0 | 0 | 0 | 0 | 0 | 0 | 0 | 0 | 0 | 0 | 0 | 0 | 0 | 0 | 0 | 0 | 0 | 0 | 0 | 0 | 0 | 0 | 0 | 0
Industrial Sector Energy Related Emissions before CCS[electricity if,iron and steel 241,SOx] | NoSettings | 0 | 0 | 0 | 0 | 0 | 0 | 0 | 0 | 0 | 0 | 0 | 0 | 0 | 0 | 0 | 0 | 0 | 0 | 0 | 0 | 0 | 0 | 0 | 0 | 0 | 0 | 0 | 0 | 0 | 0 | 0
Industrial Sector Energy Related Emissions before CCS[electricity if,iron and steel 241,BC] | NoSettings | 0 | 0 | 0 | 0 | 0 | 0 | 0 | 0 | 0 | 0 | 0 | 0 | 0 | 0 | 0 | 0 | 0 | 0 | 0 | 0 | 0 | 0 | 0 | 0 | 0 | 0 | 0 | 0 | 0 | 0 | 0
Industrial Sector Energy Related Emissions before CCS[electricity if,iron and steel 241,OC] | NoSettings | 0 | 0 | 0 | 0 | 0 | 0 | 0 | 0 | 0 | 0 | 0 | 0 | 0 | 0 | 0 | 0 | 0 | 0 | 0 | 0 | 0 | 0 | 0 | 0 | 0 | 0 | 0 | 0 | 0 | 0 | 0
Industrial Sector Energy Related Emissions before CCS[electricity if,iron and steel 241,CH4] | NoSettings | 0 | 0 | 0 | 0 | 0 | 0 | 0 | 0 | 0 | 0 | 0 | 0 | 0 | 0 | 0 | 0 | 0 | 0 | 0 | 0 | 0 | 0 | 0 | 0 | 0 | 0 | 0 | 0 | 0 | 0 | 0
Industrial Sector Energy Related Emissions before CCS[electricity if,iron and steel 241,N2O] | NoSettings | 0 | 0 | 0 | 0 | 0 | 0 | 0 | 0 | 0 | 0 | 0 | 0 | 0 | 0 | 0 | 0 | 0 | 0 | 0 | 0 | 0 | 0 | 0 | 0 | 0 | 0 | 0 | 0 | 0 | 0 | 0
Industrial Sector Energy Related Emissions before CCS[electricity if,iron and steel 241,F gases] | NoSettings | 0 | 0 | 0 | 0 | 0 | 0 | 0 | 0 | 0 | 0 | 0 | 0 | 0 | 0 | 0 | 0 | 0 | 0 | 0 | 0 | 0 | 0 | 0 | 0 | 0 | 0 | 0 | 0 | 0 | 0 | 0
Industrial Sector Energy Related Emissions before CCS[electricity if,other metals 242,CO2] | NoSettings | 0 | 0 | 0 | 0 | 0 | 0 | 0 | 0 | 0 | 0 | 0 | 0 | 0 | 0 | 0 | 0 | 0 | 0 | 0 | 0 | 0 | 0 | 0 | 0 | 0 | 0 | 0 | 0 | 0 | 0 | 0
Industrial Sector Energy Related Emissions before CCS[electricity if,other metals 242,VOC] | NoSettings | 0 | 0 | 0 | 0 | 0 | 0 | 0 | 0 | 0 | 0 | 0 | 0 | 0 | 0 | 0 | 0 | 0 | 0 | 0 | 0 | 0 | 0 | 0 | 0 | 0 | 0 | 0 | 0 | 0 | 0 | 0
Industrial Sector Energy Related Emissions before CCS[electricity if,other metals 242,CO] | NoSettings | 0 | 0 | 0 | 0 | 0 | 0 | 0 | 0 | 0 | 0 | 0 | 0 | 0 | 0 | 0 | 0 | 0 | 0 | 0 | 0 | 0 | 0 | 0 | 0 | 0 | 0 | 0 | 0 | 0 | 0 | 0
Industrial Sector Energy Related Emissions before CCS[electricity if,other metals 242,NOx] | NoSettings | 0 | 0 | 0 | 0 | 0 | 0 | 0 | 0 | 0 | 0 | 0 | 0 | 0 | 0 | 0 | 0 | 0 | 0 | 0 | 0 | 0 | 0 | 0 | 0 | 0 | 0 | 0 | 0 | 0 | 0 | 0
Industrial Sector Energy Related Emissions before CCS[electricity if,other metals 242,PM10] | NoSettings | 0 | 0 | 0 | 0 | 0 | 0 | 0 | 0 | 0 | 0 | 0 | 0 | 0 | 0 | 0 | 0 | 0 | 0 | 0 | 0 | 0 | 0 | 0 | 0 | 0 | 0 | 0 | 0 | 0 | 0 | 0
Industrial Sector Energy Related Emissions before CCS[electricity if,other metals 242,PM25] | NoSettings | 0 | 0 | 0 | 0 | 0 | 0 | 0 | 0 | 0 | 0 | 0 | 0 | 0 | 0 | 0 | 0 | 0 | 0 | 0 | 0 | 0 | 0 | 0 | 0 | 0 | 0 | 0 | 0 | 0 | 0 | 0
Industrial Sector Energy Related Emissions before CCS[electricity if,other metals 242,SOx] | NoSettings | 0 | 0 | 0 | 0 | 0 | 0 | 0 | 0 | 0 | 0 | 0 | 0 | 0 | 0 | 0 | 0 | 0 | 0 | 0 | 0 | 0 | 0 | 0 | 0 | 0 | 0 | 0 | 0 | 0 | 0 | 0
Industrial Sector Energy Related Emissions before CCS[electricity if,other metals 242,BC] | NoSettings | 0 | 0 | 0 | 0 | 0 | 0 | 0 | 0 | 0 | 0 | 0 | 0 | 0 | 0 | 0 | 0 | 0 | 0 | 0 | 0 | 0 | 0 | 0 | 0 | 0 | 0 | 0 | 0 | 0 | 0 | 0
Industrial Sector Energy Related Emissions before CCS[electricity if,other metals 242,OC] | NoSettings | 0 | 0 | 0 | 0 | 0 | 0 | 0 | 0 | 0 | 0 | 0 | 0 | 0 | 0 | 0 | 0 | 0 | 0 | 0 | 0 | 0 | 0 | 0 | 0 | 0 | 0 | 0 | 0 | 0 | 0 | 0
Industrial Sector Energy Related Emissions before CCS[electricity if,other metals 242,CH4] | NoSettings | 0 | 0 | 0 | 0 | 0 | 0 | 0 | 0 | 0 | 0 | 0 | 0 | 0 | 0 | 0 | 0 | 0 | 0 | 0 | 0 | 0 | 0 | 0 | 0 | 0 | 0 | 0 | 0 | 0 | 0 | 0
Industrial Sector Energy Related Emissions before CCS[electricity if,other metals 242,N2O] | NoSettings | 0 | 0 | 0 | 0 | 0 | 0 | 0 | 0 | 0 | 0 | 0 | 0 | 0 | 0 | 0 | 0 | 0 | 0 | 0 | 0 | 0 | 0 | 0 | 0 | 0 | 0 | 0 | 0 | 0 | 0 | 0
Industrial Sector Energy Related Emissions before CCS[electricity if,other metals 242,F gases] | NoSettings | 0 | 0 | 0 | 0 | 0 | 0 | 0 | 0 | 0 | 0 | 0 | 0 | 0 | 0 | 0 | 0 | 0 | 0 | 0 | 0 | 0 | 0 | 0 | 0 | 0 | 0 | 0 | 0 | 0 | 0 | 0
Industrial Sector Energy Related Emissions before CCS[electricity if,metal products except machinery and vehicles 25,CO2] | NoSettings | 0 | 0 | 0 | 0 | 0 | 0 | 0 | 0 | 0 | 0 | 0 | 0 | 0 | 0 | 0 | 0 | 0 | 0 | 0 | 0 | 0 | 0 | 0 | 0 | 0 | 0 | 0 | 0 | 0 | 0 | 0
Industrial Sector Energy Related Emissions before CCS[electricity if,metal products except machinery and vehicles 25,VOC] | NoSettings | 0 | 0 | 0 | 0 | 0 | 0 | 0 | 0 | 0 | 0 | 0 | 0 | 0 | 0 | 0 | 0 | 0 | 0 | 0 | 0 | 0 | 0 | 0 | 0 | 0 | 0 | 0 | 0 | 0 | 0 | 0
Industrial Sector Energy Related Emissions before CCS[electricity if,metal products except machinery and vehicles 25,CO] | NoSettings | 0 | 0 | 0 | 0 | 0 | 0 | 0 | 0 | 0 | 0 | 0 | 0 | 0 | 0 | 0 | 0 | 0 | 0 | 0 | 0 | 0 | 0 | 0 | 0 | 0 | 0 | 0 | 0 | 0 | 0 | 0
Industrial Sector Energy Related Emissions before CCS[electricity if,metal products except machinery and vehicles 25,NOx] | NoSettings | 0 | 0 | 0 | 0 | 0 | 0 | 0 | 0 | 0 | 0 | 0 | 0 | 0 | 0 | 0 | 0 | 0 | 0 | 0 | 0 | 0 | 0 | 0 | 0 | 0 | 0 | 0 | 0 | 0 | 0 | 0
Industrial Sector Energy Related Emissions before CCS[electricity if,metal products except machinery and vehicles 25,PM10] | NoSettings | 0 | 0 | 0 | 0 | 0 | 0 | 0 | 0 | 0 | 0 | 0 | 0 | 0 | 0 | 0 | 0 | 0 | 0 | 0 | 0 | 0 | 0 | 0 | 0 | 0 | 0 | 0 | 0 | 0 | 0 | 0
Industrial Sector Energy Related Emissions before CCS[electricity if,metal products except machinery and vehicles 25,PM25] | NoSettings | 0 | 0 | 0 | 0 | 0 | 0 | 0 | 0 | 0 | 0 | 0 | 0 | 0 | 0 | 0 | 0 | 0 | 0 | 0 | 0 | 0 | 0 | 0 | 0 | 0 | 0 | 0 | 0 | 0 | 0 | 0
Industrial Sector Energy Related Emissions before CCS[electricity if,metal products except machinery and vehicles 25,SOx] | NoSettings | 0 | 0 | 0 | 0 | 0 | 0 | 0 | 0 | 0 | 0 | 0 | 0 | 0 | 0 | 0 | 0 | 0 | 0 | 0 | 0 | 0 | 0 | 0 | 0 | 0 | 0 | 0 | 0 | 0 | 0 | 0
Industrial Sector Energy Related Emissions before CCS[electricity if,metal products except machinery and vehicles 25,BC] | NoSettings | 0 | 0 | 0 | 0 | 0 | 0 | 0 | 0 | 0 | 0 | 0 | 0 | 0 | 0 | 0 | 0 | 0 | 0 | 0 | 0 | 0 | 0 | 0 | 0 | 0 | 0 | 0 | 0 | 0 | 0 | 0
Industrial Sector Energy Related Emissions before CCS[electricity if,metal products except machinery and vehicles 25,OC] | NoSettings | 0 | 0 | 0 | 0 | 0 | 0 | 0 | 0 | 0 | 0 | 0 | 0 | 0 | 0 | 0 | 0 | 0 | 0 | 0 | 0 | 0 | 0 | 0 | 0 | 0 | 0 | 0 | 0 | 0 | 0 | 0
Industrial Sector Energy Related Emissions before CCS[electricity if,metal products except machinery and vehicles 25,CH4] | NoSettings | 0 | 0 | 0 | 0 | 0 | 0 | 0 | 0 | 0 | 0 | 0 | 0 | 0 | 0 | 0 | 0 | 0 | 0 | 0 | 0 | 0 | 0 | 0 | 0 | 0 | 0 | 0 | 0 | 0 | 0 | 0
Industrial Sector Energy Related Emissions before CCS[electricity if,metal products except machinery and vehicles 25,N2O] | NoSettings | 0 | 0 | 0 | 0 | 0 | 0 | 0 | 0 | 0 | 0 | 0 | 0 | 0 | 0 | 0 | 0 | 0 | 0 | 0 | 0 | 0 | 0 | 0 | 0 | 0 | 0 | 0 | 0 | 0 | 0 | 0
Industrial Sector Energy Related Emissions before CCS[electricity if,metal products except machinery and vehicles 25,F gases] | NoSettings | 0 | 0 | 0 | 0 | 0 | 0 | 0 | 0 | 0 | 0 | 0 | 0 | 0 | 0 | 0 | 0 | 0 | 0 | 0 | 0 | 0 | 0 | 0 | 0 | 0 | 0 | 0 | 0 | 0 | 0 | 0
Industrial Sector Energy Related Emissions before CCS[electricity if,computers and electronics 26,CO2] | NoSettings | 0 | 0 | 0 | 0 | 0 | 0 | 0 | 0 | 0 | 0 | 0 | 0 | 0 | 0 | 0 | 0 | 0 | 0 | 0 | 0 | 0 | 0 | 0 | 0 | 0 | 0 | 0 | 0 | 0 | 0 | 0
Industrial Sector Energy Related Emissions before CCS[electricity if,computers and electronics 26,VOC] | NoSettings | 0 | 0 | 0 | 0 | 0 | 0 | 0 | 0 | 0 | 0 | 0 | 0 | 0 | 0 | 0 | 0 | 0 | 0 | 0 | 0 | 0 | 0 | 0 | 0 | 0 | 0 | 0 | 0 | 0 | 0 | 0
Industrial Sector Energy Related Emissions before CCS[electricity if,computers and electronics 26,CO] | NoSettings | 0 | 0 | 0 | 0 | 0 | 0 | 0 | 0 | 0 | 0 | 0 | 0 | 0 | 0 | 0 | 0 | 0 | 0 | 0 | 0 | 0 | 0 | 0 | 0 | 0 | 0 | 0 | 0 | 0 | 0 | 0
Industrial Sector Energy Related Emissions before CCS[electricity if,computers and electronics 26,NOx] | NoSettings | 0 | 0 | 0 | 0 | 0 | 0 | 0 | 0 | 0 | 0 | 0 | 0 | 0 | 0 | 0 | 0 | 0 | 0 | 0 | 0 | 0 | 0 | 0 | 0 | 0 | 0 | 0 | 0 | 0 | 0 | 0
Industrial Sector Energy Related Emissions before CCS[electricity if,computers and electronics 26,PM10] | NoSettings | 0 | 0 | 0 | 0 | 0 | 0 | 0 | 0 | 0 | 0 | 0 | 0 | 0 | 0 | 0 | 0 | 0 | 0 | 0 | 0 | 0 | 0 | 0 | 0 | 0 | 0 | 0 | 0 | 0 | 0 | 0
Industrial Sector Energy Related Emissions before CCS[electricity if,computers and electronics 26,PM25] | NoSettings | 0 | 0 | 0 | 0 | 0 | 0 | 0 | 0 | 0 | 0 | 0 | 0 | 0 | 0 | 0 | 0 | 0 | 0 | 0 | 0 | 0 | 0 | 0 | 0 | 0 | 0 | 0 | 0 | 0 | 0 | 0
Industrial Sector Energy Related Emissions before CCS[electricity if,computers and electronics 26,SOx] | NoSettings | 0 | 0 | 0 | 0 | 0 | 0 | 0 | 0 | 0 | 0 | 0 | 0 | 0 | 0 | 0 | 0 | 0 | 0 | 0 | 0 | 0 | 0 | 0 | 0 | 0 | 0 | 0 | 0 | 0 | 0 | 0
Industrial Sector Energy Related Emissions before CCS[electricity if,computers and electronics 26,BC] | NoSettings | 0 | 0 | 0 | 0 | 0 | 0 | 0 | 0 | 0 | 0 | 0 | 0 | 0 | 0 | 0 | 0 | 0 | 0 | 0 | 0 | 0 | 0 | 0 | 0 | 0 | 0 | 0 | 0 | 0 | 0 | 0
Industrial Sector Energy Related Emissions before CCS[electricity if,computers and electronics 26,OC] | NoSettings | 0 | 0 | 0 | 0 | 0 | 0 | 0 | 0 | 0 | 0 | 0 | 0 | 0 | 0 | 0 | 0 | 0 | 0 | 0 | 0 | 0 | 0 | 0 | 0 | 0 | 0 | 0 | 0 | 0 | 0 | 0
Industrial Sector Energy Related Emissions before CCS[electricity if,computers and electronics 26,CH4] | NoSettings | 0 | 0 | 0 | 0 | 0 | 0 | 0 | 0 | 0 | 0 | 0 | 0 | 0 | 0 | 0 | 0 | 0 | 0 | 0 | 0 | 0 | 0 | 0 | 0 | 0 | 0 | 0 | 0 | 0 | 0 | 0
Industrial Sector Energy Related Emissions before CCS[electricity if,computers and electronics 26,N2O] | NoSettings | 0 | 0 | 0 | 0 | 0 | 0 | 0 | 0 | 0 | 0 | 0 | 0 | 0 | 0 | 0 | 0 | 0 | 0 | 0 | 0 | 0 | 0 | 0 | 0 | 0 | 0 | 0 | 0 | 0 | 0 | 0
Industrial Sector Energy Related Emissions before CCS[electricity if,computers and electronics 26,F gases] | NoSettings | 0 | 0 | 0 | 0 | 0 | 0 | 0 | 0 | 0 | 0 | 0 | 0 | 0 | 0 | 0 | 0 | 0 | 0 | 0 | 0 | 0 | 0 | 0 | 0 | 0 | 0 | 0 | 0 | 0 | 0 | 0
Industrial Sector Energy Related Emissions before CCS[electricity if,appliances and electrical equipment 27,CO2] | NoSettings | 0 | 0 | 0 | 0 | 0 | 0 | 0 | 0 | 0 | 0 | 0 | 0 | 0 | 0 | 0 | 0 | 0 | 0 | 0 | 0 | 0 | 0 | 0 | 0 | 0 | 0 | 0 | 0 | 0 | 0 | 0
Industrial Sector Energy Related Emissions before CCS[electricity if,appliances and electrical equipment 27,VOC] | NoSettings | 0 | 0 | 0 | 0 | 0 | 0 | 0 | 0 | 0 | 0 | 0 | 0 | 0 | 0 | 0 | 0 | 0 | 0 | 0 | 0 | 0 | 0 | 0 | 0 | 0 | 0 | 0 | 0 | 0 | 0 | 0
Industrial Sector Energy Related Emissions before CCS[electricity if,appliances and electrical equipment 27,CO] | NoSettings | 0 | 0 | 0 | 0 | 0 | 0 | 0 | 0 | 0 | 0 | 0 | 0 | 0 | 0 | 0 | 0 | 0 | 0 | 0 | 0 | 0 | 0 | 0 | 0 | 0 | 0 | 0 | 0 | 0 | 0 | 0
Industrial Sector Energy Related Emissions before CCS[electricity if,appliances and electrical equipment 27,NOx] | NoSettings | 0 | 0 | 0 | 0 | 0 | 0 | 0 | 0 | 0 | 0 | 0 | 0 | 0 | 0 | 0 | 0 | 0 | 0 | 0 | 0 | 0 | 0 | 0 | 0 | 0 | 0 | 0 | 0 | 0 | 0 | 0
Industrial Sector Energy Related Emissions before CCS[electricity if,appliances and electrical equipment 27,PM10] | NoSettings | 0 | 0 | 0 | 0 | 0 | 0 | 0 | 0 | 0 | 0 | 0 | 0 | 0 | 0 | 0 | 0 | 0 | 0 | 0 | 0 | 0 | 0 | 0 | 0 | 0 | 0 | 0 | 0 | 0 | 0 | 0
Industrial Sector Energy Related Emissions before CCS[electricity if,appliances and electrical equipment 27,PM25] | NoSettings | 0 | 0 | 0 | 0 | 0 | 0 | 0 | 0 | 0 | 0 | 0 | 0 | 0 | 0 | 0 | 0 | 0 | 0 | 0 | 0 | 0 | 0 | 0 | 0 | 0 | 0 | 0 | 0 | 0 | 0 | 0
Industrial Sector Energy Related Emissions before CCS[electricity if,appliances and electrical equipment 27,SOx] | NoSettings | 0 | 0 | 0 | 0 | 0 | 0 | 0 | 0 | 0 | 0 | 0 | 0 | 0 | 0 | 0 | 0 | 0 | 0 | 0 | 0 | 0 | 0 | 0 | 0 | 0 | 0 | 0 | 0 | 0 | 0 | 0
Industrial Sector Energy Related Emissions before CCS[electricity if,appliances and electrical equipment 27,BC] | NoSettings | 0 | 0 | 0 | 0 | 0 | 0 | 0 | 0 | 0 | 0 | 0 | 0 | 0 | 0 | 0 | 0 | 0 | 0 | 0 | 0 | 0 | 0 | 0 | 0 | 0 | 0 | 0 | 0 | 0 | 0 | 0
Industrial Sector Energy Related Emissions before CCS[electricity if,appliances and electrical equipment 27,OC] | NoSettings | 0 | 0 | 0 | 0 | 0 | 0 | 0 | 0 | 0 | 0 | 0 | 0 | 0 | 0 | 0 | 0 | 0 | 0 | 0 | 0 | 0 | 0 | 0 | 0 | 0 | 0 | 0 | 0 | 0 | 0 | 0
Industrial Sector Energy Related Emissions before CCS[electricity if,appliances and electrical equipment 27,CH4] | NoSettings | 0 | 0 | 0 | 0 | 0 | 0 | 0 | 0 | 0 | 0 | 0 | 0 | 0 | 0 | 0 | 0 | 0 | 0 | 0 | 0 | 0 | 0 | 0 | 0 | 0 | 0 | 0 | 0 | 0 | 0 | 0
Industrial Sector Energy Related Emissions before CCS[electricity if,appliances and electrical equipment 27,N2O] | NoSettings | 0 | 0 | 0 | 0 | 0 | 0 | 0 | 0 | 0 | 0 | 0 | 0 | 0 | 0 | 0 | 0 | 0 | 0 | 0 | 0 | 0 | 0 | 0 | 0 | 0 | 0 | 0 | 0 | 0 | 0 | 0
Industrial Sector Energy Related Emissions before CCS[electricity if,appliances and electrical equipment 27,F gases] | NoSettings | 0 | 0 | 0 | 0 | 0 | 0 | 0 | 0 | 0 | 0 | 0 | 0 | 0 | 0 | 0 | 0 | 0 | 0 | 0 | 0 | 0 | 0 | 0 | 0 | 0 | 0 | 0 | 0 | 0 | 0 | 0
Industrial Sector Energy Related Emissions before CCS[electricity if,other machinery 28,CO2] | NoSettings | 0 | 0 | 0 | 0 | 0 | 0 | 0 | 0 | 0 | 0 | 0 | 0 | 0 | 0 | 0 | 0 | 0 | 0 | 0 | 0 | 0 | 0 | 0 | 0 | 0 | 0 | 0 | 0 | 0 | 0 | 0
Industrial Sector Energy Related Emissions before CCS[electricity if,other machinery 28,VOC] | NoSettings | 0 | 0 | 0 | 0 | 0 | 0 | 0 | 0 | 0 | 0 | 0 | 0 | 0 | 0 | 0 | 0 | 0 | 0 | 0 | 0 | 0 | 0 | 0 | 0 | 0 | 0 | 0 | 0 | 0 | 0 | 0
Industrial Sector Energy Related Emissions before CCS[electricity if,other machinery 28,CO] | NoSettings | 0 | 0 | 0 | 0 | 0 | 0 | 0 | 0 | 0 | 0 | 0 | 0 | 0 | 0 | 0 | 0 | 0 | 0 | 0 | 0 | 0 | 0 | 0 | 0 | 0 | 0 | 0 | 0 | 0 | 0 | 0
Industrial Sector Energy Related Emissions before CCS[electricity if,other machinery 28,NOx] | NoSettings | 0 | 0 | 0 | 0 | 0 | 0 | 0 | 0 | 0 | 0 | 0 | 0 | 0 | 0 | 0 | 0 | 0 | 0 | 0 | 0 | 0 | 0 | 0 | 0 | 0 | 0 | 0 | 0 | 0 | 0 | 0
Industrial Sector Energy Related Emissions before CCS[electricity if,other machinery 28,PM10] | NoSettings | 0 | 0 | 0 | 0 | 0 | 0 | 0 | 0 | 0 | 0 | 0 | 0 | 0 | 0 | 0 | 0 | 0 | 0 | 0 | 0 | 0 | 0 | 0 | 0 | 0 | 0 | 0 | 0 | 0 | 0 | 0
Industrial Sector Energy Related Emissions before CCS[electricity if,other machinery 28,PM25] | NoSettings | 0 | 0 | 0 | 0 | 0 | 0 | 0 | 0 | 0 | 0 | 0 | 0 | 0 | 0 | 0 | 0 | 0 | 0 | 0 | 0 | 0 | 0 | 0 | 0 | 0 | 0 | 0 | 0 | 0 | 0 | 0
Industrial Sector Energy Related Emissions before CCS[electricity if,other machinery 28,SOx] | NoSettings | 0 | 0 | 0 | 0 | 0 | 0 | 0 | 0 | 0 | 0 | 0 | 0 | 0 | 0 | 0 | 0 | 0 | 0 | 0 | 0 | 0 | 0 | 0 | 0 | 0 | 0 | 0 | 0 | 0 | 0 | 0
Industrial Sector Energy Related Emissions before CCS[electricity if,other machinery 28,BC] | NoSettings | 0 | 0 | 0 | 0 | 0 | 0 | 0 | 0 | 0 | 0 | 0 | 0 | 0 | 0 | 0 | 0 | 0 | 0 | 0 | 0 | 0 | 0 | 0 | 0 | 0 | 0 | 0 | 0 | 0 | 0 | 0
Industrial Sector Energy Related Emissions before CCS[electricity if,other machinery 28,OC] | NoSettings | 0 | 0 | 0 | 0 | 0 | 0 | 0 | 0 | 0 | 0 | 0 | 0 | 0 | 0 | 0 | 0 | 0 | 0 | 0 | 0 | 0 | 0 | 0 | 0 | 0 | 0 | 0 | 0 | 0 | 0 | 0
Industrial Sector Energy Related Emissions before CCS[electricity if,other machinery 28,CH4] | NoSettings | 0 | 0 | 0 | 0 | 0 | 0 | 0 | 0 | 0 | 0 | 0 | 0 | 0 | 0 | 0 | 0 | 0 | 0 | 0 | 0 | 0 | 0 | 0 | 0 | 0 | 0 | 0 | 0 | 0 | 0 | 0
Industrial Sector Energy Related Emissions before CCS[electricity if,other machinery 28,N2O] | NoSettings | 0 | 0 | 0 | 0 | 0 | 0 | 0 | 0 | 0 | 0 | 0 | 0 | 0 | 0 | 0 | 0 | 0 | 0 | 0 | 0 | 0 | 0 | 0 | 0 | 0 | 0 | 0 | 0 | 0 | 0 | 0
Industrial Sector Energy Related Emissions before CCS[electricity if,other machinery 28,F gases] | NoSettings | 0 | 0 | 0 | 0 | 0 | 0 | 0 | 0 | 0 | 0 | 0 | 0 | 0 | 0 | 0 | 0 | 0 | 0 | 0 | 0 | 0 | 0 | 0 | 0 | 0 | 0 | 0 | 0 | 0 | 0 | 0
Industrial Sector Energy Related Emissions before CCS[electricity if,road vehicles 29,CO2] | NoSettings | 0 | 0 | 0 | 0 | 0 | 0 | 0 | 0 | 0 | 0 | 0 | 0 | 0 | 0 | 0 | 0 | 0 | 0 | 0 | 0 | 0 | 0 | 0 | 0 | 0 | 0 | 0 | 0 | 0 | 0 | 0
Industrial Sector Energy Related Emissions before CCS[electricity if,road vehicles 29,VOC] | NoSettings | 0 | 0 | 0 | 0 | 0 | 0 | 0 | 0 | 0 | 0 | 0 | 0 | 0 | 0 | 0 | 0 | 0 | 0 | 0 | 0 | 0 | 0 | 0 | 0 | 0 | 0 | 0 | 0 | 0 | 0 | 0
Industrial Sector Energy Related Emissions before CCS[electricity if,road vehicles 29,CO] | NoSettings | 0 | 0 | 0 | 0 | 0 | 0 | 0 | 0 | 0 | 0 | 0 | 0 | 0 | 0 | 0 | 0 | 0 | 0 | 0 | 0 | 0 | 0 | 0 | 0 | 0 | 0 | 0 | 0 | 0 | 0 | 0
Industrial Sector Energy Related Emissions before CCS[electricity if,road vehicles 29,NOx] | NoSettings | 0 | 0 | 0 | 0 | 0 | 0 | 0 | 0 | 0 | 0 | 0 | 0 | 0 | 0 | 0 | 0 | 0 | 0 | 0 | 0 | 0 | 0 | 0 | 0 | 0 | 0 | 0 | 0 | 0 | 0 | 0
Industrial Sector Energy Related Emissions before CCS[electricity if,road vehicles 29,PM10] | NoSettings | 0 | 0 | 0 | 0 | 0 | 0 | 0 | 0 | 0 | 0 | 0 | 0 | 0 | 0 | 0 | 0 | 0 | 0 | 0 | 0 | 0 | 0 | 0 | 0 | 0 | 0 | 0 | 0 | 0 | 0 | 0
Industrial Sector Energy Related Emissions before CCS[electricity if,road vehicles 29,PM25] | NoSettings | 0 | 0 | 0 | 0 | 0 | 0 | 0 | 0 | 0 | 0 | 0 | 0 | 0 | 0 | 0 | 0 | 0 | 0 | 0 | 0 | 0 | 0 | 0 | 0 | 0 | 0 | 0 | 0 | 0 | 0 | 0
Industrial Sector Energy Related Emissions before CCS[electricity if,road vehicles 29,SOx] | NoSettings | 0 | 0 | 0 | 0 | 0 | 0 | 0 | 0 | 0 | 0 | 0 | 0 | 0 | 0 | 0 | 0 | 0 | 0 | 0 | 0 | 0 | 0 | 0 | 0 | 0 | 0 | 0 | 0 | 0 | 0 | 0
Industrial Sector Energy Related Emissions before CCS[electricity if,road vehicles 29,BC] | NoSettings | 0 | 0 | 0 | 0 | 0 | 0 | 0 | 0 | 0 | 0 | 0 | 0 | 0 | 0 | 0 | 0 | 0 | 0 | 0 | 0 | 0 | 0 | 0 | 0 | 0 | 0 | 0 | 0 | 0 | 0 | 0
Industrial Sector Energy Related Emissions before CCS[electricity if,road vehicles 29,OC] | NoSettings | 0 | 0 | 0 | 0 | 0 | 0 | 0 | 0 | 0 | 0 | 0 | 0 | 0 | 0 | 0 | 0 | 0 | 0 | 0 | 0 | 0 | 0 | 0 | 0 | 0 | 0 | 0 | 0 | 0 | 0 | 0
Industrial Sector Energy Related Emissions before CCS[electricity if,road vehicles 29,CH4] | NoSettings | 0 | 0 | 0 | 0 | 0 | 0 | 0 | 0 | 0 | 0 | 0 | 0 | 0 | 0 | 0 | 0 | 0 | 0 | 0 | 0 | 0 | 0 | 0 | 0 | 0 | 0 | 0 | 0 | 0 | 0 | 0
Industrial Sector Energy Related Emissions before CCS[electricity if,road vehicles 29,N2O] | NoSettings | 0 | 0 | 0 | 0 | 0 | 0 | 0 | 0 | 0 | 0 | 0 | 0 | 0 | 0 | 0 | 0 | 0 | 0 | 0 | 0 | 0 | 0 | 0 | 0 | 0 | 0 | 0 | 0 | 0 | 0 | 0
Industrial Sector Energy Related Emissions before CCS[electricity if,road vehicles 29,F gases] | NoSettings | 0 | 0 | 0 | 0 | 0 | 0 | 0 | 0 | 0 | 0 | 0 | 0 | 0 | 0 | 0 | 0 | 0 | 0 | 0 | 0 | 0 | 0 | 0 | 0 | 0 | 0 | 0 | 0 | 0 | 0 | 0
Industrial Sector Energy Related Emissions before CCS[electricity if,nonroad vehicles 30,CO2] | NoSettings | 0 | 0 | 0 | 0 | 0 | 0 | 0 | 0 | 0 | 0 | 0 | 0 | 0 | 0 | 0 | 0 | 0 | 0 | 0 | 0 | 0 | 0 | 0 | 0 | 0 | 0 | 0 | 0 | 0 | 0 | 0
Industrial Sector Energy Related Emissions before CCS[electricity if,nonroad vehicles 30,VOC] | NoSettings | 0 | 0 | 0 | 0 | 0 | 0 | 0 | 0 | 0 | 0 | 0 | 0 | 0 | 0 | 0 | 0 | 0 | 0 | 0 | 0 | 0 | 0 | 0 | 0 | 0 | 0 | 0 | 0 | 0 | 0 | 0
Industrial Sector Energy Related Emissions before CCS[electricity if,nonroad vehicles 30,CO] | NoSettings | 0 | 0 | 0 | 0 | 0 | 0 | 0 | 0 | 0 | 0 | 0 | 0 | 0 | 0 | 0 | 0 | 0 | 0 | 0 | 0 | 0 | 0 | 0 | 0 | 0 | 0 | 0 | 0 | 0 | 0 | 0
Industrial Sector Energy Related Emissions before CCS[electricity if,nonroad vehicles 30,NOx] | NoSettings | 0 | 0 | 0 | 0 | 0 | 0 | 0 | 0 | 0 | 0 | 0 | 0 | 0 | 0 | 0 | 0 | 0 | 0 | 0 | 0 | 0 | 0 | 0 | 0 | 0 | 0 | 0 | 0 | 0 | 0 | 0
Industrial Sector Energy Related Emissions before CCS[electricity if,nonroad vehicles 30,PM10] | NoSettings | 0 | 0 | 0 | 0 | 0 | 0 | 0 | 0 | 0 | 0 | 0 | 0 | 0 | 0 | 0 | 0 | 0 | 0 | 0 | 0 | 0 | 0 | 0 | 0 | 0 | 0 | 0 | 0 | 0 | 0 | 0
Industrial Sector Energy Related Emissions before CCS[electricity if,nonroad vehicles 30,PM25] | NoSettings | 0 | 0 | 0 | 0 | 0 | 0 | 0 | 0 | 0 | 0 | 0 | 0 | 0 | 0 | 0 | 0 | 0 | 0 | 0 | 0 | 0 | 0 | 0 | 0 | 0 | 0 | 0 | 0 | 0 | 0 | 0
Industrial Sector Energy Related Emissions before CCS[electricity if,nonroad vehicles 30,SOx] | NoSettings | 0 | 0 | 0 | 0 | 0 | 0 | 0 | 0 | 0 | 0 | 0 | 0 | 0 | 0 | 0 | 0 | 0 | 0 | 0 | 0 | 0 | 0 | 0 | 0 | 0 | 0 | 0 | 0 | 0 | 0 | 0
Industrial Sector Energy Related Emissions before CCS[electricity if,nonroad vehicles 30,BC] | NoSettings | 0 | 0 | 0 | 0 | 0 | 0 | 0 | 0 | 0 | 0 | 0 | 0 | 0 | 0 | 0 | 0 | 0 | 0 | 0 | 0 | 0 | 0 | 0 | 0 | 0 | 0 | 0 | 0 | 0 | 0 | 0
Industrial Sector Energy Related Emissions before CCS[electricity if,nonroad vehicles 30,OC] | NoSettings | 0 | 0 | 0 | 0 | 0 | 0 | 0 | 0 | 0 | 0 | 0 | 0 | 0 | 0 | 0 | 0 | 0 | 0 | 0 | 0 | 0 | 0 | 0 | 0 | 0 | 0 | 0 | 0 | 0 | 0 | 0
Industrial Sector Energy Related Emissions before CCS[electricity if,nonroad vehicles 30,CH4] | NoSettings | 0 | 0 | 0 | 0 | 0 | 0 | 0 | 0 | 0 | 0 | 0 | 0 | 0 | 0 | 0 | 0 | 0 | 0 | 0 | 0 | 0 | 0 | 0 | 0 | 0 | 0 | 0 | 0 | 0 | 0 | 0
Industrial Sector Energy Related Emissions before CCS[electricity if,nonroad vehicles 30,N2O] | NoSettings | 0 | 0 | 0 | 0 | 0 | 0 | 0 | 0 | 0 | 0 | 0 | 0 | 0 | 0 | 0 | 0 | 0 | 0 | 0 | 0 | 0 | 0 | 0 | 0 | 0 | 0 | 0 | 0 | 0 | 0 | 0
Industrial Sector Energy Related Emissions before CCS[electricity if,nonroad vehicles 30,F gases] | NoSettings | 0 | 0 | 0 | 0 | 0 | 0 | 0 | 0 | 0 | 0 | 0 | 0 | 0 | 0 | 0 | 0 | 0 | 0 | 0 | 0 | 0 | 0 | 0 | 0 | 0 | 0 | 0 | 0 | 0 | 0 | 0
Industrial Sector Energy Related Emissions before CCS[electricity if,other manufacturing 31T33,CO2] | NoSettings | 0 | 0 | 0 | 0 | 0 | 0 | 0 | 0 | 0 | 0 | 0 | 0 | 0 | 0 | 0 | 0 | 0 | 0 | 0 | 0 | 0 | 0 | 0 | 0 | 0 | 0 | 0 | 0 | 0 | 0 | 0
Industrial Sector Energy Related Emissions before CCS[electricity if,other manufacturing 31T33,VOC] | NoSettings | 0 | 0 | 0 | 0 | 0 | 0 | 0 | 0 | 0 | 0 | 0 | 0 | 0 | 0 | 0 | 0 | 0 | 0 | 0 | 0 | 0 | 0 | 0 | 0 | 0 | 0 | 0 | 0 | 0 | 0 | 0
Industrial Sector Energy Related Emissions before CCS[electricity if,other manufacturing 31T33,CO] | NoSettings | 0 | 0 | 0 | 0 | 0 | 0 | 0 | 0 | 0 | 0 | 0 | 0 | 0 | 0 | 0 | 0 | 0 | 0 | 0 | 0 | 0 | 0 | 0 | 0 | 0 | 0 | 0 | 0 | 0 | 0 | 0
Industrial Sector Energy Related Emissions before CCS[electricity if,other manufacturing 31T33,NOx] | NoSettings | 0 | 0 | 0 | 0 | 0 | 0 | 0 | 0 | 0 | 0 | 0 | 0 | 0 | 0 | 0 | 0 | 0 | 0 | 0 | 0 | 0 | 0 | 0 | 0 | 0 | 0 | 0 | 0 | 0 | 0 | 0
Industrial Sector Energy Related Emissions before CCS[electricity if,other manufacturing 31T33,PM10] | NoSettings | 0 | 0 | 0 | 0 | 0 | 0 | 0 | 0 | 0 | 0 | 0 | 0 | 0 | 0 | 0 | 0 | 0 | 0 | 0 | 0 | 0 | 0 | 0 | 0 | 0 | 0 | 0 | 0 | 0 | 0 | 0
Industrial Sector Energy Related Emissions before CCS[electricity if,other manufacturing 31T33,PM25] | NoSettings | 0 | 0 | 0 | 0 | 0 | 0 | 0 | 0 | 0 | 0 | 0 | 0 | 0 | 0 | 0 | 0 | 0 | 0 | 0 | 0 | 0 | 0 | 0 | 0 | 0 | 0 | 0 | 0 | 0 | 0 | 0
Industrial Sector Energy Related Emissions before CCS[electricity if,other manufacturing 31T33,SOx] | NoSettings | 0 | 0 | 0 | 0 | 0 | 0 | 0 | 0 | 0 | 0 | 0 | 0 | 0 | 0 | 0 | 0 | 0 | 0 | 0 | 0 | 0 | 0 | 0 | 0 | 0 | 0 | 0 | 0 | 0 | 0 | 0
Industrial Sector Energy Related Emissions before CCS[electricity if,other manufacturing 31T33,BC] | NoSettings | 0 | 0 | 0 | 0 | 0 | 0 | 0 | 0 | 0 | 0 | 0 | 0 | 0 | 0 | 0 | 0 | 0 | 0 | 0 | 0 | 0 | 0 | 0 | 0 | 0 | 0 | 0 | 0 | 0 | 0 | 0
Industrial Sector Energy Related Emissions before CCS[electricity if,other manufacturing 31T33,OC] | NoSettings | 0 | 0 | 0 | 0 | 0 | 0 | 0 | 0 | 0 | 0 | 0 | 0 | 0 | 0 | 0 | 0 | 0 | 0 | 0 | 0 | 0 | 0 | 0 | 0 | 0 | 0 | 0 | 0 | 0 | 0 | 0
Industrial Sector Energy Related Emissions before CCS[electricity if,other manufacturing 31T33,CH4] | NoSettings | 0 | 0 | 0 | 0 | 0 | 0 | 0 | 0 | 0 | 0 | 0 | 0 | 0 | 0 | 0 | 0 | 0 | 0 | 0 | 0 | 0 | 0 | 0 | 0 | 0 | 0 | 0 | 0 | 0 | 0 | 0
Industrial Sector Energy Related Emissions before CCS[electricity if,other manufacturing 31T33,N2O] | NoSettings | 0 | 0 | 0 | 0 | 0 | 0 | 0 | 0 | 0 | 0 | 0 | 0 | 0 | 0 | 0 | 0 | 0 | 0 | 0 | 0 | 0 | 0 | 0 | 0 | 0 | 0 | 0 | 0 | 0 | 0 | 0
Industrial Sector Energy Related Emissions before CCS[electricity if,other manufacturing 31T33,F gases] | NoSettings | 0 | 0 | 0 | 0 | 0 | 0 | 0 | 0 | 0 | 0 | 0 | 0 | 0 | 0 | 0 | 0 | 0 | 0 | 0 | 0 | 0 | 0 | 0 | 0 | 0 | 0 | 0 | 0 | 0 | 0 | 0
Industrial Sector Energy Related Emissions before CCS[electricity if,energy pipelines and gas processing 352T353,CO2] | NoSettings | 0 | 0 | 0 | 0 | 0 | 0 | 0 | 0 | 0 | 0 | 0 | 0 | 0 | 0 | 0 | 0 | 0 | 0 | 0 | 0 | 0 | 0 | 0 | 0 | 0 | 0 | 0 | 0 | 0 | 0 | 0
Industrial Sector Energy Related Emissions before CCS[electricity if,energy pipelines and gas processing 352T353,VOC] | NoSettings | 0 | 0 | 0 | 0 | 0 | 0 | 0 | 0 | 0 | 0 | 0 | 0 | 0 | 0 | 0 | 0 | 0 | 0 | 0 | 0 | 0 | 0 | 0 | 0 | 0 | 0 | 0 | 0 | 0 | 0 | 0
Industrial Sector Energy Related Emissions before CCS[electricity if,energy pipelines and gas processing 352T353,CO] | NoSettings | 0 | 0 | 0 | 0 | 0 | 0 | 0 | 0 | 0 | 0 | 0 | 0 | 0 | 0 | 0 | 0 | 0 | 0 | 0 | 0 | 0 | 0 | 0 | 0 | 0 | 0 | 0 | 0 | 0 | 0 | 0
Industrial Sector Energy Related Emissions before CCS[electricity if,energy pipelines and gas processing 352T353,NOx] | NoSettings | 0 | 0 | 0 | 0 | 0 | 0 | 0 | 0 | 0 | 0 | 0 | 0 | 0 | 0 | 0 | 0 | 0 | 0 | 0 | 0 | 0 | 0 | 0 | 0 | 0 | 0 | 0 | 0 | 0 | 0 | 0
Industrial Sector Energy Related Emissions before CCS[electricity if,energy pipelines and gas processing 352T353,PM10] | NoSettings | 0 | 0 | 0 | 0 | 0 | 0 | 0 | 0 | 0 | 0 | 0 | 0 | 0 | 0 | 0 | 0 | 0 | 0 | 0 | 0 | 0 | 0 | 0 | 0 | 0 | 0 | 0 | 0 | 0 | 0 | 0
Industrial Sector Energy Related Emissions before CCS[electricity if,energy pipelines and gas processing 352T353,PM25] | NoSettings | 0 | 0 | 0 | 0 | 0 | 0 | 0 | 0 | 0 | 0 | 0 | 0 | 0 | 0 | 0 | 0 | 0 | 0 | 0 | 0 | 0 | 0 | 0 | 0 | 0 | 0 | 0 | 0 | 0 | 0 | 0
Industrial Sector Energy Related Emissions before CCS[electricity if,energy pipelines and gas processing 352T353,SOx] | NoSettings | 0 | 0 | 0 | 0 | 0 | 0 | 0 | 0 | 0 | 0 | 0 | 0 | 0 | 0 | 0 | 0 | 0 | 0 | 0 | 0 | 0 | 0 | 0 | 0 | 0 | 0 | 0 | 0 | 0 | 0 | 0
Industrial Sector Energy Related Emissions before CCS[electricity if,energy pipelines and gas processing 352T353,BC] | NoSettings | 0 | 0 | 0 | 0 | 0 | 0 | 0 | 0 | 0 | 0 | 0 | 0 | 0 | 0 | 0 | 0 | 0 | 0 | 0 | 0 | 0 | 0 | 0 | 0 | 0 | 0 | 0 | 0 | 0 | 0 | 0
Industrial Sector Energy Related Emissions before CCS[electricity if,energy pipelines and gas processing 352T353,OC] | NoSettings | 0 | 0 | 0 | 0 | 0 | 0 | 0 | 0 | 0 | 0 | 0 | 0 | 0 | 0 | 0 | 0 | 0 | 0 | 0 | 0 | 0 | 0 | 0 | 0 | 0 | 0 | 0 | 0 | 0 | 0 | 0
Industrial Sector Energy Related Emissions before CCS[electricity if,energy pipelines and gas processing 352T353,CH4] | NoSettings | 0 | 0 | 0 | 0 | 0 | 0 | 0 | 0 | 0 | 0 | 0 | 0 | 0 | 0 | 0 | 0 | 0 | 0 | 0 | 0 | 0 | 0 | 0 | 0 | 0 | 0 | 0 | 0 | 0 | 0 | 0
Industrial Sector Energy Related Emissions before CCS[electricity if,energy pipelines and gas processing 352T353,N2O] | NoSettings | 0 | 0 | 0 | 0 | 0 | 0 | 0 | 0 | 0 | 0 | 0 | 0 | 0 | 0 | 0 | 0 | 0 | 0 | 0 | 0 | 0 | 0 | 0 | 0 | 0 | 0 | 0 | 0 | 0 | 0 | 0
Industrial Sector Energy Related Emissions before CCS[electricity if,energy pipelines and gas processing 352T353,F gases] | NoSettings | 0 | 0 | 0 | 0 | 0 | 0 | 0 | 0 | 0 | 0 | 0 | 0 | 0 | 0 | 0 | 0 | 0 | 0 | 0 | 0 | 0 | 0 | 0 | 0 | 0 | 0 | 0 | 0 | 0 | 0 | 0
Industrial Sector Energy Related Emissions before CCS[electricity if,water and waste 36T39,CO2] | NoSettings | 0 | 0 | 0 | 0 | 0 | 0 | 0 | 0 | 0 | 0 | 0 | 0 | 0 | 0 | 0 | 0 | 0 | 0 | 0 | 0 | 0 | 0 | 0 | 0 | 0 | 0 | 0 | 0 | 0 | 0 | 0
Industrial Sector Energy Related Emissions before CCS[electricity if,water and waste 36T39,VOC] | NoSettings | 0 | 0 | 0 | 0 | 0 | 0 | 0 | 0 | 0 | 0 | 0 | 0 | 0 | 0 | 0 | 0 | 0 | 0 | 0 | 0 | 0 | 0 | 0 | 0 | 0 | 0 | 0 | 0 | 0 | 0 | 0
Industrial Sector Energy Related Emissions before CCS[electricity if,water and waste 36T39,CO] | NoSettings | 0 | 0 | 0 | 0 | 0 | 0 | 0 | 0 | 0 | 0 | 0 | 0 | 0 | 0 | 0 | 0 | 0 | 0 | 0 | 0 | 0 | 0 | 0 | 0 | 0 | 0 | 0 | 0 | 0 | 0 | 0
Industrial Sector Energy Related Emissions before CCS[electricity if,water and waste 36T39,NOx] | NoSettings | 0 | 0 | 0 | 0 | 0 | 0 | 0 | 0 | 0 | 0 | 0 | 0 | 0 | 0 | 0 | 0 | 0 | 0 | 0 | 0 | 0 | 0 | 0 | 0 | 0 | 0 | 0 | 0 | 0 | 0 | 0
Industrial Sector Energy Related Emissions before CCS[electricity if,water and waste 36T39,PM10] | NoSettings | 0 | 0 | 0 | 0 | 0 | 0 | 0 | 0 | 0 | 0 | 0 | 0 | 0 | 0 | 0 | 0 | 0 | 0 | 0 | 0 | 0 | 0 | 0 | 0 | 0 | 0 | 0 | 0 | 0 | 0 | 0
Industrial Sector Energy Related Emissions before CCS[electricity if,water and waste 36T39,PM25] | NoSettings | 0 | 0 | 0 | 0 | 0 | 0 | 0 | 0 | 0 | 0 | 0 | 0 | 0 | 0 | 0 | 0 | 0 | 0 | 0 | 0 | 0 | 0 | 0 | 0 | 0 | 0 | 0 | 0 | 0 | 0 | 0
Industrial Sector Energy Related Emissions before CCS[electricity if,water and waste 36T39,SOx] | NoSettings | 0 | 0 | 0 | 0 | 0 | 0 | 0 | 0 | 0 | 0 | 0 | 0 | 0 | 0 | 0 | 0 | 0 | 0 | 0 | 0 | 0 | 0 | 0 | 0 | 0 | 0 | 0 | 0 | 0 | 0 | 0
Industrial Sector Energy Related Emissions before CCS[electricity if,water and waste 36T39,BC] | NoSettings | 0 | 0 | 0 | 0 | 0 | 0 | 0 | 0 | 0 | 0 | 0 | 0 | 0 | 0 | 0 | 0 | 0 | 0 | 0 | 0 | 0 | 0 | 0 | 0 | 0 | 0 | 0 | 0 | 0 | 0 | 0
Industrial Sector Energy Related Emissions before CCS[electricity if,water and waste 36T39,OC] | NoSettings | 0 | 0 | 0 | 0 | 0 | 0 | 0 | 0 | 0 | 0 | 0 | 0 | 0 | 0 | 0 | 0 | 0 | 0 | 0 | 0 | 0 | 0 | 0 | 0 | 0 | 0 | 0 | 0 | 0 | 0 | 0
Industrial Sector Energy Related Emissions before CCS[electricity if,water and waste 36T39,CH4] | NoSettings | 0 | 0 | 0 | 0 | 0 | 0 | 0 | 0 | 0 | 0 | 0 | 0 | 0 | 0 | 0 | 0 | 0 | 0 | 0 | 0 | 0 | 0 | 0 | 0 | 0 | 0 | 0 | 0 | 0 | 0 | 0
Industrial Sector Energy Related Emissions before CCS[electricity if,water and waste 36T39,N2O] | NoSettings | 0 | 0 | 0 | 0 | 0 | 0 | 0 | 0 | 0 | 0 | 0 | 0 | 0 | 0 | 0 | 0 | 0 | 0 | 0 | 0 | 0 | 0 | 0 | 0 | 0 | 0 | 0 | 0 | 0 | 0 | 0
Industrial Sector Energy Related Emissions before CCS[electricity if,water and waste 36T39,F gases] | NoSettings | 0 | 0 | 0 | 0 | 0 | 0 | 0 | 0 | 0 | 0 | 0 | 0 | 0 | 0 | 0 | 0 | 0 | 0 | 0 | 0 | 0 | 0 | 0 | 0 | 0 | 0 | 0 | 0 | 0 | 0 | 0
Industrial Sector Energy Related Emissions before CCS[electricity if,construction 41T43,CO2] | NoSettings | 0 | 0 | 0 | 0 | 0 | 0 | 0 | 0 | 0 | 0 | 0 | 0 | 0 | 0 | 0 | 0 | 0 | 0 | 0 | 0 | 0 | 0 | 0 | 0 | 0 | 0 | 0 | 0 | 0 | 0 | 0
Industrial Sector Energy Related Emissions before CCS[electricity if,construction 41T43,VOC] | NoSettings | 0 | 0 | 0 | 0 | 0 | 0 | 0 | 0 | 0 | 0 | 0 | 0 | 0 | 0 | 0 | 0 | 0 | 0 | 0 | 0 | 0 | 0 | 0 | 0 | 0 | 0 | 0 | 0 | 0 | 0 | 0
Industrial Sector Energy Related Emissions before CCS[electricity if,construction 41T43,CO] | NoSettings | 0 | 0 | 0 | 0 | 0 | 0 | 0 | 0 | 0 | 0 | 0 | 0 | 0 | 0 | 0 | 0 | 0 | 0 | 0 | 0 | 0 | 0 | 0 | 0 | 0 | 0 | 0 | 0 | 0 | 0 | 0
Industrial Sector Energy Related Emissions before CCS[electricity if,construction 41T43,NOx] | NoSettings | 0 | 0 | 0 | 0 | 0 | 0 | 0 | 0 | 0 | 0 | 0 | 0 | 0 | 0 | 0 | 0 | 0 | 0 | 0 | 0 | 0 | 0 | 0 | 0 | 0 | 0 | 0 | 0 | 0 | 0 | 0
Industrial Sector Energy Related Emissions before CCS[electricity if,construction 41T43,PM10] | NoSettings | 0 | 0 | 0 | 0 | 0 | 0 | 0 | 0 | 0 | 0 | 0 | 0 | 0 | 0 | 0 | 0 | 0 | 0 | 0 | 0 | 0 | 0 | 0 | 0 | 0 | 0 | 0 | 0 | 0 | 0 | 0
Industrial Sector Energy Related Emissions before CCS[electricity if,construction 41T43,PM25] | NoSettings | 0 | 0 | 0 | 0 | 0 | 0 | 0 | 0 | 0 | 0 | 0 | 0 | 0 | 0 | 0 | 0 | 0 | 0 | 0 | 0 | 0 | 0 | 0 | 0 | 0 | 0 | 0 | 0 | 0 | 0 | 0
Industrial Sector Energy Related Emissions before CCS[electricity if,construction 41T43,SOx] | NoSettings | 0 | 0 | 0 | 0 | 0 | 0 | 0 | 0 | 0 | 0 | 0 | 0 | 0 | 0 | 0 | 0 | 0 | 0 | 0 | 0 | 0 | 0 | 0 | 0 | 0 | 0 | 0 | 0 | 0 | 0 | 0
Industrial Sector Energy Related Emissions before CCS[electricity if,construction 41T43,BC] | NoSettings | 0 | 0 | 0 | 0 | 0 | 0 | 0 | 0 | 0 | 0 | 0 | 0 | 0 | 0 | 0 | 0 | 0 | 0 | 0 | 0 | 0 | 0 | 0 | 0 | 0 | 0 | 0 | 0 | 0 | 0 | 0
Industrial Sector Energy Related Emissions before CCS[electricity if,construction 41T43,OC] | NoSettings | 0 | 0 | 0 | 0 | 0 | 0 | 0 | 0 | 0 | 0 | 0 | 0 | 0 | 0 | 0 | 0 | 0 | 0 | 0 | 0 | 0 | 0 | 0 | 0 | 0 | 0 | 0 | 0 | 0 | 0 | 0
Industrial Sector Energy Related Emissions before CCS[electricity if,construction 41T43,CH4] | NoSettings | 0 | 0 | 0 | 0 | 0 | 0 | 0 | 0 | 0 | 0 | 0 | 0 | 0 | 0 | 0 | 0 | 0 | 0 | 0 | 0 | 0 | 0 | 0 | 0 | 0 | 0 | 0 | 0 | 0 | 0 | 0
Industrial Sector Energy Related Emissions before CCS[electricity if,construction 41T43,N2O] | NoSettings | 0 | 0 | 0 | 0 | 0 | 0 | 0 | 0 | 0 | 0 | 0 | 0 | 0 | 0 | 0 | 0 | 0 | 0 | 0 | 0 | 0 | 0 | 0 | 0 | 0 | 0 | 0 | 0 | 0 | 0 | 0
Industrial Sector Energy Related Emissions before CCS[electricity if,construction 41T43,F gases] | NoSettings | 0 | 0 | 0 | 0 | 0 | 0 | 0 | 0 | 0 | 0 | 0 | 0 | 0 | 0 | 0 | 0 | 0 | 0 | 0 | 0 | 0 | 0 | 0 | 0 | 0 | 0 | 0 | 0 | 0 | 0 | 0
Industrial Sector Energy Related Emissions before CCS[hard coal if,agriculture and forestry 01T03,CO2] | NoSettings | 0 | 0 | 0 | 0 | 0 | 0 | 0 | 0 | 0 | 0 | 0 | 0 | 0 | 0 | 0 | 0 | 0 | 0 | 0 | 0 | 0 | 0 | 0 | 0 | 0 | 0 | 0 | 0 | 0 | 0 | 0
Industrial Sector Energy Related Emissions before CCS[hard coal if,agriculture and forestry 01T03,VOC] | NoSettings | 0 | 0 | 0 | 0 | 0 | 0 | 0 | 0 | 0 | 0 | 0 | 0 | 0 | 0 | 0 | 0 | 0 | 0 | 0 | 0 | 0 | 0 | 0 | 0 | 0 | 0 | 0 | 0 | 0 | 0 | 0
Industrial Sector Energy Related Emissions before CCS[hard coal if,agriculture and forestry 01T03,CO] | NoSettings | 0 | 0 | 0 | 0 | 0 | 0 | 0 | 0 | 0 | 0 | 0 | 0 | 0 | 0 | 0 | 0 | 0 | 0 | 0 | 0 | 0 | 0 | 0 | 0 | 0 | 0 | 0 | 0 | 0 | 0 | 0
Industrial Sector Energy Related Emissions before CCS[hard coal if,agriculture and forestry 01T03,NOx] | NoSettings | 0 | 0 | 0 | 0 | 0 | 0 | 0 | 0 | 0 | 0 | 0 | 0 | 0 | 0 | 0 | 0 | 0 | 0 | 0 | 0 | 0 | 0 | 0 | 0 | 0 | 0 | 0 | 0 | 0 | 0 | 0
Industrial Sector Energy Related Emissions before CCS[hard coal if,agriculture and forestry 01T03,PM10] | NoSettings | 0 | 0 | 0 | 0 | 0 | 0 | 0 | 0 | 0 | 0 | 0 | 0 | 0 | 0 | 0 | 0 | 0 | 0 | 0 | 0 | 0 | 0 | 0 | 0 | 0 | 0 | 0 | 0 | 0 | 0 | 0
Industrial Sector Energy Related Emissions before CCS[hard coal if,agriculture and forestry 01T03,PM25] | NoSettings | 0 | 0 | 0 | 0 | 0 | 0 | 0 | 0 | 0 | 0 | 0 | 0 | 0 | 0 | 0 | 0 | 0 | 0 | 0 | 0 | 0 | 0 | 0 | 0 | 0 | 0 | 0 | 0 | 0 | 0 | 0
Industrial Sector Energy Related Emissions before CCS[hard coal if,agriculture and forestry 01T03,SOx] | NoSettings | 0 | 0 | 0 | 0 | 0 | 0 | 0 | 0 | 0 | 0 | 0 | 0 | 0 | 0 | 0 | 0 | 0 | 0 | 0 | 0 | 0 | 0 | 0 | 0 | 0 | 0 | 0 | 0 | 0 | 0 | 0
Industrial Sector Energy Related Emissions before CCS[hard coal if,agriculture and forestry 01T03,BC] | NoSettings | 0 | 0 | 0 | 0 | 0 | 0 | 0 | 0 | 0 | 0 | 0 | 0 | 0 | 0 | 0 | 0 | 0 | 0 | 0 | 0 | 0 | 0 | 0 | 0 | 0 | 0 | 0 | 0 | 0 | 0 | 0
Industrial Sector Energy Related Emissions before CCS[hard coal if,agriculture and forestry 01T03,OC] | NoSettings | 0 | 0 | 0 | 0 | 0 | 0 | 0 | 0 | 0 | 0 | 0 | 0 | 0 | 0 | 0 | 0 | 0 | 0 | 0 | 0 | 0 | 0 | 0 | 0 | 0 | 0 | 0 | 0 | 0 | 0 | 0
Industrial Sector Energy Related Emissions before CCS[hard coal if,agriculture and forestry 01T03,CH4] | NoSettings | 0 | 0 | 0 | 0 | 0 | 0 | 0 | 0 | 0 | 0 | 0 | 0 | 0 | 0 | 0 | 0 | 0 | 0 | 0 | 0 | 0 | 0 | 0 | 0 | 0 | 0 | 0 | 0 | 0 | 0 | 0
Industrial Sector Energy Related Emissions before CCS[hard coal if,agriculture and forestry 01T03,N2O] | NoSettings | 0 | 0 | 0 | 0 | 0 | 0 | 0 | 0 | 0 | 0 | 0 | 0 | 0 | 0 | 0 | 0 | 0 | 0 | 0 | 0 | 0 | 0 | 0 | 0 | 0 | 0 | 0 | 0 | 0 | 0 | 0
Industrial Sector Energy Related Emissions before CCS[hard coal if,agriculture and forestry 01T03,F gases] | NoSettings | 0 | 0 | 0 | 0 | 0 | 0 | 0 | 0 | 0 | 0 | 0 | 0 | 0 | 0 | 0 | 0 | 0 | 0 | 0 | 0 | 0 | 0 | 0 | 0 | 0 | 0 | 0 | 0 | 0 | 0 | 0
Industrial Sector Energy Related Emissions before CCS[hard coal if,coal mining 05,CO2] | NoSettings | 0 | 0 | 0 | 0 | 0 | 0 | 0 | 0 | 0 | 0 | 0 | 0 | 0 | 0 | 0 | 0 | 0 | 0 | 0 | 0 | 0 | 0 | 0 | 0 | 0 | 0 | 0 | 0 | 0 | 0 | 0
Industrial Sector Energy Related Emissions before CCS[hard coal if,coal mining 05,VOC] | NoSettings | 0 | 0 | 0 | 0 | 0 | 0 | 0 | 0 | 0 | 0 | 0 | 0 | 0 | 0 | 0 | 0 | 0 | 0 | 0 | 0 | 0 | 0 | 0 | 0 | 0 | 0 | 0 | 0 | 0 | 0 | 0
Industrial Sector Energy Related Emissions before CCS[hard coal if,coal mining 05,CO] | NoSettings | 0 | 0 | 0 | 0 | 0 | 0 | 0 | 0 | 0 | 0 | 0 | 0 | 0 | 0 | 0 | 0 | 0 | 0 | 0 | 0 | 0 | 0 | 0 | 0 | 0 | 0 | 0 | 0 | 0 | 0 | 0
Industrial Sector Energy Related Emissions before CCS[hard coal if,coal mining 05,NOx] | NoSettings | 0 | 0 | 0 | 0 | 0 | 0 | 0 | 0 | 0 | 0 | 0 | 0 | 0 | 0 | 0 | 0 | 0 | 0 | 0 | 0 | 0 | 0 | 0 | 0 | 0 | 0 | 0 | 0 | 0 | 0 | 0
Industrial Sector Energy Related Emissions before CCS[hard coal if,coal mining 05,PM10] | NoSettings | 0 | 0 | 0 | 0 | 0 | 0 | 0 | 0 | 0 | 0 | 0 | 0 | 0 | 0 | 0 | 0 | 0 | 0 | 0 | 0 | 0 | 0 | 0 | 0 | 0 | 0 | 0 | 0 | 0 | 0 | 0
Industrial Sector Energy Related Emissions before CCS[hard coal if,coal mining 05,PM25] | NoSettings | 0 | 0 | 0 | 0 | 0 | 0 | 0 | 0 | 0 | 0 | 0 | 0 | 0 | 0 | 0 | 0 | 0 | 0 | 0 | 0 | 0 | 0 | 0 | 0 | 0 | 0 | 0 | 0 | 0 | 0 | 0
Industrial Sector Energy Related Emissions before CCS[hard coal if,coal mining 05,SOx] | NoSettings | 0 | 0 | 0 | 0 | 0 | 0 | 0 | 0 | 0 | 0 | 0 | 0 | 0 | 0 | 0 | 0 | 0 | 0 | 0 | 0 | 0 | 0 | 0 | 0 | 0 | 0 | 0 | 0 | 0 | 0 | 0
Industrial Sector Energy Related Emissions before CCS[hard coal if,coal mining 05,BC] | NoSettings | 0 | 0 | 0 | 0 | 0 | 0 | 0 | 0 | 0 | 0 | 0 | 0 | 0 | 0 | 0 | 0 | 0 | 0 | 0 | 0 | 0 | 0 | 0 | 0 | 0 | 0 | 0 | 0 | 0 | 0 | 0
Industrial Sector Energy Related Emissions before CCS[hard coal if,coal mining 05,OC] | NoSettings | 0 | 0 | 0 | 0 | 0 | 0 | 0 | 0 | 0 | 0 | 0 | 0 | 0 | 0 | 0 | 0 | 0 | 0 | 0 | 0 | 0 | 0 | 0 | 0 | 0 | 0 | 0 | 0 | 0 | 0 | 0
Industrial Sector Energy Related Emissions before CCS[hard coal if,coal mining 05,CH4] | NoSettings | 0 | 0 | 0 | 0 | 0 | 0 | 0 | 0 | 0 | 0 | 0 | 0 | 0 | 0 | 0 | 0 | 0 | 0 | 0 | 0 | 0 | 0 | 0 | 0 | 0 | 0 | 0 | 0 | 0 | 0 | 0
Industrial Sector Energy Related Emissions before CCS[hard coal if,coal mining 05,N2O] | NoSettings | 0 | 0 | 0 | 0 | 0 | 0 | 0 | 0 | 0 | 0 | 0 | 0 | 0 | 0 | 0 | 0 | 0 | 0 | 0 | 0 | 0 | 0 | 0 | 0 | 0 | 0 | 0 | 0 | 0 | 0 | 0
Industrial Sector Energy Related Emissions before CCS[hard coal if,coal mining 05,F gases] | NoSettings | 0 | 0 | 0 | 0 | 0 | 0 | 0 | 0 | 0 | 0 | 0 | 0 | 0 | 0 | 0 | 0 | 0 | 0 | 0 | 0 | 0 | 0 | 0 | 0 | 0 | 0 | 0 | 0 | 0 | 0 | 0
Industrial Sector Energy Related Emissions before CCS[hard coal if,oil and gas extraction 06,CO2] | NoSettings | 0 | 0 | 0 | 0 | 0 | 0 | 0 | 0 | 0 | 0 | 0 | 0 | 0 | 0 | 0 | 0 | 0 | 0 | 0 | 0 | 0 | 0 | 0 | 0 | 0 | 0 | 0 | 0 | 0 | 0 | 0
Industrial Sector Energy Related Emissions before CCS[hard coal if,oil and gas extraction 06,VOC] | NoSettings | 0 | 0 | 0 | 0 | 0 | 0 | 0 | 0 | 0 | 0 | 0 | 0 | 0 | 0 | 0 | 0 | 0 | 0 | 0 | 0 | 0 | 0 | 0 | 0 | 0 | 0 | 0 | 0 | 0 | 0 | 0
Industrial Sector Energy Related Emissions before CCS[hard coal if,oil and gas extraction 06,CO] | NoSettings | 0 | 0 | 0 | 0 | 0 | 0 | 0 | 0 | 0 | 0 | 0 | 0 | 0 | 0 | 0 | 0 | 0 | 0 | 0 | 0 | 0 | 0 | 0 | 0 | 0 | 0 | 0 | 0 | 0 | 0 | 0
Industrial Sector Energy Related Emissions before CCS[hard coal if,oil and gas extraction 06,NOx] | NoSettings | 0 | 0 | 0 | 0 | 0 | 0 | 0 | 0 | 0 | 0 | 0 | 0 | 0 | 0 | 0 | 0 | 0 | 0 | 0 | 0 | 0 | 0 | 0 | 0 | 0 | 0 | 0 | 0 | 0 | 0 | 0
Industrial Sector Energy Related Emissions before CCS[hard coal if,oil and gas extraction 06,PM10] | NoSettings | 0 | 0 | 0 | 0 | 0 | 0 | 0 | 0 | 0 | 0 | 0 | 0 | 0 | 0 | 0 | 0 | 0 | 0 | 0 | 0 | 0 | 0 | 0 | 0 | 0 | 0 | 0 | 0 | 0 | 0 | 0
Industrial Sector Energy Related Emissions before CCS[hard coal if,oil and gas extraction 06,PM25] | NoSettings | 0 | 0 | 0 | 0 | 0 | 0 | 0 | 0 | 0 | 0 | 0 | 0 | 0 | 0 | 0 | 0 | 0 | 0 | 0 | 0 | 0 | 0 | 0 | 0 | 0 | 0 | 0 | 0 | 0 | 0 | 0
Industrial Sector Energy Related Emissions before CCS[hard coal if,oil and gas extraction 06,SOx] | NoSettings | 0 | 0 | 0 | 0 | 0 | 0 | 0 | 0 | 0 | 0 | 0 | 0 | 0 | 0 | 0 | 0 | 0 | 0 | 0 | 0 | 0 | 0 | 0 | 0 | 0 | 0 | 0 | 0 | 0 | 0 | 0
Industrial Sector Energy Related Emissions before CCS[hard coal if,oil and gas extraction 06,BC] | NoSettings | 0 | 0 | 0 | 0 | 0 | 0 | 0 | 0 | 0 | 0 | 0 | 0 | 0 | 0 | 0 | 0 | 0 | 0 | 0 | 0 | 0 | 0 | 0 | 0 | 0 | 0 | 0 | 0 | 0 | 0 | 0
Industrial Sector Energy Related Emissions before CCS[hard coal if,oil and gas extraction 06,OC] | NoSettings | 0 | 0 | 0 | 0 | 0 | 0 | 0 | 0 | 0 | 0 | 0 | 0 | 0 | 0 | 0 | 0 | 0 | 0 | 0 | 0 | 0 | 0 | 0 | 0 | 0 | 0 | 0 | 0 | 0 | 0 | 0
Industrial Sector Energy Related Emissions before CCS[hard coal if,oil and gas extraction 06,CH4] | NoSettings | 0 | 0 | 0 | 0 | 0 | 0 | 0 | 0 | 0 | 0 | 0 | 0 | 0 | 0 | 0 | 0 | 0 | 0 | 0 | 0 | 0 | 0 | 0 | 0 | 0 | 0 | 0 | 0 | 0 | 0 | 0
Industrial Sector Energy Related Emissions before CCS[hard coal if,oil and gas extraction 06,N2O] | NoSettings | 0 | 0 | 0 | 0 | 0 | 0 | 0 | 0 | 0 | 0 | 0 | 0 | 0 | 0 | 0 | 0 | 0 | 0 | 0 | 0 | 0 | 0 | 0 | 0 | 0 | 0 | 0 | 0 | 0 | 0 | 0
Industrial Sector Energy Related Emissions before CCS[hard coal if,oil and gas extraction 06,F gases] | NoSettings | 0 | 0 | 0 | 0 | 0 | 0 | 0 | 0 | 0 | 0 | 0 | 0 | 0 | 0 | 0 | 0 | 0 | 0 | 0 | 0 | 0 | 0 | 0 | 0 | 0 | 0 | 0 | 0 | 0 | 0 | 0
Industrial Sector Energy Related Emissions before CCS[hard coal if,other mining and quarrying 07T08,CO2] | NoSettings | 0 | 0 | 0 | 0 | 0 | 0 | 0 | 0 | 0 | 0 | 0 | 0 | 0 | 0 | 0 | 0 | 0 | 0 | 0 | 0 | 0 | 0 | 0 | 0 | 0 | 0 | 0 | 0 | 0 | 0 | 0
Industrial Sector Energy Related Emissions before CCS[hard coal if,other mining and quarrying 07T08,VOC] | NoSettings | 0 | 0 | 0 | 0 | 0 | 0 | 0 | 0 | 0 | 0 | 0 | 0 | 0 | 0 | 0 | 0 | 0 | 0 | 0 | 0 | 0 | 0 | 0 | 0 | 0 | 0 | 0 | 0 | 0 | 0 | 0
Industrial Sector Energy Related Emissions before CCS[hard coal if,other mining and quarrying 07T08,CO] | NoSettings | 0 | 0 | 0 | 0 | 0 | 0 | 0 | 0 | 0 | 0 | 0 | 0 | 0 | 0 | 0 | 0 | 0 | 0 | 0 | 0 | 0 | 0 | 0 | 0 | 0 | 0 | 0 | 0 | 0 | 0 | 0
Industrial Sector Energy Related Emissions before CCS[hard coal if,other mining and quarrying 07T08,NOx] | NoSettings | 0 | 0 | 0 | 0 | 0 | 0 | 0 | 0 | 0 | 0 | 0 | 0 | 0 | 0 | 0 | 0 | 0 | 0 | 0 | 0 | 0 | 0 | 0 | 0 | 0 | 0 | 0 | 0 | 0 | 0 | 0
Industrial Sector Energy Related Emissions before CCS[hard coal if,other mining and quarrying 07T08,PM10] | NoSettings | 0 | 0 | 0 | 0 | 0 | 0 | 0 | 0 | 0 | 0 | 0 | 0 | 0 | 0 | 0 | 0 | 0 | 0 | 0 | 0 | 0 | 0 | 0 | 0 | 0 | 0 | 0 | 0 | 0 | 0 | 0
Industrial Sector Energy Related Emissions before CCS[hard coal if,other mining and quarrying 07T08,PM25] | NoSettings | 0 | 0 | 0 | 0 | 0 | 0 | 0 | 0 | 0 | 0 | 0 | 0 | 0 | 0 | 0 | 0 | 0 | 0 | 0 | 0 | 0 | 0 | 0 | 0 | 0 | 0 | 0 | 0 | 0 | 0 | 0
Industrial Sector Energy Related Emissions before CCS[hard coal if,other mining and quarrying 07T08,SOx] | NoSettings | 0 | 0 | 0 | 0 | 0 | 0 | 0 | 0 | 0 | 0 | 0 | 0 | 0 | 0 | 0 | 0 | 0 | 0 | 0 | 0 | 0 | 0 | 0 | 0 | 0 | 0 | 0 | 0 | 0 | 0 | 0
Industrial Sector Energy Related Emissions before CCS[hard coal if,other mining and quarrying 07T08,BC] | NoSettings | 0 | 0 | 0 | 0 | 0 | 0 | 0 | 0 | 0 | 0 | 0 | 0 | 0 | 0 | 0 | 0 | 0 | 0 | 0 | 0 | 0 | 0 | 0 | 0 | 0 | 0 | 0 | 0 | 0 | 0 | 0
Industrial Sector Energy Related Emissions before CCS[hard coal if,other mining and quarrying 07T08,OC] | NoSettings | 0 | 0 | 0 | 0 | 0 | 0 | 0 | 0 | 0 | 0 | 0 | 0 | 0 | 0 | 0 | 0 | 0 | 0 | 0 | 0 | 0 | 0 | 0 | 0 | 0 | 0 | 0 | 0 | 0 | 0 | 0
Industrial Sector Energy Related Emissions before CCS[hard coal if,other mining and quarrying 07T08,CH4] | NoSettings | 0 | 0 | 0 | 0 | 0 | 0 | 0 | 0 | 0 | 0 | 0 | 0 | 0 | 0 | 0 | 0 | 0 | 0 | 0 | 0 | 0 | 0 | 0 | 0 | 0 | 0 | 0 | 0 | 0 | 0 | 0
Industrial Sector Energy Related Emissions before CCS[hard coal if,other mining and quarrying 07T08,N2O] | NoSettings | 0 | 0 | 0 | 0 | 0 | 0 | 0 | 0 | 0 | 0 | 0 | 0 | 0 | 0 | 0 | 0 | 0 | 0 | 0 | 0 | 0 | 0 | 0 | 0 | 0 | 0 | 0 | 0 | 0 | 0 | 0
Industrial Sector Energy Related Emissions before CCS[hard coal if,other mining and quarrying 07T08,F gases] | NoSettings | 0 | 0 | 0 | 0 | 0 | 0 | 0 | 0 | 0 | 0 | 0 | 0 | 0 | 0 | 0 | 0 | 0 | 0 | 0 | 0 | 0 | 0 | 0 | 0 | 0 | 0 | 0 | 0 | 0 | 0 | 0
Industrial Sector Energy Related Emissions before CCS[hard coal if,food beverage and tobacco 10T12,CO2] | NoSettings | 0 | 0 | 0 | 0 | 0 | 0 | 0 | 0 | 0 | 0 | 0 | 0 | 0 | 0 | 0 | 0 | 0 | 0 | 0 | 0 | 0 | 0 | 0 | 0 | 0 | 0 | 0 | 0 | 0 | 0 | 0
Industrial Sector Energy Related Emissions before CCS[hard coal if,food beverage and tobacco 10T12,VOC] | NoSettings | 0 | 0 | 0 | 0 | 0 | 0 | 0 | 0 | 0 | 0 | 0 | 0 | 0 | 0 | 0 | 0 | 0 | 0 | 0 | 0 | 0 | 0 | 0 | 0 | 0 | 0 | 0 | 0 | 0 | 0 | 0
Industrial Sector Energy Related Emissions before CCS[hard coal if,food beverage and tobacco 10T12,CO] | NoSettings | 0 | 0 | 0 | 0 | 0 | 0 | 0 | 0 | 0 | 0 | 0 | 0 | 0 | 0 | 0 | 0 | 0 | 0 | 0 | 0 | 0 | 0 | 0 | 0 | 0 | 0 | 0 | 0 | 0 | 0 | 0
Industrial Sector Energy Related Emissions before CCS[hard coal if,food beverage and tobacco 10T12,NOx] | NoSettings | 0 | 0 | 0 | 0 | 0 | 0 | 0 | 0 | 0 | 0 | 0 | 0 | 0 | 0 | 0 | 0 | 0 | 0 | 0 | 0 | 0 | 0 | 0 | 0 | 0 | 0 | 0 | 0 | 0 | 0 | 0
Industrial Sector Energy Related Emissions before CCS[hard coal if,food beverage and tobacco 10T12,PM10] | NoSettings | 0 | 0 | 0 | 0 | 0 | 0 | 0 | 0 | 0 | 0 | 0 | 0 | 0 | 0 | 0 | 0 | 0 | 0 | 0 | 0 | 0 | 0 | 0 | 0 | 0 | 0 | 0 | 0 | 0 | 0 | 0
Industrial Sector Energy Related Emissions before CCS[hard coal if,food beverage and tobacco 10T12,PM25] | NoSettings | 0 | 0 | 0 | 0 | 0 | 0 | 0 | 0 | 0 | 0 | 0 | 0 | 0 | 0 | 0 | 0 | 0 | 0 | 0 | 0 | 0 | 0 | 0 | 0 | 0 | 0 | 0 | 0 | 0 | 0 | 0
Industrial Sector Energy Related Emissions before CCS[hard coal if,food beverage and tobacco 10T12,SOx] | NoSettings | 0 | 0 | 0 | 0 | 0 | 0 | 0 | 0 | 0 | 0 | 0 | 0 | 0 | 0 | 0 | 0 | 0 | 0 | 0 | 0 | 0 | 0 | 0 | 0 | 0 | 0 | 0 | 0 | 0 | 0 | 0
Industrial Sector Energy Related Emissions before CCS[hard coal if,food beverage and tobacco 10T12,BC] | NoSettings | 0 | 0 | 0 | 0 | 0 | 0 | 0 | 0 | 0 | 0 | 0 | 0 | 0 | 0 | 0 | 0 | 0 | 0 | 0 | 0 | 0 | 0 | 0 | 0 | 0 | 0 | 0 | 0 | 0 | 0 | 0
Industrial Sector Energy Related Emissions before CCS[hard coal if,food beverage and tobacco 10T12,OC] | NoSettings | 0 | 0 | 0 | 0 | 0 | 0 | 0 | 0 | 0 | 0 | 0 | 0 | 0 | 0 | 0 | 0 | 0 | 0 | 0 | 0 | 0 | 0 | 0 | 0 | 0 | 0 | 0 | 0 | 0 | 0 | 0
Industrial Sector Energy Related Emissions before CCS[hard coal if,food beverage and tobacco 10T12,CH4] | NoSettings | 0 | 0 | 0 | 0 | 0 | 0 | 0 | 0 | 0 | 0 | 0 | 0 | 0 | 0 | 0 | 0 | 0 | 0 | 0 | 0 | 0 | 0 | 0 | 0 | 0 | 0 | 0 | 0 | 0 | 0 | 0
Industrial Sector Energy Related Emissions before CCS[hard coal if,food beverage and tobacco 10T12,N2O] | NoSettings | 0 | 0 | 0 | 0 | 0 | 0 | 0 | 0 | 0 | 0 | 0 | 0 | 0 | 0 | 0 | 0 | 0 | 0 | 0 | 0 | 0 | 0 | 0 | 0 | 0 | 0 | 0 | 0 | 0 | 0 | 0
Industrial Sector Energy Related Emissions before CCS[hard coal if,food beverage and tobacco 10T12,F gases] | NoSettings | 0 | 0 | 0 | 0 | 0 | 0 | 0 | 0 | 0 | 0 | 0 | 0 | 0 | 0 | 0 | 0 | 0 | 0 | 0 | 0 | 0 | 0 | 0 | 0 | 0 | 0 | 0 | 0 | 0 | 0 | 0
Industrial Sector Energy Related Emissions before CCS[hard coal if,textiles apparel and leather 13T15,CO2] | NoSettings | 0 | 0 | 0 | 0 | 0 | 0 | 0 | 0 | 0 | 0 | 0 | 0 | 0 | 0 | 0 | 0 | 0 | 0 | 0 | 0 | 0 | 0 | 0 | 0 | 0 | 0 | 0 | 0 | 0 | 0 | 0
Industrial Sector Energy Related Emissions before CCS[hard coal if,textiles apparel and leather 13T15,VOC] | NoSettings | 0 | 0 | 0 | 0 | 0 | 0 | 0 | 0 | 0 | 0 | 0 | 0 | 0 | 0 | 0 | 0 | 0 | 0 | 0 | 0 | 0 | 0 | 0 | 0 | 0 | 0 | 0 | 0 | 0 | 0 | 0
Industrial Sector Energy Related Emissions before CCS[hard coal if,textiles apparel and leather 13T15,CO] | NoSettings | 0 | 0 | 0 | 0 | 0 | 0 | 0 | 0 | 0 | 0 | 0 | 0 | 0 | 0 | 0 | 0 | 0 | 0 | 0 | 0 | 0 | 0 | 0 | 0 | 0 | 0 | 0 | 0 | 0 | 0 | 0
Industrial Sector Energy Related Emissions before CCS[hard coal if,textiles apparel and leather 13T15,NOx] | NoSettings | 0 | 0 | 0 | 0 | 0 | 0 | 0 | 0 | 0 | 0 | 0 | 0 | 0 | 0 | 0 | 0 | 0 | 0 | 0 | 0 | 0 | 0 | 0 | 0 | 0 | 0 | 0 | 0 | 0 | 0 | 0
Industrial Sector Energy Related Emissions before CCS[hard coal if,textiles apparel and leather 13T15,PM10] | NoSettings | 0 | 0 | 0 | 0 | 0 | 0 | 0 | 0 | 0 | 0 | 0 | 0 | 0 | 0 | 0 | 0 | 0 | 0 | 0 | 0 | 0 | 0 | 0 | 0 | 0 | 0 | 0 | 0 | 0 | 0 | 0
Industrial Sector Energy Related Emissions before CCS[hard coal if,textiles apparel and leather 13T15,PM25] | NoSettings | 0 | 0 | 0 | 0 | 0 | 0 | 0 | 0 | 0 | 0 | 0 | 0 | 0 | 0 | 0 | 0 | 0 | 0 | 0 | 0 | 0 | 0 | 0 | 0 | 0 | 0 | 0 | 0 | 0 | 0 | 0
Industrial Sector Energy Related Emissions before CCS[hard coal if,textiles apparel and leather 13T15,SOx] | NoSettings | 0 | 0 | 0 | 0 | 0 | 0 | 0 | 0 | 0 | 0 | 0 | 0 | 0 | 0 | 0 | 0 | 0 | 0 | 0 | 0 | 0 | 0 | 0 | 0 | 0 | 0 | 0 | 0 | 0 | 0 | 0
Industrial Sector Energy Related Emissions before CCS[hard coal if,textiles apparel and leather 13T15,BC] | NoSettings | 0 | 0 | 0 | 0 | 0 | 0 | 0 | 0 | 0 | 0 | 0 | 0 | 0 | 0 | 0 | 0 | 0 | 0 | 0 | 0 | 0 | 0 | 0 | 0 | 0 | 0 | 0 | 0 | 0 | 0 | 0
Industrial Sector Energy Related Emissions before CCS[hard coal if,textiles apparel and leather 13T15,OC] | NoSettings | 0 | 0 | 0 | 0 | 0 | 0 | 0 | 0 | 0 | 0 | 0 | 0 | 0 | 0 | 0 | 0 | 0 | 0 | 0 | 0 | 0 | 0 | 0 | 0 | 0 | 0 | 0 | 0 | 0 | 0 | 0
Industrial Sector Energy Related Emissions before CCS[hard coal if,textiles apparel and leather 13T15,CH4] | NoSettings | 0 | 0 | 0 | 0 | 0 | 0 | 0 | 0 | 0 | 0 | 0 | 0 | 0 | 0 | 0 | 0 | 0 | 0 | 0 | 0 | 0 | 0 | 0 | 0 | 0 | 0 | 0 | 0 | 0 | 0 | 0
Industrial Sector Energy Related Emissions before CCS[hard coal if,textiles apparel and leather 13T15,N2O] | NoSettings | 0 | 0 | 0 | 0 | 0 | 0 | 0 | 0 | 0 | 0 | 0 | 0 | 0 | 0 | 0 | 0 | 0 | 0 | 0 | 0 | 0 | 0 | 0 | 0 | 0 | 0 | 0 | 0 | 0 | 0 | 0
Industrial Sector Energy Related Emissions before CCS[hard coal if,textiles apparel and leather 13T15,F gases] | NoSettings | 0 | 0 | 0 | 0 | 0 | 0 | 0 | 0 | 0 | 0 | 0 | 0 | 0 | 0 | 0 | 0 | 0 | 0 | 0 | 0 | 0 | 0 | 0 | 0 | 0 | 0 | 0 | 0 | 0 | 0 | 0
Industrial Sector Energy Related Emissions before CCS[hard coal if,wood products 16,CO2] | NoSettings | 0 | 0 | 0 | 0 | 0 | 0 | 0 | 0 | 0 | 0 | 0 | 0 | 0 | 0 | 0 | 0 | 0 | 0 | 0 | 0 | 0 | 0 | 0 | 0 | 0 | 0 | 0 | 0 | 0 | 0 | 0
Industrial Sector Energy Related Emissions before CCS[hard coal if,wood products 16,VOC] | NoSettings | 0 | 0 | 0 | 0 | 0 | 0 | 0 | 0 | 0 | 0 | 0 | 0 | 0 | 0 | 0 | 0 | 0 | 0 | 0 | 0 | 0 | 0 | 0 | 0 | 0 | 0 | 0 | 0 | 0 | 0 | 0
Industrial Sector Energy Related Emissions before CCS[hard coal if,wood products 16,CO] | NoSettings | 0 | 0 | 0 | 0 | 0 | 0 | 0 | 0 | 0 | 0 | 0 | 0 | 0 | 0 | 0 | 0 | 0 | 0 | 0 | 0 | 0 | 0 | 0 | 0 | 0 | 0 | 0 | 0 | 0 | 0 | 0
Industrial Sector Energy Related Emissions before CCS[hard coal if,wood products 16,NOx] | NoSettings | 0 | 0 | 0 | 0 | 0 | 0 | 0 | 0 | 0 | 0 | 0 | 0 | 0 | 0 | 0 | 0 | 0 | 0 | 0 | 0 | 0 | 0 | 0 | 0 | 0 | 0 | 0 | 0 | 0 | 0 | 0
Industrial Sector Energy Related Emissions before CCS[hard coal if,wood products 16,PM10] | NoSettings | 0 | 0 | 0 | 0 | 0 | 0 | 0 | 0 | 0 | 0 | 0 | 0 | 0 | 0 | 0 | 0 | 0 | 0 | 0 | 0 | 0 | 0 | 0 | 0 | 0 | 0 | 0 | 0 | 0 | 0 | 0
Industrial Sector Energy Related Emissions before CCS[hard coal if,wood products 16,PM25] | NoSettings | 0 | 0 | 0 | 0 | 0 | 0 | 0 | 0 | 0 | 0 | 0 | 0 | 0 | 0 | 0 | 0 | 0 | 0 | 0 | 0 | 0 | 0 | 0 | 0 | 0 | 0 | 0 | 0 | 0 | 0 | 0
Industrial Sector Energy Related Emissions before CCS[hard coal if,wood products 16,SOx] | NoSettings | 0 | 0 | 0 | 0 | 0 | 0 | 0 | 0 | 0 | 0 | 0 | 0 | 0 | 0 | 0 | 0 | 0 | 0 | 0 | 0 | 0 | 0 | 0 | 0 | 0 | 0 | 0 | 0 | 0 | 0 | 0
Industrial Sector Energy Related Emissions before CCS[hard coal if,wood products 16,BC] | NoSettings | 0 | 0 | 0 | 0 | 0 | 0 | 0 | 0 | 0 | 0 | 0 | 0 | 0 | 0 | 0 | 0 | 0 | 0 | 0 | 0 | 0 | 0 | 0 | 0 | 0 | 0 | 0 | 0 | 0 | 0 | 0
Industrial Sector Energy Related Emissions before CCS[hard coal if,wood products 16,OC] | NoSettings | 0 | 0 | 0 | 0 | 0 | 0 | 0 | 0 | 0 | 0 | 0 | 0 | 0 | 0 | 0 | 0 | 0 | 0 | 0 | 0 | 0 | 0 | 0 | 0 | 0 | 0 | 0 | 0 | 0 | 0 | 0
Industrial Sector Energy Related Emissions before CCS[hard coal if,wood products 16,CH4] | NoSettings | 0 | 0 | 0 | 0 | 0 | 0 | 0 | 0 | 0 | 0 | 0 | 0 | 0 | 0 | 0 | 0 | 0 | 0 | 0 | 0 | 0 | 0 | 0 | 0 | 0 | 0 | 0 | 0 | 0 | 0 | 0
Industrial Sector Energy Related Emissions before CCS[hard coal if,wood products 16,N2O] | NoSettings | 0 | 0 | 0 | 0 | 0 | 0 | 0 | 0 | 0 | 0 | 0 | 0 | 0 | 0 | 0 | 0 | 0 | 0 | 0 | 0 | 0 | 0 | 0 | 0 | 0 | 0 | 0 | 0 | 0 | 0 | 0
Industrial Sector Energy Related Emissions before CCS[hard coal if,wood products 16,F gases] | NoSettings | 0 | 0 | 0 | 0 | 0 | 0 | 0 | 0 | 0 | 0 | 0 | 0 | 0 | 0 | 0 | 0 | 0 | 0 | 0 | 0 | 0 | 0 | 0 | 0 | 0 | 0 | 0 | 0 | 0 | 0 | 0
Industrial Sector Energy Related Emissions before CCS[hard coal if,pulp paper and printing 17T18,CO2] | NoSettings | 0 | 0 | 0 | 0 | 0 | 0 | 0 | 0 | 0 | 0 | 0 | 0 | 0 | 0 | 0 | 0 | 0 | 0 | 0 | 0 | 0 | 0 | 0 | 0 | 0 | 0 | 0 | 0 | 0 | 0 | 0
Industrial Sector Energy Related Emissions before CCS[hard coal if,pulp paper and printing 17T18,VOC] | NoSettings | 0 | 0 | 0 | 0 | 0 | 0 | 0 | 0 | 0 | 0 | 0 | 0 | 0 | 0 | 0 | 0 | 0 | 0 | 0 | 0 | 0 | 0 | 0 | 0 | 0 | 0 | 0 | 0 | 0 | 0 | 0
Industrial Sector Energy Related Emissions before CCS[hard coal if,pulp paper and printing 17T18,CO] | NoSettings | 0 | 0 | 0 | 0 | 0 | 0 | 0 | 0 | 0 | 0 | 0 | 0 | 0 | 0 | 0 | 0 | 0 | 0 | 0 | 0 | 0 | 0 | 0 | 0 | 0 | 0 | 0 | 0 | 0 | 0 | 0
Industrial Sector Energy Related Emissions before CCS[hard coal if,pulp paper and printing 17T18,NOx] | NoSettings | 0 | 0 | 0 | 0 | 0 | 0 | 0 | 0 | 0 | 0 | 0 | 0 | 0 | 0 | 0 | 0 | 0 | 0 | 0 | 0 | 0 | 0 | 0 | 0 | 0 | 0 | 0 | 0 | 0 | 0 | 0
Industrial Sector Energy Related Emissions before CCS[hard coal if,pulp paper and printing 17T18,PM10] | NoSettings | 0 | 0 | 0 | 0 | 0 | 0 | 0 | 0 | 0 | 0 | 0 | 0 | 0 | 0 | 0 | 0 | 0 | 0 | 0 | 0 | 0 | 0 | 0 | 0 | 0 | 0 | 0 | 0 | 0 | 0 | 0
Industrial Sector Energy Related Emissions before CCS[hard coal if,pulp paper and printing 17T18,PM25] | NoSettings | 0 | 0 | 0 | 0 | 0 | 0 | 0 | 0 | 0 | 0 | 0 | 0 | 0 | 0 | 0 | 0 | 0 | 0 | 0 | 0 | 0 | 0 | 0 | 0 | 0 | 0 | 0 | 0 | 0 | 0 | 0
Industrial Sector Energy Related Emissions before CCS[hard coal if,pulp paper and printing 17T18,SOx] | NoSettings | 0 | 0 | 0 | 0 | 0 | 0 | 0 | 0 | 0 | 0 | 0 | 0 | 0 | 0 | 0 | 0 | 0 | 0 | 0 | 0 | 0 | 0 | 0 | 0 | 0 | 0 | 0 | 0 | 0 | 0 | 0
Industrial Sector Energy Related Emissions before CCS[hard coal if,pulp paper and printing 17T18,BC] | NoSettings | 0 | 0 | 0 | 0 | 0 | 0 | 0 | 0 | 0 | 0 | 0 | 0 | 0 | 0 | 0 | 0 | 0 | 0 | 0 | 0 | 0 | 0 | 0 | 0 | 0 | 0 | 0 | 0 | 0 | 0 | 0
Industrial Sector Energy Related Emissions before CCS[hard coal if,pulp paper and printing 17T18,OC] | NoSettings | 0 | 0 | 0 | 0 | 0 | 0 | 0 | 0 | 0 | 0 | 0 | 0 | 0 | 0 | 0 | 0 | 0 | 0 | 0 | 0 | 0 | 0 | 0 | 0 | 0 | 0 | 0 | 0 | 0 | 0 | 0
Industrial Sector Energy Related Emissions before CCS[hard coal if,pulp paper and printing 17T18,CH4] | NoSettings | 0 | 0 | 0 | 0 | 0 | 0 | 0 | 0 | 0 | 0 | 0 | 0 | 0 | 0 | 0 | 0 | 0 | 0 | 0 | 0 | 0 | 0 | 0 | 0 | 0 | 0 | 0 | 0 | 0 | 0 | 0
Industrial Sector Energy Related Emissions before CCS[hard coal if,pulp paper and printing 17T18,N2O] | NoSettings | 0 | 0 | 0 | 0 | 0 | 0 | 0 | 0 | 0 | 0 | 0 | 0 | 0 | 0 | 0 | 0 | 0 | 0 | 0 | 0 | 0 | 0 | 0 | 0 | 0 | 0 | 0 | 0 | 0 | 0 | 0
Industrial Sector Energy Related Emissions before CCS[hard coal if,pulp paper and printing 17T18,F gases] | NoSettings | 0 | 0 | 0 | 0 | 0 | 0 | 0 | 0 | 0 | 0 | 0 | 0 | 0 | 0 | 0 | 0 | 0 | 0 | 0 | 0 | 0 | 0 | 0 | 0 | 0 | 0 | 0 | 0 | 0 | 0 | 0
Industrial Sector Energy Related Emissions before CCS[hard coal if,refined petroleum and coke 19,CO2] | NoSettings | 5498550000000 | 5499760000000 | 5500140000000 | 5500640000000 | 5500930000000 | 5501170000000 | 5501370000000 | 5501600000000 | 5501540000000 | 5503060000000 | 5504420000000 | 5505730000000 | 5507180000000 | 5508460000000 | 5509710000000 | 5510820000000 | 5512140000000 | 5511940000000 | 5511730000000 | 5511630000000 | 5511470000000 | 5511460000000 | 5511340000000 | 5511200000000 | 5511060000000 | 3817430000000 | 4156020000000 | 3817350000000 | 3478580000000 | 3139820000000 | 2801110000000
Industrial Sector Energy Related Emissions before CCS[hard coal if,refined petroleum and coke 19,VOC] | NoSettings | 25788100 | 25793700 | 25795500 | 25797900 | 25799200 | 25800300 | 25801300 | 25802400 | 25802100 | 25809200 | 25815600 | 25821700 | 25828500 | 25834500 | 25840400 | 25845600 | 25851800 | 25850900 | 25849900 | 25849400 | 25848700 | 25848600 | 25848000 | 25847400 | 25846700 | 17903700 | 19491600 | 17903300 | 16314500 | 14725700 | 13137100
Industrial Sector Energy Related Emissions before CCS[hard coal if,refined petroleum and coke 19,CO] | NoSettings | 1310600000 | 1310890000 | 1310980000 | 1311100000 | 1311170000 | 1311230000 | 1311280000 | 1311330000 | 1311320000 | 1311680000 | 1312000000 | 1312310000 | 1312660000 | 1312960000 | 1313260000 | 1313530000 | 1313840000 | 1313790000 | 1313740000 | 1313720000 | 1313680000 | 1313680000 | 1313650000 | 1313620000 | 1313590000 | 909901000 | 990606000 | 909881000 | 829135000 | 748390000 | 667656000
Industrial Sector Energy Related Emissions before CCS[hard coal if,refined petroleum and coke 19,NOx] | NoSettings | 6654600000 | 6656060000 | 6656520000 | 6657130000 | 6657480000 | 6657760000 | 6658010000 | 6658290000 | 6658210000 | 6660060000 | 6661700000 | 6663290000 | 6665040000 | 6666590000 | 6668100000 | 6669450000 | 6671040000 | 6670800000 | 6670550000 | 6670430000 | 6670240000 | 6670220000 | 6670070000 | 6669910000 | 6669740000 | 4620030000 | 5029810000 | 4619930000 | 4209940000 | 3799960000 | 3390030000
Industrial Sector Energy Related Emissions before CCS[hard coal if,refined petroleum and coke 19,PM10] | NoSettings | 145726000 | 145758000 | 145768000 | 145781000 | 145789000 | 145795000 | 145801000 | 145807000 | 145805000 | 145845000 | 145881000 | 145916000 | 145954000 | 145988000 | 146022000 | 146051000 | 146086000 | 146081000 | 146075000 | 146073000 | 146068000 | 146068000 | 146065000 | 146061000 | 146057000 | 101172000 | 110145000 | 101170000 | 92191400 | 83213400 | 74236600
Industrial Sector Energy Related Emissions before CCS[hard coal if,refined petroleum and coke 19,PM25] | NoSettings | 137943000 | 137973000 | 137983000 | 137995000 | 138003000 | 138009000 | 138014000 | 138019000 | 138018000 | 138056000 | 138090000 | 138123000 | 138159000 | 138192000 | 138223000 | 138251000 | 138284000 | 138279000 | 138274000 | 138271000 | 138267000 | 138267000 | 138264000 | 138260000 | 138257000 | 95768400 | 104263000 | 95766300 | 87267700 | 78769200 | 70271800
Industrial Sector Energy Related Emissions before CCS[hard coal if,refined petroleum and coke 19,SOx] | NoSettings | 29785000000 | 29791500000 | 29793600000 | 29796300000 | 29797900000 | 29799100000 | 29800300000 | 29801500000 | 29801200000 | 29809400000 | 29816800000 | 29823900000 | 29831700000 | 29838700000 | 29845400000 | 29851500000 | 29858600000 | 29857500000 | 29856400000 | 29855900000 | 29855000000 | 29854900000 | 29854200000 | 29853500000 | 29852800000 | 20678600000 | 22512700000 | 20678100000 | 18843100000 | 17008000000 | 15173300000
Industrial Sector Energy Related Emissions before CCS[hard coal if,refined petroleum and coke 19,BC] | NoSettings | 5924280 | 5925590 | 5925990 | 5926530 | 5926850 | 5927100 | 5927330 | 5927570 | 5927500 | 5929140 | 5930610 | 5932020 | 5933580 | 5934960 | 5936310 | 5937510 | 5938920 | 5938710 | 5938490 | 5938380 | 5938210 | 5938200 | 5938060 | 5937920 | 5937770 | 4113000 | 4477810 | 4112910 | 3747920 | 3382930 | 3017990
Industrial Sector Energy Related Emissions before CCS[hard coal if,refined petroleum and coke 19,OC] | NoSettings | 11151600 | 11154000 | 11154800 | 11155800 | 11156400 | 11156900 | 11157300 | 11157800 | 11157700 | 11160700 | 11163500 | 11166200 | 11169100 | 11171700 | 11174200 | 11176500 | 11179100 | 11178800 | 11178300 | 11178100 | 11177800 | 11177800 | 11177500 | 11177300 | 11177000 | 7742120 | 8428820 | 7741950 | 7054900 | 6367870 | 5680920
Industrial Sector Energy Related Emissions before CCS[hard coal if,refined petroleum and coke 19,CH4] | NoSettings | 638893000 | 639034000 | 639078000 | 639136000 | 639170000 | 639197000 | 639221000 | 639248000 | 639241000 | 639418000 | 639575000 | 639727000 | 639896000 | 640045000 | 640190000 | 640320000 | 640472000 | 640449000 | 640425000 | 640414000 | 640395000 | 640394000 | 640379000 | 640364000 | 640347000 | 443559000 | 482901000 | 443549000 | 404187000 | 364826000 | 325470000
Industrial Sector Energy Related Emissions before CCS[hard coal if,refined petroleum and coke 19,N2O] | NoSettings | 92929900 | 92950400 | 92956800 | 92965200 | 92970200 | 92974200 | 92977600 | 92981500 | 92980500 | 93006200 | 93029200 | 93051300 | 93075800 | 93097400 | 93118500 | 93137400 | 93159600 | 93156300 | 93152700 | 93151100 | 93148400 | 93148200 | 93146000 | 93143800 | 93141400 | 64517700 | 70240200 | 64516200 | 58790800 | 53065600 | 47341000
Industrial Sector Energy Related Emissions before CCS[hard coal if,refined petroleum and coke 19,F gases] | NoSettings | 0 | 0 | 0 | 0 | 0 | 0 | 0 | 0 | 0 | 0 | 0 | 0 | 0 | 0 | 0 | 0 | 0 | 0 | 0 | 0 | 0 | 0 | 0 | 0 | 0 | 0 | 0 | 0 | 0 | 0 | 0
Industrial Sector Energy Related Emissions before CCS[hard coal if,chemicals 20,CO2] | NoSettings | 0 | 35615600 | 62128300 | 80542500 | 89460500 | 91508000 | 89195800 | 92055900 | 144143000 | 138074000 | 131563000 | 122762000 | 125527000 | 127513000 | 129135000 | 129687000 | 131250000 | 126584000 | 123476000 | 120314000 | 117700000 | 115208000 | 111277000 | 107257000 | 102904000 | 78217200 | 78766800 | 73386400 | 68270300 | 63186400 | 57982100
Industrial Sector Energy Related Emissions before CCS[hard coal if,chemicals 20,VOC] | NoSettings | 0 | 167.036 | 291.38 | 377.742 | 419.568 | 429.17 | 418.326 | 431.74 | 676.029 | 647.562 | 617.026 | 575.752 | 588.716 | 598.033 | 605.642 | 608.227 | 615.557 | 593.678 | 579.1 | 564.269 | 552.009 | 540.323 | 521.888 | 503.033 | 482.619 | 366.837 | 369.414 | 344.18 | 320.186 | 296.343 | 271.935
Industrial Sector Energy Related Emissions before CCS[hard coal if,chemicals 20,CO] | NoSettings | 0 | 8489.13 | 14808.5 | 19197.6 | 21323.3 | 21811.3 | 21260.2 | 21941.9 | 34357.2 | 32910.4 | 31358.6 | 29260.9 | 29919.8 | 30393.3 | 30780 | 30911.4 | 31283.9 | 30171.9 | 29431 | 28677.3 | 28054.2 | 27460.3 | 26523.4 | 25565.2 | 24527.7 | 18643.4 | 18774.4 | 17492 | 16272.5 | 15060.7 | 13820.3
Industrial Sector Energy Related Emissions before CCS[hard coal if,chemicals 20,NOx] | NoSettings | 0 | 43103.6 | 75190.5 | 97476.2 | 108269 | 110747 | 107949 | 111410 | 174449 | 167103 | 159223 | 148572 | 151918 | 154322 | 156286 | 156953 | 158844 | 153198 | 149436 | 145609 | 142446 | 139430 | 134673 | 129807 | 124540 | 94662 | 95327.2 | 88815.6 | 82623.8 | 76471.1 | 70172.7
Industrial Sector Energy Related Emissions before CCS[hard coal if,chemicals 20,PM10] | NoSettings | 0 | 943.905 | 1646.56 | 2134.58 | 2370.94 | 2425.2 | 2363.92 | 2439.72 | 3820.17 | 3659.31 | 3486.75 | 3253.52 | 3326.78 | 3379.43 | 3422.42 | 3437.03 | 3478.45 | 3354.81 | 3272.44 | 3188.63 | 3119.35 | 3053.31 | 2949.14 | 2842.59 | 2727.23 | 2072.96 | 2087.52 | 1944.93 | 1809.34 | 1674.6 | 1536.68
Industrial Sector Energy Related Emissions before CCS[hard coal if,chemicals 20,PM25] | NoSettings | 0 | 893.494 | 1558.62 | 2020.58 | 2244.31 | 2295.67 | 2237.67 | 2309.42 | 3616.15 | 3463.87 | 3300.53 | 3079.75 | 3149.1 | 3198.94 | 3239.64 | 3253.47 | 3292.68 | 3175.64 | 3097.66 | 3018.33 | 2952.75 | 2890.24 | 2791.63 | 2690.77 | 2581.58 | 1962.25 | 1976.03 | 1841.05 | 1712.71 | 1585.17 | 1454.61
Industrial Sector Energy Related Emissions before CCS[hard coal if,chemicals 20,SOx] | NoSettings | 0 | 192925 | 336541 | 436289 | 484597 | 495688 | 483163 | 498656 | 780807 | 747928 | 712660 | 664988 | 679962 | 690723 | 699511 | 702497 | 710963 | 685693 | 668855 | 651726 | 637566 | 624068 | 602776 | 580998 | 557420 | 423693 | 426670 | 397525 | 369812 | 342273 | 314082
Industrial Sector Energy Related Emissions before CCS[hard coal if,chemicals 20,BC] | NoSettings | 0 | 38.3732 | 66.9386 | 86.7786 | 96.3872 | 98.5932 | 96.102 | 99.1835 | 155.304 | 148.764 | 141.749 | 132.267 | 135.246 | 137.386 | 139.134 | 139.728 | 141.412 | 136.385 | 133.036 | 129.629 | 126.813 | 124.128 | 119.893 | 115.562 | 110.872 | 84.2733 | 84.8655 | 79.0684 | 73.5562 | 68.0787 | 62.4715
Industrial Sector Energy Related Emissions before CCS[hard coal if,chemicals 20,OC] | NoSettings | 0 | 72.2319 | 126.002 | 163.348 | 181.435 | 185.587 | 180.898 | 186.698 | 292.337 | 280.027 | 266.822 | 248.974 | 254.58 | 258.609 | 261.899 | 263.017 | 266.187 | 256.726 | 250.422 | 244.008 | 238.707 | 233.653 | 225.681 | 217.528 | 208.7 | 158.632 | 159.747 | 148.835 | 138.459 | 128.148 | 117.593
Industrial Sector Energy Related Emissions before CCS[hard coal if,chemicals 20,CH4] | NoSettings | 0 | 4138.29 | 7218.87 | 9358.48 | 10394.7 | 10632.6 | 10363.9 | 10696.3 | 16748.5 | 16043.2 | 15286.7 | 14264.1 | 14585.3 | 14816.1 | 15004.7 | 15068.7 | 15250.3 | 14708.2 | 14347.1 | 13979.6 | 13675.9 | 13386.4 | 12929.7 | 12462.5 | 11956.8 | 9088.3 | 9152.16 | 8526.99 | 7932.53 | 7341.82 | 6737.13
Industrial Sector Energy Related Emissions before CCS[hard coal if,chemicals 20,N2O] | NoSettings | 0 | 601.932 | 1050.02 | 1361.23 | 1511.96 | 1546.56 | 1507.48 | 1555.82 | 2436.14 | 2333.56 | 2223.52 | 2074.78 | 2121.5 | 2155.07 | 2182.49 | 2191.81 | 2218.22 | 2139.38 | 2086.85 | 2033.4 | 1989.22 | 1947.11 | 1880.68 | 1812.73 | 1739.17 | 1321.93 | 1331.22 | 1240.29 | 1153.82 | 1067.9 | 979.945
Industrial Sector Energy Related Emissions before CCS[hard coal if,chemicals 20,F gases] | NoSettings | 0 | 0 | 0 | 0 | 0 | 0 | 0 | 0 | 0 | 0 | 0 | 0 | 0 | 0 | 0 | 0 | 0 | 0 | 0 | 0 | 0 | 0 | 0 | 0 | 0 | 0 | 0 | 0 | 0 | 0 | 0
Industrial Sector Energy Related Emissions before CCS[hard coal if,rubber and plastic products 22,CO2] | NoSettings | 0 | 0 | 0 | 0 | 0 | 0 | 0 | 0 | 0 | 0 | 0 | 0 | 0 | 0 | 0 | 0 | 0 | 0 | 0 | 0 | 0 | 0 | 0 | 0 | 0 | 0 | 0 | 0 | 0 | 0 | 0
Industrial Sector Energy Related Emissions before CCS[hard coal if,rubber and plastic products 22,VOC] | NoSettings | 0 | 0 | 0 | 0 | 0 | 0 | 0 | 0 | 0 | 0 | 0 | 0 | 0 | 0 | 0 | 0 | 0 | 0 | 0 | 0 | 0 | 0 | 0 | 0 | 0 | 0 | 0 | 0 | 0 | 0 | 0
Industrial Sector Energy Related Emissions before CCS[hard coal if,rubber and plastic products 22,CO] | NoSettings | 0 | 0 | 0 | 0 | 0 | 0 | 0 | 0 | 0 | 0 | 0 | 0 | 0 | 0 | 0 | 0 | 0 | 0 | 0 | 0 | 0 | 0 | 0 | 0 | 0 | 0 | 0 | 0 | 0 | 0 | 0
Industrial Sector Energy Related Emissions before CCS[hard coal if,rubber and plastic products 22,NOx] | NoSettings | 0 | 0 | 0 | 0 | 0 | 0 | 0 | 0 | 0 | 0 | 0 | 0 | 0 | 0 | 0 | 0 | 0 | 0 | 0 | 0 | 0 | 0 | 0 | 0 | 0 | 0 | 0 | 0 | 0 | 0 | 0
Industrial Sector Energy Related Emissions before CCS[hard coal if,rubber and plastic products 22,PM10] | NoSettings | 0 | 0 | 0 | 0 | 0 | 0 | 0 | 0 | 0 | 0 | 0 | 0 | 0 | 0 | 0 | 0 | 0 | 0 | 0 | 0 | 0 | 0 | 0 | 0 | 0 | 0 | 0 | 0 | 0 | 0 | 0
Industrial Sector Energy Related Emissions before CCS[hard coal if,rubber and plastic products 22,PM25] | NoSettings | 0 | 0 | 0 | 0 | 0 | 0 | 0 | 0 | 0 | 0 | 0 | 0 | 0 | 0 | 0 | 0 | 0 | 0 | 0 | 0 | 0 | 0 | 0 | 0 | 0 | 0 | 0 | 0 | 0 | 0 | 0
Industrial Sector Energy Related Emissions before CCS[hard coal if,rubber and plastic products 22,SOx] | NoSettings | 0 | 0 | 0 | 0 | 0 | 0 | 0 | 0 | 0 | 0 | 0 | 0 | 0 | 0 | 0 | 0 | 0 | 0 | 0 | 0 | 0 | 0 | 0 | 0 | 0 | 0 | 0 | 0 | 0 | 0 | 0
Industrial Sector Energy Related Emissions before CCS[hard coal if,rubber and plastic products 22,BC] | NoSettings | 0 | 0 | 0 | 0 | 0 | 0 | 0 | 0 | 0 | 0 | 0 | 0 | 0 | 0 | 0 | 0 | 0 | 0 | 0 | 0 | 0 | 0 | 0 | 0 | 0 | 0 | 0 | 0 | 0 | 0 | 0
Industrial Sector Energy Related Emissions before CCS[hard coal if,rubber and plastic products 22,OC] | NoSettings | 0 | 0 | 0 | 0 | 0 | 0 | 0 | 0 | 0 | 0 | 0 | 0 | 0 | 0 | 0 | 0 | 0 | 0 | 0 | 0 | 0 | 0 | 0 | 0 | 0 | 0 | 0 | 0 | 0 | 0 | 0
Industrial Sector Energy Related Emissions before CCS[hard coal if,rubber and plastic products 22,CH4] | NoSettings | 0 | 0 | 0 | 0 | 0 | 0 | 0 | 0 | 0 | 0 | 0 | 0 | 0 | 0 | 0 | 0 | 0 | 0 | 0 | 0 | 0 | 0 | 0 | 0 | 0 | 0 | 0 | 0 | 0 | 0 | 0
Industrial Sector Energy Related Emissions before CCS[hard coal if,rubber and plastic products 22,N2O] | NoSettings | 0 | 0 | 0 | 0 | 0 | 0 | 0 | 0 | 0 | 0 | 0 | 0 | 0 | 0 | 0 | 0 | 0 | 0 | 0 | 0 | 0 | 0 | 0 | 0 | 0 | 0 | 0 | 0 | 0 | 0 | 0
Industrial Sector Energy Related Emissions before CCS[hard coal if,rubber and plastic products 22,F gases] | NoSettings | 0 | 0 | 0 | 0 | 0 | 0 | 0 | 0 | 0 | 0 | 0 | 0 | 0 | 0 | 0 | 0 | 0 | 0 | 0 | 0 | 0 | 0 | 0 | 0 | 0 | 0 | 0 | 0 | 0 | 0 | 0
Industrial Sector Energy Related Emissions before CCS[hard coal if,glass and glass products 231,CO2] | NoSettings | 0 | 0 | 0 | 0 | 0 | 0 | 0 | 0 | 0 | 0 | 0 | 0 | 0 | 0 | 0 | 0 | 0 | 0 | 0 | 0 | 0 | 0 | 0 | 0 | 0 | 0 | 0 | 0 | 0 | 0 | 0
Industrial Sector Energy Related Emissions before CCS[hard coal if,glass and glass products 231,VOC] | NoSettings | 0 | 0 | 0 | 0 | 0 | 0 | 0 | 0 | 0 | 0 | 0 | 0 | 0 | 0 | 0 | 0 | 0 | 0 | 0 | 0 | 0 | 0 | 0 | 0 | 0 | 0 | 0 | 0 | 0 | 0 | 0
Industrial Sector Energy Related Emissions before CCS[hard coal if,glass and glass products 231,CO] | NoSettings | 0 | 0 | 0 | 0 | 0 | 0 | 0 | 0 | 0 | 0 | 0 | 0 | 0 | 0 | 0 | 0 | 0 | 0 | 0 | 0 | 0 | 0 | 0 | 0 | 0 | 0 | 0 | 0 | 0 | 0 | 0
Industrial Sector Energy Related Emissions before CCS[hard coal if,glass and glass products 231,NOx] | NoSettings | 0 | 0 | 0 | 0 | 0 | 0 | 0 | 0 | 0 | 0 | 0 | 0 | 0 | 0 | 0 | 0 | 0 | 0 | 0 | 0 | 0 | 0 | 0 | 0 | 0 | 0 | 0 | 0 | 0 | 0 | 0
Industrial Sector Energy Related Emissions before CCS[hard coal if,glass and glass products 231,PM10] | NoSettings | 0 | 0 | 0 | 0 | 0 | 0 | 0 | 0 | 0 | 0 | 0 | 0 | 0 | 0 | 0 | 0 | 0 | 0 | 0 | 0 | 0 | 0 | 0 | 0 | 0 | 0 | 0 | 0 | 0 | 0 | 0
Industrial Sector Energy Related Emissions before CCS[hard coal if,glass and glass products 231,PM25] | NoSettings | 0 | 0 | 0 | 0 | 0 | 0 | 0 | 0 | 0 | 0 | 0 | 0 | 0 | 0 | 0 | 0 | 0 | 0 | 0 | 0 | 0 | 0 | 0 | 0 | 0 | 0 | 0 | 0 | 0 | 0 | 0
Industrial Sector Energy Related Emissions before CCS[hard coal if,glass and glass products 231,SOx] | NoSettings | 0 | 0 | 0 | 0 | 0 | 0 | 0 | 0 | 0 | 0 | 0 | 0 | 0 | 0 | 0 | 0 | 0 | 0 | 0 | 0 | 0 | 0 | 0 | 0 | 0 | 0 | 0 | 0 | 0 | 0 | 0
Industrial Sector Energy Related Emissions before CCS[hard coal if,glass and glass products 231,BC] | NoSettings | 0 | 0 | 0 | 0 | 0 | 0 | 0 | 0 | 0 | 0 | 0 | 0 | 0 | 0 | 0 | 0 | 0 | 0 | 0 | 0 | 0 | 0 | 0 | 0 | 0 | 0 | 0 | 0 | 0 | 0 | 0
Industrial Sector Energy Related Emissions before CCS[hard coal if,glass and glass products 231,OC] | NoSettings | 0 | 0 | 0 | 0 | 0 | 0 | 0 | 0 | 0 | 0 | 0 | 0 | 0 | 0 | 0 | 0 | 0 | 0 | 0 | 0 | 0 | 0 | 0 | 0 | 0 | 0 | 0 | 0 | 0 | 0 | 0
Industrial Sector Energy Related Emissions before CCS[hard coal if,glass and glass products 231,CH4] | NoSettings | 0 | 0 | 0 | 0 | 0 | 0 | 0 | 0 | 0 | 0 | 0 | 0 | 0 | 0 | 0 | 0 | 0 | 0 | 0 | 0 | 0 | 0 | 0 | 0 | 0 | 0 | 0 | 0 | 0 | 0 | 0
Industrial Sector Energy Related Emissions before CCS[hard coal if,glass and glass products 231,N2O] | NoSettings | 0 | 0 | 0 | 0 | 0 | 0 | 0 | 0 | 0 | 0 | 0 | 0 | 0 | 0 | 0 | 0 | 0 | 0 | 0 | 0 | 0 | 0 | 0 | 0 | 0 | 0 | 0 | 0 | 0 | 0 | 0
Industrial Sector Energy Related Emissions before CCS[hard coal if,glass and glass products 231,F gases] | NoSettings | 0 | 0 | 0 | 0 | 0 | 0 | 0 | 0 | 0 | 0 | 0 | 0 | 0 | 0 | 0 | 0 | 0 | 0 | 0 | 0 | 0 | 0 | 0 | 0 | 0 | 0 | 0 | 0 | 0 | 0 | 0
Industrial Sector Energy Related Emissions before CCS[hard coal if,cement and other nonmetallic minerals 239,CO2] | NoSettings | 3386890000000 | 3301810000000 | 3216900000000 | 3132000000000 | 3047060000000 | 2962100000000 | 2877110000000 | 2792140000000 | 2707400000000 | 2623580000000 | 2539660000000 | 2455610000000 | 2371620000000 | 2287560000000 | 2203440000000 | 2119290000000 | 2120250000000 | 2120100000000 | 2119950000000 | 2119810000000 | 2119690000000 | 2119570000000 | 2119430000000 | 2119270000000 | 2119100000000 | 2117190000000 | 2117430000000 | 2117000000000 | 2116570000000 | 2116150000000 | 2115740000000
Industrial Sector Energy Related Emissions before CCS[hard coal if,cement and other nonmetallic minerals 239,VOC] | NoSettings | 15884500 | 15485400 | 15087200 | 14689000 | 14290600 | 13892200 | 13493600 | 13095100 | 12697600 | 12304500 | 11910900 | 11516800 | 11122900 | 10728600 | 10334100 | 9939430 | 9943910 | 9943210 | 9942530 | 9941850 | 9941280 | 9940730 | 9940070 | 9939320 | 9938520 | 9929580 | 9930710 | 9928670 | 9926670 | 9924700 | 9922780
Industrial Sector Energy Related Emissions before CCS[hard coal if,cement and other nonmetallic minerals 239,CO] | NoSettings | 807281000 | 787000000 | 766763000 | 746526000 | 726280000 | 706028000 | 685772000 | 665518000 | 645319000 | 625341000 | 605338000 | 585306000 | 565287000 | 545249000 | 525200000 | 505143000 | 505370000 | 505335000 | 505300000 | 505265000 | 505237000 | 505208000 | 505175000 | 505137000 | 505096000 | 504642000 | 504699000 | 504596000 | 504494000 | 504394000 | 504296000
Industrial Sector Energy Related Emissions before CCS[hard coal if,cement and other nonmetallic minerals 239,NOx] | NoSettings | 4098980000 | 3996000000 | 3893250000 | 3790490000 | 3687690000 | 3584870000 | 3482010000 | 3379170000 | 3276610000 | 3175170000 | 3073610000 | 2971900000 | 2870250000 | 2768510000 | 2666710000 | 2564870000 | 2566020000 | 2565840000 | 2565670000 | 2565490000 | 2565340000 | 2565200000 | 2565030000 | 2564840000 | 2564630000 | 2562320000 | 2562610000 | 2562090000 | 2561570000 | 2561070000 | 2560570000
Industrial Sector Energy Related Emissions before CCS[hard coal if,cement and other nonmetallic minerals 239,PM10] | NoSettings | 89761500 | 87506400 | 85256300 | 83006100 | 80755000 | 78503200 | 76250900 | 73998900 | 71753000 | 69531600 | 67307500 | 65080100 | 62854200 | 60626200 | 58396900 | 56166800 | 56192100 | 56188100 | 56184300 | 56180400 | 56177200 | 56174100 | 56170300 | 56166100 | 56161600 | 56111100 | 56117400 | 56105900 | 56094600 | 56083500 | 56072700
Industrial Sector Energy Related Emissions before CCS[hard coal if,cement and other nonmetallic minerals 239,PM25] | NoSettings | 84967500 | 82832900 | 80703000 | 78573000 | 76442100 | 74310600 | 72178500 | 70046800 | 67920800 | 65818100 | 63712700 | 61604300 | 59497300 | 57388300 | 55278100 | 53167000 | 53191000 | 53187200 | 53183600 | 53179900 | 53176900 | 53173900 | 53170400 | 53166400 | 53162100 | 53114300 | 53120300 | 53109400 | 53098700 | 53088200 | 53078000
Industrial Sector Energy Related Emissions before CCS[hard coal if,cement and other nonmetallic minerals 239,SOx] | NoSettings | 18346400000 | 17885500000 | 17425600000 | 16965700000 | 16505600000 | 16045300000 | 15585000000 | 15124700000 | 14665600000 | 14211600000 | 13757000000 | 13301800000 | 12846800000 | 12391400000 | 11935800000 | 11480000000 | 11485100000 | 11484300000 | 11483500000 | 11482700000 | 11482100000 | 11481500000 | 11480700000 | 11479800000 | 11478900000 | 11468600000 | 11469900000 | 11467500000 | 11465200000 | 11462900000 | 11460700000
Industrial Sector Energy Related Emissions before CCS[hard coal if,cement and other nonmetallic minerals 239,BC] | NoSettings | 3649130 | 3557450 | 3465980 | 3374500 | 3282990 | 3191440 | 3099880 | 3008330 | 2917020 | 2826710 | 2736290 | 2645740 | 2555250 | 2464680 | 2374050 | 2283380 | 2284410 | 2284250 | 2284100 | 2283940 | 2283810 | 2283680 | 2283530 | 2283360 | 2283170 | 2281120 | 2281380 | 2280910 | 2280450 | 2280000 | 2279560
Industrial Sector Energy Related Emissions before CCS[hard coal if,cement and other nonmetallic minerals 239,OC] | NoSettings | 6868950 | 6696380 | 6524200 | 6352000 | 6179740 | 6007420 | 5835060 | 5662730 | 5490860 | 5320870 | 5150670 | 4980220 | 4809880 | 4639390 | 4468790 | 4298130 | 4300070 | 4299770 | 4299470 | 4299180 | 4298930 | 4298690 | 4298410 | 4298080 | 4297740 | 4293870 | 4294360 | 4293480 | 4292610 | 4291760 | 4290930
Industrial Sector Energy Related Emissions before CCS[hard coal if,cement and other nonmetallic minerals 239,CH4] | NoSettings | 393534000 | 383647000 | 373782000 | 363917000 | 354047000 | 344175000 | 334301000 | 324427000 | 314581000 | 304842000 | 295091000 | 285325000 | 275566000 | 265798000 | 256025000 | 246247000 | 246358000 | 246341000 | 246324000 | 246307000 | 246293000 | 246279000 | 246263000 | 246244000 | 246225000 | 246003000 | 246031000 | 245981000 | 245931000 | 245882000 | 245835000
Industrial Sector Energy Related Emissions before CCS[hard coal if,cement and other nonmetallic minerals 239,N2O] | NoSettings | 57241300 | 55803200 | 54368300 | 52933400 | 51497800 | 50061800 | 48625500 | 47189400 | 45757200 | 44340600 | 42922300 | 41501800 | 40082400 | 38661600 | 37240000 | 35817800 | 35833900 | 35831400 | 35828900 | 35826500 | 35824400 | 35822500 | 35820100 | 35817400 | 35814500 | 35782300 | 35786300 | 35779000 | 35771800 | 35764700 | 35757800
Industrial Sector Energy Related Emissions before CCS[hard coal if,cement and other nonmetallic minerals 239,F gases] | NoSettings | 0 | 0 | 0 | 0 | 0 | 0 | 0 | 0 | 0 | 0 | 0 | 0 | 0 | 0 | 0 | 0 | 0 | 0 | 0 | 0 | 0 | 0 | 0 | 0 | 0 | 0 | 0 | 0 | 0 | 0 | 0
Industrial Sector Energy Related Emissions before CCS[hard coal if,iron and steel 241,CO2] | NoSettings | 0 | 0 | 0 | 0 | 0 | 0 | 0 | 0 | 0 | 0 | 0 | 0 | 0 | 0 | 0 | 0 | 0 | 0 | 0 | 0 | 0 | 0 | 0 | 0 | 0 | 0 | 0 | 0 | 0 | 0 | 0
Industrial Sector Energy Related Emissions before CCS[hard coal if,iron and steel 241,VOC] | NoSettings | 0 | 0 | 0 | 0 | 0 | 0 | 0 | 0 | 0 | 0 | 0 | 0 | 0 | 0 | 0 | 0 | 0 | 0 | 0 | 0 | 0 | 0 | 0 | 0 | 0 | 0 | 0 | 0 | 0 | 0 | 0
Industrial Sector Energy Related Emissions before CCS[hard coal if,iron and steel 241,CO] | NoSettings | 0 | 0 | 0 | 0 | 0 | 0 | 0 | 0 | 0 | 0 | 0 | 0 | 0 | 0 | 0 | 0 | 0 | 0 | 0 | 0 | 0 | 0 | 0 | 0 | 0 | 0 | 0 | 0 | 0 | 0 | 0
Industrial Sector Energy Related Emissions before CCS[hard coal if,iron and steel 241,NOx] | NoSettings | 0 | 0 | 0 | 0 | 0 | 0 | 0 | 0 | 0 | 0 | 0 | 0 | 0 | 0 | 0 | 0 | 0 | 0 | 0 | 0 | 0 | 0 | 0 | 0 | 0 | 0 | 0 | 0 | 0 | 0 | 0
Industrial Sector Energy Related Emissions before CCS[hard coal if,iron and steel 241,PM10] | NoSettings | 0 | 0 | 0 | 0 | 0 | 0 | 0 | 0 | 0 | 0 | 0 | 0 | 0 | 0 | 0 | 0 | 0 | 0 | 0 | 0 | 0 | 0 | 0 | 0 | 0 | 0 | 0 | 0 | 0 | 0 | 0
Industrial Sector Energy Related Emissions before CCS[hard coal if,iron and steel 241,PM25] | NoSettings | 0 | 0 | 0 | 0 | 0 | 0 | 0 | 0 | 0 | 0 | 0 | 0 | 0 | 0 | 0 | 0 | 0 | 0 | 0 | 0 | 0 | 0 | 0 | 0 | 0 | 0 | 0 | 0 | 0 | 0 | 0
Industrial Sector Energy Related Emissions before CCS[hard coal if,iron and steel 241,SOx] | NoSettings | 0 | 0 | 0 | 0 | 0 | 0 | 0 | 0 | 0 | 0 | 0 | 0 | 0 | 0 | 0 | 0 | 0 | 0 | 0 | 0 | 0 | 0 | 0 | 0 | 0 | 0 | 0 | 0 | 0 | 0 | 0
Industrial Sector Energy Related Emissions before CCS[hard coal if,iron and steel 241,BC] | NoSettings | 0 | 0 | 0 | 0 | 0 | 0 | 0 | 0 | 0 | 0 | 0 | 0 | 0 | 0 | 0 | 0 | 0 | 0 | 0 | 0 | 0 | 0 | 0 | 0 | 0 | 0 | 0 | 0 | 0 | 0 | 0
Industrial Sector Energy Related Emissions before CCS[hard coal if,iron and steel 241,OC] | NoSettings | 0 | 0 | 0 | 0 | 0 | 0 | 0 | 0 | 0 | 0 | 0 | 0 | 0 | 0 | 0 | 0 | 0 | 0 | 0 | 0 | 0 | 0 | 0 | 0 | 0 | 0 | 0 | 0 | 0 | 0 | 0
Industrial Sector Energy Related Emissions before CCS[hard coal if,iron and steel 241,CH4] | NoSettings | 0 | 0 | 0 | 0 | 0 | 0 | 0 | 0 | 0 | 0 | 0 | 0 | 0 | 0 | 0 | 0 | 0 | 0 | 0 | 0 | 0 | 0 | 0 | 0 | 0 | 0 | 0 | 0 | 0 | 0 | 0
Industrial Sector Energy Related Emissions before CCS[hard coal if,iron and steel 241,N2O] | NoSettings | 0 | 0 | 0 | 0 | 0 | 0 | 0 | 0 | 0 | 0 | 0 | 0 | 0 | 0 | 0 | 0 | 0 | 0 | 0 | 0 | 0 | 0 | 0 | 0 | 0 | 0 | 0 | 0 | 0 | 0 | 0
Industrial Sector Energy Related Emissions before CCS[hard coal if,iron and steel 241,F gases] | NoSettings | 0 | 0 | 0 | 0 | 0 | 0 | 0 | 0 | 0 | 0 | 0 | 0 | 0 | 0 | 0 | 0 | 0 | 0 | 0 | 0 | 0 | 0 | 0 | 0 | 0 | 0 | 0 | 0 | 0 | 0 | 0
Industrial Sector Energy Related Emissions before CCS[hard coal if,other metals 242,CO2] | NoSettings | 0 | 0 | 0 | 0 | 0 | 0 | 0 | 0 | 0 | 0 | 0 | 0 | 0 | 0 | 0 | 0 | 0 | 0 | 0 | 0 | 0 | 0 | 0 | 0 | 0 | 0 | 0 | 0 | 0 | 0 | 0
Industrial Sector Energy Related Emissions before CCS[hard coal if,other metals 242,VOC] | NoSettings | 0 | 0 | 0 | 0 | 0 | 0 | 0 | 0 | 0 | 0 | 0 | 0 | 0 | 0 | 0 | 0 | 0 | 0 | 0 | 0 | 0 | 0 | 0 | 0 | 0 | 0 | 0 | 0 | 0 | 0 | 0
Industrial Sector Energy Related Emissions before CCS[hard coal if,other metals 242,CO] | NoSettings | 0 | 0 | 0 | 0 | 0 | 0 | 0 | 0 | 0 | 0 | 0 | 0 | 0 | 0 | 0 | 0 | 0 | 0 | 0 | 0 | 0 | 0 | 0 | 0 | 0 | 0 | 0 | 0 | 0 | 0 | 0
Industrial Sector Energy Related Emissions before CCS[hard coal if,other metals 242,NOx] | NoSettings | 0 | 0 | 0 | 0 | 0 | 0 | 0 | 0 | 0 | 0 | 0 | 0 | 0 | 0 | 0 | 0 | 0 | 0 | 0 | 0 | 0 | 0 | 0 | 0 | 0 | 0 | 0 | 0 | 0 | 0 | 0
Industrial Sector Energy Related Emissions before CCS[hard coal if,other metals 242,PM10] | NoSettings | 0 | 0 | 0 | 0 | 0 | 0 | 0 | 0 | 0 | 0 | 0 | 0 | 0 | 0 | 0 | 0 | 0 | 0 | 0 | 0 | 0 | 0 | 0 | 0 | 0 | 0 | 0 | 0 | 0 | 0 | 0
Industrial Sector Energy Related Emissions before CCS[hard coal if,other metals 242,PM25] | NoSettings | 0 | 0 | 0 | 0 | 0 | 0 | 0 | 0 | 0 | 0 | 0 | 0 | 0 | 0 | 0 | 0 | 0 | 0 | 0 | 0 | 0 | 0 | 0 | 0 | 0 | 0 | 0 | 0 | 0 | 0 | 0
Industrial Sector Energy Related Emissions before CCS[hard coal if,other metals 242,SOx] | NoSettings | 0 | 0 | 0 | 0 | 0 | 0 | 0 | 0 | 0 | 0 | 0 | 0 | 0 | 0 | 0 | 0 | 0 | 0 | 0 | 0 | 0 | 0 | 0 | 0 | 0 | 0 | 0 | 0 | 0 | 0 | 0
Industrial Sector Energy Related Emissions before CCS[hard coal if,other metals 242,BC] | NoSettings | 0 | 0 | 0 | 0 | 0 | 0 | 0 | 0 | 0 | 0 | 0 | 0 | 0 | 0 | 0 | 0 | 0 | 0 | 0 | 0 | 0 | 0 | 0 | 0 | 0 | 0 | 0 | 0 | 0 | 0 | 0
Industrial Sector Energy Related Emissions before CCS[hard coal if,other metals 242,OC] | NoSettings | 0 | 0 | 0 | 0 | 0 | 0 | 0 | 0 | 0 | 0 | 0 | 0 | 0 | 0 | 0 | 0 | 0 | 0 | 0 | 0 | 0 | 0 | 0 | 0 | 0 | 0 | 0 | 0 | 0 | 0 | 0
Industrial Sector Energy Related Emissions before CCS[hard coal if,other metals 242,CH4] | NoSettings | 0 | 0 | 0 | 0 | 0 | 0 | 0 | 0 | 0 | 0 | 0 | 0 | 0 | 0 | 0 | 0 | 0 | 0 | 0 | 0 | 0 | 0 | 0 | 0 | 0 | 0 | 0 | 0 | 0 | 0 | 0
Industrial Sector Energy Related Emissions before CCS[hard coal if,other metals 242,N2O] | NoSettings | 0 | 0 | 0 | 0 | 0 | 0 | 0 | 0 | 0 | 0 | 0 | 0 | 0 | 0 | 0 | 0 | 0 | 0 | 0 | 0 | 0 | 0 | 0 | 0 | 0 | 0 | 0 | 0 | 0 | 0 | 0
Industrial Sector Energy Related Emissions before CCS[hard coal if,other metals 242,F gases] | NoSettings | 0 | 0 | 0 | 0 | 0 | 0 | 0 | 0 | 0 | 0 | 0 | 0 | 0 | 0 | 0 | 0 | 0 | 0 | 0 | 0 | 0 | 0 | 0 | 0 | 0 | 0 | 0 | 0 | 0 | 0 | 0
Industrial Sector Energy Related Emissions before CCS[hard coal if,metal products except machinery and vehicles 25,CO2] | NoSettings | 0 | 0 | 0 | 0 | 0 | 0 | 0 | 0 | 0 | 0 | 0 | 0 | 0 | 0 | 0 | 0 | 0 | 0 | 0 | 0 | 0 | 0 | 0 | 0 | 0 | 0 | 0 | 0 | 0 | 0 | 0
Industrial Sector Energy Related Emissions before CCS[hard coal if,metal products except machinery and vehicles 25,VOC] | NoSettings | 0 | 0 | 0 | 0 | 0 | 0 | 0 | 0 | 0 | 0 | 0 | 0 | 0 | 0 | 0 | 0 | 0 | 0 | 0 | 0 | 0 | 0 | 0 | 0 | 0 | 0 | 0 | 0 | 0 | 0 | 0
Industrial Sector Energy Related Emissions before CCS[hard coal if,metal products except machinery and vehicles 25,CO] | NoSettings | 0 | 0 | 0 | 0 | 0 | 0 | 0 | 0 | 0 | 0 | 0 | 0 | 0 | 0 | 0 | 0 | 0 | 0 | 0 | 0 | 0 | 0 | 0 | 0 | 0 | 0 | 0 | 0 | 0 | 0 | 0
Industrial Sector Energy Related Emissions before CCS[hard coal if,metal products except machinery and vehicles 25,NOx] | NoSettings | 0 | 0 | 0 | 0 | 0 | 0 | 0 | 0 | 0 | 0 | 0 | 0 | 0 | 0 | 0 | 0 | 0 | 0 | 0 | 0 | 0 | 0 | 0 | 0 | 0 | 0 | 0 | 0 | 0 | 0 | 0
Industrial Sector Energy Related Emissions before CCS[hard coal if,metal products except machinery and vehicles 25,PM10] | NoSettings | 0 | 0 | 0 | 0 | 0 | 0 | 0 | 0 | 0 | 0 | 0 | 0 | 0 | 0 | 0 | 0 | 0 | 0 | 0 | 0 | 0 | 0 | 0 | 0 | 0 | 0 | 0 | 0 | 0 | 0 | 0
Industrial Sector Energy Related Emissions before CCS[hard coal if,metal products except machinery and vehicles 25,PM25] | NoSettings | 0 | 0 | 0 | 0 | 0 | 0 | 0 | 0 | 0 | 0 | 0 | 0 | 0 | 0 | 0 | 0 | 0 | 0 | 0 | 0 | 0 | 0 | 0 | 0 | 0 | 0 | 0 | 0 | 0 | 0 | 0
Industrial Sector Energy Related Emissions before CCS[hard coal if,metal products except machinery and vehicles 25,SOx] | NoSettings | 0 | 0 | 0 | 0 | 0 | 0 | 0 | 0 | 0 | 0 | 0 | 0 | 0 | 0 | 0 | 0 | 0 | 0 | 0 | 0 | 0 | 0 | 0 | 0 | 0 | 0 | 0 | 0 | 0 | 0 | 0
Industrial Sector Energy Related Emissions before CCS[hard coal if,metal products except machinery and vehicles 25,BC] | NoSettings | 0 | 0 | 0 | 0 | 0 | 0 | 0 | 0 | 0 | 0 | 0 | 0 | 0 | 0 | 0 | 0 | 0 | 0 | 0 | 0 | 0 | 0 | 0 | 0 | 0 | 0 | 0 | 0 | 0 | 0 | 0
Industrial Sector Energy Related Emissions before CCS[hard coal if,metal products except machinery and vehicles 25,OC] | NoSettings | 0 | 0 | 0 | 0 | 0 | 0 | 0 | 0 | 0 | 0 | 0 | 0 | 0 | 0 | 0 | 0 | 0 | 0 | 0 | 0 | 0 | 0 | 0 | 0 | 0 | 0 | 0 | 0 | 0 | 0 | 0
Industrial Sector Energy Related Emissions before CCS[hard coal if,metal products except machinery and vehicles 25,CH4] | NoSettings | 0 | 0 | 0 | 0 | 0 | 0 | 0 | 0 | 0 | 0 | 0 | 0 | 0 | 0 | 0 | 0 | 0 | 0 | 0 | 0 | 0 | 0 | 0 | 0 | 0 | 0 | 0 | 0 | 0 | 0 | 0
Industrial Sector Energy Related Emissions before CCS[hard coal if,metal products except machinery and vehicles 25,N2O] | NoSettings | 0 | 0 | 0 | 0 | 0 | 0 | 0 | 0 | 0 | 0 | 0 | 0 | 0 | 0 | 0 | 0 | 0 | 0 | 0 | 0 | 0 | 0 | 0 | 0 | 0 | 0 | 0 | 0 | 0 | 0 | 0
Industrial Sector Energy Related Emissions before CCS[hard coal if,metal products except machinery and vehicles 25,F gases] | NoSettings | 0 | 0 | 0 | 0 | 0 | 0 | 0 | 0 | 0 | 0 | 0 | 0 | 0 | 0 | 0 | 0 | 0 | 0 | 0 | 0 | 0 | 0 | 0 | 0 | 0 | 0 | 0 | 0 | 0 | 0 | 0
Industrial Sector Energy Related Emissions before CCS[hard coal if,computers and electronics 26,CO2] | NoSettings | 0 | 0 | 0 | 0 | 0 | 0 | 0 | 0 | 0 | 0 | 0 | 0 | 0 | 0 | 0 | 0 | 0 | 0 | 0 | 0 | 0 | 0 | 0 | 0 | 0 | 0 | 0 | 0 | 0 | 0 | 0
Industrial Sector Energy Related Emissions before CCS[hard coal if,computers and electronics 26,VOC] | NoSettings | 0 | 0 | 0 | 0 | 0 | 0 | 0 | 0 | 0 | 0 | 0 | 0 | 0 | 0 | 0 | 0 | 0 | 0 | 0 | 0 | 0 | 0 | 0 | 0 | 0 | 0 | 0 | 0 | 0 | 0 | 0
Industrial Sector Energy Related Emissions before CCS[hard coal if,computers and electronics 26,CO] | NoSettings | 0 | 0 | 0 | 0 | 0 | 0 | 0 | 0 | 0 | 0 | 0 | 0 | 0 | 0 | 0 | 0 | 0 | 0 | 0 | 0 | 0 | 0 | 0 | 0 | 0 | 0 | 0 | 0 | 0 | 0 | 0
Industrial Sector Energy Related Emissions before CCS[hard coal if,computers and electronics 26,NOx] | NoSettings | 0 | 0 | 0 | 0 | 0 | 0 | 0 | 0 | 0 | 0 | 0 | 0 | 0 | 0 | 0 | 0 | 0 | 0 | 0 | 0 | 0 | 0 | 0 | 0 | 0 | 0 | 0 | 0 | 0 | 0 | 0
Industrial Sector Energy Related Emissions before CCS[hard coal if,computers and electronics 26,PM10] | NoSettings | 0 | 0 | 0 | 0 | 0 | 0 | 0 | 0 | 0 | 0 | 0 | 0 | 0 | 0 | 0 | 0 | 0 | 0 | 0 | 0 | 0 | 0 | 0 | 0 | 0 | 0 | 0 | 0 | 0 | 0 | 0
Industrial Sector Energy Related Emissions before CCS[hard coal if,computers and electronics 26,PM25] | NoSettings | 0 | 0 | 0 | 0 | 0 | 0 | 0 | 0 | 0 | 0 | 0 | 0 | 0 | 0 | 0 | 0 | 0 | 0 | 0 | 0 | 0 | 0 | 0 | 0 | 0 | 0 | 0 | 0 | 0 | 0 | 0
Industrial Sector Energy Related Emissions before CCS[hard coal if,computers and electronics 26,SOx] | NoSettings | 0 | 0 | 0 | 0 | 0 | 0 | 0 | 0 | 0 | 0 | 0 | 0 | 0 | 0 | 0 | 0 | 0 | 0 | 0 | 0 | 0 | 0 | 0 | 0 | 0 | 0 | 0 | 0 | 0 | 0 | 0
Industrial Sector Energy Related Emissions before CCS[hard coal if,computers and electronics 26,BC] | NoSettings | 0 | 0 | 0 | 0 | 0 | 0 | 0 | 0 | 0 | 0 | 0 | 0 | 0 | 0 | 0 | 0 | 0 | 0 | 0 | 0 | 0 | 0 | 0 | 0 | 0 | 0 | 0 | 0 | 0 | 0 | 0
Industrial Sector Energy Related Emissions before CCS[hard coal if,computers and electronics 26,OC] | NoSettings | 0 | 0 | 0 | 0 | 0 | 0 | 0 | 0 | 0 | 0 | 0 | 0 | 0 | 0 | 0 | 0 | 0 | 0 | 0 | 0 | 0 | 0 | 0 | 0 | 0 | 0 | 0 | 0 | 0 | 0 | 0
Industrial Sector Energy Related Emissions before CCS[hard coal if,computers and electronics 26,CH4] | NoSettings | 0 | 0 | 0 | 0 | 0 | 0 | 0 | 0 | 0 | 0 | 0 | 0 | 0 | 0 | 0 | 0 | 0 | 0 | 0 | 0 | 0 | 0 | 0 | 0 | 0 | 0 | 0 | 0 | 0 | 0 | 0
Industrial Sector Energy Related Emissions before CCS[hard coal if,computers and electronics 26,N2O] | NoSettings | 0 | 0 | 0 | 0 | 0 | 0 | 0 | 0 | 0 | 0 | 0 | 0 | 0 | 0 | 0 | 0 | 0 | 0 | 0 | 0 | 0 | 0 | 0 | 0 | 0 | 0 | 0 | 0 | 0 | 0 | 0
Industrial Sector Energy Related Emissions before CCS[hard coal if,computers and electronics 26,F gases] | NoSettings | 0 | 0 | 0 | 0 | 0 | 0 | 0 | 0 | 0 | 0 | 0 | 0 | 0 | 0 | 0 | 0 | 0 | 0 | 0 | 0 | 0 | 0 | 0 | 0 | 0 | 0 | 0 | 0 | 0 | 0 | 0
Industrial Sector Energy Related Emissions before CCS[hard coal if,appliances and electrical equipment 27,CO2] | NoSettings | 0 | 0 | 0 | 0 | 0 | 0 | 0 | 0 | 0 | 0 | 0 | 0 | 0 | 0 | 0 | 0 | 0 | 0 | 0 | 0 | 0 | 0 | 0 | 0 | 0 | 0 | 0 | 0 | 0 | 0 | 0
Industrial Sector Energy Related Emissions before CCS[hard coal if,appliances and electrical equipment 27,VOC] | NoSettings | 0 | 0 | 0 | 0 | 0 | 0 | 0 | 0 | 0 | 0 | 0 | 0 | 0 | 0 | 0 | 0 | 0 | 0 | 0 | 0 | 0 | 0 | 0 | 0 | 0 | 0 | 0 | 0 | 0 | 0 | 0
Industrial Sector Energy Related Emissions before CCS[hard coal if,appliances and electrical equipment 27,CO] | NoSettings | 0 | 0 | 0 | 0 | 0 | 0 | 0 | 0 | 0 | 0 | 0 | 0 | 0 | 0 | 0 | 0 | 0 | 0 | 0 | 0 | 0 | 0 | 0 | 0 | 0 | 0 | 0 | 0 | 0 | 0 | 0
Industrial Sector Energy Related Emissions before CCS[hard coal if,appliances and electrical equipment 27,NOx] | NoSettings | 0 | 0 | 0 | 0 | 0 | 0 | 0 | 0 | 0 | 0 | 0 | 0 | 0 | 0 | 0 | 0 | 0 | 0 | 0 | 0 | 0 | 0 | 0 | 0 | 0 | 0 | 0 | 0 | 0 | 0 | 0
Industrial Sector Energy Related Emissions before CCS[hard coal if,appliances and electrical equipment 27,PM10] | NoSettings | 0 | 0 | 0 | 0 | 0 | 0 | 0 | 0 | 0 | 0 | 0 | 0 | 0 | 0 | 0 | 0 | 0 | 0 | 0 | 0 | 0 | 0 | 0 | 0 | 0 | 0 | 0 | 0 | 0 | 0 | 0
Industrial Sector Energy Related Emissions before CCS[hard coal if,appliances and electrical equipment 27,PM25] | NoSettings | 0 | 0 | 0 | 0 | 0 | 0 | 0 | 0 | 0 | 0 | 0 | 0 | 0 | 0 | 0 | 0 | 0 | 0 | 0 | 0 | 0 | 0 | 0 | 0 | 0 | 0 | 0 | 0 | 0 | 0 | 0
Industrial Sector Energy Related Emissions before CCS[hard coal if,appliances and electrical equipment 27,SOx] | NoSettings | 0 | 0 | 0 | 0 | 0 | 0 | 0 | 0 | 0 | 0 | 0 | 0 | 0 | 0 | 0 | 0 | 0 | 0 | 0 | 0 | 0 | 0 | 0 | 0 | 0 | 0 | 0 | 0 | 0 | 0 | 0
Industrial Sector Energy Related Emissions before CCS[hard coal if,appliances and electrical equipment 27,BC] | NoSettings | 0 | 0 | 0 | 0 | 0 | 0 | 0 | 0 | 0 | 0 | 0 | 0 | 0 | 0 | 0 | 0 | 0 | 0 | 0 | 0 | 0 | 0 | 0 | 0 | 0 | 0 | 0 | 0 | 0 | 0 | 0
Industrial Sector Energy Related Emissions before CCS[hard coal if,appliances and electrical equipment 27,OC] | NoSettings | 0 | 0 | 0 | 0 | 0 | 0 | 0 | 0 | 0 | 0 | 0 | 0 | 0 | 0 | 0 | 0 | 0 | 0 | 0 | 0 | 0 | 0 | 0 | 0 | 0 | 0 | 0 | 0 | 0 | 0 | 0
Industrial Sector Energy Related Emissions before CCS[hard coal if,appliances and electrical equipment 27,CH4] | NoSettings | 0 | 0 | 0 | 0 | 0 | 0 | 0 | 0 | 0 | 0 | 0 | 0 | 0 | 0 | 0 | 0 | 0 | 0 | 0 | 0 | 0 | 0 | 0 | 0 | 0 | 0 | 0 | 0 | 0 | 0 | 0
Industrial Sector Energy Related Emissions before CCS[hard coal if,appliances and electrical equipment 27,N2O] | NoSettings | 0 | 0 | 0 | 0 | 0 | 0 | 0 | 0 | 0 | 0 | 0 | 0 | 0 | 0 | 0 | 0 | 0 | 0 | 0 | 0 | 0 | 0 | 0 | 0 | 0 | 0 | 0 | 0 | 0 | 0 | 0
Industrial Sector Energy Related Emissions before CCS[hard coal if,appliances and electrical equipment 27,F gases] | NoSettings | 0 | 0 | 0 | 0 | 0 | 0 | 0 | 0 | 0 | 0 | 0 | 0 | 0 | 0 | 0 | 0 | 0 | 0 | 0 | 0 | 0 | 0 | 0 | 0 | 0 | 0 | 0 | 0 | 0 | 0 | 0
Industrial Sector Energy Related Emissions before CCS[hard coal if,other machinery 28,CO2] | NoSettings | 0 | 0 | 0 | 0 | 0 | 0 | 0 | 0 | 0 | 0 | 0 | 0 | 0 | 0 | 0 | 0 | 0 | 0 | 0 | 0 | 0 | 0 | 0 | 0 | 0 | 0 | 0 | 0 | 0 | 0 | 0
Industrial Sector Energy Related Emissions before CCS[hard coal if,other machinery 28,VOC] | NoSettings | 0 | 0 | 0 | 0 | 0 | 0 | 0 | 0 | 0 | 0 | 0 | 0 | 0 | 0 | 0 | 0 | 0 | 0 | 0 | 0 | 0 | 0 | 0 | 0 | 0 | 0 | 0 | 0 | 0 | 0 | 0
Industrial Sector Energy Related Emissions before CCS[hard coal if,other machinery 28,CO] | NoSettings | 0 | 0 | 0 | 0 | 0 | 0 | 0 | 0 | 0 | 0 | 0 | 0 | 0 | 0 | 0 | 0 | 0 | 0 | 0 | 0 | 0 | 0 | 0 | 0 | 0 | 0 | 0 | 0 | 0 | 0 | 0
Industrial Sector Energy Related Emissions before CCS[hard coal if,other machinery 28,NOx] | NoSettings | 0 | 0 | 0 | 0 | 0 | 0 | 0 | 0 | 0 | 0 | 0 | 0 | 0 | 0 | 0 | 0 | 0 | 0 | 0 | 0 | 0 | 0 | 0 | 0 | 0 | 0 | 0 | 0 | 0 | 0 | 0
Industrial Sector Energy Related Emissions before CCS[hard coal if,other machinery 28,PM10] | NoSettings | 0 | 0 | 0 | 0 | 0 | 0 | 0 | 0 | 0 | 0 | 0 | 0 | 0 | 0 | 0 | 0 | 0 | 0 | 0 | 0 | 0 | 0 | 0 | 0 | 0 | 0 | 0 | 0 | 0 | 0 | 0
Industrial Sector Energy Related Emissions before CCS[hard coal if,other machinery 28,PM25] | NoSettings | 0 | 0 | 0 | 0 | 0 | 0 | 0 | 0 | 0 | 0 | 0 | 0 | 0 | 0 | 0 | 0 | 0 | 0 | 0 | 0 | 0 | 0 | 0 | 0 | 0 | 0 | 0 | 0 | 0 | 0 | 0
Industrial Sector Energy Related Emissions before CCS[hard coal if,other machinery 28,SOx] | NoSettings | 0 | 0 | 0 | 0 | 0 | 0 | 0 | 0 | 0 | 0 | 0 | 0 | 0 | 0 | 0 | 0 | 0 | 0 | 0 | 0 | 0 | 0 | 0 | 0 | 0 | 0 | 0 | 0 | 0 | 0 | 0
Industrial Sector Energy Related Emissions before CCS[hard coal if,other machinery 28,BC] | NoSettings | 0 | 0 | 0 | 0 | 0 | 0 | 0 | 0 | 0 | 0 | 0 | 0 | 0 | 0 | 0 | 0 | 0 | 0 | 0 | 0 | 0 | 0 | 0 | 0 | 0 | 0 | 0 | 0 | 0 | 0 | 0
Industrial Sector Energy Related Emissions before CCS[hard coal if,other machinery 28,OC] | NoSettings | 0 | 0 | 0 | 0 | 0 | 0 | 0 | 0 | 0 | 0 | 0 | 0 | 0 | 0 | 0 | 0 | 0 | 0 | 0 | 0 | 0 | 0 | 0 | 0 | 0 | 0 | 0 | 0 | 0 | 0 | 0
Industrial Sector Energy Related Emissions before CCS[hard coal if,other machinery 28,CH4] | NoSettings | 0 | 0 | 0 | 0 | 0 | 0 | 0 | 0 | 0 | 0 | 0 | 0 | 0 | 0 | 0 | 0 | 0 | 0 | 0 | 0 | 0 | 0 | 0 | 0 | 0 | 0 | 0 | 0 | 0 | 0 | 0
Industrial Sector Energy Related Emissions before CCS[hard coal if,other machinery 28,N2O] | NoSettings | 0 | 0 | 0 | 0 | 0 | 0 | 0 | 0 | 0 | 0 | 0 | 0 | 0 | 0 | 0 | 0 | 0 | 0 | 0 | 0 | 0 | 0 | 0 | 0 | 0 | 0 | 0 | 0 | 0 | 0 | 0
Industrial Sector Energy Related Emissions before CCS[hard coal if,other machinery 28,F gases] | NoSettings | 0 | 0 | 0 | 0 | 0 | 0 | 0 | 0 | 0 | 0 | 0 | 0 | 0 | 0 | 0 | 0 | 0 | 0 | 0 | 0 | 0 | 0 | 0 | 0 | 0 | 0 | 0 | 0 | 0 | 0 | 0
Industrial Sector Energy Related Emissions before CCS[hard coal if,road vehicles 29,CO2] | NoSettings | 0 | 0 | 0 | 0 | 0 | 0 | 0 | 0 | 0 | 0 | 0 | 0 | 0 | 0 | 0 | 0 | 0 | 0 | 0 | 0 | 0 | 0 | 0 | 0 | 0 | 0 | 0 | 0 | 0 | 0 | 0
Industrial Sector Energy Related Emissions before CCS[hard coal if,road vehicles 29,VOC] | NoSettings | 0 | 0 | 0 | 0 | 0 | 0 | 0 | 0 | 0 | 0 | 0 | 0 | 0 | 0 | 0 | 0 | 0 | 0 | 0 | 0 | 0 | 0 | 0 | 0 | 0 | 0 | 0 | 0 | 0 | 0 | 0
Industrial Sector Energy Related Emissions before CCS[hard coal if,road vehicles 29,CO] | NoSettings | 0 | 0 | 0 | 0 | 0 | 0 | 0 | 0 | 0 | 0 | 0 | 0 | 0 | 0 | 0 | 0 | 0 | 0 | 0 | 0 | 0 | 0 | 0 | 0 | 0 | 0 | 0 | 0 | 0 | 0 | 0
Industrial Sector Energy Related Emissions before CCS[hard coal if,road vehicles 29,NOx] | NoSettings | 0 | 0 | 0 | 0 | 0 | 0 | 0 | 0 | 0 | 0 | 0 | 0 | 0 | 0 | 0 | 0 | 0 | 0 | 0 | 0 | 0 | 0 | 0 | 0 | 0 | 0 | 0 | 0 | 0 | 0 | 0
Industrial Sector Energy Related Emissions before CCS[hard coal if,road vehicles 29,PM10] | NoSettings | 0 | 0 | 0 | 0 | 0 | 0 | 0 | 0 | 0 | 0 | 0 | 0 | 0 | 0 | 0 | 0 | 0 | 0 | 0 | 0 | 0 | 0 | 0 | 0 | 0 | 0 | 0 | 0 | 0 | 0 | 0
Industrial Sector Energy Related Emissions before CCS[hard coal if,road vehicles 29,PM25] | NoSettings | 0 | 0 | 0 | 0 | 0 | 0 | 0 | 0 | 0 | 0 | 0 | 0 | 0 | 0 | 0 | 0 | 0 | 0 | 0 | 0 | 0 | 0 | 0 | 0 | 0 | 0 | 0 | 0 | 0 | 0 | 0
Industrial Sector Energy Related Emissions before CCS[hard coal if,road vehicles 29,SOx] | NoSettings | 0 | 0 | 0 | 0 | 0 | 0 | 0 | 0 | 0 | 0 | 0 | 0 | 0 | 0 | 0 | 0 | 0 | 0 | 0 | 0 | 0 | 0 | 0 | 0 | 0 | 0 | 0 | 0 | 0 | 0 | 0
Industrial Sector Energy Related Emissions before CCS[hard coal if,road vehicles 29,BC] | NoSettings | 0 | 0 | 0 | 0 | 0 | 0 | 0 | 0 | 0 | 0 | 0 | 0 | 0 | 0 | 0 | 0 | 0 | 0 | 0 | 0 | 0 | 0 | 0 | 0 | 0 | 0 | 0 | 0 | 0 | 0 | 0
Industrial Sector Energy Related Emissions before CCS[hard coal if,road vehicles 29,OC] | NoSettings | 0 | 0 | 0 | 0 | 0 | 0 | 0 | 0 | 0 | 0 | 0 | 0 | 0 | 0 | 0 | 0 | 0 | 0 | 0 | 0 | 0 | 0 | 0 | 0 | 0 | 0 | 0 | 0 | 0 | 0 | 0
Industrial Sector Energy Related Emissions before CCS[hard coal if,road vehicles 29,CH4] | NoSettings | 0 | 0 | 0 | 0 | 0 | 0 | 0 | 0 | 0 | 0 | 0 | 0 | 0 | 0 | 0 | 0 | 0 | 0 | 0 | 0 | 0 | 0 | 0 | 0 | 0 | 0 | 0 | 0 | 0 | 0 | 0
Industrial Sector Energy Related Emissions before CCS[hard coal if,road vehicles 29,N2O] | NoSettings | 0 | 0 | 0 | 0 | 0 | 0 | 0 | 0 | 0 | 0 | 0 | 0 | 0 | 0 | 0 | 0 | 0 | 0 | 0 | 0 | 0 | 0 | 0 | 0 | 0 | 0 | 0 | 0 | 0 | 0 | 0
Industrial Sector Energy Related Emissions before CCS[hard coal if,road vehicles 29,F gases] | NoSettings | 0 | 0 | 0 | 0 | 0 | 0 | 0 | 0 | 0 | 0 | 0 | 0 | 0 | 0 | 0 | 0 | 0 | 0 | 0 | 0 | 0 | 0 | 0 | 0 | 0 | 0 | 0 | 0 | 0 | 0 | 0
Industrial Sector Energy Related Emissions before CCS[hard coal if,nonroad vehicles 30,CO2] | NoSettings | 0 | 0 | 0 | 0 | 0 | 0 | 0 | 0 | 0 | 0 | 0 | 0 | 0 | 0 | 0 | 0 | 0 | 0 | 0 | 0 | 0 | 0 | 0 | 0 | 0 | 0 | 0 | 0 | 0 | 0 | 0
Industrial Sector Energy Related Emissions before CCS[hard coal if,nonroad vehicles 30,VOC] | NoSettings | 0 | 0 | 0 | 0 | 0 | 0 | 0 | 0 | 0 | 0 | 0 | 0 | 0 | 0 | 0 | 0 | 0 | 0 | 0 | 0 | 0 | 0 | 0 | 0 | 0 | 0 | 0 | 0 | 0 | 0 | 0
Industrial Sector Energy Related Emissions before CCS[hard coal if,nonroad vehicles 30,CO] | NoSettings | 0 | 0 | 0 | 0 | 0 | 0 | 0 | 0 | 0 | 0 | 0 | 0 | 0 | 0 | 0 | 0 | 0 | 0 | 0 | 0 | 0 | 0 | 0 | 0 | 0 | 0 | 0 | 0 | 0 | 0 | 0
Industrial Sector Energy Related Emissions before CCS[hard coal if,nonroad vehicles 30,NOx] | NoSettings | 0 | 0 | 0 | 0 | 0 | 0 | 0 | 0 | 0 | 0 | 0 | 0 | 0 | 0 | 0 | 0 | 0 | 0 | 0 | 0 | 0 | 0 | 0 | 0 | 0 | 0 | 0 | 0 | 0 | 0 | 0
Industrial Sector Energy Related Emissions before CCS[hard coal if,nonroad vehicles 30,PM10] | NoSettings | 0 | 0 | 0 | 0 | 0 | 0 | 0 | 0 | 0 | 0 | 0 | 0 | 0 | 0 | 0 | 0 | 0 | 0 | 0 | 0 | 0 | 0 | 0 | 0 | 0 | 0 | 0 | 0 | 0 | 0 | 0
Industrial Sector Energy Related Emissions before CCS[hard coal if,nonroad vehicles 30,PM25] | NoSettings | 0 | 0 | 0 | 0 | 0 | 0 | 0 | 0 | 0 | 0 | 0 | 0 | 0 | 0 | 0 | 0 | 0 | 0 | 0 | 0 | 0 | 0 | 0 | 0 | 0 | 0 | 0 | 0 | 0 | 0 | 0
Industrial Sector Energy Related Emissions before CCS[hard coal if,nonroad vehicles 30,SOx] | NoSettings | 0 | 0 | 0 | 0 | 0 | 0 | 0 | 0 | 0 | 0 | 0 | 0 | 0 | 0 | 0 | 0 | 0 | 0 | 0 | 0 | 0 | 0 | 0 | 0 | 0 | 0 | 0 | 0 | 0 | 0 | 0
Industrial Sector Energy Related Emissions before CCS[hard coal if,nonroad vehicles 30,BC] | NoSettings | 0 | 0 | 0 | 0 | 0 | 0 | 0 | 0 | 0 | 0 | 0 | 0 | 0 | 0 | 0 | 0 | 0 | 0 | 0 | 0 | 0 | 0 | 0 | 0 | 0 | 0 | 0 | 0 | 0 | 0 | 0
Industrial Sector Energy Related Emissions before CCS[hard coal if,nonroad vehicles 30,OC] | NoSettings | 0 | 0 | 0 | 0 | 0 | 0 | 0 | 0 | 0 | 0 | 0 | 0 | 0 | 0 | 0 | 0 | 0 | 0 | 0 | 0 | 0 | 0 | 0 | 0 | 0 | 0 | 0 | 0 | 0 | 0 | 0
Industrial Sector Energy Related Emissions before CCS[hard coal if,nonroad vehicles 30,CH4] | NoSettings | 0 | 0 | 0 | 0 | 0 | 0 | 0 | 0 | 0 | 0 | 0 | 0 | 0 | 0 | 0 | 0 | 0 | 0 | 0 | 0 | 0 | 0 | 0 | 0 | 0 | 0 | 0 | 0 | 0 | 0 | 0
Industrial Sector Energy Related Emissions before CCS[hard coal if,nonroad vehicles 30,N2O] | NoSettings | 0 | 0 | 0 | 0 | 0 | 0 | 0 | 0 | 0 | 0 | 0 | 0 | 0 | 0 | 0 | 0 | 0 | 0 | 0 | 0 | 0 | 0 | 0 | 0 | 0 | 0 | 0 | 0 | 0 | 0 | 0
Industrial Sector Energy Related Emissions before CCS[hard coal if,nonroad vehicles 30,F gases] | NoSettings | 0 | 0 | 0 | 0 | 0 | 0 | 0 | 0 | 0 | 0 | 0 | 0 | 0 | 0 | 0 | 0 | 0 | 0 | 0 | 0 | 0 | 0 | 0 | 0 | 0 | 0 | 0 | 0 | 0 | 0 | 0
Industrial Sector Energy Related Emissions before CCS[hard coal if,other manufacturing 31T33,CO2] | NoSettings | 36271500000 | 33294900000 | 32568600000 | 31491700000 | 29735200000 | 28058400000 | 26286700000 | 24570300000 | 22737400000 | 21004200000 | 19430200000 | 18111900000 | 16688200000 | 15373700000 | 13796900000 | 13909100000 | 13467400000 | 12995500000 | 12617200000 | 12273800000 | 11998400000 | 11764700000 | 11526700000 | 11322200000 | 11141600000 | 40712200000 | 34546400000 | 40297400000 | 46048400000 | 51799400000 | 57550400000
Industrial Sector Energy Related Emissions before CCS[hard coal if,other manufacturing 31T33,VOC] | NoSettings | 170112 | 156152 | 152746 | 147695 | 139457 | 131593 | 123284 | 115234 | 106638 | 98509.4 | 91127 | 84944.3 | 78267.4 | 72102.5 | 64707.2 | 65233.4 | 63161.7 | 60948.8 | 59174.5 | 57563.7 | 56272.1 | 55176.3 | 54060.1 | 53100.6 | 52253.9 | 190939 | 162022 | 188994 | 215966 | 242938 | 269910
Industrial Sector Energy Related Emissions before CCS[hard coal if,other manufacturing 31T33,CO] | NoSettings | 8645460 | 7935980 | 7762860 | 7506180 | 7087510 | 6687840 | 6265560 | 5856430 | 5419550 | 5006450 | 4631260 | 4317050 | 3977710 | 3664400 | 3288560 | 3315290 | 3210010 | 3097540 | 3007370 | 2925510 | 2859870 | 2804180 | 2747450 | 2698680 | 2655650 | 9703920 | 8234280 | 9605060 | 10975800 | 12346600 | 13717400
Industrial Sector Energy Related Emissions before CCS[hard coal if,other manufacturing 31T33,NOx] | NoSettings | 43897400 | 40295000 | 39416000 | 38112700 | 35986900 | 33957600 | 31813400 | 29736100 | 27517800 | 25420300 | 23515300 | 21919800 | 20196900 | 18606000 | 16697700 | 16833400 | 16298800 | 15727800 | 15270000 | 14854300 | 14521000 | 14238200 | 13950200 | 13702600 | 13484100 | 49271700 | 41809700 | 48769800 | 55729900 | 62690000 | 69650100
Industrial Sector Energy Related Emissions before CCS[hard coal if,other manufacturing 31T33,PM10] | NoSettings | 961288 | 882400 | 863151 | 834611 | 788059 | 743620 | 696667 | 651176 | 602599 | 556667 | 514950 | 480012 | 442282 | 407444 | 365654 | 368627 | 356920 | 344415 | 334389 | 325287 | 317988 | 311796 | 305488 | 300066 | 295282 | 1078980 | 915569 | 1067990 | 1220400 | 1372820 | 1525230
Industrial Sector Energy Related Emissions before CCS[hard coal if,other manufacturing 31T33,PM25] | NoSettings | 909948 | 835273 | 817052 | 790037 | 745971 | 703905 | 659459 | 616398 | 570416 | 526937 | 487447 | 454376 | 418660 | 385683 | 346125 | 348940 | 337858 | 326021 | 316531 | 307914 | 301005 | 295144 | 289173 | 284041 | 279511 | 1021350 | 866671 | 1010950 | 1155220 | 1299500 | 1443770
Industrial Sector Energy Related Emissions before CCS[hard coal if,other manufacturing 31T33,SOx] | NoSettings | 196478000 | 180354000 | 176420000 | 170587000 | 161072000 | 151989000 | 142392000 | 133094000 | 123166000 | 113777000 | 105251000 | 98109900 | 90398200 | 83277700 | 74736300 | 75344000 | 72951200 | 70395300 | 68346100 | 66485600 | 64993800 | 63728200 | 62438900 | 61330700 | 60352800 | 220533000 | 187134000 | 218286000 | 249439000 | 280591000 | 311743000
Industrial Sector Energy Related Emissions before CCS[hard coal if,other manufacturing 31T33,BC] | NoSettings | 39079.9 | 35872.8 | 35090.2 | 33930 | 32037.5 | 30230.9 | 28322 | 26472.7 | 24497.8 | 22630.5 | 20934.6 | 19514.2 | 17980.4 | 16564.1 | 14865.2 | 14986 | 14510.1 | 14001.7 | 13594.2 | 13224.1 | 12927.4 | 12675.6 | 12419.2 | 12198.8 | 12004.3 | 43864.4 | 37221.2 | 43417.5 | 49613.8 | 55810 | 62006.3
Industrial Sector Energy Related Emissions before CCS[hard coal if,other manufacturing 31T33,OC] | NoSettings | 73562.1 | 67525.2 | 66052.2 | 63868.2 | 60305.9 | 56905.2 | 53312.1 | 49830.9 | 46113.6 | 42598.7 | 39406.3 | 36732.7 | 33845.4 | 31179.5 | 27981.5 | 28209 | 27313.2 | 26356.2 | 25589 | 24892.4 | 24333.9 | 23860 | 23377.3 | 22962.4 | 22596.3 | 82568.3 | 70063.5 | 81727.1 | 93390.7 | 105054 | 116718
Industrial Sector Energy Related Emissions before CCS[hard coal if,other manufacturing 31T33,CH4] | NoSettings | 4214500 | 3868630 | 3784240 | 3659120 | 3455020 | 3260190 | 3054340 | 2854900 | 2641930 | 2440550 | 2257650 | 2104480 | 1939060 | 1786320 | 1603110 | 1616140 | 1564820 | 1509990 | 1466040 | 1426130 | 1394130 | 1366980 | 1339330 | 1315560 | 1294580 | 4730470 | 4014050 | 4682280 | 5350510 | 6018730 | 6686960
Industrial Sector Energy Related Emissions before CCS[hard coal if,other manufacturing 31T33,N2O] | NoSettings | 613018 | 562710 | 550435 | 532235 | 502549 | 474210 | 444267 | 415258 | 384280 | 354989 | 328386 | 306106 | 282045 | 259829 | 233179 | 235075 | 227610 | 219635 | 213242 | 207437 | 202782 | 198834 | 194811 | 191354 | 188302 | 688069 | 583862 | 681059 | 778256 | 875451 | 972648
Industrial Sector Energy Related Emissions before CCS[hard coal if,other manufacturing 31T33,F gases] | NoSettings | 0 | 0 | 0 | 0 | 0 | 0 | 0 | 0 | 0 | 0 | 0 | 0 | 0 | 0 | 0 | 0 | 0 | 0 | 0 | 0 | 0 | 0 | 0 | 0 | 0 | 0 | 0 | 0 | 0 | 0 | 0
Industrial Sector Energy Related Emissions before CCS[hard coal if,energy pipelines and gas processing 352T353,CO2] | NoSettings | 0 | 266237000 | 279622000 | 279039000 | 259019000 | 237282000 | 218579000 | 216402000 | 213201000 | 211668000 | 205309000 | 199026000 | 200795000 | 201243000 | 202350000 | 203144000 | 206301000 | 203812000 | 198860000 | 195226000 | 191853000 | 188941000 | 186967000 | 185447000 | 182590000 | 142261000 | 148496000 | 140939000 | 132880000 | 125182000 | 117842000
Industrial Sector Energy Related Emissions before CCS[hard coal if,energy pipelines and gas processing 352T353,VOC] | NoSettings | 0 | 1248.64 | 1311.42 | 1308.69 | 1214.79 | 1112.85 | 1025.13 | 1014.92 | 999.906 | 992.716 | 962.895 | 933.428 | 941.724 | 943.823 | 949.016 | 952.742 | 967.546 | 955.875 | 932.65 | 915.606 | 899.788 | 886.128 | 876.872 | 869.741 | 856.343 | 667.202 | 696.444 | 660.999 | 623.204 | 587.103 | 552.676
Industrial Sector Energy Related Emissions before CCS[hard coal if,energy pipelines and gas processing 352T353,CO] | NoSettings | 0 | 63458.6 | 66649.1 | 66510.1 | 61738.2 | 56557.2 | 52099.3 | 51580.3 | 50817.3 | 50451.9 | 48936.3 | 47438.7 | 47860.4 | 47967.1 | 48231 | 48420.3 | 49172.7 | 48579.5 | 47399.2 | 46533 | 45729.1 | 45034.9 | 44564.4 | 44202 | 43521.1 | 33908.6 | 35394.7 | 33593.3 | 31672.5 | 29837.8 | 28088.2
Industrial Sector Energy Related Emissions before CCS[hard coal if,energy pipelines and gas processing 352T353,NOx] | NoSettings | 0 | 322212 | 338411 | 337706 | 313476 | 287170 | 264535 | 261899 | 258025 | 256170 | 248475 | 240871 | 243012 | 243553 | 244893 | 245855 | 249675 | 246663 | 240670 | 236272 | 232190 | 228665 | 226276 | 224436 | 220979 | 172171 | 179717 | 170570 | 160818 | 151502 | 142618
Industrial Sector Energy Related Emissions before CCS[hard coal if,energy pipelines and gas processing 352T353,PM10] | NoSettings | 0 | 7055.96 | 7410.71 | 7395.25 | 6864.66 | 6288.59 | 5792.91 | 5735.2 | 5650.37 | 5609.74 | 5441.23 | 5274.71 | 5321.59 | 5333.45 | 5362.8 | 5383.85 | 5467.5 | 5401.55 | 5270.31 | 5174 | 5084.61 | 5007.42 | 4955.12 | 4914.82 | 4839.11 | 3770.29 | 3935.54 | 3735.24 | 3521.67 | 3317.66 | 3123.12
Industrial Sector Energy Related Emissions before CCS[hard coal if,energy pipelines and gas processing 352T353,PM25] | NoSettings | 0 | 6679.12 | 7014.92 | 7000.29 | 6498.04 | 5952.73 | 5483.53 | 5428.9 | 5348.6 | 5310.13 | 5150.62 | 4993 | 5037.38 | 5048.6 | 5076.38 | 5096.31 | 5175.5 | 5113.07 | 4988.84 | 4897.67 | 4813.05 | 4739.99 | 4690.47 | 4652.33 | 4580.66 | 3568.93 | 3725.35 | 3535.75 | 3333.58 | 3140.47 | 2956.32
Industrial Sector Energy Related Emissions before CCS[hard coal if,energy pipelines and gas processing 352T353,SOx] | NoSettings | 0 | 1442170 | 1514680 | 1511520 | 1403070 | 1285330 | 1184020 | 1172220 | 1154880 | 1146580 | 1112140 | 1078100 | 1087680 | 1090110 | 1096100 | 1100410 | 1117510 | 1104030 | 1077200 | 1057520 | 1039250 | 1023470 | 1012780 | 1004540 | 989069 | 770612 | 804387 | 763448 | 719795 | 678098 | 638336
Industrial Sector Energy Related Emissions before CCS[hard coal if,energy pipelines and gas processing 352T353,BC] | NoSettings | 0 | 286.85 | 301.272 | 300.644 | 279.074 | 255.654 | 235.503 | 233.157 | 229.708 | 228.056 | 221.206 | 214.436 | 216.342 | 216.824 | 218.017 | 218.873 | 222.274 | 219.593 | 214.257 | 210.342 | 206.708 | 203.57 | 201.444 | 199.805 | 196.727 | 153.276 | 159.994 | 151.851 | 143.169 | 134.875 | 126.966
Industrial Sector Energy Related Emissions before CCS[hard coal if,energy pipelines and gas processing 352T353,OC] | NoSettings | 0 | 539.954 | 567.101 | 565.918 | 525.315 | 481.231 | 443.3 | 438.884 | 432.392 | 429.282 | 416.387 | 403.644 | 407.232 | 408.14 | 410.385 | 411.996 | 418.398 | 413.351 | 403.308 | 395.938 | 389.097 | 383.191 | 379.188 | 376.104 | 370.311 | 288.52 | 301.165 | 285.837 | 269.494 | 253.882 | 238.995
Industrial Sector Energy Related Emissions before CCS[hard coal if,energy pipelines and gas processing 352T353,CH4] | NoSettings | 0 | 30934.9 | 32490.1 | 32422.4 | 30096.2 | 27570.6 | 25397.4 | 25144.4 | 24772.4 | 24594.3 | 23855.5 | 23125.5 | 23331 | 23383 | 23511.7 | 23604 | 23970.7 | 23681.6 | 23106.2 | 22683.9 | 22292 | 21953.6 | 21724.3 | 21547.6 | 21215.7 | 16529.8 | 17254.2 | 16376.1 | 15439.7 | 14545.3 | 13692.4
Industrial Sector Energy Related Emissions before CCS[hard coal if,energy pipelines and gas processing 352T353,N2O] | NoSettings | 0 | 4499.62 | 4725.84 | 4715.98 | 4377.63 | 4010.26 | 3694.17 | 3657.36 | 3603.27 | 3577.35 | 3469.89 | 3363.7 | 3393.6 | 3401.17 | 3419.88 | 3433.3 | 3486.65 | 3444.59 | 3360.9 | 3299.48 | 3242.48 | 3193.25 | 3159.9 | 3134.2 | 3085.92 | 2404.33 | 2509.71 | 2381.98 | 2245.78 | 2115.69 | 1991.63
Industrial Sector Energy Related Emissions before CCS[hard coal if,energy pipelines and gas processing 352T353,F gases] | NoSettings | 0 | 0 | 0 | 0 | 0 | 0 | 0 | 0 | 0 | 0 | 0 | 0 | 0 | 0 | 0 | 0 | 0 | 0 | 0 | 0 | 0 | 0 | 0 | 0 | 0 | 0 | 0 | 0 | 0 | 0 | 0
Industrial Sector Energy Related Emissions before CCS[hard coal if,water and waste 36T39,CO2] | NoSettings | 0 | 0 | 0 | 0 | 0 | 0 | 0 | 0 | 0 | 0 | 0 | 0 | 0 | 0 | 0 | 0 | 0 | 0 | 0 | 0 | 0 | 0 | 0 | 0 | 0 | 0 | 0 | 0 | 0 | 0 | 0
Industrial Sector Energy Related Emissions before CCS[hard coal if,water and waste 36T39,VOC] | NoSettings | 0 | 0 | 0 | 0 | 0 | 0 | 0 | 0 | 0 | 0 | 0 | 0 | 0 | 0 | 0 | 0 | 0 | 0 | 0 | 0 | 0 | 0 | 0 | 0 | 0 | 0 | 0 | 0 | 0 | 0 | 0
Industrial Sector Energy Related Emissions before CCS[hard coal if,water and waste 36T39,CO] | NoSettings | 0 | 0 | 0 | 0 | 0 | 0 | 0 | 0 | 0 | 0 | 0 | 0 | 0 | 0 | 0 | 0 | 0 | 0 | 0 | 0 | 0 | 0 | 0 | 0 | 0 | 0 | 0 | 0 | 0 | 0 | 0
Industrial Sector Energy Related Emissions before CCS[hard coal if,water and waste 36T39,NOx] | NoSettings | 0 | 0 | 0 | 0 | 0 | 0 | 0 | 0 | 0 | 0 | 0 | 0 | 0 | 0 | 0 | 0 | 0 | 0 | 0 | 0 | 0 | 0 | 0 | 0 | 0 | 0 | 0 | 0 | 0 | 0 | 0
Industrial Sector Energy Related Emissions before CCS[hard coal if,water and waste 36T39,PM10] | NoSettings | 0 | 0 | 0 | 0 | 0 | 0 | 0 | 0 | 0 | 0 | 0 | 0 | 0 | 0 | 0 | 0 | 0 | 0 | 0 | 0 | 0 | 0 | 0 | 0 | 0 | 0 | 0 | 0 | 0 | 0 | 0
Industrial Sector Energy Related Emissions before CCS[hard coal if,water and waste 36T39,PM25] | NoSettings | 0 | 0 | 0 | 0 | 0 | 0 | 0 | 0 | 0 | 0 | 0 | 0 | 0 | 0 | 0 | 0 | 0 | 0 | 0 | 0 | 0 | 0 | 0 | 0 | 0 | 0 | 0 | 0 | 0 | 0 | 0
Industrial Sector Energy Related Emissions before CCS[hard coal if,water and waste 36T39,SOx] | NoSettings | 0 | 0 | 0 | 0 | 0 | 0 | 0 | 0 | 0 | 0 | 0 | 0 | 0 | 0 | 0 | 0 | 0 | 0 | 0 | 0 | 0 | 0 | 0 | 0 | 0 | 0 | 0 | 0 | 0 | 0 | 0
Industrial Sector Energy Related Emissions before CCS[hard coal if,water and waste 36T39,BC] | NoSettings | 0 | 0 | 0 | 0 | 0 | 0 | 0 | 0 | 0 | 0 | 0 | 0 | 0 | 0 | 0 | 0 | 0 | 0 | 0 | 0 | 0 | 0 | 0 | 0 | 0 | 0 | 0 | 0 | 0 | 0 | 0
Industrial Sector Energy Related Emissions before CCS[hard coal if,water and waste 36T39,OC] | NoSettings | 0 | 0 | 0 | 0 | 0 | 0 | 0 | 0 | 0 | 0 | 0 | 0 | 0 | 0 | 0 | 0 | 0 | 0 | 0 | 0 | 0 | 0 | 0 | 0 | 0 | 0 | 0 | 0 | 0 | 0 | 0
Industrial Sector Energy Related Emissions before CCS[hard coal if,water and waste 36T39,CH4] | NoSettings | 0 | 0 | 0 | 0 | 0 | 0 | 0 | 0 | 0 | 0 | 0 | 0 | 0 | 0 | 0 | 0 | 0 | 0 | 0 | 0 | 0 | 0 | 0 | 0 | 0 | 0 | 0 | 0 | 0 | 0 | 0
Industrial Sector Energy Related Emissions before CCS[hard coal if,water and waste 36T39,N2O] | NoSettings | 0 | 0 | 0 | 0 | 0 | 0 | 0 | 0 | 0 | 0 | 0 | 0 | 0 | 0 | 0 | 0 | 0 | 0 | 0 | 0 | 0 | 0 | 0 | 0 | 0 | 0 | 0 | 0 | 0 | 0 | 0
Industrial Sector Energy Related Emissions before CCS[hard coal if,water and waste 36T39,F gases] | NoSettings | 0 | 0 | 0 | 0 | 0 | 0 | 0 | 0 | 0 | 0 | 0 | 0 | 0 | 0 | 0 | 0 | 0 | 0 | 0 | 0 | 0 | 0 | 0 | 0 | 0 | 0 | 0 | 0 | 0 | 0 | 0
Industrial Sector Energy Related Emissions before CCS[hard coal if,construction 41T43,CO2] | NoSettings | 0 | 0 | 0 | 0 | 0 | 0 | 0 | 0 | 0 | 0 | 0 | 0 | 0 | 0 | 0 | 0 | 0 | 0 | 0 | 0 | 0 | 0 | 0 | 0 | 0 | 0 | 0 | 0 | 0 | 0 | 0
Industrial Sector Energy Related Emissions before CCS[hard coal if,construction 41T43,VOC] | NoSettings | 0 | 0 | 0 | 0 | 0 | 0 | 0 | 0 | 0 | 0 | 0 | 0 | 0 | 0 | 0 | 0 | 0 | 0 | 0 | 0 | 0 | 0 | 0 | 0 | 0 | 0 | 0 | 0 | 0 | 0 | 0
Industrial Sector Energy Related Emissions before CCS[hard coal if,construction 41T43,CO] | NoSettings | 0 | 0 | 0 | 0 | 0 | 0 | 0 | 0 | 0 | 0 | 0 | 0 | 0 | 0 | 0 | 0 | 0 | 0 | 0 | 0 | 0 | 0 | 0 | 0 | 0 | 0 | 0 | 0 | 0 | 0 | 0
Industrial Sector Energy Related Emissions before CCS[hard coal if,construction 41T43,NOx] | NoSettings | 0 | 0 | 0 | 0 | 0 | 0 | 0 | 0 | 0 | 0 | 0 | 0 | 0 | 0 | 0 | 0 | 0 | 0 | 0 | 0 | 0 | 0 | 0 | 0 | 0 | 0 | 0 | 0 | 0 | 0 | 0
Industrial Sector Energy Related Emissions before CCS[hard coal if,construction 41T43,PM10] | NoSettings | 0 | 0 | 0 | 0 | 0 | 0 | 0 | 0 | 0 | 0 | 0 | 0 | 0 | 0 | 0 | 0 | 0 | 0 | 0 | 0 | 0 | 0 | 0 | 0 | 0 | 0 | 0 | 0 | 0 | 0 | 0
Industrial Sector Energy Related Emissions before CCS[hard coal if,construction 41T43,PM25] | NoSettings | 0 | 0 | 0 | 0 | 0 | 0 | 0 | 0 | 0 | 0 | 0 | 0 | 0 | 0 | 0 | 0 | 0 | 0 | 0 | 0 | 0 | 0 | 0 | 0 | 0 | 0 | 0 | 0 | 0 | 0 | 0
Industrial Sector Energy Related Emissions before CCS[hard coal if,construction 41T43,SOx] | NoSettings | 0 | 0 | 0 | 0 | 0 | 0 | 0 | 0 | 0 | 0 | 0 | 0 | 0 | 0 | 0 | 0 | 0 | 0 | 0 | 0 | 0 | 0 | 0 | 0 | 0 | 0 | 0 | 0 | 0 | 0 | 0
Industrial Sector Energy Related Emissions before CCS[hard coal if,construction 41T43,BC] | NoSettings | 0 | 0 | 0 | 0 | 0 | 0 | 0 | 0 | 0 | 0 | 0 | 0 | 0 | 0 | 0 | 0 | 0 | 0 | 0 | 0 | 0 | 0 | 0 | 0 | 0 | 0 | 0 | 0 | 0 | 0 | 0
Industrial Sector Energy Related Emissions before CCS[hard coal if,construction 41T43,OC] | NoSettings | 0 | 0 | 0 | 0 | 0 | 0 | 0 | 0 | 0 | 0 | 0 | 0 | 0 | 0 | 0 | 0 | 0 | 0 | 0 | 0 | 0 | 0 | 0 | 0 | 0 | 0 | 0 | 0 | 0 | 0 | 0
Industrial Sector Energy Related Emissions before CCS[hard coal if,construction 41T43,CH4] | NoSettings | 0 | 0 | 0 | 0 | 0 | 0 | 0 | 0 | 0 | 0 | 0 | 0 | 0 | 0 | 0 | 0 | 0 | 0 | 0 | 0 | 0 | 0 | 0 | 0 | 0 | 0 | 0 | 0 | 0 | 0 | 0
Industrial Sector Energy Related Emissions before CCS[hard coal if,construction 41T43,N2O] | NoSettings | 0 | 0 | 0 | 0 | 0 | 0 | 0 | 0 | 0 | 0 | 0 | 0 | 0 | 0 | 0 | 0 | 0 | 0 | 0 | 0 | 0 | 0 | 0 | 0 | 0 | 0 | 0 | 0 | 0 | 0 | 0
Industrial Sector Energy Related Emissions before CCS[hard coal if,construction 41T43,F gases] | NoSettings | 0 | 0 | 0 | 0 | 0 | 0 | 0 | 0 | 0 | 0 | 0 | 0 | 0 | 0 | 0 | 0 | 0 | 0 | 0 | 0 | 0 | 0 | 0 | 0 | 0 | 0 | 0 | 0 | 0 | 0 | 0
Industrial Sector Energy Related Emissions before CCS[natural gas if,agriculture and forestry 01T03,CO2] | NoSettings | 655482000000 | 633207000000 | 610928000000 | 588648000000 | 566373000000 | 544093000000 | 521816000000 | 499538000000 | 477260000000 | 454982000000 | 432704000000 | 410427000000 | 388149000000 | 365871000000 | 343593000000 | 321315000000 | 299037000000 | 276759000000 | 254482000000 | 232204000000 | 209926000000 | 187648000000 | 165370000000 | 143092000000 | 120947000000 | 100122000000 | 77592800000 | 55645100000 | 33697600000 | 11749900000 | 0
Industrial Sector Energy Related Emissions before CCS[natural gas if,agriculture and forestry 01T03,VOC] | NoSettings | 28326800 | 27364200 | 26401400 | 25438500 | 24475900 | 23513100 | 22550400 | 21587700 | 20624900 | 19662200 | 18699400 | 17736700 | 16773900 | 15811200 | 14848500 | 13885700 | 12923000 | 11960200 | 10997500 | 10034700 | 9072000 | 8109240 | 7146500 | 6183760 | 5226730 | 4326780 | 3353190 | 2404710 | 1456250 | 507776 | 0
Industrial Sector Energy Related Emissions before CCS[natural gas if,agriculture and forestry 01T03,CO] | NoSettings | 247665000 | 239249000 | 230831000 | 222413000 | 213996000 | 205578000 | 197161000 | 188744000 | 180326000 | 171909000 | 163491000 | 155074000 | 146657000 | 138239000 | 129822000 | 121404000 | 112987000 | 104570000 | 96152400 | 87735100 | 79317700 | 70900200 | 62482800 | 54065400 | 45698000 | 37829600 | 29317400 | 21024700 | 12732200 | 4439550 | 0
Industrial Sector Energy Related Emissions before CCS[natural gas if,agriculture and forestry 01T03,NOx] | NoSettings | 405902000 | 392109000 | 378312000 | 364516000 | 350722000 | 336926000 | 323131000 | 309335000 | 295540000 | 281744000 | 267949000 | 254153000 | 240358000 | 226563000 | 212767000 | 198972000 | 185176000 | 171381000 | 157586000 | 143790000 | 129995000 | 116199000 | 102404000 | 88608800 | 74895200 | 61999500 | 48048800 | 34457800 | 20867000 | 7276050 | 0
Industrial Sector Energy Related Emissions before CCS[natural gas if,agriculture and forestry 01T03,PM10] | NoSettings | 39111500 | 37782400 | 36453000 | 35123600 | 33794500 | 32465100 | 31135900 | 29806600 | 28477300 | 27148000 | 25818700 | 24489500 | 23160200 | 21830900 | 20501600 | 19172300 | 17843000 | 16513800 | 15184500 | 13855200 | 12525900 | 11196600 | 9867350 | 8538070 | 7216680 | 5974080 | 4629830 | 3320250 | 2010680 | 701098 | 0
Industrial Sector Energy Related Emissions before CCS[natural gas if,agriculture and forestry 01T03,PM25] | NoSettings | 39111500 | 37782400 | 36453000 | 35123600 | 33794500 | 32465100 | 31135900 | 29806600 | 28477300 | 27148000 | 25818700 | 24489500 | 23160200 | 21830900 | 20501600 | 19172300 | 17843000 | 16513800 | 15184500 | 13855200 | 12525900 | 11196600 | 9867350 | 8538070 | 7216680 | 5974080 | 4629830 | 3320250 | 2010680 | 701098 | 0
Industrial Sector Energy Related Emissions before CCS[natural gas if,agriculture and forestry 01T03,SOx] | NoSettings | 2989570 | 2887980 | 2786360 | 2684750 | 2583160 | 2481540 | 2379940 | 2278330 | 2176720 | 2075120 | 1973510 | 1871900 | 1770300 | 1668690 | 1567090 | 1465480 | 1363870 | 1262260 | 1160660 | 1059050 | 957446 | 855838 | 754232 | 652626 | 551622 | 456642 | 353891 | 253790 | 153690 | 53589.9 | 0
Industrial Sector Energy Related Emissions before CCS[natural gas if,agriculture and forestry 01T03,BC] | NoSettings | 6448580 | 6229440 | 6010260 | 5791070 | 5571930 | 5352740 | 5133580 | 4914420 | 4695240 | 4476080 | 4256910 | 4037740 | 3818580 | 3599410 | 3380240 | 3161070 | 2941900 | 2722740 | 2503570 | 2284400 | 2065240 | 1846060 | 1626900 | 1407730 | 1189860 | 984988 | 763352 | 547432 | 331514 | 115595 | 0
Industrial Sector Energy Related Emissions before CCS[natural gas if,agriculture and forestry 01T03,OC] | NoSettings | 16739100 | 16170300 | 15601300 | 15032400 | 14463500 | 13894600 | 13325700 | 12756800 | 12187800 | 11618900 | 11050000 | 10481100 | 9912200 | 9343290 | 8774380 | 8205460 | 7636550 | 7067640 | 6498730 | 5929820 | 5360910 | 4791980 | 4223070 | 3654160 | 3088630 | 2556820 | 1981500 | 1421020 | 860539 | 300059 | 0
Industrial Sector Energy Related Emissions before CCS[natural gas if,agriculture and forestry 01T03,CH4] | NoSettings | 12353600 | 11933800 | 11513900 | 11094000 | 10674200 | 10254300 | 9834450 | 9414590 | 8994720 | 8574860 | 8155000 | 7735140 | 7315280 | 6895420 | 6475560 | 6055690 | 5635830 | 5215970 | 4796110 | 4376250 | 3956390 | 3536520 | 3116660 | 2696800 | 2279430 | 1886950 | 1462360 | 1048720 | 635084 | 221446 | 0
Industrial Sector Energy Related Emissions before CCS[natural gas if,agriculture and forestry 01T03,N2O] | NoSettings | 1235360 | 1193380 | 1151390 | 1109400 | 1067420 | 1025430 | 983445 | 941459 | 899472 | 857486 | 815500 | 773514 | 731528 | 689542 | 647556 | 605569 | 563583 | 521597 | 479611 | 437625 | 395639 | 353652 | 311666 | 269680 | 227943 | 188695 | 146236 | 104872 | 63508.4 | 22144.6 | 0
Industrial Sector Energy Related Emissions before CCS[natural gas if,agriculture and forestry 01T03,F gases] | NoSettings | 0 | 0 | 0 | 0 | 0 | 0 | 0 | 0 | 0 | 0 | 0 | 0 | 0 | 0 | 0 | 0 | 0 | 0 | 0 | 0 | 0 | 0 | 0 | 0 | 0 | 0 | 0 | 0 | 0 | 0 | 0
Industrial Sector Energy Related Emissions before CCS[natural gas if,coal mining 05,CO2] | NoSettings | 1581190 | 1581190 | 1602410 | 1639550 | 1671390 | 1703230 | 1719140 | 1724450 | 1724450 | 1729760 | 1735060 | 1740370 | 1740370 | 1745670 | 1756290 | 1766900 | 1777510 | 1788120 | 1804040 | 1814650 | 1819960 | 1835880 | 1857100 | 1883630 | 1899550 | 1915470 | 1936690 | 1957910 | 1979140 | 2000360 | 2016280
Industrial Sector Energy Related Emissions before CCS[natural gas if,coal mining 05,VOC] | NoSettings | 68.3314 | 68.3314 | 69.2486 | 70.8537 | 72.2295 | 73.6053 | 74.2932 | 74.5225 | 74.5225 | 74.7518 | 74.9811 | 75.2104 | 75.2104 | 75.4397 | 75.8983 | 76.3569 | 76.8155 | 77.2741 | 77.962 | 78.4206 | 78.6499 | 79.3378 | 80.255 | 81.4015 | 82.0894 | 82.7773 | 83.6945 | 84.6117 | 85.5289 | 86.4461 | 87.134
Industrial Sector Energy Related Emissions before CCS[natural gas if,coal mining 05,CO] | NoSettings | 597.43 | 597.43 | 605.45 | 619.483 | 631.512 | 643.541 | 649.555 | 651.56 | 651.56 | 653.565 | 655.57 | 657.574 | 657.574 | 659.579 | 663.589 | 667.598 | 671.608 | 675.618 | 681.632 | 685.642 | 687.646 | 693.661 | 701.68 | 711.704 | 717.718 | 723.733 | 731.752 | 739.771 | 747.79 | 755.81 | 761.824
Industrial Sector Energy Related Emissions before CCS[natural gas if,coal mining 05,NOx] | NoSettings | 979.139 | 979.139 | 992.281 | 1015.28 | 1035 | 1054.71 | 1064.57 | 1067.85 | 1067.85 | 1071.14 | 1074.42 | 1077.71 | 1077.71 | 1081 | 1087.57 | 1094.14 | 1100.71 | 1107.28 | 1117.14 | 1123.71 | 1127 | 1136.85 | 1150 | 1166.42 | 1176.28 | 1186.14 | 1199.28 | 1212.42 | 1225.57 | 1238.71 | 1248.57
Industrial Sector Energy Related Emissions before CCS[natural gas if,coal mining 05,PM10] | NoSettings | 94.3468 | 94.3468 | 95.6132 | 97.8294 | 99.729 | 101.629 | 102.578 | 102.895 | 102.895 | 103.212 | 103.528 | 103.845 | 103.845 | 104.161 | 104.795 | 105.428 | 106.061 | 106.694 | 107.644 | 108.277 | 108.594 | 109.544 | 110.81 | 112.393 | 113.343 | 114.293 | 115.559 | 116.825 | 118.092 | 119.358 | 120.308
Industrial Sector Energy Related Emissions before CCS[natural gas if,coal mining 05,PM25] | NoSettings | 94.3468 | 94.3468 | 95.6132 | 97.8294 | 99.729 | 101.629 | 102.578 | 102.895 | 102.895 | 103.212 | 103.528 | 103.845 | 103.845 | 104.161 | 104.795 | 105.428 | 106.061 | 106.694 | 107.644 | 108.277 | 108.594 | 109.544 | 110.81 | 112.393 | 113.343 | 114.293 | 115.559 | 116.825 | 118.092 | 119.358 | 120.308
Industrial Sector Energy Related Emissions before CCS[natural gas if,coal mining 05,SOx] | NoSettings | 7.2116 | 7.2116 | 7.3084 | 7.4778 | 7.623 | 7.7682 | 7.8408 | 7.865 | 7.865 | 7.8892 | 7.9134 | 7.9376 | 7.9376 | 7.9618 | 8.0102 | 8.0586 | 8.107 | 8.1554 | 8.228 | 8.2764 | 8.3006 | 8.3732 | 8.47 | 8.591 | 8.6636 | 8.7362 | 8.833 | 8.9298 | 9.0266 | 9.1234 | 9.196
Industrial Sector Energy Related Emissions before CCS[natural gas if,coal mining 05,BC] | NoSettings | 15.5556 | 15.5556 | 15.7644 | 16.1298 | 16.443 | 16.7562 | 16.9128 | 16.965 | 16.965 | 17.0172 | 17.0694 | 17.1216 | 17.1216 | 17.1738 | 17.2782 | 17.3826 | 17.487 | 17.5914 | 17.748 | 17.8524 | 17.9046 | 18.0612 | 18.27 | 18.531 | 18.6876 | 18.8442 | 19.053 | 19.2618 | 19.4706 | 19.6794 | 19.836
Industrial Sector Energy Related Emissions before CCS[natural gas if,coal mining 05,OC] | NoSettings | 40.379 | 40.379 | 40.921 | 41.8695 | 42.6825 | 43.4955 | 43.902 | 44.0375 | 44.0375 | 44.173 | 44.3085 | 44.444 | 44.444 | 44.5795 | 44.8505 | 45.1215 | 45.3925 | 45.6635 | 46.07 | 46.341 | 46.4765 | 46.883 | 47.425 | 48.1025 | 48.509 | 48.9155 | 49.4575 | 49.9995 | 50.5415 | 51.0835 | 51.49
Industrial Sector Energy Related Emissions before CCS[natural gas if,coal mining 05,CH4] | NoSettings | 29.8 | 29.8 | 30.2 | 30.9 | 31.5 | 32.1 | 32.4 | 32.5 | 32.5 | 32.6 | 32.7 | 32.8 | 32.8 | 32.9 | 33.1 | 33.3 | 33.5 | 33.7 | 34 | 34.2 | 34.3 | 34.6 | 35 | 35.5 | 35.8 | 36.1 | 36.5 | 36.9 | 37.3 | 37.7 | 38
Industrial Sector Energy Related Emissions before CCS[natural gas if,coal mining 05,N2O] | NoSettings | 2.98 | 2.98 | 3.02 | 3.09 | 3.15 | 3.21 | 3.24 | 3.25 | 3.25 | 3.26 | 3.27 | 3.28 | 3.28 | 3.29 | 3.31 | 3.33 | 3.35 | 3.37 | 3.4 | 3.42 | 3.43 | 3.46 | 3.5 | 3.55 | 3.58 | 3.61 | 3.65 | 3.69 | 3.73 | 3.77 | 3.8
Industrial Sector Energy Related Emissions before CCS[natural gas if,coal mining 05,F gases] | NoSettings | 0 | 0 | 0 | 0 | 0 | 0 | 0 | 0 | 0 | 0 | 0 | 0 | 0 | 0 | 0 | 0 | 0 | 0 | 0 | 0 | 0 | 0 | 0 | 0 | 0 | 0 | 0 | 0 | 0 | 0 | 0
Industrial Sector Energy Related Emissions before CCS[natural gas if,oil and gas extraction 06,CO2] | NoSettings | 12744500000000 | 11679900000000 | 12187000000000 | 12751100000000 | 13029800000000 | 13469500000000 | 13587900000000 | 13587700000000 | 13717300000000 | 13591300000000 | 13406500000000 | 13391000000000 | 13290000000000 | 13406600000000 | 13533600000000 | 13497200000000 | 13413900000000 | 13471800000000 | 13563600000000 | 13613200000000 | 13499200000000 | 13351300000000 | 13279200000000 | 13284700000000 | 13357400000000 | 13408400000000 | 13394000000000 | 13413200000000 | 13432500000000 | 13451700000000 | 13471000000000
Industrial Sector Energy Related Emissions before CCS[natural gas if,oil and gas extraction 06,VOC] | NoSettings | 550756000 | 504749000 | 526663000 | 551042000 | 563085000 | 582090000 | 587205000 | 587196000 | 592796000 | 587350000 | 579363000 | 578696000 | 574330000 | 579370000 | 584857000 | 583284000 | 579684000 | 582186000 | 586155000 | 588299000 | 583369000 | 576978000 | 573865000 | 574103000 | 577244000 | 579448000 | 578824000 | 579657000 | 580489000 | 581319000 | 582151000
Industrial Sector Energy Related Emissions before CCS[natural gas if,oil and gas extraction 06,CO] | NoSettings | 4815330000 | 4413090000 | 4604680000 | 4817840000 | 4923130000 | 5089290000 | 5134010000 | 5133930000 | 5182890000 | 5135280000 | 5065450000 | 5059610000 | 5021440000 | 5065510000 | 5113480000 | 5099730000 | 5068250000 | 5090130000 | 5124830000 | 5143580000 | 5100470000 | 5044600000 | 5017370000 | 5019460000 | 5046920000 | 5066190000 | 5060740000 | 5068010000 | 5075290000 | 5082550000 | 5089830000
Industrial Sector Energy Related Emissions before CCS[natural gas if,oil and gas extraction 06,NOx] | NoSettings | 7891920000 | 7232680000 | 7546690000 | 7896030000 | 8068590000 | 8340910000 | 8414220000 | 8414090000 | 8494320000 | 8416290000 | 8301850000 | 8292290000 | 8229730000 | 8301950000 | 8380570000 | 8358030000 | 8306450000 | 8342290000 | 8399170000 | 8429890000 | 8359250000 | 8267680000 | 8223060000 | 8226470000 | 8271490000 | 8303060000 | 8294130000 | 8306050000 | 8317980000 | 8329870000 | 8341800000
Industrial Sector Energy Related Emissions before CCS[natural gas if,oil and gas extraction 06,PM10] | NoSettings | 760442000 | 696919000 | 727176000 | 760837000 | 777465000 | 803705000 | 810768000 | 810756000 | 818487000 | 810968000 | 799941000 | 799019000 | 792991000 | 799950000 | 807526000 | 805354000 | 800384000 | 803838000 | 809318000 | 812278000 | 805472000 | 796648000 | 792348000 | 792678000 | 797015000 | 800058000 | 799197000 | 800346000 | 801495000 | 802641000 | 803790000
Industrial Sector Energy Related Emissions before CCS[natural gas if,oil and gas extraction 06,PM25] | NoSettings | 760442000 | 696919000 | 727176000 | 760837000 | 777465000 | 803705000 | 810768000 | 810756000 | 818487000 | 810968000 | 799941000 | 799019000 | 792991000 | 799950000 | 807526000 | 805354000 | 800384000 | 803838000 | 809318000 | 812278000 | 805472000 | 796648000 | 792348000 | 792678000 | 797015000 | 800058000 | 799197000 | 800346000 | 801495000 | 802641000 | 803790000
Industrial Sector Energy Related Emissions before CCS[natural gas if,oil and gas extraction 06,SOx] | NoSettings | 58126000 | 53270500 | 55583300 | 58156200 | 59427200 | 61432900 | 61972800 | 61971800 | 62562800 | 61988100 | 61145200 | 61074800 | 60614000 | 61145900 | 61725000 | 61559000 | 61179100 | 61443100 | 61862000 | 62088200 | 61567900 | 60893500 | 60564900 | 60590000 | 60921600 | 61154100 | 61088300 | 61176100 | 61264000 | 61351600 | 61439400
Industrial Sector Energy Related Emissions before CCS[natural gas if,oil and gas extraction 06,BC] | NoSettings | 125379000 | 114906000 | 119895000 | 125444000 | 128186000 | 132512000 | 133677000 | 133675000 | 134950000 | 133710000 | 131892000 | 131740000 | 130746000 | 131893000 | 133142000 | 132784000 | 131965000 | 132534000 | 133438000 | 133926000 | 132804000 | 131349000 | 130640000 | 130694000 | 131409000 | 131911000 | 131769000 | 131958000 | 132148000 | 132337000 | 132526000
Industrial Sector Energy Related Emissions before CCS[natural gas if,oil and gas extraction 06,OC] | NoSettings | 325457000 | 298271000 | 311220000 | 325627000 | 332743000 | 343974000 | 346997000 | 346991000 | 350300000 | 347082000 | 342362000 | 341968000 | 339388000 | 342366000 | 345609000 | 344679000 | 342552000 | 344030000 | 346376000 | 347643000 | 344730000 | 340953000 | 339113000 | 339254000 | 341110000 | 342413000 | 342044000 | 342536000 | 343028000 | 343518000 | 344010000
Industrial Sector Energy Related Emissions before CCS[natural gas if,oil and gas extraction 06,CH4] | NoSettings | 240190000 | 220126000 | 229683000 | 240315000 | 245567000 | 253855000 | 256086000 | 256082000 | 258524000 | 256149000 | 252666000 | 252375000 | 250471000 | 252669000 | 255062000 | 254376000 | 252806000 | 253897000 | 255628000 | 256563000 | 254413000 | 251626000 | 250268000 | 250372000 | 251742000 | 252703000 | 252431000 | 252794000 | 253157000 | 253519000 | 253882000
Industrial Sector Energy Related Emissions before CCS[natural gas if,oil and gas extraction 06,N2O] | NoSettings | 24019000 | 22012600 | 22968300 | 24031500 | 24556700 | 25385500 | 25608600 | 25608200 | 25852400 | 25614900 | 25266600 | 25237500 | 25047100 | 25266900 | 25506200 | 25437600 | 25280600 | 25389700 | 25562800 | 25656300 | 25441300 | 25162600 | 25026800 | 25037200 | 25174200 | 25270300 | 25243100 | 25279400 | 25315700 | 25351900 | 25388200
Industrial Sector Energy Related Emissions before CCS[natural gas if,oil and gas extraction 06,F gases] | NoSettings | 0 | 0 | 0 | 0 | 0 | 0 | 0 | 0 | 0 | 0 | 0 | 0 | 0 | 0 | 0 | 0 | 0 | 0 | 0 | 0 | 0 | 0 | 0 | 0 | 0 | 0 | 0 | 0 | 0 | 0 | 0
Industrial Sector Energy Related Emissions before CCS[natural gas if,other mining and quarrying 07T08,CO2] | NoSettings | 299403000000 | 298901000000 | 303739000000 | 310179000000 | 316467000000 | 321925000000 | 324901000000 | 326399000000 | 326745000000 | 327057000000 | 327928000000 | 329143000000 | 329505000000 | 330321000000 | 332104000000 | 334590000000 | 336367000000 | 338338000000 | 341069000000 | 343258000000 | 344814000000 | 347398000000 | 351697000000 | 356131000000 | 359394000000 | 362472000000 | 366772000000 | 370557000000 | 374341000000 | 378126000000 | 381911000000
Industrial Sector Energy Related Emissions before CCS[natural gas if,other mining and quarrying 07T08,VOC] | NoSettings | 12938800 | 12917100 | 13126100 | 13404400 | 13676200 | 13912100 | 14040700 | 14105400 | 14120300 | 14133800 | 14171500 | 14224000 | 14239600 | 14274900 | 14351900 | 14459400 | 14536200 | 14621400 | 14739400 | 14834000 | 14901200 | 15012900 | 15198600 | 15390300 | 15531300 | 15664300 | 15850200 | 16013700 | 16177300 | 16340800 | 16504400
Industrial Sector Energy Related Emissions before CCS[natural gas if,other mining and quarrying 07T08,CO] | NoSettings | 113125000 | 112936000 | 114764000 | 117197000 | 119573000 | 121635000 | 122759000 | 123325000 | 123456000 | 123574000 | 123903000 | 124362000 | 124499000 | 124807000 | 125481000 | 126420000 | 127092000 | 127836000 | 128868000 | 129695000 | 130283000 | 131260000 | 132884000 | 134559000 | 135792000 | 136955000 | 138580000 | 140010000 | 141440000 | 142870000 | 144300000
Industrial Sector Energy Related Emissions before CCS[natural gas if,other mining and quarrying 07T08,NOx] | NoSettings | 185403000 | 185092000 | 188088000 | 192076000 | 195970000 | 199350000 | 201192000 | 202120000 | 202334000 | 202527000 | 203067000 | 203819000 | 204044000 | 204549000 | 205653000 | 207192000 | 208293000 | 209513000 | 211204000 | 212560000 | 213523000 | 215124000 | 217785000 | 220531000 | 222552000 | 224458000 | 227121000 | 229465000 | 231808000 | 234152000 | 236495000
Industrial Sector Energy Related Emissions before CCS[natural gas if,other mining and quarrying 07T08,PM10] | NoSettings | 17864900 | 17834900 | 18123600 | 18507800 | 18883000 | 19208700 | 19386300 | 19475700 | 19496300 | 19514900 | 19566900 | 19639400 | 19661000 | 19709700 | 19816100 | 19964400 | 20070400 | 20188100 | 20351000 | 20481600 | 20574400 | 20728700 | 20985100 | 21249700 | 21444500 | 21628100 | 21884700 | 22110500 | 22336300 | 22562200 | 22788000
Industrial Sector Energy Related Emissions before CCS[natural gas if,other mining and quarrying 07T08,PM25] | NoSettings | 17864900 | 17834900 | 18123600 | 18507800 | 18883000 | 19208700 | 19386300 | 19475700 | 19496300 | 19514900 | 19566900 | 19639400 | 19661000 | 19709700 | 19816100 | 19964400 | 20070400 | 20188100 | 20351000 | 20481600 | 20574400 | 20728700 | 20985100 | 21249700 | 21444500 | 21628100 | 21884700 | 22110500 | 22336300 | 22562200 | 22788000
Industrial Sector Energy Related Emissions before CCS[natural gas if,other mining and quarrying 07T08,SOx] | NoSettings | 1365540 | 1363250 | 1385310 | 1414690 | 1443370 | 1468260 | 1481830 | 1488670 | 1490240 | 1491660 | 1495640 | 1501180 | 1502830 | 1506550 | 1514680 | 1526020 | 1534130 | 1543120 | 1555570 | 1565560 | 1572650 | 1584440 | 1604040 | 1624270 | 1639150 | 1653190 | 1672800 | 1690070 | 1707320 | 1724590 | 1741850
Industrial Sector Energy Related Emissions before CCS[natural gas if,other mining and quarrying 07T08,BC] | NoSettings | 2945510 | 2940560 | 2988160 | 3051510 | 3113380 | 3167070 | 3196350 | 3211090 | 3214490 | 3217560 | 3226130 | 3238080 | 3241650 | 3249670 | 3267210 | 3291670 | 3309150 | 3328540 | 3355410 | 3376940 | 3392250 | 3417670 | 3459960 | 3503590 | 3535690 | 3565980 | 3608280 | 3645510 | 3682740 | 3719980 | 3757210
Industrial Sector Energy Related Emissions before CCS[natural gas if,other mining and quarrying 07T08,OC] | NoSettings | 7645900 | 7633070 | 7756620 | 7921070 | 8081650 | 8221040 | 8297030 | 8335300 | 8344120 | 8352080 | 8374330 | 8405360 | 8414620 | 8435440 | 8480970 | 8544470 | 8589850 | 8640180 | 8709930 | 8765820 | 8805550 | 8871550 | 8981320 | 9094560 | 9177900 | 9256510 | 9366320 | 9462970 | 9559610 | 9656260 | 9752910
Industrial Sector Energy Related Emissions before CCS[natural gas if,other mining and quarrying 07T08,CH4] | NoSettings | 5642730 | 5633260 | 5724440 | 5845810 | 5964320 | 6067190 | 6123270 | 6151510 | 6158020 | 6163900 | 6180320 | 6203220 | 6210050 | 6225420 | 6259020 | 6305880 | 6339370 | 6376520 | 6427990 | 6469240 | 6498560 | 6547270 | 6628280 | 6711850 | 6773360 | 6831370 | 6912410 | 6983740 | 7055060 | 7126390 | 7197720
Industrial Sector Energy Related Emissions before CCS[natural gas if,other mining and quarrying 07T08,N2O] | NoSettings | 564273 | 563326 | 572444 | 584581 | 596432 | 606719 | 612327 | 615151 | 615802 | 616390 | 618032 | 620322 | 621005 | 622542 | 625902 | 630588 | 633937 | 637652 | 642799 | 646924 | 649856 | 654727 | 662828 | 671185 | 677336 | 683137 | 691241 | 698374 | 705506 | 712639 | 719772
Industrial Sector Energy Related Emissions before CCS[natural gas if,other mining and quarrying 07T08,F gases] | NoSettings | 0 | 0 | 0 | 0 | 0 | 0 | 0 | 0 | 0 | 0 | 0 | 0 | 0 | 0 | 0 | 0 | 0 | 0 | 0 | 0 | 0 | 0 | 0 | 0 | 0 | 0 | 0 | 0 | 0 | 0 | 0
Industrial Sector Energy Related Emissions before CCS[natural gas if,food beverage and tobacco 10T12,CO2] | NoSettings | 3171120000000 | 3165800000000 | 3217040000000 | 3285250000000 | 3351850000000 | 3409660000000 | 3441180000000 | 3457040000000 | 3460710000000 | 3464010000000 | 3473240000000 | 3486110000000 | 3489950000000 | 3498580000000 | 3517470000000 | 3543800000000 | 3562620000000 | 3583500000000 | 3612430000000 | 3635610000000 | 3652080000000 | 3679460000000 | 3724990000000 | 3771950000000 | 3806510000000 | 3839110000000 | 3884660000000 | 3924750000000 | 3964830000000 | 4004920000000 | 4045000000000
Industrial Sector Energy Related Emissions before CCS[natural gas if,food beverage and tobacco 10T12,VOC] | NoSettings | 137041000 | 136811000 | 139025000 | 141973000 | 144851000 | 147349000 | 148711000 | 149397000 | 149555000 | 149698000 | 150097000 | 150653000 | 150819000 | 151192000 | 152008000 | 153146000 | 153959000 | 154862000 | 156112000 | 157114000 | 157826000 | 159009000 | 160976000 | 163006000 | 164499000 | 165908000 | 167876000 | 169609000 | 171341000 | 173073000 | 174805000
Industrial Sector Energy Related Emissions before CCS[natural gas if,food beverage and tobacco 10T12,CO] | NoSettings | 1198160000 | 1196150000 | 1215520000 | 1241290000 | 1266450000 | 1288290000 | 1300200000 | 1306200000 | 1307580000 | 1308830000 | 1312320000 | 1317180000 | 1318630000 | 1321890000 | 1329030000 | 1338980000 | 1346090000 | 1353980000 | 1364910000 | 1373660000 | 1379890000 | 1390230000 | 1407440000 | 1425180000 | 1438240000 | 1450560000 | 1467770000 | 1482910000 | 1498060000 | 1513200000 | 1528350000
Industrial Sector Energy Related Emissions before CCS[natural gas if,food beverage and tobacco 10T12,NOx] | NoSettings | 1963690000 | 1960400000 | 1992130000 | 2034370000 | 2075610000 | 2111400000 | 2130920000 | 2140750000 | 2143020000 | 2145060000 | 2150780000 | 2158750000 | 2161120000 | 2166470000 | 2178170000 | 2194470000 | 2206120000 | 2219050000 | 2236970000 | 2251320000 | 2261520000 | 2278480000 | 2306670000 | 2335750000 | 2357150000 | 2377340000 | 2405550000 | 2430370000 | 2455190000 | 2480010000 | 2504830000
Industrial Sector Energy Related Emissions before CCS[natural gas if,food beverage and tobacco 10T12,PM10] | NoSettings | 189215000 | 188898000 | 191956000 | 196025000 | 199999000 | 203448000 | 205329000 | 206276000 | 206494000 | 206692000 | 207242000 | 208010000 | 208239000 | 208754000 | 209881000 | 211453000 | 212575000 | 213821000 | 215547000 | 216931000 | 217914000 | 219547000 | 222264000 | 225066000 | 227128000 | 229073000 | 231791000 | 234183000 | 236575000 | 238967000 | 241358000
Industrial Sector Energy Related Emissions before CCS[natural gas if,food beverage and tobacco 10T12,PM25] | NoSettings | 189215000 | 188898000 | 191956000 | 196025000 | 199999000 | 203448000 | 205329000 | 206276000 | 206494000 | 206692000 | 207242000 | 208010000 | 208239000 | 208754000 | 209881000 | 211453000 | 212575000 | 213821000 | 215547000 | 216931000 | 217914000 | 219547000 | 222264000 | 225066000 | 227128000 | 229073000 | 231791000 | 234183000 | 236575000 | 238967000 | 241358000
Industrial Sector Energy Related Emissions before CCS[natural gas if,food beverage and tobacco 10T12,SOx] | NoSettings | 14463100 | 14438800 | 14672500 | 14983600 | 15287400 | 15551000 | 15694800 | 15767100 | 15783800 | 15798900 | 15841000 | 15899700 | 15917200 | 15956600 | 16042700 | 16162800 | 16248700 | 16343900 | 16475800 | 16581500 | 16656700 | 16781500 | 16989200 | 17203400 | 17361000 | 17509700 | 17717400 | 17900300 | 18083100 | 18265900 | 18448700
Industrial Sector Energy Related Emissions before CCS[natural gas if,food beverage and tobacco 10T12,BC] | NoSettings | 31197200 | 31144900 | 31649000 | 32320000 | 32975200 | 33543900 | 33854000 | 34010100 | 34046100 | 34078700 | 34169400 | 34296100 | 34333800 | 34418700 | 34604600 | 34863600 | 35048800 | 35254200 | 35538800 | 35766800 | 35928900 | 36198200 | 36646100 | 37108100 | 37448200 | 37768900 | 38217000 | 38611300 | 39005700 | 39400000 | 39794400
Industrial Sector Energy Related Emissions before CCS[natural gas if,food beverage and tobacco 10T12,OC] | NoSettings | 80981300 | 80845400 | 82154100 | 83895900 | 85596600 | 87072800 | 87877800 | 88283000 | 88376500 | 88460900 | 88696500 | 89025300 | 89123200 | 89343700 | 89826100 | 90498600 | 90979000 | 91512200 | 92251000 | 92843000 | 93263700 | 93962700 | 95125500 | 96324800 | 97207400 | 98039900 | 99203100 | 100227000 | 101250000 | 102274000 | 103298000
Industrial Sector Energy Related Emissions before CCS[natural gas if,food beverage and tobacco 10T12,CH4] | NoSettings | 59764800 | 59664500 | 60630300 | 61915800 | 63170900 | 64260400 | 64854500 | 65153500 | 65222500 | 65284800 | 65458700 | 65701300 | 65773600 | 65936300 | 66292300 | 66788600 | 67143200 | 67536700 | 68081900 | 68518800 | 68829300 | 69345200 | 70203300 | 71088400 | 71739800 | 72354200 | 73212600 | 73968100 | 74723500 | 75479000 | 76234400
Industrial Sector Energy Related Emissions before CCS[natural gas if,food beverage and tobacco 10T12,N2O] | NoSettings | 5976480 | 5966450 | 6063030 | 6191580 | 6317090 | 6426040 | 6485450 | 6515350 | 6522250 | 6528480 | 6545870 | 6570130 | 6577360 | 6593630 | 6629230 | 6678860 | 6714320 | 6753670 | 6808190 | 6851880 | 6882930 | 6934520 | 7020330 | 7108840 | 7173980 | 7235420 | 7321260 | 7396810 | 7472350 | 7547900 | 7623440
Industrial Sector Energy Related Emissions before CCS[natural gas if,food beverage and tobacco 10T12,F gases] | NoSettings | 0 | 0 | 0 | 0 | 0 | 0 | 0 | 0 | 0 | 0 | 0 | 0 | 0 | 0 | 0 | 0 | 0 | 0 | 0 | 0 | 0 | 0 | 0 | 0 | 0 | 0 | 0 | 0 | 0 | 0 | 0
Industrial Sector Energy Related Emissions before CCS[natural gas if,textiles apparel and leather 13T15,CO2] | NoSettings | 165712000000 | 165434000000 | 168112000000 | 171676000000 | 175156000000 | 178177000000 | 179824000000 | 180653000000 | 180844000000 | 181017000000 | 181499000000 | 182172000000 | 182373000000 | 182824000000 | 183810000000 | 185187000000 | 186170000000 | 187261000000 | 188773000000 | 189984000000 | 190845000000 | 192276000000 | 194655000000 | 197109000000 | 198915000000 | 200619000000 | 202999000000 | 205093000000 | 207188000000 | 209283000000 | 211377000000
Industrial Sector Energy Related Emissions before CCS[natural gas if,textiles apparel and leather 13T15,VOC] | NoSettings | 7161270 | 7149250 | 7264980 | 7419000 | 7569400 | 7699960 | 7771140 | 7806950 | 7815230 | 7822680 | 7843530 | 7872600 | 7881270 | 7900760 | 7943410 | 8002890 | 8045380 | 8092520 | 8157850 | 8210200 | 8247420 | 8309240 | 8412050 | 8518110 | 8596160 | 8669790 | 8772630 | 8863160 | 8953680 | 9044210 | 9134720
Industrial Sector Energy Related Emissions before CCS[natural gas if,textiles apparel and leather 13T15,CO] | NoSettings | 62611900 | 62506900 | 63518700 | 64865300 | 66180300 | 67321800 | 67944100 | 68257200 | 68329600 | 68394800 | 68577000 | 68831200 | 68907000 | 69077400 | 69450300 | 69970300 | 70341800 | 70754000 | 71325200 | 71782900 | 72108200 | 72648700 | 73547700 | 74474900 | 75157300 | 75801100 | 76700200 | 77491700 | 78283200 | 79074700 | 79866000
Industrial Sector Energy Related Emissions before CCS[natural gas if,textiles apparel and leather 13T15,NOx] | NoSettings | 102616000 | 102444000 | 104102000 | 106309000 | 108464000 | 110335000 | 111355000 | 111868000 | 111987000 | 112093000 | 112392000 | 112809000 | 112933000 | 113212000 | 113823000 | 114676000 | 115284000 | 115960000 | 116896000 | 117646000 | 118179000 | 119065000 | 120539000 | 122058000 | 123177000 | 124232000 | 125705000 | 127002000 | 128300000 | 129597000 | 130894000
Industrial Sector Energy Related Emissions before CCS[natural gas if,textiles apparel and leather 13T15,PM10] | NoSettings | 9887730 | 9871140 | 10030900 | 10243600 | 10451300 | 10631500 | 10729800 | 10779200 | 10790700 | 10801000 | 10829700 | 10869900 | 10881900 | 10908800 | 10967700 | 11049800 | 11108400 | 11173500 | 11263700 | 11336000 | 11387400 | 11472800 | 11614700 | 11761200 | 11868900 | 11970600 | 12112600 | 12237600 | 12362600 | 12487600 | 12612500
Industrial Sector Energy Related Emissions before CCS[natural gas if,textiles apparel and leather 13T15,PM25] | NoSettings | 9887730 | 9871140 | 10030900 | 10243600 | 10451300 | 10631500 | 10729800 | 10779200 | 10790700 | 10801000 | 10829700 | 10869900 | 10881900 | 10908800 | 10967700 | 11049800 | 11108400 | 11173500 | 11263700 | 11336000 | 11387400 | 11472800 | 11614700 | 11761200 | 11868900 | 11970600 | 12112600 | 12237600 | 12362600 | 12487600 | 12612500
Industrial Sector Energy Related Emissions before CCS[natural gas if,textiles apparel and leather 13T15,SOx] | NoSettings | 755790 | 754522 | 766736 | 782991 | 798864 | 812643 | 820155 | 823935 | 824809 | 825595 | 827795 | 830863 | 831778 | 833835 | 838336 | 844614 | 849098 | 854074 | 860968 | 866493 | 870421 | 876945 | 887796 | 898989 | 907227 | 914997 | 925851 | 935405 | 944959 | 954513 | 964065
Industrial Sector Energy Related Emissions before CCS[natural gas if,textiles apparel and leather 13T15,BC] | NoSettings | 1630260 | 1627520 | 1653870 | 1688930 | 1723170 | 1752890 | 1769090 | 1777250 | 1779130 | 1780830 | 1785570 | 1792190 | 1794170 | 1798600 | 1808310 | 1821850 | 1831530 | 1842260 | 1857130 | 1869050 | 1877520 | 1891590 | 1915000 | 1939140 | 1956910 | 1973670 | 1997080 | 2017690 | 2038300 | 2058910 | 2079510
Industrial Sector Energy Related Emissions before CCS[natural gas if,textiles apparel and leather 13T15,OC] | NoSettings | 4231800 | 4224700 | 4293090 | 4384100 | 4472980 | 4550130 | 4592190 | 4613350 | 4618250 | 4622650 | 4634970 | 4652150 | 4657270 | 4668790 | 4693990 | 4729140 | 4754250 | 4782110 | 4820710 | 4851650 | 4873640 | 4910170 | 4970930 | 5033590 | 5079720 | 5123230 | 5184000 | 5237500 | 5290990 | 5344490 | 5397970
Industrial Sector Energy Related Emissions before CCS[natural gas if,textiles apparel and leather 13T15,CH4] | NoSettings | 3123100 | 3117860 | 3168330 | 3235500 | 3301090 | 3358030 | 3389070 | 3404690 | 3408300 | 3411550 | 3420640 | 3433320 | 3437100 | 3445600 | 3464200 | 3490140 | 3508670 | 3529230 | 3557720 | 3580550 | 3596780 | 3623740 | 3668580 | 3714830 | 3748870 | 3780980 | 3825830 | 3865310 | 3904790 | 3944270 | 3983740
Industrial Sector Energy Related Emissions before CCS[natural gas if,textiles apparel and leather 13T15,N2O] | NoSettings | 312310 | 311786 | 316833 | 323550 | 330109 | 335803 | 338907 | 340469 | 340830 | 341155 | 342064 | 343332 | 343710 | 344560 | 346420 | 349014 | 350867 | 352923 | 355772 | 358055 | 359678 | 362374 | 366858 | 371483 | 374887 | 378098 | 382583 | 386531 | 390479 | 394427 | 398374
Industrial Sector Energy Related Emissions before CCS[natural gas if,textiles apparel and leather 13T15,F gases] | NoSettings | 0 | 0 | 0 | 0 | 0 | 0 | 0 | 0 | 0 | 0 | 0 | 0 | 0 | 0 | 0 | 0 | 0 | 0 | 0 | 0 | 0 | 0 | 0 | 0 | 0 | 0 | 0 | 0 | 0 | 0 | 0
Industrial Sector Energy Related Emissions before CCS[natural gas if,wood products 16,CO2] | NoSettings | 384986000000 | 384341000000 | 390561000000 | 398842000000 | 406928000000 | 413946000000 | 417773000000 | 419699000000 | 420143000000 | 420545000000 | 421665000000 | 423227000000 | 423693000000 | 424742000000 | 427034000000 | 430231000000 | 432516000000 | 435051000000 | 438562000000 | 441377000000 | 443377000000 | 446700000000 | 452228000000 | 457930000000 | 462126000000 | 466084000000 | 471613000000 | 476479000000 | 481346000000 | 486213000000 | 491079000000
Industrial Sector Energy Related Emissions before CCS[natural gas if,wood products 16,VOC] | NoSettings | 16637300 | 16609400 | 16878200 | 17236100 | 17585500 | 17888800 | 18054100 | 18137400 | 18156600 | 18173900 | 18222300 | 18289900 | 18310000 | 18355300 | 18454400 | 18592500 | 18691300 | 18800800 | 18952600 | 19074200 | 19160600 | 19304300 | 19543100 | 19789500 | 19970900 | 20141900 | 20380900 | 20591200 | 20801500 | 21011800 | 21222100
Industrial Sector Energy Related Emissions before CCS[natural gas if,wood products 16,CO] | NoSettings | 145462000 | 145218000 | 147568000 | 150697000 | 153752000 | 156404000 | 157850000 | 158577000 | 158745000 | 158897000 | 159320000 | 159911000 | 160087000 | 160483000 | 161349000 | 162557000 | 163420000 | 164378000 | 165705000 | 166768000 | 167524000 | 168780000 | 170868000 | 173022000 | 174608000 | 176103000 | 178193000 | 180031000 | 181870000 | 183709000 | 185547000
Industrial Sector Energy Related Emissions before CCS[natural gas if,wood products 16,NOx] | NoSettings | 238400000 | 238000000 | 241852000 | 246980000 | 251987000 | 256333000 | 258703000 | 259895000 | 260171000 | 260419000 | 261113000 | 262080000 | 262369000 | 263018000 | 264438000 | 266417000 | 267832000 | 269402000 | 271576000 | 273319000 | 274558000 | 276616000 | 280039000 | 283569000 | 286168000 | 288619000 | 292043000 | 295056000 | 298070000 | 301083000 | 304097000
Industrial Sector Energy Related Emissions before CCS[natural gas if,wood products 16,PM10] | NoSettings | 22971500 | 22933000 | 23304100 | 23798300 | 24280700 | 24699500 | 24927800 | 25042700 | 25069200 | 25093200 | 25160000 | 25253300 | 25281000 | 25343600 | 25480400 | 25671200 | 25807500 | 25958700 | 26168300 | 26336200 | 26455500 | 26653900 | 26983700 | 27323900 | 27574300 | 27810400 | 28140400 | 28430700 | 28721100 | 29011500 | 29301800
Industrial Sector Energy Related Emissions before CCS[natural gas if,wood products 16,PM25] | NoSettings | 22971500 | 22933000 | 23304100 | 23798300 | 24280700 | 24699500 | 24927800 | 25042700 | 25069200 | 25093200 | 25160000 | 25253300 | 25281000 | 25343600 | 25480400 | 25671200 | 25807500 | 25958700 | 26168300 | 26336200 | 26455500 | 26653900 | 26983700 | 27323900 | 27574300 | 27810400 | 28140400 | 28430700 | 28721100 | 29011500 | 29301800
Industrial Sector Energy Related Emissions before CCS[natural gas if,wood products 16,SOx] | NoSettings | 1755870 | 1752930 | 1781300 | 1819070 | 1855950 | 1887960 | 1905410 | 1914190 | 1916220 | 1918050 | 1923160 | 1930290 | 1932410 | 1937190 | 1947650 | 1962230 | 1972650 | 1984210 | 2000230 | 2013060 | 2022190 | 2037340 | 2062550 | 2088560 | 2107700 | 2125750 | 2150970 | 2173160 | 2195360 | 2217550 | 2239750
Industrial Sector Energy Related Emissions before CCS[natural gas if,wood products 16,BC] | NoSettings | 3787460 | 3781110 | 3842310 | 3923780 | 4003320 | 4072370 | 4110010 | 4128960 | 4133340 | 4137280 | 4148300 | 4163680 | 4168260 | 4178570 | 4201130 | 4232580 | 4255060 | 4279990 | 4314540 | 4342230 | 4361910 | 4394600 | 4448980 | 4505070 | 4546360 | 4585290 | 4639690 | 4687570 | 4735440 | 4783320 | 4831190
Industrial Sector Energy Related Emissions before CCS[natural gas if,wood products 16,OC] | NoSettings | 9831450 | 9814960 | 9973820 | 10185300 | 10391800 | 10571000 | 10668700 | 10717900 | 10729300 | 10739500 | 10768100 | 10808000 | 10819900 | 10846700 | 10905200 | 10986900 | 11045200 | 11109900 | 11199600 | 11271500 | 11322600 | 11407400 | 11548600 | 11694200 | 11801400 | 11902400 | 12043600 | 12167900 | 12292200 | 12416500 | 12540700
Industrial Sector Energy Related Emissions before CCS[natural gas if,wood products 16,CH4] | NoSettings | 7255680 | 7243510 | 7360750 | 7516820 | 7669200 | 7801470 | 7873590 | 7909890 | 7918270 | 7925830 | 7946940 | 7976390 | 7985170 | 8004930 | 8048140 | 8108390 | 8151450 | 8199220 | 8265400 | 8318450 | 8356140 | 8418780 | 8522950 | 8630410 | 8709500 | 8784090 | 8888300 | 8980010 | 9071730 | 9163450 | 9255160
Industrial Sector Energy Related Emissions before CCS[natural gas if,wood products 16,N2O] | NoSettings | 725568 | 724351 | 736075 | 751682 | 766920 | 780147 | 787359 | 790989 | 791827 | 792583 | 794694 | 797639 | 798517 | 800493 | 804814 | 810839 | 815145 | 819922 | 826540 | 831845 | 835614 | 841878 | 852295 | 863041 | 870950 | 878409 | 888830 | 898001 | 907173 | 916345 | 925516
Industrial Sector Energy Related Emissions before CCS[natural gas if,wood products 16,F gases] | NoSettings | 0 | 0 | 0 | 0 | 0 | 0 | 0 | 0 | 0 | 0 | 0 | 0 | 0 | 0 | 0 | 0 | 0 | 0 | 0 | 0 | 0 | 0 | 0 | 0 | 0 | 0 | 0 | 0 | 0 | 0 | 0
Industrial Sector Energy Related Emissions before CCS[natural gas if,pulp paper and printing 17T18,CO2] | NoSettings | 665128000000 | 664014000000 | 674764000000 | 689069000000 | 703040000000 | 715164000000 | 721775000000 | 725102000000 | 725871000000 | 726561000000 | 728498000000 | 731199000000 | 732005000000 | 733814000000 | 737773000000 | 743296000000 | 747244000000 | 751627000000 | 757691000000 | 762552000000 | 766011000000 | 771752000000 | 781303000000 | 791151000000 | 798404000000 | 805239000000 | 814795000000 | 823199000000 | 831609000000 | 840014000000 | 848424000000
Industrial Sector Energy Related Emissions before CCS[natural gas if,pulp paper and printing 17T18,VOC] | NoSettings | 28743700 | 28695500 | 29160100 | 29778300 | 30382000 | 30906000 | 31191700 | 31335500 | 31368700 | 31398500 | 31482200 | 31598900 | 31633800 | 31712000 | 31883000 | 32121700 | 32292300 | 32481700 | 32743800 | 32953800 | 33103400 | 33351500 | 33764200 | 34189800 | 34503200 | 34798600 | 35211500 | 35574700 | 35938200 | 36301400 | 36664800
Industrial Sector Energy Related Emissions before CCS[natural gas if,pulp paper and printing 17T18,CO] | NoSettings | 251310000 | 250889000 | 254950000 | 260355000 | 265634000 | 270215000 | 272713000 | 273970000 | 274261000 | 274521000 | 275253000 | 276273000 | 276578000 | 277262000 | 278757000 | 280844000 | 282336000 | 283992000 | 286283000 | 288120000 | 289427000 | 291596000 | 295205000 | 298926000 | 301666000 | 304248000 | 307859000 | 311035000 | 314212000 | 317388000 | 320566000
Industrial Sector Energy Related Emissions before CCS[natural gas if,pulp paper and printing 17T18,NOx] | NoSettings | 411876000 | 411186000 | 417842000 | 426701000 | 435352000 | 442860000 | 446954000 | 449014000 | 449490000 | 449917000 | 451117000 | 452789000 | 453289000 | 454409000 | 456860000 | 460281000 | 462725000 | 465439000 | 469195000 | 472204000 | 474347000 | 477902000 | 483816000 | 489914000 | 494406000 | 498638000 | 504555000 | 509760000 | 514968000 | 520172000 | 525380000
Industrial Sector Energy Related Emissions before CCS[natural gas if,pulp paper and printing 17T18,PM10] | NoSettings | 39687100 | 39620600 | 40262000 | 41115600 | 41949200 | 42672600 | 43067100 | 43265600 | 43311500 | 43352700 | 43468200 | 43629400 | 43677500 | 43785500 | 44021600 | 44351200 | 44586800 | 44848300 | 45210200 | 45500200 | 45706600 | 46049200 | 46619000 | 47206600 | 47639400 | 48047200 | 48617400 | 49118900 | 49620700 | 50122200 | 50624000
Industrial Sector Energy Related Emissions before CCS[natural gas if,pulp paper and printing 17T18,PM25] | NoSettings | 39687100 | 39620600 | 40262000 | 41115600 | 41949200 | 42672600 | 43067100 | 43265600 | 43311500 | 43352700 | 43468200 | 43629400 | 43677500 | 43785500 | 44021600 | 44351200 | 44586800 | 44848300 | 45210200 | 45500200 | 45706600 | 46049200 | 46619000 | 47206600 | 47639400 | 48047200 | 48617400 | 49118900 | 49620700 | 50122200 | 50624000
Industrial Sector Energy Related Emissions before CCS[natural gas if,pulp paper and printing 17T18,SOx] | NoSettings | 3033570 | 3028480 | 3077510 | 3142760 | 3206480 | 3261770 | 3291930 | 3307100 | 3310610 | 3313750 | 3322590 | 3334910 | 3338580 | 3346840 | 3364890 | 3390080 | 3408090 | 3428080 | 3455740 | 3477900 | 3493680 | 3519870 | 3563430 | 3608340 | 3641420 | 3672590 | 3716180 | 3754510 | 3792870 | 3831200 | 3869560
Industrial Sector Energy Related Emissions before CCS[natural gas if,pulp paper and printing 17T18,BC] | NoSettings | 6543480 | 6532520 | 6638270 | 6779010 | 6916450 | 7035720 | 7100770 | 7133500 | 7141060 | 7147850 | 7166900 | 7193470 | 7201410 | 7219210 | 7258150 | 7312490 | 7351330 | 7394440 | 7454110 | 7501920 | 7535960 | 7592440 | 7686400 | 7783280 | 7854640 | 7921870 | 8015880 | 8098570 | 8181310 | 8263990 | 8346730
Industrial Sector Energy Related Emissions before CCS[natural gas if,pulp paper and printing 17T18,OC] | NoSettings | 16985500 | 16957000 | 17231500 | 17596800 | 17953600 | 18263200 | 18432100 | 18517000 | 18536700 | 18554300 | 18603700 | 18672700 | 18693300 | 18739500 | 18840600 | 18981700 | 19082500 | 19194400 | 19349300 | 19473400 | 19561700 | 19708300 | 19952200 | 20203700 | 20389000 | 20563500 | 20807500 | 21022100 | 21236900 | 21451500 | 21666300
Industrial Sector Energy Related Emissions before CCS[natural gas if,pulp paper and printing 17T18,CH4] | NoSettings | 12535400 | 12514400 | 12717000 | 12986600 | 13249900 | 13478400 | 13603000 | 13665700 | 13680200 | 13693200 | 13729700 | 13780600 | 13795800 | 13829900 | 13904500 | 14008600 | 14083000 | 14165600 | 14279900 | 14371500 | 14436700 | 14544900 | 14724900 | 14910500 | 15047200 | 15176000 | 15356100 | 15514500 | 15673000 | 15831400 | 15989900
Industrial Sector Energy Related Emissions before CCS[natural gas if,pulp paper and printing 17T18,N2O] | NoSettings | 1253540 | 1251440 | 1271700 | 1298660 | 1324990 | 1347840 | 1360300 | 1366570 | 1368020 | 1369320 | 1372970 | 1378060 | 1379580 | 1382990 | 1390450 | 1400860 | 1408300 | 1416560 | 1427990 | 1437150 | 1443670 | 1454490 | 1472490 | 1491050 | 1504720 | 1517600 | 1535610 | 1551450 | 1567300 | 1583140 | 1598990
Industrial Sector Energy Related Emissions before CCS[natural gas if,pulp paper and printing 17T18,F gases] | NoSettings | 0 | 0 | 0 | 0 | 0 | 0 | 0 | 0 | 0 | 0 | 0 | 0 | 0 | 0 | 0 | 0 | 0 | 0 | 0 | 0 | 0 | 0 | 0 | 0 | 0 | 0 | 0 | 0 | 0 | 0 | 0
Industrial Sector Energy Related Emissions before CCS[natural gas if,refined petroleum and coke 19,CO2] | NoSettings | 6142140000000 | 6570850000000 | 6150040000000 | 6269890000000 | 6216150000000 | 6153930000000 | 6018750000000 | 5981780000000 | 5741440000000 | 5620230000000 | 5500760000000 | 5413660000000 | 5277670000000 | 5252620000000 | 5092380000000 | 4999660000000 | 5023240000000 | 4887580000000 | 4823390000000 | 4809840000000 | 4793060000000 | 4725550000000 | 4693700000000 | 4671910000000 | 4656590000000 | 4622830000000 | 4601310000000 | 4577850000000 | 4553830000000 | 4529820000000 | 4506050000000
Industrial Sector Energy Related Emissions before CCS[natural gas if,refined petroleum and coke 19,VOC] | NoSettings | 265434000 | 283961000 | 265776000 | 270955000 | 268632000 | 265944000 | 260102000 | 258504000 | 248118000 | 242880000 | 237717000 | 233953000 | 228076000 | 226993000 | 220068000 | 216061000 | 217080000 | 211218000 | 208444000 | 207858000 | 207133000 | 204216000 | 202839000 | 201897000 | 201236000 | 199777000 | 198847000 | 197833000 | 196795000 | 195757000 | 194730000
Industrial Sector Energy Related Emissions before CCS[natural gas if,refined petroleum and coke 19,CO] | NoSettings | 2320720000 | 2482710000 | 2323710000 | 2368990000 | 2348690000 | 2325180000 | 2274100000 | 2260130000 | 2169330000 | 2123530000 | 2078390000 | 2045480000 | 1994100000 | 1984630000 | 1924090000 | 1889050000 | 1897960000 | 1846710000 | 1822450000 | 1817330000 | 1810990000 | 1785490000 | 1773450000 | 1765220000 | 1759430000 | 1746670000 | 1738540000 | 1729680000 | 1720600000 | 1711530000 | 1702550000
Industrial Sector Energy Related Emissions before CCS[natural gas if,refined petroleum and coke 19,NOx] | NoSettings | 3803470000 | 4068950000 | 3808370000 | 3882580000 | 3849300000 | 3810770000 | 3727070000 | 3704170000 | 3555340000 | 3480290000 | 3406310000 | 3352370000 | 3268160000 | 3252650000 | 3153420000 | 3096000000 | 3110600000 | 3026600000 | 2986850000 | 2978460000 | 2968070000 | 2926260000 | 2906540000 | 2893040000 | 2883560000 | 2862650000 | 2849330000 | 2834800000 | 2819930000 | 2805060000 | 2790340000
Industrial Sector Energy Related Emissions before CCS[natural gas if,refined petroleum and coke 19,PM10] | NoSettings | 366491000 | 392071000 | 366963000 | 374114000 | 370907000 | 367195000 | 359129000 | 356923000 | 342582000 | 335350000 | 328221000 | 323024000 | 314909000 | 313415000 | 303854000 | 298321000 | 299728000 | 291634000 | 287804000 | 286995000 | 285994000 | 281966000 | 280065000 | 278765000 | 277851000 | 275837000 | 274552000 | 273153000 | 271719000 | 270287000 | 268868000
Industrial Sector Energy Related Emissions before CCS[natural gas if,refined petroleum and coke 19,PM25] | NoSettings | 366491000 | 392071000 | 366963000 | 374114000 | 370907000 | 367195000 | 359129000 | 356923000 | 342582000 | 335350000 | 328221000 | 323024000 | 314909000 | 313415000 | 303854000 | 298321000 | 299728000 | 291634000 | 287804000 | 286995000 | 285994000 | 281966000 | 280065000 | 278765000 | 277851000 | 275837000 | 274552000 | 273153000 | 271719000 | 270287000 | 268868000
Industrial Sector Energy Related Emissions before CCS[natural gas if,refined petroleum and coke 19,SOx] | NoSettings | 28013500 | 29968800 | 28049600 | 28596200 | 28351100 | 28067300 | 27450800 | 27282100 | 26186000 | 25633200 | 25088300 | 24691000 | 24070800 | 23956500 | 23225700 | 22802800 | 22910400 | 22291700 | 21998900 | 21937100 | 21860500 | 21552700 | 21407400 | 21308000 | 21238100 | 21084200 | 20986000 | 20879000 | 20769500 | 20659900 | 20551500
Industrial Sector Energy Related Emissions before CCS[natural gas if,refined petroleum and coke 19,BC] | NoSettings | 60425900 | 64643500 | 60503600 | 61682700 | 61153900 | 60541900 | 59212000 | 58848300 | 56483800 | 55291400 | 54116100 | 53259100 | 51921300 | 51674900 | 50098400 | 49186200 | 49418200 | 48083600 | 47452200 | 47318800 | 47153700 | 46489600 | 46176200 | 45961800 | 45811200 | 45479100 | 45267300 | 45036600 | 44800200 | 44564000 | 44330100
Industrial Sector Energy Related Emissions before CCS[natural gas if,refined petroleum and coke 19,OC] | NoSettings | 156853000 | 167801000 | 157054000 | 160115000 | 158742000 | 157154000 | 153702000 | 152757000 | 146620000 | 143525000 | 140474000 | 138249000 | 134776000 | 134137000 | 130045000 | 127677000 | 128279000 | 124815000 | 123176000 | 122830000 | 122401000 | 120677000 | 119864000 | 119307000 | 118916000 | 118054000 | 117504000 | 116905000 | 116292000 | 115679000 | 115072000
Industrial Sector Energy Related Emissions before CCS[natural gas if,refined petroleum and coke 19,CH4] | NoSettings | 115758000 | 123838000 | 115907000 | 118166000 | 117153000 | 115981000 | 113433000 | 112736000 | 108207000 | 105922000 | 103671000 | 102029000 | 99466000 | 98994000 | 95974000 | 94226500 | 94670900 | 92114300 | 90904500 | 90649100 | 90332800 | 89060600 | 88460200 | 88049500 | 87760900 | 87124600 | 86719000 | 86276900 | 85824200 | 85371700 | 84923700
Industrial Sector Energy Related Emissions before CCS[natural gas if,refined petroleum and coke 19,N2O] | NoSettings | 11575800 | 12383800 | 11590700 | 11816600 | 11715300 | 11598100 | 11343300 | 11273600 | 10820700 | 10592200 | 10367100 | 10202900 | 9946600 | 9899400 | 9597400 | 9422650 | 9467090 | 9211430 | 9090450 | 9064910 | 9033280 | 8906060 | 8846020 | 8804950 | 8776090 | 8712460 | 8671900 | 8627690 | 8582420 | 8537170 | 8492370
Industrial Sector Energy Related Emissions before CCS[natural gas if,refined petroleum and coke 19,F gases] | NoSettings | 0 | 0 | 0 | 0 | 0 | 0 | 0 | 0 | 0 | 0 | 0 | 0 | 0 | 0 | 0 | 0 | 0 | 0 | 0 | 0 | 0 | 0 | 0 | 0 | 0 | 0 | 0 | 0 | 0 | 0 | 0
Industrial Sector Energy Related Emissions before CCS[natural gas if,chemicals 20,CO2] | NoSettings | 7247410000000 | 7235350000000 | 7352620000000 | 7508600000000 | 7660820000000 | 7792960000000 | 7865010000000 | 7901270000000 | 7909890000000 | 7917400000000 | 7938490000000 | 7967850000000 | 7976620000000 | 7996380000000 | 8039580000000 | 8099760000000 | 8142750000000 | 8190480000000 | 8256580000000 | 8309520000000 | 8347180000000 | 8409720000000 | 8513760000000 | 8621080000000 | 8700070000000 | 8774550000000 | 8878630000000 | 8970210000000 | 9061840000000 | 9153420000000 | 9245040000000
Industrial Sector Energy Related Emissions before CCS[natural gas if,chemicals 20,VOC] | NoSettings | 313199000 | 312677000 | 317745000 | 324486000 | 331064000 | 336774000 | 339888000 | 341455000 | 341828000 | 342152000 | 343064000 | 344332000 | 344711000 | 345565000 | 347432000 | 350033000 | 351891000 | 353953000 | 356810000 | 359098000 | 360725000 | 363428000 | 367924000 | 372562000 | 375975000 | 379194000 | 383692000 | 387650000 | 391609000 | 395567000 | 399527000
Industrial Sector Energy Related Emissions before CCS[natural gas if,chemicals 20,CO] | NoSettings | 2738340000 | 2733780000 | 2778090000 | 2837020000 | 2894540000 | 2944460000 | 2971690000 | 2985390000 | 2988640000 | 2991480000 | 2999450000 | 3010540000 | 3013860000 | 3021320000 | 3037650000 | 3060380000 | 3076630000 | 3094660000 | 3119640000 | 3139640000 | 3153870000 | 3177500000 | 3216810000 | 3257360000 | 3287200000 | 3315340000 | 3354670000 | 3389270000 | 3423890000 | 3458490000 | 3493110000
Industrial Sector Energy Related Emissions before CCS[natural gas if,chemicals 20,NOx] | NoSettings | 4487900000 | 4480440000 | 4553050000 | 4649640000 | 4743900000 | 4825730000 | 4870350000 | 4892800000 | 4898140000 | 4902790000 | 4915850000 | 4934030000 | 4939460000 | 4951690000 | 4978450000 | 5015720000 | 5042330000 | 5071890000 | 5112820000 | 5145610000 | 5168930000 | 5207660000 | 5272080000 | 5338540000 | 5387450000 | 5433570000 | 5498030000 | 5554730000 | 5611480000 | 5668180000 | 5724920000
Industrial Sector Energy Related Emissions before CCS[natural gas if,chemicals 20,PM10] | NoSettings | 432441000 | 431721000 | 438718000 | 448025000 | 457108000 | 464993000 | 469292000 | 471455000 | 471970000 | 472418000 | 473676000 | 475428000 | 475951000 | 477130000 | 479708000 | 483299000 | 485864000 | 488712000 | 492656000 | 495815000 | 498062000 | 501794000 | 508001000 | 514405000 | 519118000 | 523563000 | 529773000 | 535237000 | 540705000 | 546169000 | 551636000
Industrial Sector Energy Related Emissions before CCS[natural gas if,chemicals 20,PM25] | NoSettings | 432441000 | 431721000 | 438718000 | 448025000 | 457108000 | 464993000 | 469292000 | 471455000 | 471970000 | 472418000 | 473676000 | 475428000 | 475951000 | 477130000 | 479708000 | 483299000 | 485864000 | 488712000 | 492656000 | 495815000 | 498062000 | 501794000 | 508001000 | 514405000 | 519118000 | 523563000 | 529773000 | 535237000 | 540705000 | 546169000 | 551636000
Industrial Sector Energy Related Emissions before CCS[natural gas if,chemicals 20,SOx] | NoSettings | 33054500 | 32999500 | 33534400 | 34245800 | 34940000 | 35542700 | 35871300 | 36036700 | 36076000 | 36110300 | 36206500 | 36340400 | 36380400 | 36470500 | 36667500 | 36942000 | 37138000 | 37355700 | 37657200 | 37898700 | 38070400 | 38355700 | 38830200 | 39319700 | 39679900 | 40019600 | 40494300 | 40912000 | 41329900 | 41747600 | 42165500
Industrial Sector Energy Related Emissions before CCS[natural gas if,chemicals 20,BC] | NoSettings | 71299500 | 71180800 | 72334500 | 73869000 | 75366500 | 76666500 | 77375300 | 77732000 | 77816900 | 77890700 | 78098200 | 78387100 | 78473300 | 78667700 | 79092800 | 79684800 | 80107700 | 80577300 | 81227600 | 81748400 | 82118900 | 82734200 | 83757600 | 84813500 | 85590600 | 86323300 | 87347300 | 88248200 | 89149600 | 90050600 | 90952000
Industrial Sector Energy Related Emissions before CCS[natural gas if,chemicals 20,OC] | NoSettings | 185078000 | 184770000 | 187765000 | 191748000 | 195635000 | 199010000 | 200850000 | 201776000 | 201996000 | 202188000 | 202726000 | 203476000 | 203700000 | 204204000 | 205308000 | 206845000 | 207942000 | 209161000 | 210849000 | 212201000 | 213163000 | 214760000 | 217417000 | 220158000 | 222175000 | 224077000 | 226735000 | 229073000 | 231413000 | 233752000 | 236092000
Industrial Sector Energy Related Emissions before CCS[natural gas if,chemicals 20,CH4] | NoSettings | 136589000 | 136362000 | 138572000 | 141511000 | 144380000 | 146871000 | 148229000 | 148912000 | 149074000 | 149216000 | 149613000 | 150167000 | 150332000 | 150704000 | 151519000 | 152653000 | 153463000 | 154363000 | 155608000 | 156606000 | 157316000 | 158495000 | 160455000 | 162478000 | 163967000 | 165370000 | 167332000 | 169058000 | 170785000 | 172511000 | 174238000
Industrial Sector Energy Related Emissions before CCS[natural gas if,chemicals 20,N2O] | NoSettings | 13658900 | 13636200 | 13857200 | 14151100 | 14438000 | 14687100 | 14822900 | 14891200 | 14907400 | 14921600 | 14961300 | 15016700 | 15033200 | 15070400 | 15151900 | 15265300 | 15346300 | 15436300 | 15560800 | 15660600 | 15731600 | 15849500 | 16045500 | 16247800 | 16396700 | 16537000 | 16733200 | 16905800 | 17078500 | 17251100 | 17423800
Industrial Sector Energy Related Emissions before CCS[natural gas if,chemicals 20,F gases] | NoSettings | 0 | 0 | 0 | 0 | 0 | 0 | 0 | 0 | 0 | 0 | 0 | 0 | 0 | 0 | 0 | 0 | 0 | 0 | 0 | 0 | 0 | 0 | 0 | 0 | 0 | 0 | 0 | 0 | 0 | 0 | 0
Industrial Sector Energy Related Emissions before CCS[natural gas if,rubber and plastic products 22,CO2] | NoSettings | 86948900000 | 86803000000 | 88208000000 | 90078400000 | 91904200000 | 93489600000 | 94353400000 | 94788500000 | 94888800000 | 94979500000 | 95232600000 | 95585500000 | 95690500000 | 95927700000 | 96445600000 | 97167200000 | 97683500000 | 98256000000 | 99048700000 | 99684400000 | 100136000000 | 100887000000 | 102135000000 | 103423000000 | 104371000000 | 105265000000 | 106513000000 | 107613000000 | 108711000000 | 109811000000 | 110910000000
Industrial Sector Energy Related Emissions before CCS[natural gas if,rubber and plastic products 22,VOC] | NoSettings | 3757520 | 3751210 | 3811930 | 3892760 | 3971660 | 4040170 | 4077500 | 4096310 | 4100640 | 4104560 | 4115500 | 4130750 | 4135290 | 4145540 | 4167920 | 4199100 | 4221410 | 4246150 | 4280410 | 4307880 | 4327420 | 4359840 | 4413800 | 4469450 | 4510400 | 4549040 | 4602990 | 4650500 | 4697990 | 4745500 | 4792990
Industrial Sector Energy Related Emissions before CCS[natural gas if,rubber and plastic products 22,CO] | NoSettings | 32852500 | 32797300 | 33328200 | 34034900 | 34724700 | 35323800 | 35650200 | 35814500 | 35852400 | 35886700 | 35982400 | 36115700 | 36155400 | 36245000 | 36440600 | 36713300 | 36908400 | 37124700 | 37424200 | 37664400 | 37835200 | 38118700 | 38590400 | 39077000 | 39435000 | 39772800 | 40244600 | 40660000 | 41075100 | 41490500 | 41905700
Industrial Sector Energy Related Emissions before CCS[natural gas if,rubber and plastic products 22,NOx] | NoSettings | 53842400 | 53752100 | 54622100 | 55780300 | 56911000 | 57892700 | 58427600 | 58697100 | 58759200 | 58815300 | 58972100 | 59190600 | 59255600 | 59402500 | 59723200 | 60170000 | 60489700 | 60844300 | 61335100 | 61728800 | 62008700 | 62473300 | 63246400 | 64043900 | 64630700 | 65184300 | 65957500 | 66638300 | 67318700 | 67999500 | 68680000
Industrial Sector Energy Related Emissions before CCS[natural gas if,rubber and plastic products 22,PM10] | NoSettings | 5188090 | 5179390 | 5263220 | 5374820 | 5483770 | 5578370 | 5629910 | 5655870 | 5661850 | 5667270 | 5682370 | 5703420 | 5709690 | 5723840 | 5754740 | 5797800 | 5828610 | 5862770 | 5910070 | 5948000 | 5974970 | 6019740 | 6094230 | 6171070 | 6227620 | 6280960 | 6355460 | 6421060 | 6486630 | 6552230 | 6617790
Industrial Sector Energy Related Emissions before CCS[natural gas if,rubber and plastic products 22,PM25] | NoSettings | 5188090 | 5179390 | 5263220 | 5374820 | 5483770 | 5578370 | 5629910 | 5655870 | 5661850 | 5667270 | 5682370 | 5703420 | 5709690 | 5723840 | 5754740 | 5797800 | 5828610 | 5862770 | 5910070 | 5948000 | 5974970 | 6019740 | 6094230 | 6171070 | 6227620 | 6280960 | 6355460 | 6421060 | 6486630 | 6552230 | 6617790
Industrial Sector Energy Related Emissions before CCS[natural gas if,rubber and plastic products 22,SOx] | NoSettings | 396563 | 395897 | 402306 | 410836 | 419163 | 426394 | 430334 | 432318 | 432776 | 433190 | 434344 | 435953 | 436432 | 437514 | 439876 | 443167 | 445522 | 448133 | 451749 | 454648 | 456710 | 460132 | 465826 | 471699 | 476021 | 480099 | 485793 | 490807 | 495819 | 500834 | 505845
Industrial Sector Energy Related Emissions before CCS[natural gas if,rubber and plastic products 22,BC] | NoSettings | 855396 | 853961 | 867783 | 886184 | 904146 | 919743 | 928241 | 932522 | 933508 | 934401 | 936891 | 940362 | 941396 | 943729 | 948824 | 955923 | 961002 | 966634 | 974433 | 980687 | 985134 | 992515 | 1004800 | 1017470 | 1026790 | 1035590 | 1047870 | 1058680 | 1069490 | 1080310 | 1091120
Industrial Sector Energy Related Emissions before CCS[natural gas if,rubber and plastic products 22,OC] | NoSettings | 2220420 | 2216700 | 2252580 | 2300340 | 2346970 | 2387460 | 2409520 | 2420630 | 2423190 | 2425500 | 2431970 | 2440980 | 2443660 | 2449720 | 2462940 | 2481370 | 2494560 | 2509180 | 2529420 | 2545650 | 2557200 | 2576360 | 2608240 | 2641130 | 2665330 | 2688160 | 2720040 | 2748120 | 2776180 | 2804250 | 2832320
Industrial Sector Energy Related Emissions before CCS[natural gas if,rubber and plastic products 22,CH4] | NoSettings | 1638690 | 1635940 | 1662420 | 1697670 | 1732080 | 1761960 | 1778240 | 1786440 | 1788330 | 1790040 | 1794810 | 1801460 | 1803440 | 1807910 | 1817670 | 1831270 | 1841000 | 1851790 | 1866730 | 1878710 | 1887230 | 1901370 | 1924900 | 1949170 | 1967030 | 1983880 | 2007410 | 2028130 | 2048840 | 2069560 | 2090270
Industrial Sector Energy Related Emissions before CCS[natural gas if,rubber and plastic products 22,N2O] | NoSettings | 163869 | 163594 | 166242 | 169767 | 173208 | 176196 | 177824 | 178644 | 178833 | 179004 | 179481 | 180146 | 180344 | 180791 | 181767 | 183127 | 184100 | 185179 | 186673 | 187871 | 188723 | 190137 | 192490 | 194917 | 196703 | 198388 | 200741 | 202813 | 204884 | 206956 | 209027
Industrial Sector Energy Related Emissions before CCS[natural gas if,rubber and plastic products 22,F gases] | NoSettings | 0 | 0 | 0 | 0 | 0 | 0 | 0 | 0 | 0 | 0 | 0 | 0 | 0 | 0 | 0 | 0 | 0 | 0 | 0 | 0 | 0 | 0 | 0 | 0 | 0 | 0 | 0 | 0 | 0 | 0 | 0
Industrial Sector Energy Related Emissions before CCS[natural gas if,glass and glass products 231,CO2] | NoSettings | 726588000000 | 725367000000 | 737110000000 | 752741000000 | 768001000000 | 781245000000 | 788466000000 | 792101000000 | 792939000000 | 793698000000 | 795810000000 | 798760000000 | 799641000000 | 801620000000 | 805944000000 | 811982000000 | 816291000000 | 821077000000 | 827704000000 | 833015000000 | 836788000000 | 843060000000 | 853497000000 | 864257000000 | 872174000000 | 879645000000 | 890082000000 | 899266000000 | 908451000000 | 917636000000 | 926820000000
Industrial Sector Energy Related Emissions before CCS[natural gas if,glass and glass products 231,VOC] | NoSettings | 31399700 | 31346900 | 31854400 | 32529900 | 33189300 | 33761700 | 34073800 | 34230800 | 34267100 | 34299800 | 34391100 | 34518600 | 34556700 | 34642200 | 34829100 | 35090000 | 35276200 | 35483000 | 35769400 | 35999000 | 36162000 | 36433000 | 36884100 | 37349100 | 37691200 | 38014000 | 38465100 | 38862000 | 39258900 | 39655800 | 40052700
Industrial Sector Energy Related Emissions before CCS[natural gas if,glass and glass products 231,CO] | NoSettings | 274531000 | 274070000 | 278507000 | 284413000 | 290179000 | 295183000 | 297911000 | 299285000 | 299601000 | 299888000 | 300686000 | 301801000 | 302133000 | 302881000 | 304515000 | 306797000 | 308424000 | 310233000 | 312737000 | 314744000 | 316169000 | 318539000 | 322482000 | 326548000 | 329539000 | 332362000 | 336305000 | 339776000 | 343246000 | 346716000 | 350186000
Industrial Sector Energy Related Emissions before CCS[natural gas if,glass and glass products 231,NOx] | NoSettings | 449934000 | 449178000 | 456449000 | 466129000 | 475579000 | 483780000 | 488252000 | 490502000 | 491022000 | 491491000 | 492799000 | 494626000 | 495171000 | 496397000 | 499075000 | 502814000 | 505482000 | 508446000 | 512549000 | 515838000 | 518175000 | 522058000 | 528521000 | 535185000 | 540087000 | 544713000 | 551176000 | 556864000 | 562551000 | 568239000 | 573926000
Industrial Sector Energy Related Emissions before CCS[natural gas if,glass and glass products 231,PM10] | NoSettings | 43354300 | 43281400 | 43982100 | 44914800 | 45825300 | 46615600 | 47046400 | 47263300 | 47313300 | 47358600 | 47484600 | 47660600 | 47713200 | 47831300 | 48089300 | 48449600 | 48706700 | 48992300 | 49387700 | 49704600 | 49929700 | 50303900 | 50926700 | 51568800 | 52041100 | 52486900 | 53109700 | 53657700 | 54205700 | 54753800 | 55301800
Industrial Sector Energy Related Emissions before CCS[natural gas if,glass and glass products 231,PM25] | NoSettings | 43354300 | 43281400 | 43982100 | 44914800 | 45825300 | 46615600 | 47046400 | 47263300 | 47313300 | 47358600 | 47484600 | 47660600 | 47713200 | 47831300 | 48089300 | 48449600 | 48706700 | 48992300 | 49387700 | 49704600 | 49929700 | 50303900 | 50926700 | 51568800 | 52041100 | 52486900 | 53109700 | 53657700 | 54205700 | 54753800 | 55301800
Industrial Sector Energy Related Emissions before CCS[natural gas if,glass and glass products 231,SOx] | NoSettings | 3313880 | 3308310 | 3361860 | 3433160 | 3502760 | 3563160 | 3596100 | 3612670 | 3616500 | 3619960 | 3629590 | 3643040 | 3647060 | 3656090 | 3675810 | 3703350 | 3723000 | 3744830 | 3775050 | 3799280 | 3816490 | 3845090 | 3892690 | 3941770 | 3977880 | 4011950 | 4059550 | 4101440 | 4143330 | 4185220 | 4227110
Industrial Sector Energy Related Emissions before CCS[natural gas if,glass and glass products 231,BC] | NoSettings | 7148110 | 7136110 | 7251620 | 7405410 | 7555530 | 7685820 | 7756870 | 7792620 | 7800870 | 7808340 | 7829110 | 7858140 | 7866800 | 7886270 | 7928810 | 7988220 | 8030600 | 8077690 | 8142890 | 8195140 | 8232250 | 8293950 | 8396630 | 8502490 | 8580380 | 8653870 | 8756550 | 8846910 | 8937270 | 9027620 | 9117980
Industrial Sector Energy Related Emissions before CCS[natural gas if,glass and glass products 231,OC] | NoSettings | 18555000 | 18523800 | 18823700 | 19222800 | 19612500 | 19950700 | 20135200 | 20228000 | 20249400 | 20268800 | 20322700 | 20398000 | 20420500 | 20471100 | 20581500 | 20735700 | 20845700 | 20967900 | 21137200 | 21272800 | 21369200 | 21529300 | 21795900 | 22070600 | 22272800 | 22463600 | 22730100 | 22964700 | 23199200 | 23433800 | 23668300
Industrial Sector Energy Related Emissions before CCS[natural gas if,glass and glass products 231,CH4] | NoSettings | 13693700 | 13670700 | 13892000 | 14186600 | 14474200 | 14723800 | 14859900 | 14928400 | 14944200 | 14958500 | 14998300 | 15053900 | 15070500 | 15107800 | 15189300 | 15303100 | 15384300 | 15474500 | 15599400 | 15699500 | 15770600 | 15888800 | 16085500 | 16288300 | 16437500 | 16578300 | 16775000 | 16948100 | 17121200 | 17294300 | 17467400
Industrial Sector Energy Related Emissions before CCS[natural gas if,glass and glass products 231,N2O] | NoSettings | 1369370 | 1367070 | 1389200 | 1418660 | 1447420 | 1472380 | 1485990 | 1492840 | 1494420 | 1495850 | 1499830 | 1505390 | 1507050 | 1510780 | 1518930 | 1530310 | 1538430 | 1547450 | 1559940 | 1569950 | 1577060 | 1588880 | 1608550 | 1628830 | 1643750 | 1657830 | 1677500 | 1694810 | 1712120 | 1729430 | 1746740
Industrial Sector Energy Related Emissions before CCS[natural gas if,glass and glass products 231,F gases] | NoSettings | 0 | 0 | 0 | 0 | 0 | 0 | 0 | 0 | 0 | 0 | 0 | 0 | 0 | 0 | 0 | 0 | 0 | 0 | 0 | 0 | 0 | 0 | 0 | 0 | 0 | 0 | 0 | 0 | 0 | 0 | 0
Industrial Sector Energy Related Emissions before CCS[natural gas if,cement and other nonmetallic minerals 239,CO2] | NoSettings | 247181000000 | 241778000000 | 237142000000 | 232551000000 | 227837000000 | 223053000000 | 218159000000 | 213322000000 | 209536000000 | 210011000000 | 210042000000 | 209706000000 | 209546000000 | 209378000000 | 209037000000 | 208590000000 | 213234000000 | 212521000000 | 212010000000 | 211464000000 | 210791000000 | 210102000000 | 209539000000 | 208988000000 | 208391000000 | 208310000000 | 207722000000 | 207465000000 | 207200000000 | 206938000000 | 206690000000
Industrial Sector Energy Related Emissions before CCS[natural gas if,cement and other nonmetallic minerals 239,VOC] | NoSettings | 10682000 | 10448500 | 10248200 | 10049700 | 9846020 | 9639270 | 9427790 | 9218750 | 9055150 | 9075680 | 9077030 | 9062490 | 9055570 | 9048320 | 9033570 | 9014260 | 9214960 | 9184130 | 9162060 | 9138470 | 9109380 | 9079590 | 9055270 | 9031480 | 9005670 | 9002170 | 8976740 | 8965630 | 8954170 | 8942880 | 8932160
Industrial Sector Energy Related Emissions before CCS[natural gas if,cement and other nonmetallic minerals 239,CO] | NoSettings | 93394000 | 91352500 | 89601000 | 87866200 | 86085000 | 84277400 | 82428400 | 80600700 | 79170300 | 79349900 | 79361700 | 79234500 | 79174100 | 79110600 | 78981700 | 78812800 | 80567600 | 80298100 | 80105100 | 79898800 | 79644500 | 79384000 | 79171400 | 78963400 | 78737700 | 78707100 | 78484800 | 78387600 | 78287500 | 78188800 | 78095100
Industrial Sector Energy Related Emissions before CCS[natural gas if,cement and other nonmetallic minerals 239,NOx] | NoSettings | 153065000 | 149719000 | 146849000 | 144005000 | 141086000 | 138124000 | 135093000 | 132098000 | 129754000 | 130048000 | 130067000 | 129859000 | 129760000 | 129656000 | 129444000 | 129168000 | 132044000 | 131602000 | 131286000 | 130947000 | 130531000 | 130104000 | 129755000 | 129414000 | 129045000 | 128994000 | 128630000 | 128471000 | 128307000 | 128145000 | 127991000
Industrial Sector Energy Related Emissions before CCS[natural gas if,cement and other nonmetallic minerals 239,PM10] | NoSettings | 14748900 | 14426500 | 14149900 | 13875900 | 13594600 | 13309200 | 13017200 | 12728500 | 12502700 | 12531000 | 12532900 | 12512800 | 12503200 | 12493200 | 12472900 | 12446200 | 12723300 | 12680700 | 12650300 | 12617700 | 12577500 | 12536400 | 12502800 | 12470000 | 12434300 | 12429500 | 12394400 | 12379100 | 12363200 | 12347600 | 12332900
Industrial Sector Energy Related Emissions before CCS[natural gas if,cement and other nonmetallic minerals 239,PM25] | NoSettings | 14748900 | 14426500 | 14149900 | 13875900 | 13594600 | 13309200 | 13017200 | 12728500 | 12502700 | 12531000 | 12532900 | 12512800 | 12503200 | 12493200 | 12472900 | 12446200 | 12723300 | 12680700 | 12650300 | 12617700 | 12577500 | 12536400 | 12502800 | 12470000 | 12434300 | 12429500 | 12394400 | 12379100 | 12363200 | 12347600 | 12332900
Industrial Sector Energy Related Emissions before CCS[natural gas if,cement and other nonmetallic minerals 239,SOx] | NoSettings | 1127360 | 1102720 | 1081580 | 1060640 | 1039140 | 1017310 | 994996 | 972934 | 955667 | 957835 | 957977 | 956442 | 955712 | 954947 | 953390 | 951352 | 972534 | 969280 | 966951 | 964461 | 961391 | 958247 | 955680 | 953170 | 950446 | 950076 | 947392 | 946220 | 945011 | 943819 | 942688
Industrial Sector Energy Related Emissions before CCS[natural gas if,cement and other nonmetallic minerals 239,BC] | NoSettings | 2431750 | 2378590 | 2332990 | 2287820 | 2241440 | 2194370 | 2146230 | 2098640 | 2061400 | 2066070 | 2066380 | 2063070 | 2061500 | 2059840 | 2056490 | 2052090 | 2097780 | 2090760 | 2085740 | 2080370 | 2073740 | 2066960 | 2061430 | 2056010 | 2050130 | 2049340 | 2043550 | 2041020 | 2038410 | 2035840 | 2033400
Industrial Sector Energy Related Emissions before CCS[natural gas if,cement and other nonmetallic minerals 239,OC] | NoSettings | 6312290 | 6174310 | 6055930 | 5938680 | 5818300 | 5696120 | 5571150 | 5447630 | 5350950 | 5363080 | 5363880 | 5355280 | 5351200 | 5346910 | 5338200 | 5326790 | 5445380 | 5427170 | 5414130 | 5400180 | 5383000 | 5365390 | 5351020 | 5336960 | 5321710 | 5319640 | 5304610 | 5298050 | 5291280 | 5284600 | 5278270
Industrial Sector Energy Related Emissions before CCS[natural gas if,cement and other nonmetallic minerals 239,CH4] | NoSettings | 4658520 | 4556690 | 4469320 | 4382790 | 4293950 | 4203780 | 4111550 | 4020390 | 3949040 | 3957990 | 3958580 | 3952240 | 3949220 | 3946060 | 3939630 | 3931210 | 4018730 | 4005290 | 3995670 | 3985380 | 3972690 | 3959700 | 3949090 | 3938720 | 3927460 | 3925930 | 3914840 | 3910000 | 3905000 | 3900080 | 3895410
Industrial Sector Energy Related Emissions before CCS[natural gas if,cement and other nonmetallic minerals 239,N2O] | NoSettings | 465852 | 455669 | 446932 | 438279 | 429395 | 420378 | 411155 | 402039 | 394904 | 395799 | 395858 | 395224 | 394922 | 394606 | 393963 | 393121 | 401873 | 400529 | 399567 | 398538 | 397269 | 395970 | 394909 | 393872 | 392746 | 392593 | 391484 | 391000 | 390500 | 390008 | 389541
Industrial Sector Energy Related Emissions before CCS[natural gas if,cement and other nonmetallic minerals 239,F gases] | NoSettings | 0 | 0 | 0 | 0 | 0 | 0 | 0 | 0 | 0 | 0 | 0 | 0 | 0 | 0 | 0 | 0 | 0 | 0 | 0 | 0 | 0 | 0 | 0 | 0 | 0 | 0 | 0 | 0 | 0 | 0 | 0
Industrial Sector Energy Related Emissions before CCS[natural gas if,iron and steel 241,CO2] | NoSettings | 0 | 0 | 0 | 0 | 0 | 0 | 0 | 0 | 0 | 0 | 0 | 0 | 0 | 0 | 0 | 0 | 0 | 0 | 0 | 0 | 0 | 0 | 0 | 0 | 0 | 0 | 0 | 0 | 0 | 0 | 0
Industrial Sector Energy Related Emissions before CCS[natural gas if,iron and steel 241,VOC] | NoSettings | 0 | 0 | 0 | 0 | 0 | 0 | 0 | 0 | 0 | 0 | 0 | 0 | 0 | 0 | 0 | 0 | 0 | 0 | 0 | 0 | 0 | 0 | 0 | 0 | 0 | 0 | 0 | 0 | 0 | 0 | 0
Industrial Sector Energy Related Emissions before CCS[natural gas if,iron and steel 241,CO] | NoSettings | 0 | 0 | 0 | 0 | 0 | 0 | 0 | 0 | 0 | 0 | 0 | 0 | 0 | 0 | 0 | 0 | 0 | 0 | 0 | 0 | 0 | 0 | 0 | 0 | 0 | 0 | 0 | 0 | 0 | 0 | 0
Industrial Sector Energy Related Emissions before CCS[natural gas if,iron and steel 241,NOx] | NoSettings | 0 | 0 | 0 | 0 | 0 | 0 | 0 | 0 | 0 | 0 | 0 | 0 | 0 | 0 | 0 | 0 | 0 | 0 | 0 | 0 | 0 | 0 | 0 | 0 | 0 | 0 | 0 | 0 | 0 | 0 | 0
Industrial Sector Energy Related Emissions before CCS[natural gas if,iron and steel 241,PM10] | NoSettings | 0 | 0 | 0 | 0 | 0 | 0 | 0 | 0 | 0 | 0 | 0 | 0 | 0 | 0 | 0 | 0 | 0 | 0 | 0 | 0 | 0 | 0 | 0 | 0 | 0 | 0 | 0 | 0 | 0 | 0 | 0
Industrial Sector Energy Related Emissions before CCS[natural gas if,iron and steel 241,PM25] | NoSettings | 0 | 0 | 0 | 0 | 0 | 0 | 0 | 0 | 0 | 0 | 0 | 0 | 0 | 0 | 0 | 0 | 0 | 0 | 0 | 0 | 0 | 0 | 0 | 0 | 0 | 0 | 0 | 0 | 0 | 0 | 0
Industrial Sector Energy Related Emissions before CCS[natural gas if,iron and steel 241,SOx] | NoSettings | 0 | 0 | 0 | 0 | 0 | 0 | 0 | 0 | 0 | 0 | 0 | 0 | 0 | 0 | 0 | 0 | 0 | 0 | 0 | 0 | 0 | 0 | 0 | 0 | 0 | 0 | 0 | 0 | 0 | 0 | 0
Industrial Sector Energy Related Emissions before CCS[natural gas if,iron and steel 241,BC] | NoSettings | 0 | 0 | 0 | 0 | 0 | 0 | 0 | 0 | 0 | 0 | 0 | 0 | 0 | 0 | 0 | 0 | 0 | 0 | 0 | 0 | 0 | 0 | 0 | 0 | 0 | 0 | 0 | 0 | 0 | 0 | 0
Industrial Sector Energy Related Emissions before CCS[natural gas if,iron and steel 241,OC] | NoSettings | 0 | 0 | 0 | 0 | 0 | 0 | 0 | 0 | 0 | 0 | 0 | 0 | 0 | 0 | 0 | 0 | 0 | 0 | 0 | 0 | 0 | 0 | 0 | 0 | 0 | 0 | 0 | 0 | 0 | 0 | 0
Industrial Sector Energy Related Emissions before CCS[natural gas if,iron and steel 241,CH4] | NoSettings | 0 | 0 | 0 | 0 | 0 | 0 | 0 | 0 | 0 | 0 | 0 | 0 | 0 | 0 | 0 | 0 | 0 | 0 | 0 | 0 | 0 | 0 | 0 | 0 | 0 | 0 | 0 | 0 | 0 | 0 | 0
Industrial Sector Energy Related Emissions before CCS[natural gas if,iron and steel 241,N2O] | NoSettings | 0 | 0 | 0 | 0 | 0 | 0 | 0 | 0 | 0 | 0 | 0 | 0 | 0 | 0 | 0 | 0 | 0 | 0 | 0 | 0 | 0 | 0 | 0 | 0 | 0 | 0 | 0 | 0 | 0 | 0 | 0
Industrial Sector Energy Related Emissions before CCS[natural gas if,iron and steel 241,F gases] | NoSettings | 0 | 0 | 0 | 0 | 0 | 0 | 0 | 0 | 0 | 0 | 0 | 0 | 0 | 0 | 0 | 0 | 0 | 0 | 0 | 0 | 0 | 0 | 0 | 0 | 0 | 0 | 0 | 0 | 0 | 0 | 0
Industrial Sector Energy Related Emissions before CCS[natural gas if,other metals 242,CO2] | NoSettings | 0 | 0 | 0 | 0 | 0 | 0 | 0 | 0 | 0 | 0 | 0 | 0 | 0 | 0 | 0 | 0 | 0 | 0 | 0 | 0 | 0 | 0 | 0 | 0 | 0 | 0 | 0 | 0 | 0 | 0 | 0
Industrial Sector Energy Related Emissions before CCS[natural gas if,other metals 242,VOC] | NoSettings | 0 | 0 | 0 | 0 | 0 | 0 | 0 | 0 | 0 | 0 | 0 | 0 | 0 | 0 | 0 | 0 | 0 | 0 | 0 | 0 | 0 | 0 | 0 | 0 | 0 | 0 | 0 | 0 | 0 | 0 | 0
Industrial Sector Energy Related Emissions before CCS[natural gas if,other metals 242,CO] | NoSettings | 0 | 0 | 0 | 0 | 0 | 0 | 0 | 0 | 0 | 0 | 0 | 0 | 0 | 0 | 0 | 0 | 0 | 0 | 0 | 0 | 0 | 0 | 0 | 0 | 0 | 0 | 0 | 0 | 0 | 0 | 0
Industrial Sector Energy Related Emissions before CCS[natural gas if,other metals 242,NOx] | NoSettings | 0 | 0 | 0 | 0 | 0 | 0 | 0 | 0 | 0 | 0 | 0 | 0 | 0 | 0 | 0 | 0 | 0 | 0 | 0 | 0 | 0 | 0 | 0 | 0 | 0 | 0 | 0 | 0 | 0 | 0 | 0
Industrial Sector Energy Related Emissions before CCS[natural gas if,other metals 242,PM10] | NoSettings | 0 | 0 | 0 | 0 | 0 | 0 | 0 | 0 | 0 | 0 | 0 | 0 | 0 | 0 | 0 | 0 | 0 | 0 | 0 | 0 | 0 | 0 | 0 | 0 | 0 | 0 | 0 | 0 | 0 | 0 | 0
Industrial Sector Energy Related Emissions before CCS[natural gas if,other metals 242,PM25] | NoSettings | 0 | 0 | 0 | 0 | 0 | 0 | 0 | 0 | 0 | 0 | 0 | 0 | 0 | 0 | 0 | 0 | 0 | 0 | 0 | 0 | 0 | 0 | 0 | 0 | 0 | 0 | 0 | 0 | 0 | 0 | 0
Industrial Sector Energy Related Emissions before CCS[natural gas if,other metals 242,SOx] | NoSettings | 0 | 0 | 0 | 0 | 0 | 0 | 0 | 0 | 0 | 0 | 0 | 0 | 0 | 0 | 0 | 0 | 0 | 0 | 0 | 0 | 0 | 0 | 0 | 0 | 0 | 0 | 0 | 0 | 0 | 0 | 0
Industrial Sector Energy Related Emissions before CCS[natural gas if,other metals 242,BC] | NoSettings | 0 | 0 | 0 | 0 | 0 | 0 | 0 | 0 | 0 | 0 | 0 | 0 | 0 | 0 | 0 | 0 | 0 | 0 | 0 | 0 | 0 | 0 | 0 | 0 | 0 | 0 | 0 | 0 | 0 | 0 | 0
Industrial Sector Energy Related Emissions before CCS[natural gas if,other metals 242,OC] | NoSettings | 0 | 0 | 0 | 0 | 0 | 0 | 0 | 0 | 0 | 0 | 0 | 0 | 0 | 0 | 0 | 0 | 0 | 0 | 0 | 0 | 0 | 0 | 0 | 0 | 0 | 0 | 0 | 0 | 0 | 0 | 0
Industrial Sector Energy Related Emissions before CCS[natural gas if,other metals 242,CH4] | NoSettings | 0 | 0 | 0 | 0 | 0 | 0 | 0 | 0 | 0 | 0 | 0 | 0 | 0 | 0 | 0 | 0 | 0 | 0 | 0 | 0 | 0 | 0 | 0 | 0 | 0 | 0 | 0 | 0 | 0 | 0 | 0
Industrial Sector Energy Related Emissions before CCS[natural gas if,other metals 242,N2O] | NoSettings | 0 | 0 | 0 | 0 | 0 | 0 | 0 | 0 | 0 | 0 | 0 | 0 | 0 | 0 | 0 | 0 | 0 | 0 | 0 | 0 | 0 | 0 | 0 | 0 | 0 | 0 | 0 | 0 | 0 | 0 | 0
Industrial Sector Energy Related Emissions before CCS[natural gas if,other metals 242,F gases] | NoSettings | 0 | 0 | 0 | 0 | 0 | 0 | 0 | 0 | 0 | 0 | 0 | 0 | 0 | 0 | 0 | 0 | 0 | 0 | 0 | 0 | 0 | 0 | 0 | 0 | 0 | 0 | 0 | 0 | 0 | 0 | 0
Industrial Sector Energy Related Emissions before CCS[natural gas if,metal products except machinery and vehicles 25,CO2] | NoSettings | 411438000000 | 410748000000 | 417396000000 | 426246000000 | 434887000000 | 442388000000 | 446478000000 | 448536000000 | 449011000000 | 449439000000 | 450637000000 | 452307000000 | 452804000000 | 453925000000 | 456375000000 | 459792000000 | 462234000000 | 464942000000 | 468695000000 | 471703000000 | 473841000000 | 477392000000 | 483300000000 | 489394000000 | 493878000000 | 498108000000 | 504017000000 | 509218000000 | 514419000000 | 519619000000 | 524820000000
Industrial Sector Energy Related Emissions before CCS[natural gas if,metal products except machinery and vehicles 25,VOC] | NoSettings | 17780400 | 17750600 | 18037900 | 18420300 | 18793700 | 19117900 | 19294600 | 19383600 | 19404100 | 19422600 | 19474400 | 19546500 | 19568000 | 19616500 | 19722400 | 19870000 | 19975500 | 20092600 | 20254800 | 20384800 | 20477100 | 20630600 | 20885900 | 21149300 | 21343100 | 21525800 | 21781200 | 22006000 | 22230700 | 22455500 | 22680200
Industrial Sector Energy Related Emissions before CCS[natural gas if,metal products except machinery and vehicles 25,CO] | NoSettings | 155456000 | 155196000 | 157708000 | 161051000 | 164316000 | 167150000 | 168695000 | 169473000 | 169653000 | 169815000 | 170267000 | 170898000 | 171086000 | 171509000 | 172435000 | 173726000 | 174649000 | 175672000 | 177090000 | 178227000 | 179034000 | 180376000 | 182608000 | 184911000 | 186605000 | 188203000 | 190436000 | 192401000 | 194366000 | 196331000 | 198296000
Industrial Sector Energy Related Emissions before CCS[natural gas if,metal products except machinery and vehicles 25,NOx] | NoSettings | 254780000 | 254353000 | 258470000 | 263950000 | 269301000 | 273945000 | 276478000 | 277752000 | 278047000 | 278312000 | 279054000 | 280088000 | 280396000 | 281090000 | 282607000 | 284723000 | 286235000 | 287912000 | 290236000 | 292099000 | 293422000 | 295622000 | 299280000 | 303053000 | 305830000 | 308449000 | 312109000 | 315329000 | 318550000 | 321770000 | 324991000
Industrial Sector Energy Related Emissions before CCS[natural gas if,metal products except machinery and vehicles 25,PM10] | NoSettings | 24549800 | 24508600 | 24905300 | 25433400 | 25949000 | 26396500 | 26640600 | 26763400 | 26791700 | 26817300 | 26888700 | 26988400 | 27018100 | 27084900 | 27231100 | 27435000 | 27580700 | 27742300 | 27966300 | 28145700 | 28273300 | 28485200 | 28837700 | 29201300 | 29468900 | 29721200 | 30073800 | 30384200 | 30694500 | 31004800 | 31315100
Industrial Sector Energy Related Emissions before CCS[natural gas if,metal products except machinery and vehicles 25,PM25] | NoSettings | 24549800 | 24508600 | 24905300 | 25433400 | 25949000 | 26396500 | 26640600 | 26763400 | 26791700 | 26817300 | 26888700 | 26988400 | 27018100 | 27084900 | 27231100 | 27435000 | 27580700 | 27742300 | 27966300 | 28145700 | 28273300 | 28485200 | 28837700 | 29201300 | 29468900 | 29721200 | 30073800 | 30384200 | 30694500 | 31004800 | 31315100
Industrial Sector Energy Related Emissions before CCS[natural gas if,metal products except machinery and vehicles 25,SOx] | NoSettings | 1876520 | 1873370 | 1903690 | 1944060 | 1983470 | 2017680 | 2036330 | 2045720 | 2047880 | 2049840 | 2055300 | 2062910 | 2065180 | 2070300 | 2081470 | 2097050 | 2108190 | 2120540 | 2137660 | 2151380 | 2161130 | 2177330 | 2204270 | 2232060 | 2252520 | 2271810 | 2298760 | 2322480 | 2346200 | 2369920 | 2393640
Industrial Sector Energy Related Emissions before CCS[natural gas if,metal products except machinery and vehicles 25,BC] | NoSettings | 4047700 | 4040910 | 4106310 | 4193380 | 4278390 | 4352180 | 4392410 | 4412660 | 4417340 | 4421550 | 4433330 | 4449760 | 4454650 | 4465680 | 4489780 | 4523400 | 4547420 | 4574070 | 4610990 | 4640580 | 4661610 | 4696550 | 4754670 | 4814610 | 4858730 | 4900340 | 4958480 | 5009640 | 5060810 | 5111970 | 5163140
Industrial Sector Energy Related Emissions before CCS[natural gas if,metal products except machinery and vehicles 25,OC] | NoSettings | 10507000 | 10489300 | 10659100 | 10885100 | 11105800 | 11297300 | 11401800 | 11454300 | 11466500 | 11477400 | 11508000 | 11550600 | 11563300 | 11591900 | 11654500 | 11741800 | 11804100 | 11873300 | 11969100 | 12046000 | 12100500 | 12191200 | 12342100 | 12497700 | 12612200 | 12720200 | 12871100 | 13004000 | 13136800 | 13269600 | 13402400
Industrial Sector Energy Related Emissions before CCS[natural gas if,metal products except machinery and vehicles 25,CH4] | NoSettings | 7754210 | 7741200 | 7866500 | 8033290 | 8196140 | 8337500 | 8414580 | 8453370 | 8462330 | 8470400 | 8492970 | 8524440 | 8533820 | 8554940 | 8601120 | 8665510 | 8711530 | 8762580 | 8833310 | 8890000 | 8930280 | 8997220 | 9108560 | 9223400 | 9307920 | 9387630 | 9499000 | 9597020 | 9695040 | 9793050 | 9891070
Industrial Sector Energy Related Emissions before CCS[natural gas if,metal products except machinery and vehicles 25,N2O] | NoSettings | 775421 | 774120 | 786650 | 803329 | 819614 | 833750 | 841458 | 845337 | 846233 | 847040 | 849297 | 852444 | 853382 | 855494 | 860112 | 866551 | 871153 | 876258 | 883331 | 889000 | 893028 | 899722 | 910856 | 922340 | 930792 | 938763 | 949900 | 959702 | 969504 | 979305 | 989107
Industrial Sector Energy Related Emissions before CCS[natural gas if,metal products except machinery and vehicles 25,F gases] | NoSettings | 0 | 0 | 0 | 0 | 0 | 0 | 0 | 0 | 0 | 0 | 0 | 0 | 0 | 0 | 0 | 0 | 0 | 0 | 0 | 0 | 0 | 0 | 0 | 0 | 0 | 0 | 0 | 0 | 0 | 0 | 0
Industrial Sector Energy Related Emissions before CCS[natural gas if,computers and electronics 26,CO2] | NoSettings | 21227500000 | 21191900000 | 21534900000 | 21991500000 | 22437300000 | 22824300000 | 23035300000 | 23141500000 | 23166000000 | 23188100000 | 23249900000 | 23336100000 | 23361700000 | 23419500000 | 23546000000 | 23722200000 | 23848200000 | 23987900000 | 24181600000 | 24336800000 | 24447000000 | 24630300000 | 24935100000 | 25249400000 | 25480800000 | 25699000000 | 26003900000 | 26272200000 | 26540600000 | 26808900000 | 27077300000
Industrial Sector Energy Related Emissions before CCS[natural gas if,computers and electronics 26,VOC] | NoSettings | 917351 | 915813 | 930635 | 950366 | 969632 | 986357 | 995474 | 1000060 | 1001120 | 1002080 | 1004750 | 1008470 | 1009580 | 1012080 | 1017540 | 1025160 | 1030600 | 1036640 | 1045010 | 1051720 | 1056480 | 1064400 | 1077570 | 1091160 | 1101160 | 1110590 | 1123760 | 1135360 | 1146960 | 1158550 | 1170150
Industrial Sector Energy Related Emissions before CCS[natural gas if,computers and electronics 26,CO] | NoSettings | 8020520 | 8007070 | 8136660 | 8309170 | 8477620 | 8623850 | 8703560 | 8743690 | 8752960 | 8761300 | 8784650 | 8817210 | 8826910 | 8848750 | 8896520 | 8963120 | 9010710 | 9063520 | 9136680 | 9195320 | 9236980 | 9306220 | 9421380 | 9540160 | 9627590 | 9710030 | 9825220 | 9926610 | 10028000 | 10129400 | 10230800
Industrial Sector Energy Related Emissions before CCS[natural gas if,computers and electronics 26,NOx] | NoSettings | 13145000 | 13122900 | 13335300 | 13618000 | 13894100 | 14133800 | 14264400 | 14330200 | 14345400 | 14359000 | 14397300 | 14450700 | 14466600 | 14502400 | 14580700 | 14689800 | 14767800 | 14854400 | 14974200 | 15070400 | 15138600 | 15252100 | 15440900 | 15635500 | 15778800 | 15913900 | 16102700 | 16268900 | 16435000 | 16601200 | 16767400
Industrial Sector Energy Related Emissions before CCS[natural gas if,computers and electronics 26,PM10] | NoSettings | 1266610 | 1264480 | 1284950 | 1312190 | 1338790 | 1361890 | 1374470 | 1380810 | 1382280 | 1383590 | 1387280 | 1392420 | 1393950 | 1397400 | 1404950 | 1415460 | 1422980 | 1431320 | 1442870 | 1452130 | 1458710 | 1469650 | 1487830 | 1506590 | 1520400 | 1533420 | 1551610 | 1567620 | 1583630 | 1599640 | 1615650
Industrial Sector Energy Related Emissions before CCS[natural gas if,computers and electronics 26,PM25] | NoSettings | 1266610 | 1264480 | 1284950 | 1312190 | 1338790 | 1361890 | 1374470 | 1380810 | 1382280 | 1383590 | 1387280 | 1392420 | 1393950 | 1397400 | 1404950 | 1415460 | 1422980 | 1431320 | 1442870 | 1452130 | 1458710 | 1469650 | 1487830 | 1506590 | 1520400 | 1533420 | 1551610 | 1567620 | 1583630 | 1599640 | 1615650
Industrial Sector Energy Related Emissions before CCS[natural gas if,computers and electronics 26,SOx] | NoSettings | 96816 | 96653.6 | 98217.9 | 100300 | 102334 | 104099 | 105061 | 105545 | 105657 | 105758 | 106040 | 106433 | 106550 | 106813 | 107390 | 108194 | 108769 | 109406 | 110289 | 110997 | 111500 | 112336 | 113726 | 115160 | 116215 | 117210 | 118601 | 119824 | 121048 | 122272 | 123496
Industrial Sector Energy Related Emissions before CCS[natural gas if,computers and electronics 26,BC] | NoSettings | 208834 | 208484 | 211858 | 216350 | 220736 | 224544 | 226619 | 227664 | 227905 | 228122 | 228730 | 229578 | 229831 | 230399 | 231643 | 233377 | 234617 | 235992 | 237896 | 239423 | 240508 | 242311 | 245309 | 248402 | 250678 | 252825 | 255824 | 258464 | 261104 | 263744 | 266384
Industrial Sector Energy Related Emissions before CCS[natural gas if,computers and electronics 26,OC] | NoSettings | 542089 | 541180 | 549939 | 561599 | 572983 | 582867 | 588254 | 590967 | 591593 | 592157 | 593735 | 595936 | 596592 | 598067 | 601296 | 605797 | 609014 | 612583 | 617528 | 621491 | 624307 | 628987 | 636770 | 644798 | 650708 | 656279 | 664065 | 670917 | 677770 | 684623 | 691475
Industrial Sector Energy Related Emissions before CCS[natural gas if,computers and electronics 26,CH4] | NoSettings | 400066 | 399395 | 405859 | 414464 | 422866 | 430160 | 434136 | 436138 | 436600 | 437016 | 438181 | 439805 | 440289 | 441378 | 443761 | 447083 | 449457 | 452091 | 455740 | 458665 | 460743 | 464197 | 469941 | 475866 | 480227 | 484339 | 490085 | 495142 | 500199 | 505257 | 510314
Industrial Sector Energy Related Emissions before CCS[natural gas if,computers and electronics 26,N2O] | NoSettings | 40006.6 | 39939.5 | 40585.9 | 41446.4 | 42286.6 | 43016 | 43413.6 | 43613.8 | 43660 | 43701.6 | 43818.1 | 43980.5 | 44028.9 | 44137.8 | 44376.1 | 44708.3 | 44945.7 | 45209.1 | 45574 | 45866.5 | 46074.3 | 46419.7 | 46994.1 | 47586.6 | 48022.7 | 48433.9 | 49008.5 | 49514.2 | 50019.9 | 50525.7 | 51031.4
Industrial Sector Energy Related Emissions before CCS[natural gas if,computers and electronics 26,F gases] | NoSettings | 0 | 0 | 0 | 0 | 0 | 0 | 0 | 0 | 0 | 0 | 0 | 0 | 0 | 0 | 0 | 0 | 0 | 0 | 0 | 0 | 0 | 0 | 0 | 0 | 0 | 0 | 0 | 0 | 0 | 0 | 0
Industrial Sector Energy Related Emissions before CCS[natural gas if,appliances and electrical equipment 27,CO2] | NoSettings | 0 | 0 | 0 | 0 | 0 | 0 | 0 | 0 | 0 | 0 | 0 | 0 | 0 | 0 | 0 | 0 | 0 | 0 | 0 | 0 | 0 | 0 | 0 | 0 | 0 | 0 | 0 | 0 | 0 | 0 | 0
Industrial Sector Energy Related Emissions before CCS[natural gas if,appliances and electrical equipment 27,VOC] | NoSettings | 0 | 0 | 0 | 0 | 0 | 0 | 0 | 0 | 0 | 0 | 0 | 0 | 0 | 0 | 0 | 0 | 0 | 0 | 0 | 0 | 0 | 0 | 0 | 0 | 0 | 0 | 0 | 0 | 0 | 0 | 0
Industrial Sector Energy Related Emissions before CCS[natural gas if,appliances and electrical equipment 27,CO] | NoSettings | 0 | 0 | 0 | 0 | 0 | 0 | 0 | 0 | 0 | 0 | 0 | 0 | 0 | 0 | 0 | 0 | 0 | 0 | 0 | 0 | 0 | 0 | 0 | 0 | 0 | 0 | 0 | 0 | 0 | 0 | 0
Industrial Sector Energy Related Emissions before CCS[natural gas if,appliances and electrical equipment 27,NOx] | NoSettings | 0 | 0 | 0 | 0 | 0 | 0 | 0 | 0 | 0 | 0 | 0 | 0 | 0 | 0 | 0 | 0 | 0 | 0 | 0 | 0 | 0 | 0 | 0 | 0 | 0 | 0 | 0 | 0 | 0 | 0 | 0
Industrial Sector Energy Related Emissions before CCS[natural gas if,appliances and electrical equipment 27,PM10] | NoSettings | 0 | 0 | 0 | 0 | 0 | 0 | 0 | 0 | 0 | 0 | 0 | 0 | 0 | 0 | 0 | 0 | 0 | 0 | 0 | 0 | 0 | 0 | 0 | 0 | 0 | 0 | 0 | 0 | 0 | 0 | 0
Industrial Sector Energy Related Emissions before CCS[natural gas if,appliances and electrical equipment 27,PM25] | NoSettings | 0 | 0 | 0 | 0 | 0 | 0 | 0 | 0 | 0 | 0 | 0 | 0 | 0 | 0 | 0 | 0 | 0 | 0 | 0 | 0 | 0 | 0 | 0 | 0 | 0 | 0 | 0 | 0 | 0 | 0 | 0
Industrial Sector Energy Related Emissions before CCS[natural gas if,appliances and electrical equipment 27,SOx] | NoSettings | 0 | 0 | 0 | 0 | 0 | 0 | 0 | 0 | 0 | 0 | 0 | 0 | 0 | 0 | 0 | 0 | 0 | 0 | 0 | 0 | 0 | 0 | 0 | 0 | 0 | 0 | 0 | 0 | 0 | 0 | 0
Industrial Sector Energy Related Emissions before CCS[natural gas if,appliances and electrical equipment 27,BC] | NoSettings | 0 | 0 | 0 | 0 | 0 | 0 | 0 | 0 | 0 | 0 | 0 | 0 | 0 | 0 | 0 | 0 | 0 | 0 | 0 | 0 | 0 | 0 | 0 | 0 | 0 | 0 | 0 | 0 | 0 | 0 | 0
Industrial Sector Energy Related Emissions before CCS[natural gas if,appliances and electrical equipment 27,OC] | NoSettings | 0 | 0 | 0 | 0 | 0 | 0 | 0 | 0 | 0 | 0 | 0 | 0 | 0 | 0 | 0 | 0 | 0 | 0 | 0 | 0 | 0 | 0 | 0 | 0 | 0 | 0 | 0 | 0 | 0 | 0 | 0
Industrial Sector Energy Related Emissions before CCS[natural gas if,appliances and electrical equipment 27,CH4] | NoSettings | 0 | 0 | 0 | 0 | 0 | 0 | 0 | 0 | 0 | 0 | 0 | 0 | 0 | 0 | 0 | 0 | 0 | 0 | 0 | 0 | 0 | 0 | 0 | 0 | 0 | 0 | 0 | 0 | 0 | 0 | 0
Industrial Sector Energy Related Emissions before CCS[natural gas if,appliances and electrical equipment 27,N2O] | NoSettings | 0 | 0 | 0 | 0 | 0 | 0 | 0 | 0 | 0 | 0 | 0 | 0 | 0 | 0 | 0 | 0 | 0 | 0 | 0 | 0 | 0 | 0 | 0 | 0 | 0 | 0 | 0 | 0 | 0 | 0 | 0
Industrial Sector Energy Related Emissions before CCS[natural gas if,appliances and electrical equipment 27,F gases] | NoSettings | 0 | 0 | 0 | 0 | 0 | 0 | 0 | 0 | 0 | 0 | 0 | 0 | 0 | 0 | 0 | 0 | 0 | 0 | 0 | 0 | 0 | 0 | 0 | 0 | 0 | 0 | 0 | 0 | 0 | 0 | 0
Industrial Sector Energy Related Emissions before CCS[natural gas if,other machinery 28,CO2] | NoSettings | 82565100000 | 82426600000 | 83760500000 | 85536400000 | 87270400000 | 88775700000 | 89596600000 | 90009400000 | 90104900000 | 90190900000 | 90431200000 | 90766000000 | 90866300000 | 91090800000 | 91582600000 | 92268200000 | 92758400000 | 93301800000 | 94054700000 | 94658500000 | 95087200000 | 95800400000 | 96985700000 | 98208200000 | 99108700000 | 99957100000 | 101143000000 | 102187000000 | 103230000000 | 104274000000 | 105318000000
Industrial Sector Energy Related Emissions before CCS[natural gas if,other machinery 28,VOC] | NoSettings | 3568070 | 3562080 | 3619730 | 3696480 | 3771410 | 3836460 | 3871940 | 3889780 | 3893900 | 3897620 | 3908010 | 3922470 | 3926810 | 3936510 | 3957760 | 3987390 | 4008580 | 4032060 | 4064590 | 4090690 | 4109220 | 4140030 | 4191260 | 4244090 | 4283000 | 4319670 | 4370920 | 4416020 | 4461120 | 4506230 | 4551330
Industrial Sector Energy Related Emissions before CCS[natural gas if,other machinery 28,CO] | NoSettings | 31196100 | 31143800 | 31647800 | 32318800 | 32973900 | 33542700 | 33852900 | 34008800 | 34044900 | 34077400 | 34168200 | 34294700 | 34332600 | 34417400 | 34603200 | 34862300 | 35047500 | 35252800 | 35537300 | 35765400 | 35927400 | 36196900 | 36644700 | 37106600 | 37446900 | 37767400 | 38215500 | 38609800 | 39004200 | 39398500 | 39792900
Industrial Sector Energy Related Emissions before CCS[natural gas if,other machinery 28,NOx] | NoSettings | 51127800 | 51042000 | 51868100 | 52967800 | 54041600 | 54973700 | 55482000 | 55737600 | 55796800 | 55850000 | 55998800 | 56206200 | 56268300 | 56407300 | 56711800 | 57136400 | 57440000 | 57776400 | 58242600 | 58616600 | 58882000 | 59323600 | 60057700 | 60814700 | 61372300 | 61897700 | 62632000 | 63278300 | 63924600 | 64570900 | 65217200
Industrial Sector Energy Related Emissions before CCS[natural gas if,other machinery 28,PM10] | NoSettings | 4926520 | 4918250 | 4997850 | 5103810 | 5207280 | 5297100 | 5346080 | 5370710 | 5376410 | 5381540 | 5395880 | 5415850 | 5421840 | 5435230 | 5464580 | 5505480 | 5534740 | 5567160 | 5612080 | 5648110 | 5673690 | 5716240 | 5786970 | 5859920 | 5913640 | 5964270 | 6035030 | 6097300 | 6159580 | 6221850 | 6284130
Industrial Sector Energy Related Emissions before CCS[natural gas if,other machinery 28,PM25] | NoSettings | 4926520 | 4918250 | 4997850 | 5103810 | 5207280 | 5297100 | 5346080 | 5370710 | 5376410 | 5381540 | 5395880 | 5415850 | 5421840 | 5435230 | 5464580 | 5505480 | 5534740 | 5567160 | 5612080 | 5648110 | 5673690 | 5716240 | 5786970 | 5859920 | 5913640 | 5964270 | 6035030 | 6097300 | 6159580 | 6221850 | 6284130
Industrial Sector Energy Related Emissions before CCS[natural gas if,other machinery 28,SOx] | NoSettings | 376569 | 375937 | 382021 | 390121 | 398030 | 404895 | 408639 | 410522 | 410957 | 411349 | 412445 | 413972 | 414430 | 415454 | 417697 | 420823 | 423060 | 425538 | 428972 | 431726 | 433681 | 436933 | 442340 | 447915 | 452022 | 455892 | 461300 | 466061 | 470821 | 475581 | 480341
Industrial Sector Energy Related Emissions before CCS[natural gas if,other machinery 28,BC] | NoSettings | 812269 | 810906 | 824029 | 841501 | 858560 | 873369 | 881444 | 885505 | 886445 | 887290 | 889655 | 892949 | 893935 | 896144 | 900982 | 907727 | 912550 | 917895 | 925302 | 931243 | 935461 | 942476 | 954138 | 966165 | 975023 | 983370 | 995036 | 1005300 | 1015570 | 1025840 | 1036110
Industrial Sector Energy Related Emissions before CCS[natural gas if,other machinery 28,OC] | NoSettings | 2108470 | 2104940 | 2139000 | 2184350 | 2228640 | 2267080 | 2288040 | 2298580 | 2301020 | 2303220 | 2309350 | 2317900 | 2320460 | 2326200 | 2338760 | 2356260 | 2368780 | 2382660 | 2401890 | 2417310 | 2428250 | 2446470 | 2476740 | 2507960 | 2530950 | 2552620 | 2582900 | 2609550 | 2636210 | 2662860 | 2689510
Industrial Sector Energy Related Emissions before CCS[natural gas if,other machinery 28,CH4] | NoSettings | 1556070 | 1553460 | 1578600 | 1612070 | 1644750 | 1673120 | 1688590 | 1696370 | 1698170 | 1699790 | 1704320 | 1710630 | 1712520 | 1716750 | 1726020 | 1738940 | 1748180 | 1758420 | 1772610 | 1783990 | 1792070 | 1805510 | 1827850 | 1850890 | 1867860 | 1883850 | 1906200 | 1925870 | 1945540 | 1965210 | 1984880
Industrial Sector Energy Related Emissions before CCS[natural gas if,other machinery 28,N2O] | NoSettings | 155607 | 155346 | 157860 | 161207 | 164475 | 167312 | 168859 | 169637 | 169817 | 169979 | 170432 | 171063 | 171252 | 171675 | 172602 | 173894 | 174818 | 175842 | 177261 | 178399 | 179207 | 180551 | 182785 | 185089 | 186786 | 188385 | 190620 | 192587 | 194554 | 196521 | 198488
Industrial Sector Energy Related Emissions before CCS[natural gas if,other machinery 28,F gases] | NoSettings | 0 | 0 | 0 | 0 | 0 | 0 | 0 | 0 | 0 | 0 | 0 | 0 | 0 | 0 | 0 | 0 | 0 | 0 | 0 | 0 | 0 | 0 | 0 | 0 | 0 | 0 | 0 | 0 | 0 | 0 | 0
Industrial Sector Energy Related Emissions before CCS[natural gas if,road vehicles 29,CO2] | NoSettings | 9586080000 | 9570010000 | 9724890000 | 9931080000 | 10132400000 | 10307200000 | 10402400000 | 10450400000 | 10461500000 | 10471400000 | 10499400000 | 10538200000 | 10549900000 | 10576000000 | 10633100000 | 10712700000 | 10769500000 | 10832700000 | 10920100000 | 10990200000 | 11040000000 | 11122700000 | 11260300000 | 11402300000 | 11506800000 | 11605400000 | 11743000000 | 11864200000 | 11985400000 | 12106500000 | 12227700000
Industrial Sector Energy Related Emissions before CCS[natural gas if,road vehicles 29,VOC] | NoSettings | 414265 | 413570 | 420263 | 429174 | 437874 | 445427 | 449543 | 451616 | 452095 | 452526 | 453732 | 455413 | 455915 | 457043 | 459510 | 462950 | 465408 | 468137 | 471913 | 474942 | 477095 | 480670 | 486618 | 492754 | 497269 | 501530 | 507478 | 512715 | 517952 | 523187 | 528424
Industrial Sector Energy Related Emissions before CCS[natural gas if,road vehicles 29,CO] | NoSettings | 3621970 | 3615900 | 3674420 | 3752320 | 3828390 | 3894420 | 3930410 | 3948530 | 3952720 | 3956490 | 3967040 | 3981730 | 3986120 | 3995990 | 4017560 | 4047630 | 4069120 | 4092980 | 4126000 | 4152480 | 4171310 | 4202560 | 4254570 | 4308210 | 4347690 | 4384940 | 4436940 | 4482730 | 4528520 | 4574290 | 4620080
Industrial Sector Energy Related Emissions before CCS[natural gas if,road vehicles 29,NOx] | NoSettings | 5936110 | 5926150 | 6022060 | 6149750 | 6274410 | 6382640 | 6441610 | 6471320 | 6478180 | 6484360 | 6501640 | 6525730 | 6532920 | 6549090 | 6584440 | 6633730 | 6668950 | 6708050 | 6762170 | 6805570 | 6836420 | 6887650 | 6972880 | 7060810 | 7125500 | 7186550 | 7271780 | 7346830 | 7421870 | 7496880 | 7571930
Industrial Sector Energy Related Emissions before CCS[natural gas if,road vehicles 29,PM10] | NoSettings | 571985 | 571026 | 580268 | 592571 | 604583 | 615011 | 620694 | 623556 | 624218 | 624813 | 626479 | 628799 | 629493 | 631050 | 634457 | 639206 | 642600 | 646367 | 651582 | 655764 | 658737 | 663673 | 671885 | 680358 | 686591 | 692474 | 700686 | 707918 | 715149 | 722377 | 729608
Industrial Sector Energy Related Emissions before CCS[natural gas if,road vehicles 29,PM25] | NoSettings | 571985 | 571026 | 580268 | 592571 | 604583 | 615011 | 620694 | 623556 | 624218 | 624813 | 626479 | 628799 | 629493 | 631050 | 634457 | 639206 | 642600 | 646367 | 651582 | 655764 | 658737 | 663673 | 671885 | 680358 | 686591 | 692474 | 700686 | 707918 | 715149 | 722377 | 729608
Industrial Sector Energy Related Emissions before CCS[natural gas if,road vehicles 29,SOx] | NoSettings | 43720.9 | 43647.6 | 44354 | 45294.4 | 46212.6 | 47009.7 | 47444.1 | 47662.9 | 47713.4 | 47758.9 | 47886.2 | 48063.6 | 48116.6 | 48235.7 | 48496.1 | 48859.1 | 49118.5 | 49406.5 | 49805.1 | 50124.7 | 50352 | 50729.3 | 51357 | 52004.6 | 52481.1 | 52930.7 | 53558.5 | 54111.2 | 54663.9 | 55216.4 | 55769.1
Industrial Sector Energy Related Emissions before CCS[natural gas if,road vehicles 29,BC] | NoSettings | 94307.1 | 94149 | 95672.7 | 97701.2 | 99681.6 | 101401 | 102338 | 102810 | 102919 | 103017 | 103292 | 103674 | 103789 | 104046 | 104607 | 105390 | 105950 | 106571 | 107431 | 108120 | 108610 | 109424 | 110778 | 112175 | 113203 | 114173 | 115527 | 116719 | 117911 | 119103 | 120295
Industrial Sector Energy Related Emissions before CCS[natural gas if,road vehicles 29,OC] | NoSettings | 244801 | 244391 | 248346 | 253611 | 258752 | 263216 | 265648 | 266873 | 267156 | 267411 | 268123 | 269117 | 269413 | 270080 | 271538 | 273570 | 275023 | 276635 | 278867 | 280657 | 281929 | 284042 | 287557 | 291183 | 293851 | 296368 | 299883 | 302978 | 306073 | 309166 | 312261
Industrial Sector Energy Related Emissions before CCS[natural gas if,road vehicles 29,CH4] | NoSettings | 180665 | 180362 | 183281 | 187167 | 190961 | 194255 | 196050 | 196954 | 197163 | 197351 | 197877 | 198610 | 198829 | 199321 | 200397 | 201897 | 202969 | 204159 | 205806 | 207127 | 208066 | 209625 | 212219 | 214895 | 216864 | 218722 | 221316 | 223600 | 225884 | 228167 | 230451
Industrial Sector Energy Related Emissions before CCS[natural gas if,road vehicles 29,N2O] | NoSettings | 18066.5 | 18036.2 | 18328.1 | 18716.7 | 19096.1 | 19425.5 | 19605 | 19695.4 | 19716.3 | 19735.1 | 19787.7 | 19861 | 19882.9 | 19932.1 | 20039.7 | 20189.7 | 20296.9 | 20415.9 | 20580.6 | 20712.7 | 20806.6 | 20962.5 | 21221.9 | 21489.5 | 21686.4 | 21872.2 | 22131.6 | 22360 | 22588.4 | 22816.7 | 23045.1
Industrial Sector Energy Related Emissions before CCS[natural gas if,road vehicles 29,F gases] | NoSettings | 0 | 0 | 0 | 0 | 0 | 0 | 0 | 0 | 0 | 0 | 0 | 0 | 0 | 0 | 0 | 0 | 0 | 0 | 0 | 0 | 0 | 0 | 0 | 0 | 0 | 0 | 0 | 0 | 0 | 0 | 0
Industrial Sector Energy Related Emissions before CCS[natural gas if,nonroad vehicles 30,CO2] | NoSettings | 178727000000 | 178427000000 | 181315000000 | 185160000000 | 188913000000 | 192171000000 | 193948000000 | 194842000000 | 195049000000 | 195234000000 | 195755000000 | 196480000000 | 196696000000 | 197183000000 | 198248000000 | 199732000000 | 200792000000 | 201969000000 | 203599000000 | 204906000000 | 205834000000 | 207377000000 | 209943000000 | 212590000000 | 214539000000 | 216375000000 | 218943000000 | 221202000000 | 223461000000 | 225720000000 | 227980000000
Industrial Sector Energy Related Emissions before CCS[natural gas if,nonroad vehicles 30,VOC] | NoSettings | 7723720 | 7710760 | 7835570 | 8001720 | 8163930 | 8304720 | 8381490 | 8420150 | 8429070 | 8437090 | 8459590 | 8490930 | 8500270 | 8521320 | 8567310 | 8631450 | 8677290 | 8728140 | 8798580 | 8855060 | 8895170 | 8961850 | 9072740 | 9187130 | 9271330 | 9350720 | 9461650 | 9559290 | 9656920 | 9754560 | 9852200
Industrial Sector Energy Related Emissions before CCS[natural gas if,nonroad vehicles 30,CO] | NoSettings | 67529500 | 67416200 | 68507400 | 69960100 | 71378300 | 72609200 | 73280500 | 73618500 | 73696400 | 73766600 | 73963300 | 74237300 | 74318900 | 74503000 | 74905100 | 75465900 | 75866600 | 76311300 | 76927200 | 77421000 | 77771600 | 78354600 | 79324100 | 80324300 | 81060500 | 81754500 | 82724500 | 83578100 | 84431800 | 85285400 | 86139000
Industrial Sector Energy Related Emissions before CCS[natural gas if,nonroad vehicles 30,NOx] | NoSettings | 110675000 | 110490000 | 112278000 | 114659000 | 116983000 | 119000000 | 120101000 | 120655000 | 120782000 | 120897000 | 121220000 | 121669000 | 121803000 | 122104000 | 122763000 | 123682000 | 124339000 | 125068000 | 126077000 | 126887000 | 127461000 | 128417000 | 130006000 | 131645000 | 132851000 | 133989000 | 135578000 | 136978000 | 138377000 | 139776000 | 141175000
Industrial Sector Energy Related Emissions before CCS[natural gas if,nonroad vehicles 30,PM10] | NoSettings | 10664300 | 10646400 | 10818800 | 11048200 | 11272100 | 11466500 | 11572500 | 11625900 | 11638200 | 11649300 | 11680400 | 11723600 | 11736500 | 11765600 | 11829100 | 11917600 | 11980900 | 12051200 | 12148400 | 12226400 | 12281800 | 12373800 | 12526900 | 12684900 | 12801200 | 12910800 | 13063900 | 13198700 | 13333500 | 13468400 | 13603200
Industrial Sector Energy Related Emissions before CCS[natural gas if,nonroad vehicles 30,PM25] | NoSettings | 10664300 | 10646400 | 10818800 | 11048200 | 11272100 | 11466500 | 11572500 | 11625900 | 11638200 | 11649300 | 11680400 | 11723600 | 11736500 | 11765600 | 11829100 | 11917600 | 11980900 | 12051200 | 12148400 | 12226400 | 12281800 | 12373800 | 12526900 | 12684900 | 12801200 | 12910800 | 13063900 | 13198700 | 13333500 | 13468400 | 13603200
Industrial Sector Energy Related Emissions before CCS[natural gas if,nonroad vehicles 30,SOx] | NoSettings | 815150 | 813783 | 826955 | 844490 | 861610 | 876468 | 884571 | 888651 | 889592 | 890439 | 892813 | 896121 | 897106 | 899328 | 904182 | 910951 | 915789 | 921156 | 928590 | 934551 | 938783 | 945821 | 957524 | 969597 | 978483 | 986861 | 998569 | 1008870 | 1019180 | 1029480 | 1039790
Industrial Sector Energy Related Emissions before CCS[natural gas if,nonroad vehicles 30,BC] | NoSettings | 1758300 | 1755350 | 1783760 | 1821590 | 1858510 | 1890560 | 1908040 | 1916840 | 1918870 | 1920700 | 1925820 | 1932960 | 1935080 | 1939870 | 1950340 | 1964940 | 1975380 | 1986960 | 2002990 | 2015850 | 2024980 | 2040160 | 2065400 | 2091450 | 2110610 | 2128680 | 2153940 | 2176170 | 2198390 | 2220620 | 2242850
Industrial Sector Energy Related Emissions before CCS[natural gas if,nonroad vehicles 30,OC] | NoSettings | 4564170 | 4556510 | 4630270 | 4728450 | 4824300 | 4907500 | 4952860 | 4975710 | 4980980 | 4985720 | 4999020 | 5017540 | 5023050 | 5035490 | 5062670 | 5100570 | 5127660 | 5157710 | 5199340 | 5232710 | 5256410 | 5295810 | 5361340 | 5428940 | 5478700 | 5525610 | 5591160 | 5648860 | 5706560 | 5764250 | 5821950
Industrial Sector Energy Related Emissions before CCS[natural gas if,nonroad vehicles 30,CH4] | NoSettings | 3368390 | 3362740 | 3417170 | 3489630 | 3560370 | 3621770 | 3655250 | 3672110 | 3676000 | 3679500 | 3689310 | 3702980 | 3707050 | 3716230 | 3736290 | 3764260 | 3784250 | 3806430 | 3837150 | 3861780 | 3879270 | 3908350 | 3956710 | 4006600 | 4043320 | 4077940 | 4126320 | 4168900 | 4211480 | 4254060 | 4296640
Industrial Sector Energy Related Emissions before CCS[natural gas if,nonroad vehicles 30,N2O] | NoSettings | 336839 | 336274 | 341717 | 348963 | 356037 | 362177 | 365525 | 367211 | 367600 | 367950 | 368931 | 370298 | 370705 | 371623 | 373629 | 376426 | 378425 | 380643 | 383715 | 386178 | 387927 | 390835 | 395671 | 400660 | 404332 | 407794 | 412632 | 416890 | 421148 | 425406 | 429664
Industrial Sector Energy Related Emissions before CCS[natural gas if,nonroad vehicles 30,F gases] | NoSettings | 0 | 0 | 0 | 0 | 0 | 0 | 0 | 0 | 0 | 0 | 0 | 0 | 0 | 0 | 0 | 0 | 0 | 0 | 0 | 0 | 0 | 0 | 0 | 0 | 0 | 0 | 0 | 0 | 0 | 0 | 0
Industrial Sector Energy Related Emissions before CCS[natural gas if,other manufacturing 31T33,CO2] | NoSettings | 1556610000000 | 1553990000000 | 1579150000000 | 1612630000000 | 1645320000000 | 1673700000000 | 1689170000000 | 1696960000000 | 1698750000000 | 1700380000000 | 1704910000000 | 1711220000000 | 1713110000000 | 1717350000000 | 1726610000000 | 1739550000000 | 1748780000000 | 1759030000000 | 1773230000000 | 1784610000000 | 1792700000000 | 1806130000000 | 1828480000000 | 1851530000000 | 1868500000000 | 1884510000000 | 1906860000000 | 1926530000000 | 1946210000000 | 1965890000000 | 1985570000000
Industrial Sector Energy Related Emissions before CCS[natural gas if,other manufacturing 31T33,VOC] | NoSettings | 67269100 | 67156200 | 68243100 | 69690200 | 71102900 | 72329200 | 72997900 | 73334500 | 73412000 | 73482200 | 73678000 | 73950900 | 74032300 | 74215500 | 74616100 | 75174900 | 75573800 | 76016800 | 76630500 | 77122300 | 77471800 | 78052300 | 79018200 | 80014500 | 80747800 | 81439300 | 82405400 | 83255600 | 84106100 | 84956300 | 85806800
Industrial Sector Energy Related Emissions before CCS[natural gas if,other manufacturing 31T33,CO] | NoSettings | 588142000 | 587156000 | 596659000 | 609311000 | 621662000 | 632384000 | 638230000 | 641173000 | 641851000 | 642464000 | 644176000 | 646562000 | 647274000 | 648876000 | 652378000 | 657264000 | 660752000 | 664625000 | 669990000 | 674290000 | 677346000 | 682422000 | 690866000 | 699577000 | 705988000 | 712035000 | 720481000 | 727915000 | 735351000 | 742784000 | 750220000
Industrial Sector Energy Related Emissions before CCS[natural gas if,other manufacturing 31T33,NOx] | NoSettings | 963916000 | 962299000 | 977874000 | 998610000 | 1018850000 | 1036420000 | 1046010000 | 1050830000 | 1051940000 | 1052950000 | 1055750000 | 1059660000 | 1060830000 | 1063450000 | 1069190000 | 1077200000 | 1082920000 | 1089270000 | 1098060000 | 1105110000 | 1110110000 | 1118430000 | 1132270000 | 1146550000 | 1157060000 | 1166970000 | 1180810000 | 1192990000 | 1205180000 | 1217360000 | 1229550000
Industrial Sector Energy Related Emissions before CCS[natural gas if,other manufacturing 31T33,PM10] | NoSettings | 92880000 | 92724200 | 94224900 | 96223000 | 98173500 | 99866700 | 100790000 | 101255000 | 101362000 | 101459000 | 101729000 | 102106000 | 102218000 | 102471000 | 103024000 | 103796000 | 104347000 | 104958000 | 105806000 | 106485000 | 106967000 | 107769000 | 109102000 | 110478000 | 111490000 | 112445000 | 113779000 | 114953000 | 116127000 | 117301000 | 118476000
Industrial Sector Energy Related Emissions before CCS[natural gas if,other manufacturing 31T33,PM25] | NoSettings | 92880000 | 92724200 | 94224900 | 96223000 | 98173500 | 99866700 | 100790000 | 101255000 | 101362000 | 101459000 | 101729000 | 102106000 | 102218000 | 102471000 | 103024000 | 103796000 | 104347000 | 104958000 | 105806000 | 106485000 | 106967000 | 107769000 | 109102000 | 110478000 | 111490000 | 112445000 | 113779000 | 114953000 | 116127000 | 117301000 | 118476000
Industrial Sector Energy Related Emissions before CCS[natural gas if,other manufacturing 31T33,SOx] | NoSettings | 7099480 | 7087580 | 7202280 | 7355010 | 7504110 | 7633530 | 7704090 | 7739620 | 7747800 | 7755200 | 7775870 | 7804670 | 7813260 | 7832600 | 7874870 | 7933850 | 7975960 | 8022710 | 8087470 | 8139380 | 8176260 | 8237530 | 8339470 | 8444610 | 8522010 | 8594990 | 8696950 | 8786680 | 8876440 | 8966170 | 9055930
Industrial Sector Energy Related Emissions before CCS[natural gas if,other manufacturing 31T33,BC] | NoSettings | 15313800 | 15288100 | 15535500 | 15864900 | 16186500 | 16465700 | 16617900 | 16694600 | 16712200 | 16728200 | 16772700 | 16834900 | 16853400 | 16895100 | 16986300 | 17113500 | 17204300 | 17305200 | 17444900 | 17556800 | 17636400 | 17768600 | 17988400 | 18215200 | 18382200 | 18539600 | 18759500 | 18953100 | 19146700 | 19340300 | 19533900
Industrial Sector Energy Related Emissions before CCS[natural gas if,other manufacturing 31T33,OC] | NoSettings | 39751200 | 39684600 | 40326800 | 41182000 | 42016800 | 42741400 | 43136600 | 43335500 | 43381300 | 43422700 | 43538500 | 43699700 | 43747800 | 43856100 | 44092800 | 44423000 | 44658800 | 44920600 | 45283200 | 45573800 | 45780300 | 46123400 | 46694100 | 47282900 | 47716200 | 48124900 | 48695700 | 49198200 | 49700700 | 50203200 | 50705700
Industrial Sector Energy Related Emissions before CCS[natural gas if,other manufacturing 31T33,CH4] | NoSettings | 29336700 | 29287500 | 29761500 | 30392600 | 31008700 | 31543500 | 31835100 | 31981900 | 32015700 | 32046300 | 32131700 | 32250700 | 32286200 | 32366100 | 32540800 | 32784500 | 32958500 | 33151700 | 33419300 | 33633800 | 33786200 | 34039400 | 34460600 | 34895100 | 35214900 | 35516500 | 35937800 | 36308600 | 36679500 | 37050300 | 37421200
Industrial Sector Energy Related Emissions before CCS[natural gas if,other manufacturing 31T33,N2O] | NoSettings | 2933670 | 2928750 | 2976150 | 3039260 | 3100870 | 3154350 | 3183510 | 3198190 | 3201570 | 3204630 | 3213170 | 3225070 | 3228620 | 3236610 | 3254080 | 3278450 | 3295850 | 3315170 | 3341930 | 3363380 | 3378620 | 3403940 | 3446060 | 3489510 | 3521490 | 3551650 | 3593780 | 3630860 | 3667950 | 3705030 | 3742120
Industrial Sector Energy Related Emissions before CCS[natural gas if,other manufacturing 31T33,F gases] | NoSettings | 0 | 0 | 0 | 0 | 0 | 0 | 0 | 0 | 0 | 0 | 0 | 0 | 0 | 0 | 0 | 0 | 0 | 0 | 0 | 0 | 0 | 0 | 0 | 0 | 0 | 0 | 0 | 0 | 0 | 0 | 0
Industrial Sector Energy Related Emissions before CCS[natural gas if,energy pipelines and gas processing 352T353,CO2] | NoSettings | 1062730000000 | 1062010000000 | 1079260000000 | 1102160000000 | 1124420000000 | 1143730000000 | 1154220000000 | 1159540000000 | 1160760000000 | 1161860000000 | 1164930000000 | 1169220000000 | 1170520000000 | 1173430000000 | 1179770000000 | 1188610000000 | 1194940000000 | 1201920000000 | 1211590000000 | 1219350000000 | 1224850000000 | 1234010000000 | 1249260000000 | 1265000000000 | 1276570000000 | 1287500000000 | 1302760000000 | 1316190000000 | 1329630000000 | 1343070000000 | 1356510000000
Industrial Sector Energy Related Emissions before CCS[natural gas if,energy pipelines and gas processing 352T353,VOC] | NoSettings | 45926000 | 45894900 | 46640400 | 47630000 | 48591900 | 49426500 | 49879800 | 50109800 | 50162500 | 50210000 | 50342500 | 50528100 | 50584300 | 50709900 | 50984200 | 51366100 | 51639400 | 51941100 | 52359200 | 52694300 | 52932200 | 53327900 | 53987100 | 54667100 | 55167300 | 55639400 | 56298900 | 56879500 | 57460200 | 58041000 | 58622000
Industrial Sector Energy Related Emissions before CCS[natural gas if,energy pipelines and gas processing 352T353,CO] | NoSettings | 401537000 | 401265000 | 407783000 | 416435000 | 424846000 | 432143000 | 436106000 | 438117000 | 438577000 | 438993000 | 440151000 | 441773000 | 442265000 | 443363000 | 445762000 | 449101000 | 451490000 | 454128000 | 457783000 | 460713000 | 462793000 | 466253000 | 472016000 | 477962000 | 482335000 | 486463000 | 492228000 | 497305000 | 502382000 | 507460000 | 512540000
Industrial Sector Energy Related Emissions before CCS[natural gas if,energy pipelines and gas processing 352T353,NOx] | NoSettings | 658086000 | 657640000 | 668322000 | 682503000 | 696287000 | 708246000 | 714741000 | 718037000 | 718791000 | 719472000 | 721371000 | 724030000 | 724836000 | 726636000 | 730566000 | 736039000 | 739955000 | 744278000 | 750269000 | 755070000 | 758480000 | 764150000 | 773596000 | 783339000 | 790507000 | 797272000 | 806721000 | 815041000 | 823362000 | 831685000 | 840010000
Industrial Sector Energy Related Emissions before CCS[natural gas if,energy pipelines and gas processing 352T353,PM10] | NoSettings | 63411200 | 63368200 | 64397500 | 65763900 | 67092100 | 68244400 | 68870200 | 69187800 | 69260500 | 69326100 | 69509100 | 69765300 | 69842900 | 70016400 | 70395100 | 70922400 | 71299800 | 71716400 | 72293600 | 72756300 | 73084800 | 73631200 | 74541300 | 75480200 | 76170800 | 76822700 | 77733200 | 78534900 | 79336700 | 80138600 | 80940800
Industrial Sector Energy Related Emissions before CCS[natural gas if,energy pipelines and gas processing 352T353,PM25] | NoSettings | 63411200 | 63368200 | 64397500 | 65763900 | 67092100 | 68244400 | 68870200 | 69187800 | 69260500 | 69326100 | 69509100 | 69765300 | 69842900 | 70016400 | 70395100 | 70922400 | 71299800 | 71716400 | 72293600 | 72756300 | 73084800 | 73631200 | 74541300 | 75480200 | 76170800 | 76822700 | 77733200 | 78534900 | 79336700 | 80138600 | 80940800
Industrial Sector Energy Related Emissions before CCS[natural gas if,energy pipelines and gas processing 352T353,SOx] | NoSettings | 4846970 | 4843690 | 4922360 | 5026800 | 5128330 | 5216400 | 5264240 | 5288520 | 5294080 | 5299090 | 5313080 | 5332660 | 5338600 | 5351850 | 5380800 | 5421110 | 5449950 | 5481800 | 5525920 | 5561280 | 5586390 | 5628160 | 5697720 | 5769490 | 5822280 | 5872110 | 5941700 | 6002980 | 6064270 | 6125570 | 6186880
Industrial Sector Energy Related Emissions before CCS[natural gas if,energy pipelines and gas processing 352T353,BC] | NoSettings | 10455000 | 10447900 | 10617700 | 10842900 | 11061900 | 11251900 | 11355100 | 11407500 | 11419500 | 11430300 | 11460400 | 11502700 | 11515500 | 11544100 | 11606500 | 11693500 | 11755700 | 11824400 | 11919500 | 11995800 | 12050000 | 12140100 | 12290100 | 12444900 | 12558800 | 12666300 | 12816400 | 12948600 | 13080800 | 13213000 | 13345300
Industrial Sector Energy Related Emissions before CCS[natural gas if,energy pipelines and gas processing 352T353,OC] | NoSettings | 27139000 | 27120600 | 27561200 | 28145900 | 28714400 | 29207600 | 29475400 | 29611300 | 29642400 | 29670500 | 29748900 | 29858500 | 29891700 | 29966000 | 30128000 | 30353700 | 30515200 | 30693500 | 30940600 | 31138600 | 31279200 | 31513000 | 31902500 | 32304400 | 32599900 | 32879000 | 33268600 | 33611700 | 33954900 | 34298100 | 34641400
Industrial Sector Energy Related Emissions before CCS[natural gas if,energy pipelines and gas processing 352T353,CH4] | NoSettings | 20028800 | 20015200 | 20340300 | 20771900 | 21191400 | 21555400 | 21753100 | 21853400 | 21876300 | 21897100 | 21954900 | 22035800 | 22060300 | 22115100 | 22234700 | 22401300 | 22520500 | 22652000 | 22834400 | 22980500 | 23084300 | 23256800 | 23544300 | 23840900 | 24059000 | 24264900 | 24552500 | 24805700 | 25059000 | 25312300 | 25565600
Industrial Sector Energy Related Emissions before CCS[natural gas if,energy pipelines and gas processing 352T353,N2O] | NoSettings | 2002880 | 2001520 | 2034030 | 2077190 | 2119140 | 2155540 | 2175310 | 2185340 | 2187630 | 2189710 | 2195490 | 2203580 | 2206030 | 2211510 | 2223470 | 2240130 | 2252050 | 2265200 | 2283440 | 2298050 | 2308430 | 2325680 | 2354430 | 2384090 | 2405900 | 2426490 | 2455250 | 2480570 | 2505900 | 2531230 | 2556560
Industrial Sector Energy Related Emissions before CCS[natural gas if,energy pipelines and gas processing 352T353,F gases] | NoSettings | 0 | 0 | 0 | 0 | 0 | 0 | 0 | 0 | 0 | 0 | 0 | 0 | 0 | 0 | 0 | 0 | 0 | 0 | 0 | 0 | 0 | 0 | 0 | 0 | 0 | 0 | 0 | 0 | 0 | 0 | 0
Industrial Sector Energy Related Emissions before CCS[natural gas if,water and waste 36T39,CO2] | NoSettings | 0 | 0 | 0 | 0 | 0 | 0 | 0 | 0 | 0 | 0 | 0 | 0 | 0 | 0 | 0 | 0 | 0 | 0 | 0 | 0 | 0 | 0 | 0 | 0 | 0 | 0 | 0 | 0 | 0 | 0 | 0
Industrial Sector Energy Related Emissions before CCS[natural gas if,water and waste 36T39,VOC] | NoSettings | 0 | 0 | 0 | 0 | 0 | 0 | 0 | 0 | 0 | 0 | 0 | 0 | 0 | 0 | 0 | 0 | 0 | 0 | 0 | 0 | 0 | 0 | 0 | 0 | 0 | 0 | 0 | 0 | 0 | 0 | 0
Industrial Sector Energy Related Emissions before CCS[natural gas if,water and waste 36T39,CO] | NoSettings | 0 | 0 | 0 | 0 | 0 | 0 | 0 | 0 | 0 | 0 | 0 | 0 | 0 | 0 | 0 | 0 | 0 | 0 | 0 | 0 | 0 | 0 | 0 | 0 | 0 | 0 | 0 | 0 | 0 | 0 | 0
Industrial Sector Energy Related Emissions before CCS[natural gas if,water and waste 36T39,NOx] | NoSettings | 0 | 0 | 0 | 0 | 0 | 0 | 0 | 0 | 0 | 0 | 0 | 0 | 0 | 0 | 0 | 0 | 0 | 0 | 0 | 0 | 0 | 0 | 0 | 0 | 0 | 0 | 0 | 0 | 0 | 0 | 0
Industrial Sector Energy Related Emissions before CCS[natural gas if,water and waste 36T39,PM10] | NoSettings | 0 | 0 | 0 | 0 | 0 | 0 | 0 | 0 | 0 | 0 | 0 | 0 | 0 | 0 | 0 | 0 | 0 | 0 | 0 | 0 | 0 | 0 | 0 | 0 | 0 | 0 | 0 | 0 | 0 | 0 | 0
Industrial Sector Energy Related Emissions before CCS[natural gas if,water and waste 36T39,PM25] | NoSettings | 0 | 0 | 0 | 0 | 0 | 0 | 0 | 0 | 0 | 0 | 0 | 0 | 0 | 0 | 0 | 0 | 0 | 0 | 0 | 0 | 0 | 0 | 0 | 0 | 0 | 0 | 0 | 0 | 0 | 0 | 0
Industrial Sector Energy Related Emissions before CCS[natural gas if,water and waste 36T39,SOx] | NoSettings | 0 | 0 | 0 | 0 | 0 | 0 | 0 | 0 | 0 | 0 | 0 | 0 | 0 | 0 | 0 | 0 | 0 | 0 | 0 | 0 | 0 | 0 | 0 | 0 | 0 | 0 | 0 | 0 | 0 | 0 | 0
Industrial Sector Energy Related Emissions before CCS[natural gas if,water and waste 36T39,BC] | NoSettings | 0 | 0 | 0 | 0 | 0 | 0 | 0 | 0 | 0 | 0 | 0 | 0 | 0 | 0 | 0 | 0 | 0 | 0 | 0 | 0 | 0 | 0 | 0 | 0 | 0 | 0 | 0 | 0 | 0 | 0 | 0
Industrial Sector Energy Related Emissions before CCS[natural gas if,water and waste 36T39,OC] | NoSettings | 0 | 0 | 0 | 0 | 0 | 0 | 0 | 0 | 0 | 0 | 0 | 0 | 0 | 0 | 0 | 0 | 0 | 0 | 0 | 0 | 0 | 0 | 0 | 0 | 0 | 0 | 0 | 0 | 0 | 0 | 0
Industrial Sector Energy Related Emissions before CCS[natural gas if,water and waste 36T39,CH4] | NoSettings | 0 | 0 | 0 | 0 | 0 | 0 | 0 | 0 | 0 | 0 | 0 | 0 | 0 | 0 | 0 | 0 | 0 | 0 | 0 | 0 | 0 | 0 | 0 | 0 | 0 | 0 | 0 | 0 | 0 | 0 | 0
Industrial Sector Energy Related Emissions before CCS[natural gas if,water and waste 36T39,N2O] | NoSettings | 0 | 0 | 0 | 0 | 0 | 0 | 0 | 0 | 0 | 0 | 0 | 0 | 0 | 0 | 0 | 0 | 0 | 0 | 0 | 0 | 0 | 0 | 0 | 0 | 0 | 0 | 0 | 0 | 0 | 0 | 0
Industrial Sector Energy Related Emissions before CCS[natural gas if,water and waste 36T39,F gases] | NoSettings | 0 | 0 | 0 | 0 | 0 | 0 | 0 | 0 | 0 | 0 | 0 | 0 | 0 | 0 | 0 | 0 | 0 | 0 | 0 | 0 | 0 | 0 | 0 | 0 | 0 | 0 | 0 | 0 | 0 | 0 | 0
Industrial Sector Energy Related Emissions before CCS[natural gas if,construction 41T43,CO2] | NoSettings | 94514200000 | 94355500000 | 95882600000 | 97915900000 | 99900800000 | 101624000000 | 102563000000 | 103036000000 | 103145000000 | 103244000000 | 103518000000 | 103902000000 | 104017000000 | 104274000000 | 104837000000 | 105622000000 | 106183000000 | 106805000000 | 107667000000 | 108358000000 | 108849000000 | 109665000000 | 111022000000 | 112422000000 | 113452000000 | 114423000000 | 115781000000 | 116976000000 | 118170000000 | 119365000000 | 120560000000
Industrial Sector Energy Related Emissions before CCS[natural gas if,construction 41T43,VOC] | NoSettings | 4084450 | 4077600 | 4143590 | 4231460 | 4317240 | 4391690 | 4432300 | 4452730 | 4457430 | 4461700 | 4473570 | 4490150 | 4495110 | 4506230 | 4530560 | 4564470 | 4588710 | 4615600 | 4652860 | 4682720 | 4703930 | 4739200 | 4797830 | 4858340 | 4902850 | 4944830 | 5003510 | 5055120 | 5106760 | 5158380 | 5210020
Industrial Sector Energy Related Emissions before CCS[natural gas if,construction 41T43,CO] | NoSettings | 35710900 | 35651000 | 36227900 | 36996200 | 37746200 | 38397100 | 38752200 | 38930800 | 38971900 | 39009200 | 39113000 | 39258000 | 39301300 | 39398500 | 39611200 | 39907700 | 40119700 | 40354800 | 40680600 | 40941600 | 41127100 | 41435400 | 41948000 | 42477100 | 42866200 | 43233300 | 43746300 | 44197600 | 44649100 | 45100400 | 45551900
Industrial Sector Energy Related Emissions before CCS[natural gas if,construction 41T43,NOx] | NoSettings | 58527200 | 58428900 | 59374600 | 60633700 | 61862800 | 62929700 | 63511600 | 63804400 | 63871700 | 63932800 | 64103000 | 64340600 | 64411500 | 64570900 | 64919500 | 65405500 | 65752800 | 66138200 | 66672100 | 67099900 | 67403800 | 67909200 | 68749300 | 69616400 | 70254200 | 70855800 | 71696600 | 72436200 | 73176200 | 73915800 | 74655700
Industrial Sector Energy Related Emissions before CCS[natural gas if,construction 41T43,PM10] | NoSettings | 5639500 | 5630030 | 5721150 | 5842470 | 5960910 | 6063710 | 6119780 | 6147990 | 6154480 | 6160370 | 6176770 | 6199660 | 6206500 | 6221850 | 6255450 | 6302270 | 6335740 | 6372870 | 6424320 | 6465540 | 6494830 | 6543520 | 6624480 | 6708030 | 6769480 | 6827450 | 6908470 | 6979730 | 7051030 | 7122300 | 7193600
Industrial Sector Energy Related Emissions before CCS[natural gas if,construction 41T43,PM25] | NoSettings | 5639500 | 5630030 | 5721150 | 5842470 | 5960910 | 6063710 | 6119780 | 6147990 | 6154480 | 6160370 | 6176770 | 6199660 | 6206500 | 6221850 | 6255450 | 6302270 | 6335740 | 6372870 | 6424320 | 6465540 | 6494830 | 6543520 | 6624480 | 6708030 | 6769480 | 6827450 | 6908470 | 6979730 | 7051030 | 7122300 | 7193600
Industrial Sector Energy Related Emissions before CCS[natural gas if,construction 41T43,SOx] | NoSettings | 431067 | 430344 | 437309 | 446582 | 455635 | 463493 | 467779 | 469935 | 470431 | 470881 | 472135 | 473884 | 474407 | 475581 | 478148 | 481728 | 484286 | 487124 | 491057 | 494208 | 496446 | 500168 | 506356 | 512742 | 517440 | 521871 | 528063 | 533511 | 538961 | 544408 | 549858
Industrial Sector Energy Related Emissions before CCS[natural gas if,construction 41T43,BC] | NoSettings | 929823 | 928262 | 943285 | 963288 | 982816 | 999766 | 1009010 | 1013660 | 1014730 | 1015700 | 1018410 | 1022180 | 1023310 | 1025840 | 1031380 | 1039100 | 1044620 | 1050740 | 1059220 | 1066020 | 1070850 | 1078870 | 1092220 | 1106000 | 1116130 | 1125690 | 1139050 | 1150800 | 1162550 | 1174300 | 1186060
Industrial Sector Energy Related Emissions before CCS[natural gas if,construction 41T43,OC] | NoSettings | 2413620 | 2409570 | 2448570 | 2500490 | 2551180 | 2595180 | 2619170 | 2631250 | 2634030 | 2636550 | 2643560 | 2653360 | 2656290 | 2662860 | 2677240 | 2697280 | 2711600 | 2727490 | 2749510 | 2767150 | 2779690 | 2800530 | 2835170 | 2870930 | 2897230 | 2922040 | 2956720 | 2987220 | 3017730 | 3048240 | 3078750
Industrial Sector Energy Related Emissions before CCS[natural gas if,construction 41T43,CH4] | NoSettings | 1781270 | 1778280 | 1807060 | 1845380 | 1882790 | 1915260 | 1932970 | 1941880 | 1943930 | 1945790 | 1950970 | 1958200 | 1960360 | 1965210 | 1975820 | 1990610 | 2001180 | 2012910 | 2029160 | 2042180 | 2051430 | 2066810 | 2092380 | 2118770 | 2138180 | 2156490 | 2182080 | 2204590 | 2227110 | 2249620 | 2272140
Industrial Sector Energy Related Emissions before CCS[natural gas if,construction 41T43,N2O] | NoSettings | 178127 | 177828 | 180706 | 184538 | 188279 | 191526 | 193297 | 194188 | 194393 | 194579 | 195097 | 195820 | 196036 | 196521 | 197582 | 199061 | 200118 | 201291 | 202916 | 204218 | 205143 | 206681 | 209238 | 211877 | 213818 | 215649 | 218208 | 220459 | 222711 | 224962 | 227214
Industrial Sector Energy Related Emissions before CCS[natural gas if,construction 41T43,F gases] | NoSettings | 0 | 0 | 0 | 0 | 0 | 0 | 0 | 0 | 0 | 0 | 0 | 0 | 0 | 0 | 0 | 0 | 0 | 0 | 0 | 0 | 0 | 0 | 0 | 0 | 0 | 0 | 0 | 0 | 0 | 0 | 0
Industrial Sector Energy Related Emissions before CCS[biomass if,agriculture and forestry 01T03,CO2] | NoSettings | 0 | 0 | 0 | 0 | 0 | 0 | 0 | 0 | 0 | 0 | 0 | 0 | 0 | 0 | 0 | 0 | 0 | 0 | 0 | 0 | 0 | 0 | 0 | 0 | 0 | 0 | 0 | 0 | 0 | 0 | 0
Industrial Sector Energy Related Emissions before CCS[biomass if,agriculture and forestry 01T03,VOC] | NoSettings | 0 | 0 | 0 | 0 | 0 | 0 | 0 | 0 | 0 | 0 | 0 | 0 | 0 | 0 | 0 | 0 | 0 | 0 | 0 | 0 | 0 | 0 | 0 | 0 | 0 | 0 | 0 | 0 | 0 | 0 | 0
Industrial Sector Energy Related Emissions before CCS[biomass if,agriculture and forestry 01T03,CO] | NoSettings | 0 | 0 | 0 | 0 | 0 | 0 | 0 | 0 | 0 | 0 | 0 | 0 | 0 | 0 | 0 | 0 | 0 | 0 | 0 | 0 | 0 | 0 | 0 | 0 | 0 | 0 | 0 | 0 | 0 | 0 | 0
Industrial Sector Energy Related Emissions before CCS[biomass if,agriculture and forestry 01T03,NOx] | NoSettings | 0 | 0 | 0 | 0 | 0 | 0 | 0 | 0 | 0 | 0 | 0 | 0 | 0 | 0 | 0 | 0 | 0 | 0 | 0 | 0 | 0 | 0 | 0 | 0 | 0 | 0 | 0 | 0 | 0 | 0 | 0
Industrial Sector Energy Related Emissions before CCS[biomass if,agriculture and forestry 01T03,PM10] | NoSettings | 0 | 0 | 0 | 0 | 0 | 0 | 0 | 0 | 0 | 0 | 0 | 0 | 0 | 0 | 0 | 0 | 0 | 0 | 0 | 0 | 0 | 0 | 0 | 0 | 0 | 0 | 0 | 0 | 0 | 0 | 0
Industrial Sector Energy Related Emissions before CCS[biomass if,agriculture and forestry 01T03,PM25] | NoSettings | 0 | 0 | 0 | 0 | 0 | 0 | 0 | 0 | 0 | 0 | 0 | 0 | 0 | 0 | 0 | 0 | 0 | 0 | 0 | 0 | 0 | 0 | 0 | 0 | 0 | 0 | 0 | 0 | 0 | 0 | 0
Industrial Sector Energy Related Emissions before CCS[biomass if,agriculture and forestry 01T03,SOx] | NoSettings | 0 | 0 | 0 | 0 | 0 | 0 | 0 | 0 | 0 | 0 | 0 | 0 | 0 | 0 | 0 | 0 | 0 | 0 | 0 | 0 | 0 | 0 | 0 | 0 | 0 | 0 | 0 | 0 | 0 | 0 | 0
Industrial Sector Energy Related Emissions before CCS[biomass if,agriculture and forestry 01T03,BC] | NoSettings | 0 | 0 | 0 | 0 | 0 | 0 | 0 | 0 | 0 | 0 | 0 | 0 | 0 | 0 | 0 | 0 | 0 | 0 | 0 | 0 | 0 | 0 | 0 | 0 | 0 | 0 | 0 | 0 | 0 | 0 | 0
Industrial Sector Energy Related Emissions before CCS[biomass if,agriculture and forestry 01T03,OC] | NoSettings | 0 | 0 | 0 | 0 | 0 | 0 | 0 | 0 | 0 | 0 | 0 | 0 | 0 | 0 | 0 | 0 | 0 | 0 | 0 | 0 | 0 | 0 | 0 | 0 | 0 | 0 | 0 | 0 | 0 | 0 | 0
Industrial Sector Energy Related Emissions before CCS[biomass if,agriculture and forestry 01T03,CH4] | NoSettings | 0 | 0 | 0 | 0 | 0 | 0 | 0 | 0 | 0 | 0 | 0 | 0 | 0 | 0 | 0 | 0 | 0 | 0 | 0 | 0 | 0 | 0 | 0 | 0 | 0 | 0 | 0 | 0 | 0 | 0 | 0
Industrial Sector Energy Related Emissions before CCS[biomass if,agriculture and forestry 01T03,N2O] | NoSettings | 0 | 0 | 0 | 0 | 0 | 0 | 0 | 0 | 0 | 0 | 0 | 0 | 0 | 0 | 0 | 0 | 0 | 0 | 0 | 0 | 0 | 0 | 0 | 0 | 0 | 0 | 0 | 0 | 0 | 0 | 0
Industrial Sector Energy Related Emissions before CCS[biomass if,agriculture and forestry 01T03,F gases] | NoSettings | 0 | 0 | 0 | 0 | 0 | 0 | 0 | 0 | 0 | 0 | 0 | 0 | 0 | 0 | 0 | 0 | 0 | 0 | 0 | 0 | 0 | 0 | 0 | 0 | 0 | 0 | 0 | 0 | 0 | 0 | 0
Industrial Sector Energy Related Emissions before CCS[biomass if,coal mining 05,CO2] | NoSettings | 0 | 0 | 0 | 0 | 0 | 0 | 0 | 0 | 0 | 0 | 0 | 0 | 0 | 0 | 0 | 0 | 0 | 0 | 0 | 0 | 0 | 0 | 0 | 0 | 0 | 0 | 0 | 0 | 0 | 0 | 0
Industrial Sector Energy Related Emissions before CCS[biomass if,coal mining 05,VOC] | NoSettings | 0 | 0 | 0 | 0 | 0 | 0 | 0 | 0 | 0 | 0 | 0 | 0 | 0 | 0 | 0 | 0 | 0 | 0 | 0 | 0 | 0 | 0 | 0 | 0 | 0 | 0 | 0 | 0 | 0 | 0 | 0
Industrial Sector Energy Related Emissions before CCS[biomass if,coal mining 05,CO] | NoSettings | 0 | 0 | 0 | 0 | 0 | 0 | 0 | 0 | 0 | 0 | 0 | 0 | 0 | 0 | 0 | 0 | 0 | 0 | 0 | 0 | 0 | 0 | 0 | 0 | 0 | 0 | 0 | 0 | 0 | 0 | 0
Industrial Sector Energy Related Emissions before CCS[biomass if,coal mining 05,NOx] | NoSettings | 0 | 0 | 0 | 0 | 0 | 0 | 0 | 0 | 0 | 0 | 0 | 0 | 0 | 0 | 0 | 0 | 0 | 0 | 0 | 0 | 0 | 0 | 0 | 0 | 0 | 0 | 0 | 0 | 0 | 0 | 0
Industrial Sector Energy Related Emissions before CCS[biomass if,coal mining 05,PM10] | NoSettings | 0 | 0 | 0 | 0 | 0 | 0 | 0 | 0 | 0 | 0 | 0 | 0 | 0 | 0 | 0 | 0 | 0 | 0 | 0 | 0 | 0 | 0 | 0 | 0 | 0 | 0 | 0 | 0 | 0 | 0 | 0
Industrial Sector Energy Related Emissions before CCS[biomass if,coal mining 05,PM25] | NoSettings | 0 | 0 | 0 | 0 | 0 | 0 | 0 | 0 | 0 | 0 | 0 | 0 | 0 | 0 | 0 | 0 | 0 | 0 | 0 | 0 | 0 | 0 | 0 | 0 | 0 | 0 | 0 | 0 | 0 | 0 | 0
Industrial Sector Energy Related Emissions before CCS[biomass if,coal mining 05,SOx] | NoSettings | 0 | 0 | 0 | 0 | 0 | 0 | 0 | 0 | 0 | 0 | 0 | 0 | 0 | 0 | 0 | 0 | 0 | 0 | 0 | 0 | 0 | 0 | 0 | 0 | 0 | 0 | 0 | 0 | 0 | 0 | 0
Industrial Sector Energy Related Emissions before CCS[biomass if,coal mining 05,BC] | NoSettings | 0 | 0 | 0 | 0 | 0 | 0 | 0 | 0 | 0 | 0 | 0 | 0 | 0 | 0 | 0 | 0 | 0 | 0 | 0 | 0 | 0 | 0 | 0 | 0 | 0 | 0 | 0 | 0 | 0 | 0 | 0
Industrial Sector Energy Related Emissions before CCS[biomass if,coal mining 05,OC] | NoSettings | 0 | 0 | 0 | 0 | 0 | 0 | 0 | 0 | 0 | 0 | 0 | 0 | 0 | 0 | 0 | 0 | 0 | 0 | 0 | 0 | 0 | 0 | 0 | 0 | 0 | 0 | 0 | 0 | 0 | 0 | 0
Industrial Sector Energy Related Emissions before CCS[biomass if,coal mining 05,CH4] | NoSettings | 0 | 0 | 0 | 0 | 0 | 0 | 0 | 0 | 0 | 0 | 0 | 0 | 0 | 0 | 0 | 0 | 0 | 0 | 0 | 0 | 0 | 0 | 0 | 0 | 0 | 0 | 0 | 0 | 0 | 0 | 0
Industrial Sector Energy Related Emissions before CCS[biomass if,coal mining 05,N2O] | NoSettings | 0 | 0 | 0 | 0 | 0 | 0 | 0 | 0 | 0 | 0 | 0 | 0 | 0 | 0 | 0 | 0 | 0 | 0 | 0 | 0 | 0 | 0 | 0 | 0 | 0 | 0 | 0 | 0 | 0 | 0 | 0
Industrial Sector Energy Related Emissions before CCS[biomass if,coal mining 05,F gases] | NoSettings | 0 | 0 | 0 | 0 | 0 | 0 | 0 | 0 | 0 | 0 | 0 | 0 | 0 | 0 | 0 | 0 | 0 | 0 | 0 | 0 | 0 | 0 | 0 | 0 | 0 | 0 | 0 | 0 | 0 | 0 | 0
Industrial Sector Energy Related Emissions before CCS[biomass if,oil and gas extraction 06,CO2] | NoSettings | 0 | 0 | 0 | 0 | 0 | 0 | 0 | 0 | 0 | 0 | 0 | 0 | 0 | 0 | 0 | 0 | 0 | 0 | 0 | 0 | 0 | 0 | 0 | 0 | 0 | 0 | 0 | 0 | 0 | 0 | 0
Industrial Sector Energy Related Emissions before CCS[biomass if,oil and gas extraction 06,VOC] | NoSettings | 0 | 0 | 0 | 0 | 0 | 0 | 0 | 0 | 0 | 0 | 0 | 0 | 0 | 0 | 0 | 0 | 0 | 0 | 0 | 0 | 0 | 0 | 0 | 0 | 0 | 0 | 0 | 0 | 0 | 0 | 0
Industrial Sector Energy Related Emissions before CCS[biomass if,oil and gas extraction 06,CO] | NoSettings | 0 | 0 | 0 | 0 | 0 | 0 | 0 | 0 | 0 | 0 | 0 | 0 | 0 | 0 | 0 | 0 | 0 | 0 | 0 | 0 | 0 | 0 | 0 | 0 | 0 | 0 | 0 | 0 | 0 | 0 | 0
Industrial Sector Energy Related Emissions before CCS[biomass if,oil and gas extraction 06,NOx] | NoSettings | 0 | 0 | 0 | 0 | 0 | 0 | 0 | 0 | 0 | 0 | 0 | 0 | 0 | 0 | 0 | 0 | 0 | 0 | 0 | 0 | 0 | 0 | 0 | 0 | 0 | 0 | 0 | 0 | 0 | 0 | 0
Industrial Sector Energy Related Emissions before CCS[biomass if,oil and gas extraction 06,PM10] | NoSettings | 0 | 0 | 0 | 0 | 0 | 0 | 0 | 0 | 0 | 0 | 0 | 0 | 0 | 0 | 0 | 0 | 0 | 0 | 0 | 0 | 0 | 0 | 0 | 0 | 0 | 0 | 0 | 0 | 0 | 0 | 0
Industrial Sector Energy Related Emissions before CCS[biomass if,oil and gas extraction 06,PM25] | NoSettings | 0 | 0 | 0 | 0 | 0 | 0 | 0 | 0 | 0 | 0 | 0 | 0 | 0 | 0 | 0 | 0 | 0 | 0 | 0 | 0 | 0 | 0 | 0 | 0 | 0 | 0 | 0 | 0 | 0 | 0 | 0
Industrial Sector Energy Related Emissions before CCS[biomass if,oil and gas extraction 06,SOx] | NoSettings | 0 | 0 | 0 | 0 | 0 | 0 | 0 | 0 | 0 | 0 | 0 | 0 | 0 | 0 | 0 | 0 | 0 | 0 | 0 | 0 | 0 | 0 | 0 | 0 | 0 | 0 | 0 | 0 | 0 | 0 | 0
Industrial Sector Energy Related Emissions before CCS[biomass if,oil and gas extraction 06,BC] | NoSettings | 0 | 0 | 0 | 0 | 0 | 0 | 0 | 0 | 0 | 0 | 0 | 0 | 0 | 0 | 0 | 0 | 0 | 0 | 0 | 0 | 0 | 0 | 0 | 0 | 0 | 0 | 0 | 0 | 0 | 0 | 0
Industrial Sector Energy Related Emissions before CCS[biomass if,oil and gas extraction 06,OC] | NoSettings | 0 | 0 | 0 | 0 | 0 | 0 | 0 | 0 | 0 | 0 | 0 | 0 | 0 | 0 | 0 | 0 | 0 | 0 | 0 | 0 | 0 | 0 | 0 | 0 | 0 | 0 | 0 | 0 | 0 | 0 | 0
Industrial Sector Energy Related Emissions before CCS[biomass if,oil and gas extraction 06,CH4] | NoSettings | 0 | 0 | 0 | 0 | 0 | 0 | 0 | 0 | 0 | 0 | 0 | 0 | 0 | 0 | 0 | 0 | 0 | 0 | 0 | 0 | 0 | 0 | 0 | 0 | 0 | 0 | 0 | 0 | 0 | 0 | 0
Industrial Sector Energy Related Emissions before CCS[biomass if,oil and gas extraction 06,N2O] | NoSettings | 0 | 0 | 0 | 0 | 0 | 0 | 0 | 0 | 0 | 0 | 0 | 0 | 0 | 0 | 0 | 0 | 0 | 0 | 0 | 0 | 0 | 0 | 0 | 0 | 0 | 0 | 0 | 0 | 0 | 0 | 0
Industrial Sector Energy Related Emissions before CCS[biomass if,oil and gas extraction 06,F gases] | NoSettings | 0 | 0 | 0 | 0 | 0 | 0 | 0 | 0 | 0 | 0 | 0 | 0 | 0 | 0 | 0 | 0 | 0 | 0 | 0 | 0 | 0 | 0 | 0 | 0 | 0 | 0 | 0 | 0 | 0 | 0 | 0
Industrial Sector Energy Related Emissions before CCS[biomass if,other mining and quarrying 07T08,CO2] | NoSettings | 0 | 0 | 0 | 0 | 0 | 0 | 0 | 0 | 0 | 0 | 0 | 0 | 0 | 0 | 0 | 0 | 0 | 0 | 0 | 0 | 0 | 0 | 0 | 0 | 0 | 0 | 0 | 0 | 0 | 0 | 0
Industrial Sector Energy Related Emissions before CCS[biomass if,other mining and quarrying 07T08,VOC] | NoSettings | 0 | 0 | 0 | 0 | 0 | 0 | 0 | 0 | 0 | 0 | 0 | 0 | 0 | 0 | 0 | 0 | 0 | 0 | 0 | 0 | 0 | 0 | 0 | 0 | 0 | 0 | 0 | 0 | 0 | 0 | 0
Industrial Sector Energy Related Emissions before CCS[biomass if,other mining and quarrying 07T08,CO] | NoSettings | 0 | 0 | 0 | 0 | 0 | 0 | 0 | 0 | 0 | 0 | 0 | 0 | 0 | 0 | 0 | 0 | 0 | 0 | 0 | 0 | 0 | 0 | 0 | 0 | 0 | 0 | 0 | 0 | 0 | 0 | 0
Industrial Sector Energy Related Emissions before CCS[biomass if,other mining and quarrying 07T08,NOx] | NoSettings | 0 | 0 | 0 | 0 | 0 | 0 | 0 | 0 | 0 | 0 | 0 | 0 | 0 | 0 | 0 | 0 | 0 | 0 | 0 | 0 | 0 | 0 | 0 | 0 | 0 | 0 | 0 | 0 | 0 | 0 | 0
Industrial Sector Energy Related Emissions before CCS[biomass if,other mining and quarrying 07T08,PM10] | NoSettings | 0 | 0 | 0 | 0 | 0 | 0 | 0 | 0 | 0 | 0 | 0 | 0 | 0 | 0 | 0 | 0 | 0 | 0 | 0 | 0 | 0 | 0 | 0 | 0 | 0 | 0 | 0 | 0 | 0 | 0 | 0
Industrial Sector Energy Related Emissions before CCS[biomass if,other mining and quarrying 07T08,PM25] | NoSettings | 0 | 0 | 0 | 0 | 0 | 0 | 0 | 0 | 0 | 0 | 0 | 0 | 0 | 0 | 0 | 0 | 0 | 0 | 0 | 0 | 0 | 0 | 0 | 0 | 0 | 0 | 0 | 0 | 0 | 0 | 0
Industrial Sector Energy Related Emissions before CCS[biomass if,other mining and quarrying 07T08,SOx] | NoSettings | 0 | 0 | 0 | 0 | 0 | 0 | 0 | 0 | 0 | 0 | 0 | 0 | 0 | 0 | 0 | 0 | 0 | 0 | 0 | 0 | 0 | 0 | 0 | 0 | 0 | 0 | 0 | 0 | 0 | 0 | 0
Industrial Sector Energy Related Emissions before CCS[biomass if,other mining and quarrying 07T08,BC] | NoSettings | 0 | 0 | 0 | 0 | 0 | 0 | 0 | 0 | 0 | 0 | 0 | 0 | 0 | 0 | 0 | 0 | 0 | 0 | 0 | 0 | 0 | 0 | 0 | 0 | 0 | 0 | 0 | 0 | 0 | 0 | 0
Industrial Sector Energy Related Emissions before CCS[biomass if,other mining and quarrying 07T08,OC] | NoSettings | 0 | 0 | 0 | 0 | 0 | 0 | 0 | 0 | 0 | 0 | 0 | 0 | 0 | 0 | 0 | 0 | 0 | 0 | 0 | 0 | 0 | 0 | 0 | 0 | 0 | 0 | 0 | 0 | 0 | 0 | 0
Industrial Sector Energy Related Emissions before CCS[biomass if,other mining and quarrying 07T08,CH4] | NoSettings | 0 | 0 | 0 | 0 | 0 | 0 | 0 | 0 | 0 | 0 | 0 | 0 | 0 | 0 | 0 | 0 | 0 | 0 | 0 | 0 | 0 | 0 | 0 | 0 | 0 | 0 | 0 | 0 | 0 | 0 | 0
Industrial Sector Energy Related Emissions before CCS[biomass if,other mining and quarrying 07T08,N2O] | NoSettings | 0 | 0 | 0 | 0 | 0 | 0 | 0 | 0 | 0 | 0 | 0 | 0 | 0 | 0 | 0 | 0 | 0 | 0 | 0 | 0 | 0 | 0 | 0 | 0 | 0 | 0 | 0 | 0 | 0 | 0 | 0
Industrial Sector Energy Related Emissions before CCS[biomass if,other mining and quarrying 07T08,F gases] | NoSettings | 0 | 0 | 0 | 0 | 0 | 0 | 0 | 0 | 0 | 0 | 0 | 0 | 0 | 0 | 0 | 0 | 0 | 0 | 0 | 0 | 0 | 0 | 0 | 0 | 0 | 0 | 0 | 0 | 0 | 0 | 0
Industrial Sector Energy Related Emissions before CCS[biomass if,food beverage and tobacco 10T12,CO2] | NoSettings | 0 | 0 | 0 | 0 | 0 | 0 | 0 | 0 | 0 | 0 | 0 | 0 | 0 | 0 | 0 | 0 | 0 | 0 | 0 | 0 | 0 | 0 | 0 | 0 | 0 | 0 | 0 | 0 | 0 | 0 | 0
Industrial Sector Energy Related Emissions before CCS[biomass if,food beverage and tobacco 10T12,VOC] | NoSettings | 0 | 0 | 0 | 0 | 0 | 0 | 0 | 0 | 0 | 0 | 0 | 0 | 0 | 0 | 0 | 0 | 0 | 0 | 0 | 0 | 0 | 0 | 0 | 0 | 0 | 0 | 0 | 0 | 0 | 0 | 0
Industrial Sector Energy Related Emissions before CCS[biomass if,food beverage and tobacco 10T12,CO] | NoSettings | 0 | 0 | 0 | 0 | 0 | 0 | 0 | 0 | 0 | 0 | 0 | 0 | 0 | 0 | 0 | 0 | 0 | 0 | 0 | 0 | 0 | 0 | 0 | 0 | 0 | 0 | 0 | 0 | 0 | 0 | 0
Industrial Sector Energy Related Emissions before CCS[biomass if,food beverage and tobacco 10T12,NOx] | NoSettings | 0 | 0 | 0 | 0 | 0 | 0 | 0 | 0 | 0 | 0 | 0 | 0 | 0 | 0 | 0 | 0 | 0 | 0 | 0 | 0 | 0 | 0 | 0 | 0 | 0 | 0 | 0 | 0 | 0 | 0 | 0
Industrial Sector Energy Related Emissions before CCS[biomass if,food beverage and tobacco 10T12,PM10] | NoSettings | 0 | 0 | 0 | 0 | 0 | 0 | 0 | 0 | 0 | 0 | 0 | 0 | 0 | 0 | 0 | 0 | 0 | 0 | 0 | 0 | 0 | 0 | 0 | 0 | 0 | 0 | 0 | 0 | 0 | 0 | 0
Industrial Sector Energy Related Emissions before CCS[biomass if,food beverage and tobacco 10T12,PM25] | NoSettings | 0 | 0 | 0 | 0 | 0 | 0 | 0 | 0 | 0 | 0 | 0 | 0 | 0 | 0 | 0 | 0 | 0 | 0 | 0 | 0 | 0 | 0 | 0 | 0 | 0 | 0 | 0 | 0 | 0 | 0 | 0
Industrial Sector Energy Related Emissions before CCS[biomass if,food beverage and tobacco 10T12,SOx] | NoSettings | 0 | 0 | 0 | 0 | 0 | 0 | 0 | 0 | 0 | 0 | 0 | 0 | 0 | 0 | 0 | 0 | 0 | 0 | 0 | 0 | 0 | 0 | 0 | 0 | 0 | 0 | 0 | 0 | 0 | 0 | 0
Industrial Sector Energy Related Emissions before CCS[biomass if,food beverage and tobacco 10T12,BC] | NoSettings | 0 | 0 | 0 | 0 | 0 | 0 | 0 | 0 | 0 | 0 | 0 | 0 | 0 | 0 | 0 | 0 | 0 | 0 | 0 | 0 | 0 | 0 | 0 | 0 | 0 | 0 | 0 | 0 | 0 | 0 | 0
Industrial Sector Energy Related Emissions before CCS[biomass if,food beverage and tobacco 10T12,OC] | NoSettings | 0 | 0 | 0 | 0 | 0 | 0 | 0 | 0 | 0 | 0 | 0 | 0 | 0 | 0 | 0 | 0 | 0 | 0 | 0 | 0 | 0 | 0 | 0 | 0 | 0 | 0 | 0 | 0 | 0 | 0 | 0
Industrial Sector Energy Related Emissions before CCS[biomass if,food beverage and tobacco 10T12,CH4] | NoSettings | 0 | 0 | 0 | 0 | 0 | 0 | 0 | 0 | 0 | 0 | 0 | 0 | 0 | 0 | 0 | 0 | 0 | 0 | 0 | 0 | 0 | 0 | 0 | 0 | 0 | 0 | 0 | 0 | 0 | 0 | 0
Industrial Sector Energy Related Emissions before CCS[biomass if,food beverage and tobacco 10T12,N2O] | NoSettings | 0 | 0 | 0 | 0 | 0 | 0 | 0 | 0 | 0 | 0 | 0 | 0 | 0 | 0 | 0 | 0 | 0 | 0 | 0 | 0 | 0 | 0 | 0 | 0 | 0 | 0 | 0 | 0 | 0 | 0 | 0
Industrial Sector Energy Related Emissions before CCS[biomass if,food beverage and tobacco 10T12,F gases] | NoSettings | 0 | 0 | 0 | 0 | 0 | 0 | 0 | 0 | 0 | 0 | 0 | 0 | 0 | 0 | 0 | 0 | 0 | 0 | 0 | 0 | 0 | 0 | 0 | 0 | 0 | 0 | 0 | 0 | 0 | 0 | 0
Industrial Sector Energy Related Emissions before CCS[biomass if,textiles apparel and leather 13T15,CO2] | NoSettings | 0 | 0 | 0 | 0 | 0 | 0 | 0 | 0 | 0 | 0 | 0 | 0 | 0 | 0 | 0 | 0 | 0 | 0 | 0 | 0 | 0 | 0 | 0 | 0 | 0 | 0 | 0 | 0 | 0 | 0 | 0
Industrial Sector Energy Related Emissions before CCS[biomass if,textiles apparel and leather 13T15,VOC] | NoSettings | 0 | 0 | 0 | 0 | 0 | 0 | 0 | 0 | 0 | 0 | 0 | 0 | 0 | 0 | 0 | 0 | 0 | 0 | 0 | 0 | 0 | 0 | 0 | 0 | 0 | 0 | 0 | 0 | 0 | 0 | 0
Industrial Sector Energy Related Emissions before CCS[biomass if,textiles apparel and leather 13T15,CO] | NoSettings | 0 | 0 | 0 | 0 | 0 | 0 | 0 | 0 | 0 | 0 | 0 | 0 | 0 | 0 | 0 | 0 | 0 | 0 | 0 | 0 | 0 | 0 | 0 | 0 | 0 | 0 | 0 | 0 | 0 | 0 | 0
Industrial Sector Energy Related Emissions before CCS[biomass if,textiles apparel and leather 13T15,NOx] | NoSettings | 0 | 0 | 0 | 0 | 0 | 0 | 0 | 0 | 0 | 0 | 0 | 0 | 0 | 0 | 0 | 0 | 0 | 0 | 0 | 0 | 0 | 0 | 0 | 0 | 0 | 0 | 0 | 0 | 0 | 0 | 0
Industrial Sector Energy Related Emissions before CCS[biomass if,textiles apparel and leather 13T15,PM10] | NoSettings | 0 | 0 | 0 | 0 | 0 | 0 | 0 | 0 | 0 | 0 | 0 | 0 | 0 | 0 | 0 | 0 | 0 | 0 | 0 | 0 | 0 | 0 | 0 | 0 | 0 | 0 | 0 | 0 | 0 | 0 | 0
Industrial Sector Energy Related Emissions before CCS[biomass if,textiles apparel and leather 13T15,PM25] | NoSettings | 0 | 0 | 0 | 0 | 0 | 0 | 0 | 0 | 0 | 0 | 0 | 0 | 0 | 0 | 0 | 0 | 0 | 0 | 0 | 0 | 0 | 0 | 0 | 0 | 0 | 0 | 0 | 0 | 0 | 0 | 0
Industrial Sector Energy Related Emissions before CCS[biomass if,textiles apparel and leather 13T15,SOx] | NoSettings | 0 | 0 | 0 | 0 | 0 | 0 | 0 | 0 | 0 | 0 | 0 | 0 | 0 | 0 | 0 | 0 | 0 | 0 | 0 | 0 | 0 | 0 | 0 | 0 | 0 | 0 | 0 | 0 | 0 | 0 | 0
Industrial Sector Energy Related Emissions before CCS[biomass if,textiles apparel and leather 13T15,BC] | NoSettings | 0 | 0 | 0 | 0 | 0 | 0 | 0 | 0 | 0 | 0 | 0 | 0 | 0 | 0 | 0 | 0 | 0 | 0 | 0 | 0 | 0 | 0 | 0 | 0 | 0 | 0 | 0 | 0 | 0 | 0 | 0
Industrial Sector Energy Related Emissions before CCS[biomass if,textiles apparel and leather 13T15,OC] | NoSettings | 0 | 0 | 0 | 0 | 0 | 0 | 0 | 0 | 0 | 0 | 0 | 0 | 0 | 0 | 0 | 0 | 0 | 0 | 0 | 0 | 0 | 0 | 0 | 0 | 0 | 0 | 0 | 0 | 0 | 0 | 0
Industrial Sector Energy Related Emissions before CCS[biomass if,textiles apparel and leather 13T15,CH4] | NoSettings | 0 | 0 | 0 | 0 | 0 | 0 | 0 | 0 | 0 | 0 | 0 | 0 | 0 | 0 | 0 | 0 | 0 | 0 | 0 | 0 | 0 | 0 | 0 | 0 | 0 | 0 | 0 | 0 | 0 | 0 | 0
Industrial Sector Energy Related Emissions before CCS[biomass if,textiles apparel and leather 13T15,N2O] | NoSettings | 0 | 0 | 0 | 0 | 0 | 0 | 0 | 0 | 0 | 0 | 0 | 0 | 0 | 0 | 0 | 0 | 0 | 0 | 0 | 0 | 0 | 0 | 0 | 0 | 0 | 0 | 0 | 0 | 0 | 0 | 0
Industrial Sector Energy Related Emissions before CCS[biomass if,textiles apparel and leather 13T15,F gases] | NoSettings | 0 | 0 | 0 | 0 | 0 | 0 | 0 | 0 | 0 | 0 | 0 | 0 | 0 | 0 | 0 | 0 | 0 | 0 | 0 | 0 | 0 | 0 | 0 | 0 | 0 | 0 | 0 | 0 | 0 | 0 | 0
Industrial Sector Energy Related Emissions before CCS[biomass if,wood products 16,CO2] | NoSettings | 0 | 0 | 0 | 0 | 0 | 0 | 0 | 0 | 0 | 0 | 0 | 0 | 0 | 0 | 0 | 0 | 0 | 0 | 0 | 0 | 0 | 0 | 0 | 0 | 0 | 0 | 0 | 0 | 0 | 0 | 0
Industrial Sector Energy Related Emissions before CCS[biomass if,wood products 16,VOC] | NoSettings | 3447420 | 3447420 | 3447420 | 3447420 | 3447420 | 3447420 | 3447420 | 3447420 | 3447420 | 3447420 | 3447420 | 3447420 | 3447420 | 3447420 | 3447420 | 3447420 | 3447420 | 3447420 | 3447420 | 3447420 | 3447420 | 3447420 | 3447420 | 3447420 | 3447420 | 3447420 | 3447420 | 3447420 | 3447420 | 3447420 | 3447420
Industrial Sector Energy Related Emissions before CCS[biomass if,wood products 16,CO] | NoSettings | 54665400 | 54665400 | 54665400 | 54665400 | 54665400 | 54665400 | 54665400 | 54665400 | 54665400 | 54665400 | 54665400 | 54665400 | 54665400 | 54665400 | 54665400 | 54665400 | 54665400 | 54665400 | 54665400 | 54665400 | 54665400 | 54665400 | 54665400 | 54665400 | 54665400 | 54665400 | 54665400 | 54665400 | 54665400 | 54665400 | 54665400
Industrial Sector Energy Related Emissions before CCS[biomass if,wood products 16,NOx] | NoSettings | 359964000 | 359964000 | 359964000 | 359964000 | 359964000 | 359964000 | 359964000 | 359964000 | 359964000 | 359964000 | 359964000 | 359964000 | 359964000 | 359964000 | 359964000 | 359964000 | 359964000 | 359964000 | 359964000 | 359964000 | 359964000 | 359964000 | 359964000 | 359964000 | 359964000 | 359964000 | 359964000 | 359964000 | 359964000 | 359964000 | 359964000
Industrial Sector Energy Related Emissions before CCS[biomass if,wood products 16,PM10] | NoSettings | 8043980 | 8043980 | 8043980 | 8043980 | 8043980 | 8043980 | 8043980 | 8043980 | 8043980 | 8043980 | 8043980 | 8043980 | 8043980 | 8043980 | 8043980 | 8043980 | 8043980 | 8043980 | 8043980 | 8043980 | 8043980 | 8043980 | 8043980 | 8043980 | 8043980 | 8043980 | 8043980 | 8043980 | 8043980 | 8043980 | 8043980
Industrial Sector Energy Related Emissions before CCS[biomass if,wood products 16,PM25] | NoSettings | 7105420 | 7105420 | 7105420 | 7105420 | 7105420 | 7105420 | 7105420 | 7105420 | 7105420 | 7105420 | 7105420 | 7105420 | 7105420 | 7105420 | 7105420 | 7105420 | 7105420 | 7105420 | 7105420 | 7105420 | 7105420 | 7105420 | 7105420 | 7105420 | 7105420 | 7105420 | 7105420 | 7105420 | 7105420 | 7105420 | 7105420
Industrial Sector Energy Related Emissions before CCS[biomass if,wood products 16,SOx] | NoSettings | 243852000 | 243852000 | 243852000 | 243852000 | 243852000 | 243852000 | 243852000 | 243852000 | 243852000 | 243852000 | 243852000 | 243852000 | 243852000 | 243852000 | 243852000 | 243852000 | 243852000 | 243852000 | 243852000 | 243852000 | 243852000 | 243852000 | 243852000 | 243852000 | 243852000 | 243852000 | 243852000 | 243852000 | 243852000 | 243852000 | 243852000
Industrial Sector Energy Related Emissions before CCS[biomass if,wood products 16,BC] | NoSettings | 980680 | 980680 | 980680 | 980680 | 980680 | 980680 | 980680 | 980680 | 980680 | 980680 | 980680 | 980680 | 980680 | 980680 | 980680 | 980680 | 980680 | 980680 | 980680 | 980680 | 980680 | 980680 | 980680 | 980680 | 980680 | 980680 | 980680 | 980680 | 980680 | 980680 | 980680
Industrial Sector Energy Related Emissions before CCS[biomass if,wood products 16,OC] | NoSettings | 2316330 | 2316330 | 2316330 | 2316330 | 2316330 | 2316330 | 2316330 | 2316330 | 2316330 | 2316330 | 2316330 | 2316330 | 2316330 | 2316330 | 2316330 | 2316330 | 2316330 | 2316330 | 2316330 | 2316330 | 2316330 | 2316330 | 2316330 | 2316330 | 2316330 | 2316330 | 2316330 | 2316330 | 2316330 | 2316330 | 2316330
Industrial Sector Energy Related Emissions before CCS[biomass if,wood products 16,CH4] | NoSettings | 0 | 0 | 0 | 0 | 0 | 0 | 0 | 0 | 0 | 0 | 0 | 0 | 0 | 0 | 0 | 0 | 0 | 0 | 0 | 0 | 0 | 0 | 0 | 0 | 0 | 0 | 0 | 0 | 0 | 0 | 0
Industrial Sector Energy Related Emissions before CCS[biomass if,wood products 16,N2O] | NoSettings | 0 | 0 | 0 | 0 | 0 | 0 | 0 | 0 | 0 | 0 | 0 | 0 | 0 | 0 | 0 | 0 | 0 | 0 | 0 | 0 | 0 | 0 | 0 | 0 | 0 | 0 | 0 | 0 | 0 | 0 | 0
Industrial Sector Energy Related Emissions before CCS[biomass if,wood products 16,F gases] | NoSettings | 0 | 0 | 0 | 0 | 0 | 0 | 0 | 0 | 0 | 0 | 0 | 0 | 0 | 0 | 0 | 0 | 0 | 0 | 0 | 0 | 0 | 0 | 0 | 0 | 0 | 0 | 0 | 0 | 0 | 0 | 0
Industrial Sector Energy Related Emissions before CCS[biomass if,pulp paper and printing 17T18,CO2] | NoSettings | 0 | 0 | 0 | 0 | 0 | 0 | 0 | 0 | 0 | 0 | 0 | 0 | 0 | 0 | 0 | 0 | 0 | 0 | 0 | 0 | 0 | 0 | 0 | 0 | 0 | 0 | 0 | 0 | 0 | 0 | 0
Industrial Sector Energy Related Emissions before CCS[biomass if,pulp paper and printing 17T18,VOC] | NoSettings | 2921190 | 2921190 | 2921190 | 2921190 | 2921190 | 2921190 | 2921190 | 2921190 | 2921190 | 2921190 | 2921190 | 2921190 | 2921190 | 2921190 | 2921190 | 2921190 | 2921190 | 2921190 | 2921190 | 2921190 | 2921190 | 2921190 | 2921190 | 2921190 | 2921190 | 2921190 | 2921190 | 2921190 | 2921190 | 2921190 | 2921190
Industrial Sector Energy Related Emissions before CCS[biomass if,pulp paper and printing 17T18,CO] | NoSettings | 46321000 | 46321000 | 46321000 | 46321000 | 46321000 | 46321000 | 46321000 | 46321000 | 46321000 | 46321000 | 46321000 | 46321000 | 46321000 | 46321000 | 46321000 | 46321000 | 46321000 | 46321000 | 46321000 | 46321000 | 46321000 | 46321000 | 46321000 | 46321000 | 46321000 | 46321000 | 46321000 | 46321000 | 46321000 | 46321000 | 46321000
Industrial Sector Energy Related Emissions before CCS[biomass if,pulp paper and printing 17T18,NOx] | NoSettings | 305017000 | 305017000 | 305017000 | 305017000 | 305017000 | 305017000 | 305017000 | 305017000 | 305017000 | 305017000 | 305017000 | 305017000 | 305017000 | 305017000 | 305017000 | 305017000 | 305017000 | 305017000 | 305017000 | 305017000 | 305017000 | 305017000 | 305017000 | 305017000 | 305017000 | 305017000 | 305017000 | 305017000 | 305017000 | 305017000 | 305017000
Industrial Sector Energy Related Emissions before CCS[biomass if,pulp paper and printing 17T18,PM10] | NoSettings | 6816110 | 6816110 | 6816110 | 6816110 | 6816110 | 6816110 | 6816110 | 6816110 | 6816110 | 6816110 | 6816110 | 6816110 | 6816110 | 6816110 | 6816110 | 6816110 | 6816110 | 6816110 | 6816110 | 6816110 | 6816110 | 6816110 | 6816110 | 6816110 | 6816110 | 6816110 | 6816110 | 6816110 | 6816110 | 6816110 | 6816110
Industrial Sector Energy Related Emissions before CCS[biomass if,pulp paper and printing 17T18,PM25] | NoSettings | 6020810 | 6020810 | 6020810 | 6020810 | 6020810 | 6020810 | 6020810 | 6020810 | 6020810 | 6020810 | 6020810 | 6020810 | 6020810 | 6020810 | 6020810 | 6020810 | 6020810 | 6020810 | 6020810 | 6020810 | 6020810 | 6020810 | 6020810 | 6020810 | 6020810 | 6020810 | 6020810 | 6020810 | 6020810 | 6020810 | 6020810
Industrial Sector Energy Related Emissions before CCS[biomass if,pulp paper and printing 17T18,SOx] | NoSettings | 206629000 | 206629000 | 206629000 | 206629000 | 206629000 | 206629000 | 206629000 | 206629000 | 206629000 | 206629000 | 206629000 | 206629000 | 206629000 | 206629000 | 206629000 | 206629000 | 206629000 | 206629000 | 206629000 | 206629000 | 206629000 | 206629000 | 206629000 | 206629000 | 206629000 | 206629000 | 206629000 | 206629000 | 206629000 | 206629000 | 206629000
Industrial Sector Energy Related Emissions before CCS[biomass if,pulp paper and printing 17T18,BC] | NoSettings | 830984 | 830984 | 830984 | 830984 | 830984 | 830984 | 830984 | 830984 | 830984 | 830984 | 830984 | 830984 | 830984 | 830984 | 830984 | 830984 | 830984 | 830984 | 830984 | 830984 | 830984 | 830984 | 830984 | 830984 | 830984 | 830984 | 830984 | 830984 | 830984 | 830984 | 830984
Industrial Sector Energy Related Emissions before CCS[biomass if,pulp paper and printing 17T18,OC] | NoSettings | 1962750 | 1962750 | 1962750 | 1962750 | 1962750 | 1962750 | 1962750 | 1962750 | 1962750 | 1962750 | 1962750 | 1962750 | 1962750 | 1962750 | 1962750 | 1962750 | 1962750 | 1962750 | 1962750 | 1962750 | 1962750 | 1962750 | 1962750 | 1962750 | 1962750 | 1962750 | 1962750 | 1962750 | 1962750 | 1962750 | 1962750
Industrial Sector Energy Related Emissions before CCS[biomass if,pulp paper and printing 17T18,CH4] | NoSettings | 0 | 0 | 0 | 0 | 0 | 0 | 0 | 0 | 0 | 0 | 0 | 0 | 0 | 0 | 0 | 0 | 0 | 0 | 0 | 0 | 0 | 0 | 0 | 0 | 0 | 0 | 0 | 0 | 0 | 0 | 0
Industrial Sector Energy Related Emissions before CCS[biomass if,pulp paper and printing 17T18,N2O] | NoSettings | 0 | 0 | 0 | 0 | 0 | 0 | 0 | 0 | 0 | 0 | 0 | 0 | 0 | 0 | 0 | 0 | 0 | 0 | 0 | 0 | 0 | 0 | 0 | 0 | 0 | 0 | 0 | 0 | 0 | 0 | 0
Industrial Sector Energy Related Emissions before CCS[biomass if,pulp paper and printing 17T18,F gases] | NoSettings | 0 | 0 | 0 | 0 | 0 | 0 | 0 | 0 | 0 | 0 | 0 | 0 | 0 | 0 | 0 | 0 | 0 | 0 | 0 | 0 | 0 | 0 | 0 | 0 | 0 | 0 | 0 | 0 | 0 | 0 | 0
Industrial Sector Energy Related Emissions before CCS[biomass if,refined petroleum and coke 19,CO2] | NoSettings | 0 | 0 | 0 | 0 | 0 | 0 | 0 | 0 | 0 | 0 | 0 | 0 | 0 | 0 | 0 | 0 | 0 | 0 | 0 | 0 | 0 | 0 | 0 | 0 | 0 | 0 | 0 | 0 | 0 | 0 | 0
Industrial Sector Energy Related Emissions before CCS[biomass if,refined petroleum and coke 19,VOC] | NoSettings | 0 | 989.213 | 1304.24 | 1728.39 | 1986.41 | 2194.73 | 2384.3 | 2595 | 2561.28 | 3893.48 | 5104.06 | 6288.27 | 7615.14 | 8814.84 | 10003.3 | 11089.2 | 12275.2 | 12099.5 | 11910 | 11823.7 | 11679.5 | 11668.1 | 11555 | 11436.7 | 11308.1 | 11295.4 | 11151.1 | 11198.2 | 11144.4 | 11092.8 | 11081.7
Industrial Sector Energy Related Emissions before CCS[biomass if,refined petroleum and coke 19,CO] | NoSettings | 0 | 15685.9 | 20681.2 | 27406.9 | 31498.2 | 34801.6 | 37807.7 | 41148.6 | 40614 | 61738.4 | 80934.6 | 99712.5 | 120752 | 139776 | 158621 | 175840 | 194646 | 191861 | 188855 | 187487 | 185200 | 185019 | 183227 | 181351 | 179311 | 179111 | 176822 | 177569 | 176716 | 175898 | 175721
Industrial Sector Energy Related Emissions before CCS[biomass if,refined petroleum and coke 19,NOx] | NoSettings | 0 | 103289 | 136183 | 180470 | 207411 | 229163 | 248958 | 270958 | 267437 | 406539 | 532943 | 656592 | 795137 | 920405 | 1044500 | 1157880 | 1281720 | 1263380 | 1243590 | 1234570 | 1219520 | 1218330 | 1206520 | 1194170 | 1180740 | 1179420 | 1164350 | 1169270 | 1163650 | 1158260 | 1157100
Industrial Sector Energy Related Emissions before CCS[biomass if,refined petroleum and coke 19,PM10] | NoSettings | 0 | 2308.16 | 3043.23 | 4032.91 | 4634.95 | 5121.03 | 5563.38 | 6055 | 5976.32 | 9084.78 | 11909.5 | 14672.6 | 17768.7 | 20568 | 23341 | 25874.8 | 28642 | 28232.3 | 27790 | 27588.5 | 27252.1 | 27225.5 | 26961.8 | 26685.7 | 26385.5 | 26356 | 26019.3 | 26129.2 | 26003.6 | 25883.3 | 25857.3
Industrial Sector Energy Related Emissions before CCS[biomass if,refined petroleum and coke 19,PM25] | NoSettings | 0 | 2038.85 | 2688.15 | 3562.35 | 4094.15 | 4523.52 | 4914.25 | 5348.51 | 5279.01 | 8024.77 | 10519.9 | 12960.7 | 15695.4 | 18168.1 | 20617.6 | 22855.8 | 25300.1 | 24938.2 | 24547.5 | 24369.5 | 24072.4 | 24048.8 | 23815.9 | 23572 | 23306.9 | 23280.8 | 22983.4 | 23080.5 | 22969.6 | 22863.2 | 22840.3
Industrial Sector Energy Related Emissions before CCS[biomass if,refined petroleum and coke 19,SOx] | NoSettings | 0 | 69971.7 | 92255.3 | 122257 | 140508 | 155244 | 168653 | 183557 | 181172 | 275404 | 361035 | 444799 | 538655 | 623515 | 707581 | 784393 | 868280 | 855858 | 842450 | 836343 | 826145 | 825338 | 817343 | 808973 | 799874 | 798980 | 788771 | 792104 | 788298 | 784648 | 783860
Industrial Sector Energy Related Emissions before CCS[biomass if,refined petroleum and coke 19,BC] | NoSettings | 0 | 281.399 | 371.015 | 491.671 | 565.069 | 624.33 | 678.258 | 738.193 | 728.602 | 1107.57 | 1451.94 | 1788.81 | 2166.26 | 2507.54 | 2845.62 | 3154.52 | 3491.89 | 3441.93 | 3388.01 | 3363.45 | 3322.43 | 3319.19 | 3287.04 | 3253.38 | 3216.78 | 3213.19 | 3172.13 | 3185.54 | 3170.23 | 3155.55 | 3152.38
Industrial Sector Energy Related Emissions before CCS[biomass if,refined petroleum and coke 19,OC] | NoSettings | 0 | 664.655 | 876.324 | 1161.31 | 1334.67 | 1474.64 | 1602.02 | 1743.59 | 1720.93 | 2616.04 | 3429.43 | 4225.11 | 5116.63 | 5922.71 | 6721.24 | 7450.87 | 8247.71 | 8129.71 | 8002.35 | 7944.34 | 7847.47 | 7839.8 | 7763.86 | 7684.36 | 7597.93 | 7589.43 | 7492.46 | 7524.12 | 7487.96 | 7453.3 | 7445.81
Industrial Sector Energy Related Emissions before CCS[biomass if,refined petroleum and coke 19,CH4] | NoSettings | 0 | 0 | 0 | 0 | 0 | 0 | 0 | 0 | 0 | 0 | 0 | 0 | 0 | 0 | 0 | 0 | 0 | 0 | 0 | 0 | 0 | 0 | 0 | 0 | 0 | 0 | 0 | 0 | 0 | 0 | 0
Industrial Sector Energy Related Emissions before CCS[biomass if,refined petroleum and coke 19,N2O] | NoSettings | 0 | 0 | 0 | 0 | 0 | 0 | 0 | 0 | 0 | 0 | 0 | 0 | 0 | 0 | 0 | 0 | 0 | 0 | 0 | 0 | 0 | 0 | 0 | 0 | 0 | 0 | 0 | 0 | 0 | 0 | 0
Industrial Sector Energy Related Emissions before CCS[biomass if,refined petroleum and coke 19,F gases] | NoSettings | 0 | 0 | 0 | 0 | 0 | 0 | 0 | 0 | 0 | 0 | 0 | 0 | 0 | 0 | 0 | 0 | 0 | 0 | 0 | 0 | 0 | 0 | 0 | 0 | 0 | 0 | 0 | 0 | 0 | 0 | 0
Industrial Sector Energy Related Emissions before CCS[biomass if,chemicals 20,CO2] | NoSettings | 0 | 0 | 0 | 0 | 0 | 0 | 0 | 0 | 0 | 0 | 0 | 0 | 0 | 0 | 0 | 0 | 0 | 0 | 0 | 0 | 0 | 0 | 0 | 0 | 0 | 0 | 0 | 0 | 0 | 0 | 0
Industrial Sector Energy Related Emissions before CCS[biomass if,chemicals 20,VOC] | NoSettings | 0 | 29.0608 | 51.028 | 66.5965 | 74.4796 | 76.7151 | 75.3057 | 78.2773 | 123.461 | 119.133 | 114.361 | 107.514 | 110.776 | 113.4 | 115.749 | 117.148 | 118.567 | 114.359 | 111.557 | 108.705 | 106.347 | 104.098 | 100.55 | 96.9197 | 92.9887 | 90.3858 | 86.2172 | 84.8093 | 83.5587 | 82.1929 | 80.4768
Industrial Sector Energy Related Emissions before CCS[biomass if,chemicals 20,CO] | NoSettings | 0 | 460.814 | 809.146 | 1056.01 | 1181.02 | 1216.46 | 1194.11 | 1241.23 | 1957.7 | 1889.08 | 1813.41 | 1704.84 | 1756.56 | 1798.18 | 1835.42 | 1857.6 | 1880.1 | 1813.38 | 1768.94 | 1723.72 | 1686.33 | 1650.68 | 1594.41 | 1536.85 | 1474.51 | 1433.24 | 1367.14 | 1344.81 | 1324.98 | 1303.32 | 1276.11
Industrial Sector Energy Related Emissions before CCS[biomass if,chemicals 20,NOx] | NoSettings | 0 | 3034.4 | 5328.11 | 6953.7 | 7776.82 | 8010.24 | 7863.07 | 8173.35 | 12891.2 | 12439.3 | 11941.1 | 11226.2 | 11566.7 | 11840.7 | 12086 | 12232 | 12380.2 | 11940.9 | 11648.2 | 11350.4 | 11104.2 | 10869.5 | 10498.9 | 10119.9 | 9709.45 | 9437.66 | 9002.4 | 8855.4 | 8724.81 | 8582.2 | 8403.02
Industrial Sector Energy Related Emissions before CCS[biomass if,chemicals 20,PM10] | NoSettings | 0 | 67.8086 | 119.065 | 155.392 | 173.786 | 179.002 | 175.713 | 182.647 | 288.075 | 277.977 | 266.843 | 250.867 | 258.477 | 264.601 | 270.081 | 273.345 | 276.655 | 266.838 | 260.299 | 253.644 | 248.142 | 242.896 | 234.616 | 226.146 | 216.974 | 210.9 | 201.173 | 197.888 | 194.97 | 191.783 | 187.779
Industrial Sector Energy Related Emissions before CCS[biomass if,chemicals 20,PM25] | NoSettings | 0 | 59.8967 | 105.173 | 137.261 | 153.509 | 158.116 | 155.211 | 161.336 | 254.462 | 245.543 | 235.708 | 221.596 | 228.318 | 233.727 | 238.569 | 241.451 | 244.375 | 235.704 | 229.927 | 224.049 | 219.189 | 214.555 | 207.241 | 199.759 | 191.657 | 186.293 | 177.701 | 174.799 | 172.221 | 169.406 | 165.869
Industrial Sector Energy Related Emissions before CCS[biomass if,chemicals 20,SOx] | NoSettings | 0 | 2055.61 | 3609.45 | 4710.68 | 5268.3 | 5426.42 | 5326.73 | 5536.92 | 8732.95 | 8426.85 | 8089.31 | 7605 | 7835.7 | 8021.34 | 8187.49 | 8286.42 | 8386.77 | 8089.17 | 7890.93 | 7689.19 | 7522.4 | 7363.37 | 7112.36 | 6855.59 | 6577.53 | 6393.41 | 6098.55 | 5998.96 | 5910.5 | 5813.89 | 5692.51
Industrial Sector Energy Related Emissions before CCS[biomass if,chemicals 20,BC] | NoSettings | 0 | 8.2669 | 14.5158 | 18.9445 | 21.1871 | 21.823 | 21.422 | 22.2674 | 35.1206 | 33.8895 | 32.5321 | 30.5844 | 31.5122 | 32.2587 | 32.9269 | 33.3248 | 33.7283 | 32.5315 | 31.7343 | 30.9229 | 30.2522 | 29.6126 | 28.6032 | 27.5705 | 26.4523 | 25.7118 | 24.526 | 24.1255 | 23.7697 | 23.3812 | 22.8931
Industrial Sector Energy Related Emissions before CCS[biomass if,chemicals 20,OC] | NoSettings | 0 | 19.526 | 34.2858 | 44.7463 | 50.043 | 51.5451 | 50.5981 | 52.5947 | 82.9535 | 80.0458 | 76.8396 | 72.2392 | 74.4306 | 76.1939 | 77.7721 | 78.7119 | 79.6651 | 76.8382 | 74.9552 | 73.0388 | 71.4545 | 69.9439 | 67.5596 | 65.1206 | 62.4793 | 60.7304 | 57.9295 | 56.9836 | 56.1433 | 55.2256 | 54.0726
Industrial Sector Energy Related Emissions before CCS[biomass if,chemicals 20,CH4] | NoSettings | 0 | 0 | 0 | 0 | 0 | 0 | 0 | 0 | 0 | 0 | 0 | 0 | 0 | 0 | 0 | 0 | 0 | 0 | 0 | 0 | 0 | 0 | 0 | 0 | 0 | 0 | 0 | 0 | 0 | 0 | 0
Industrial Sector Energy Related Emissions before CCS[biomass if,chemicals 20,N2O] | NoSettings | 0 | 0 | 0 | 0 | 0 | 0 | 0 | 0 | 0 | 0 | 0 | 0 | 0 | 0 | 0 | 0 | 0 | 0 | 0 | 0 | 0 | 0 | 0 | 0 | 0 | 0 | 0 | 0 | 0 | 0 | 0
Industrial Sector Energy Related Emissions before CCS[biomass if,chemicals 20,F gases] | NoSettings | 0 | 0 | 0 | 0 | 0 | 0 | 0 | 0 | 0 | 0 | 0 | 0 | 0 | 0 | 0 | 0 | 0 | 0 | 0 | 0 | 0 | 0 | 0 | 0 | 0 | 0 | 0 | 0 | 0 | 0 | 0
Industrial Sector Energy Related Emissions before CCS[biomass if,rubber and plastic products 22,CO2] | NoSettings | 0 | 0 | 0 | 0 | 0 | 0 | 0 | 0 | 0 | 0 | 0 | 0 | 0 | 0 | 0 | 0 | 0 | 0 | 0 | 0 | 0 | 0 | 0 | 0 | 0 | 0 | 0 | 0 | 0 | 0 | 0
Industrial Sector Energy Related Emissions before CCS[biomass if,rubber and plastic products 22,VOC] | NoSettings | 0 | 0 | 0 | 0 | 0 | 0 | 0 | 0 | 0 | 0 | 0 | 0 | 0 | 0 | 0 | 0 | 0 | 0 | 0 | 0 | 0 | 0 | 0 | 0 | 0 | 0 | 0 | 0 | 0 | 0 | 0
Industrial Sector Energy Related Emissions before CCS[biomass if,rubber and plastic products 22,CO] | NoSettings | 0 | 0 | 0 | 0 | 0 | 0 | 0 | 0 | 0 | 0 | 0 | 0 | 0 | 0 | 0 | 0 | 0 | 0 | 0 | 0 | 0 | 0 | 0 | 0 | 0 | 0 | 0 | 0 | 0 | 0 | 0
Industrial Sector Energy Related Emissions before CCS[biomass if,rubber and plastic products 22,NOx] | NoSettings | 0 | 0 | 0 | 0 | 0 | 0 | 0 | 0 | 0 | 0 | 0 | 0 | 0 | 0 | 0 | 0 | 0 | 0 | 0 | 0 | 0 | 0 | 0 | 0 | 0 | 0 | 0 | 0 | 0 | 0 | 0
Industrial Sector Energy Related Emissions before CCS[biomass if,rubber and plastic products 22,PM10] | NoSettings | 0 | 0 | 0 | 0 | 0 | 0 | 0 | 0 | 0 | 0 | 0 | 0 | 0 | 0 | 0 | 0 | 0 | 0 | 0 | 0 | 0 | 0 | 0 | 0 | 0 | 0 | 0 | 0 | 0 | 0 | 0
Industrial Sector Energy Related Emissions before CCS[biomass if,rubber and plastic products 22,PM25] | NoSettings | 0 | 0 | 0 | 0 | 0 | 0 | 0 | 0 | 0 | 0 | 0 | 0 | 0 | 0 | 0 | 0 | 0 | 0 | 0 | 0 | 0 | 0 | 0 | 0 | 0 | 0 | 0 | 0 | 0 | 0 | 0
Industrial Sector Energy Related Emissions before CCS[biomass if,rubber and plastic products 22,SOx] | NoSettings | 0 | 0 | 0 | 0 | 0 | 0 | 0 | 0 | 0 | 0 | 0 | 0 | 0 | 0 | 0 | 0 | 0 | 0 | 0 | 0 | 0 | 0 | 0 | 0 | 0 | 0 | 0 | 0 | 0 | 0 | 0
Industrial Sector Energy Related Emissions before CCS[biomass if,rubber and plastic products 22,BC] | NoSettings | 0 | 0 | 0 | 0 | 0 | 0 | 0 | 0 | 0 | 0 | 0 | 0 | 0 | 0 | 0 | 0 | 0 | 0 | 0 | 0 | 0 | 0 | 0 | 0 | 0 | 0 | 0 | 0 | 0 | 0 | 0
Industrial Sector Energy Related Emissions before CCS[biomass if,rubber and plastic products 22,OC] | NoSettings | 0 | 0 | 0 | 0 | 0 | 0 | 0 | 0 | 0 | 0 | 0 | 0 | 0 | 0 | 0 | 0 | 0 | 0 | 0 | 0 | 0 | 0 | 0 | 0 | 0 | 0 | 0 | 0 | 0 | 0 | 0
Industrial Sector Energy Related Emissions before CCS[biomass if,rubber and plastic products 22,CH4] | NoSettings | 0 | 0 | 0 | 0 | 0 | 0 | 0 | 0 | 0 | 0 | 0 | 0 | 0 | 0 | 0 | 0 | 0 | 0 | 0 | 0 | 0 | 0 | 0 | 0 | 0 | 0 | 0 | 0 | 0 | 0 | 0
Industrial Sector Energy Related Emissions before CCS[biomass if,rubber and plastic products 22,N2O] | NoSettings | 0 | 0 | 0 | 0 | 0 | 0 | 0 | 0 | 0 | 0 | 0 | 0 | 0 | 0 | 0 | 0 | 0 | 0 | 0 | 0 | 0 | 0 | 0 | 0 | 0 | 0 | 0 | 0 | 0 | 0 | 0
Industrial Sector Energy Related Emissions before CCS[biomass if,rubber and plastic products 22,F gases] | NoSettings | 0 | 0 | 0 | 0 | 0 | 0 | 0 | 0 | 0 | 0 | 0 | 0 | 0 | 0 | 0 | 0 | 0 | 0 | 0 | 0 | 0 | 0 | 0 | 0 | 0 | 0 | 0 | 0 | 0 | 0 | 0
Industrial Sector Energy Related Emissions before CCS[biomass if,glass and glass products 231,CO2] | NoSettings | 0 | 0 | 0 | 0 | 0 | 0 | 0 | 0 | 0 | 0 | 0 | 0 | 0 | 0 | 0 | 0 | 0 | 0 | 0 | 0 | 0 | 0 | 0 | 0 | 0 | 0 | 0 | 0 | 0 | 0 | 0
Industrial Sector Energy Related Emissions before CCS[biomass if,glass and glass products 231,VOC] | NoSettings | 0 | 0 | 0 | 0 | 0 | 0 | 0 | 0 | 0 | 0 | 0 | 0 | 0 | 0 | 0 | 0 | 0 | 0 | 0 | 0 | 0 | 0 | 0 | 0 | 0 | 0 | 0 | 0 | 0 | 0 | 0
Industrial Sector Energy Related Emissions before CCS[biomass if,glass and glass products 231,CO] | NoSettings | 0 | 0 | 0 | 0 | 0 | 0 | 0 | 0 | 0 | 0 | 0 | 0 | 0 | 0 | 0 | 0 | 0 | 0 | 0 | 0 | 0 | 0 | 0 | 0 | 0 | 0 | 0 | 0 | 0 | 0 | 0
Industrial Sector Energy Related Emissions before CCS[biomass if,glass and glass products 231,NOx] | NoSettings | 0 | 0 | 0 | 0 | 0 | 0 | 0 | 0 | 0 | 0 | 0 | 0 | 0 | 0 | 0 | 0 | 0 | 0 | 0 | 0 | 0 | 0 | 0 | 0 | 0 | 0 | 0 | 0 | 0 | 0 | 0
Industrial Sector Energy Related Emissions before CCS[biomass if,glass and glass products 231,PM10] | NoSettings | 0 | 0 | 0 | 0 | 0 | 0 | 0 | 0 | 0 | 0 | 0 | 0 | 0 | 0 | 0 | 0 | 0 | 0 | 0 | 0 | 0 | 0 | 0 | 0 | 0 | 0 | 0 | 0 | 0 | 0 | 0
Industrial Sector Energy Related Emissions before CCS[biomass if,glass and glass products 231,PM25] | NoSettings | 0 | 0 | 0 | 0 | 0 | 0 | 0 | 0 | 0 | 0 | 0 | 0 | 0 | 0 | 0 | 0 | 0 | 0 | 0 | 0 | 0 | 0 | 0 | 0 | 0 | 0 | 0 | 0 | 0 | 0 | 0
Industrial Sector Energy Related Emissions before CCS[biomass if,glass and glass products 231,SOx] | NoSettings | 0 | 0 | 0 | 0 | 0 | 0 | 0 | 0 | 0 | 0 | 0 | 0 | 0 | 0 | 0 | 0 | 0 | 0 | 0 | 0 | 0 | 0 | 0 | 0 | 0 | 0 | 0 | 0 | 0 | 0 | 0
Industrial Sector Energy Related Emissions before CCS[biomass if,glass and glass products 231,BC] | NoSettings | 0 | 0 | 0 | 0 | 0 | 0 | 0 | 0 | 0 | 0 | 0 | 0 | 0 | 0 | 0 | 0 | 0 | 0 | 0 | 0 | 0 | 0 | 0 | 0 | 0 | 0 | 0 | 0 | 0 | 0 | 0
Industrial Sector Energy Related Emissions before CCS[biomass if,glass and glass products 231,OC] | NoSettings | 0 | 0 | 0 | 0 | 0 | 0 | 0 | 0 | 0 | 0 | 0 | 0 | 0 | 0 | 0 | 0 | 0 | 0 | 0 | 0 | 0 | 0 | 0 | 0 | 0 | 0 | 0 | 0 | 0 | 0 | 0
Industrial Sector Energy Related Emissions before CCS[biomass if,glass and glass products 231,CH4] | NoSettings | 0 | 0 | 0 | 0 | 0 | 0 | 0 | 0 | 0 | 0 | 0 | 0 | 0 | 0 | 0 | 0 | 0 | 0 | 0 | 0 | 0 | 0 | 0 | 0 | 0 | 0 | 0 | 0 | 0 | 0 | 0
Industrial Sector Energy Related Emissions before CCS[biomass if,glass and glass products 231,N2O] | NoSettings | 0 | 0 | 0 | 0 | 0 | 0 | 0 | 0 | 0 | 0 | 0 | 0 | 0 | 0 | 0 | 0 | 0 | 0 | 0 | 0 | 0 | 0 | 0 | 0 | 0 | 0 | 0 | 0 | 0 | 0 | 0
Industrial Sector Energy Related Emissions before CCS[biomass if,glass and glass products 231,F gases] | NoSettings | 0 | 0 | 0 | 0 | 0 | 0 | 0 | 0 | 0 | 0 | 0 | 0 | 0 | 0 | 0 | 0 | 0 | 0 | 0 | 0 | 0 | 0 | 0 | 0 | 0 | 0 | 0 | 0 | 0 | 0 | 0
Industrial Sector Energy Related Emissions before CCS[biomass if,cement and other nonmetallic minerals 239,CO2] | NoSettings | 0 | 0 | 0 | 0 | 0 | 0 | 0 | 0 | 0 | 0 | 0 | 0 | 0 | 0 | 0 | 0 | 0 | 0 | 0 | 0 | 0 | 0 | 0 | 0 | 0 | 0 | 0 | 0 | 0 | 0 | 0
Industrial Sector Energy Related Emissions before CCS[biomass if,cement and other nonmetallic minerals 239,VOC] | NoSettings | 862268 | 839273 | 816434 | 793593 | 770726 | 747839 | 724937 | 702051 | 679358 | 657469 | 635506 | 613459 | 591468 | 569425 | 547351 | 525262 | 526125 | 525991 | 525860 | 525729 | 525620 | 525514 | 525387 | 525242 | 525089 | 525041 | 524899 | 524817 | 524735 | 524654 | 524575
Industrial Sector Energy Related Emissions before CCS[biomass if,cement and other nonmetallic minerals 239,CO] | NoSettings | 13672900 | 13308300 | 12946100 | 12583900 | 12221300 | 11858400 | 11495200 | 11132300 | 10772500 | 10425400 | 10077200 | 9727560 | 9378840 | 9029310 | 8679290 | 8329030 | 8342710 | 8340580 | 8338510 | 8336440 | 8334700 | 8333020 | 8331000 | 8328710 | 8326280 | 8325520 | 8323270 | 8321970 | 8320670 | 8319390 | 8318130
Industrial Sector Energy Related Emissions before CCS[biomass if,cement and other nonmetallic minerals 239,NOx] | NoSettings | 90034000 | 87633000 | 85248200 | 82863300 | 80475600 | 78085900 | 75694500 | 73304900 | 70935400 | 68649800 | 66356600 | 64054600 | 61758300 | 59456700 | 57151900 | 54845500 | 54935500 | 54921500 | 54907900 | 54894200 | 54882800 | 54871700 | 54858400 | 54843400 | 54827300 | 54822300 | 54807500 | 54799000 | 54790400 | 54782000 | 54773700
Industrial Sector Energy Related Emissions before CCS[biomass if,cement and other nonmetallic minerals 239,PM10] | NoSettings | 2011960 | 1958300 | 1905010 | 1851720 | 1798360 | 1744960 | 1691520 | 1638120 | 1585170 | 1534090 | 1482850 | 1431400 | 1380090 | 1328660 | 1277150 | 1225610 | 1227630 | 1227310 | 1227010 | 1226700 | 1226450 | 1226200 | 1225900 | 1225570 | 1225210 | 1225100 | 1224760 | 1224570 | 1224380 | 1224190 | 1224010
Industrial Sector Energy Related Emissions before CCS[biomass if,cement and other nonmetallic minerals 239,PM25] | NoSettings | 1777200 | 1729810 | 1682740 | 1635660 | 1588530 | 1541360 | 1494150 | 1446980 | 1400210 | 1355100 | 1309830 | 1264390 | 1219060 | 1173630 | 1128140 | 1082610 | 1084390 | 1084110 | 1083840 | 1083570 | 1083350 | 1083130 | 1082870 | 1082570 | 1082250 | 1082150 | 1081860 | 1081690 | 1081520 | 1081360 | 1081190
Industrial Sector Energy Related Emissions before CCS[biomass if,cement and other nonmetallic minerals 239,SOx] | NoSettings | 60992300 | 59365800 | 57750200 | 56134600 | 54517100 | 52898200 | 51278200 | 49659400 | 48054200 | 46505900 | 44952400 | 43392900 | 41837300 | 40278100 | 38716700 | 37154300 | 37215300 | 37205800 | 37196600 | 37187300 | 37179600 | 37172100 | 37163100 | 37152900 | 37142000 | 37138600 | 37128600 | 37122800 | 37117000 | 37111300 | 37105700
Industrial Sector Energy Related Emissions before CCS[biomass if,cement and other nonmetallic minerals 239,BC] | NoSettings | 245287 | 238746 | 232249 | 225752 | 219247 | 212736 | 206221 | 199711 | 193255 | 187029 | 180781 | 174509 | 168253 | 161983 | 155704 | 149420 | 149666 | 149627 | 149590 | 149553 | 149522 | 149492 | 149456 | 149414 | 149371 | 149357 | 149317 | 149294 | 149270 | 149247 | 149225
Industrial Sector Energy Related Emissions before CCS[biomass if,cement and other nonmetallic minerals 239,OC] | NoSettings | 579360 | 563910 | 548564 | 533217 | 517852 | 502475 | 487087 | 471710 | 456462 | 441755 | 426998 | 412185 | 397409 | 382598 | 367766 | 352925 | 353505 | 353414 | 353327 | 353239 | 353165 | 353094 | 353009 | 352912 | 352808 | 352776 | 352681 | 352626 | 352571 | 352517 | 352463
Industrial Sector Energy Related Emissions before CCS[biomass if,cement and other nonmetallic minerals 239,CH4] | NoSettings | 0 | 0 | 0 | 0 | 0 | 0 | 0 | 0 | 0 | 0 | 0 | 0 | 0 | 0 | 0 | 0 | 0 | 0 | 0 | 0 | 0 | 0 | 0 | 0 | 0 | 0 | 0 | 0 | 0 | 0 | 0
Industrial Sector Energy Related Emissions before CCS[biomass if,cement and other nonmetallic minerals 239,N2O] | NoSettings | 0 | 0 | 0 | 0 | 0 | 0 | 0 | 0 | 0 | 0 | 0 | 0 | 0 | 0 | 0 | 0 | 0 | 0 | 0 | 0 | 0 | 0 | 0 | 0 | 0 | 0 | 0 | 0 | 0 | 0 | 0
Industrial Sector Energy Related Emissions before CCS[biomass if,cement and other nonmetallic minerals 239,F gases] | NoSettings | 0 | 0 | 0 | 0 | 0 | 0 | 0 | 0 | 0 | 0 | 0 | 0 | 0 | 0 | 0 | 0 | 0 | 0 | 0 | 0 | 0 | 0 | 0 | 0 | 0 | 0 | 0 | 0 | 0 | 0 | 0
Industrial Sector Energy Related Emissions before CCS[biomass if,iron and steel 241,CO2] | NoSettings | 0 | 0 | 0 | 0 | 0 | 0 | 0 | 0 | 0 | 0 | 0 | 0 | 0 | 0 | 0 | 0 | 0 | 0 | 0 | 0 | 0 | 0 | 0 | 0 | 0 | 0 | 0 | 0 | 0 | 0 | 0
Industrial Sector Energy Related Emissions before CCS[biomass if,iron and steel 241,VOC] | NoSettings | 0 | 0 | 0 | 0 | 0 | 0 | 0 | 0 | 0 | 0 | 0 | 0 | 0 | 0 | 0 | 0 | 0 | 0 | 0 | 0 | 0 | 0 | 0 | 0 | 0 | 0 | 0 | 0 | 0 | 0 | 0
Industrial Sector Energy Related Emissions before CCS[biomass if,iron and steel 241,CO] | NoSettings | 0 | 0 | 0 | 0 | 0 | 0 | 0 | 0 | 0 | 0 | 0 | 0 | 0 | 0 | 0 | 0 | 0 | 0 | 0 | 0 | 0 | 0 | 0 | 0 | 0 | 0 | 0 | 0 | 0 | 0 | 0
Industrial Sector Energy Related Emissions before CCS[biomass if,iron and steel 241,NOx] | NoSettings | 0 | 0 | 0 | 0 | 0 | 0 | 0 | 0 | 0 | 0 | 0 | 0 | 0 | 0 | 0 | 0 | 0 | 0 | 0 | 0 | 0 | 0 | 0 | 0 | 0 | 0 | 0 | 0 | 0 | 0 | 0
Industrial Sector Energy Related Emissions before CCS[biomass if,iron and steel 241,PM10] | NoSettings | 0 | 0 | 0 | 0 | 0 | 0 | 0 | 0 | 0 | 0 | 0 | 0 | 0 | 0 | 0 | 0 | 0 | 0 | 0 | 0 | 0 | 0 | 0 | 0 | 0 | 0 | 0 | 0 | 0 | 0 | 0
Industrial Sector Energy Related Emissions before CCS[biomass if,iron and steel 241,PM25] | NoSettings | 0 | 0 | 0 | 0 | 0 | 0 | 0 | 0 | 0 | 0 | 0 | 0 | 0 | 0 | 0 | 0 | 0 | 0 | 0 | 0 | 0 | 0 | 0 | 0 | 0 | 0 | 0 | 0 | 0 | 0 | 0
Industrial Sector Energy Related Emissions before CCS[biomass if,iron and steel 241,SOx] | NoSettings | 0 | 0 | 0 | 0 | 0 | 0 | 0 | 0 | 0 | 0 | 0 | 0 | 0 | 0 | 0 | 0 | 0 | 0 | 0 | 0 | 0 | 0 | 0 | 0 | 0 | 0 | 0 | 0 | 0 | 0 | 0
Industrial Sector Energy Related Emissions before CCS[biomass if,iron and steel 241,BC] | NoSettings | 0 | 0 | 0 | 0 | 0 | 0 | 0 | 0 | 0 | 0 | 0 | 0 | 0 | 0 | 0 | 0 | 0 | 0 | 0 | 0 | 0 | 0 | 0 | 0 | 0 | 0 | 0 | 0 | 0 | 0 | 0
Industrial Sector Energy Related Emissions before CCS[biomass if,iron and steel 241,OC] | NoSettings | 0 | 0 | 0 | 0 | 0 | 0 | 0 | 0 | 0 | 0 | 0 | 0 | 0 | 0 | 0 | 0 | 0 | 0 | 0 | 0 | 0 | 0 | 0 | 0 | 0 | 0 | 0 | 0 | 0 | 0 | 0
Industrial Sector Energy Related Emissions before CCS[biomass if,iron and steel 241,CH4] | NoSettings | 0 | 0 | 0 | 0 | 0 | 0 | 0 | 0 | 0 | 0 | 0 | 0 | 0 | 0 | 0 | 0 | 0 | 0 | 0 | 0 | 0 | 0 | 0 | 0 | 0 | 0 | 0 | 0 | 0 | 0 | 0
Industrial Sector Energy Related Emissions before CCS[biomass if,iron and steel 241,N2O] | NoSettings | 0 | 0 | 0 | 0 | 0 | 0 | 0 | 0 | 0 | 0 | 0 | 0 | 0 | 0 | 0 | 0 | 0 | 0 | 0 | 0 | 0 | 0 | 0 | 0 | 0 | 0 | 0 | 0 | 0 | 0 | 0
Industrial Sector Energy Related Emissions before CCS[biomass if,iron and steel 241,F gases] | NoSettings | 0 | 0 | 0 | 0 | 0 | 0 | 0 | 0 | 0 | 0 | 0 | 0 | 0 | 0 | 0 | 0 | 0 | 0 | 0 | 0 | 0 | 0 | 0 | 0 | 0 | 0 | 0 | 0 | 0 | 0 | 0
Industrial Sector Energy Related Emissions before CCS[biomass if,other metals 242,CO2] | NoSettings | 0 | 0 | 0 | 0 | 0 | 0 | 0 | 0 | 0 | 0 | 0 | 0 | 0 | 0 | 0 | 0 | 0 | 0 | 0 | 0 | 0 | 0 | 0 | 0 | 0 | 0 | 0 | 0 | 0 | 0 | 0
Industrial Sector Energy Related Emissions before CCS[biomass if,other metals 242,VOC] | NoSettings | 0 | 0 | 0 | 0 | 0 | 0 | 0 | 0 | 0 | 0 | 0 | 0 | 0 | 0 | 0 | 0 | 0 | 0 | 0 | 0 | 0 | 0 | 0 | 0 | 0 | 0 | 0 | 0 | 0 | 0 | 0
Industrial Sector Energy Related Emissions before CCS[biomass if,other metals 242,CO] | NoSettings | 0 | 0 | 0 | 0 | 0 | 0 | 0 | 0 | 0 | 0 | 0 | 0 | 0 | 0 | 0 | 0 | 0 | 0 | 0 | 0 | 0 | 0 | 0 | 0 | 0 | 0 | 0 | 0 | 0 | 0 | 0
Industrial Sector Energy Related Emissions before CCS[biomass if,other metals 242,NOx] | NoSettings | 0 | 0 | 0 | 0 | 0 | 0 | 0 | 0 | 0 | 0 | 0 | 0 | 0 | 0 | 0 | 0 | 0 | 0 | 0 | 0 | 0 | 0 | 0 | 0 | 0 | 0 | 0 | 0 | 0 | 0 | 0
Industrial Sector Energy Related Emissions before CCS[biomass if,other metals 242,PM10] | NoSettings | 0 | 0 | 0 | 0 | 0 | 0 | 0 | 0 | 0 | 0 | 0 | 0 | 0 | 0 | 0 | 0 | 0 | 0 | 0 | 0 | 0 | 0 | 0 | 0 | 0 | 0 | 0 | 0 | 0 | 0 | 0
Industrial Sector Energy Related Emissions before CCS[biomass if,other metals 242,PM25] | NoSettings | 0 | 0 | 0 | 0 | 0 | 0 | 0 | 0 | 0 | 0 | 0 | 0 | 0 | 0 | 0 | 0 | 0 | 0 | 0 | 0 | 0 | 0 | 0 | 0 | 0 | 0 | 0 | 0 | 0 | 0 | 0
Industrial Sector Energy Related Emissions before CCS[biomass if,other metals 242,SOx] | NoSettings | 0 | 0 | 0 | 0 | 0 | 0 | 0 | 0 | 0 | 0 | 0 | 0 | 0 | 0 | 0 | 0 | 0 | 0 | 0 | 0 | 0 | 0 | 0 | 0 | 0 | 0 | 0 | 0 | 0 | 0 | 0
Industrial Sector Energy Related Emissions before CCS[biomass if,other metals 242,BC] | NoSettings | 0 | 0 | 0 | 0 | 0 | 0 | 0 | 0 | 0 | 0 | 0 | 0 | 0 | 0 | 0 | 0 | 0 | 0 | 0 | 0 | 0 | 0 | 0 | 0 | 0 | 0 | 0 | 0 | 0 | 0 | 0
Industrial Sector Energy Related Emissions before CCS[biomass if,other metals 242,OC] | NoSettings | 0 | 0 | 0 | 0 | 0 | 0 | 0 | 0 | 0 | 0 | 0 | 0 | 0 | 0 | 0 | 0 | 0 | 0 | 0 | 0 | 0 | 0 | 0 | 0 | 0 | 0 | 0 | 0 | 0 | 0 | 0
Industrial Sector Energy Related Emissions before CCS[biomass if,other metals 242,CH4] | NoSettings | 0 | 0 | 0 | 0 | 0 | 0 | 0 | 0 | 0 | 0 | 0 | 0 | 0 | 0 | 0 | 0 | 0 | 0 | 0 | 0 | 0 | 0 | 0 | 0 | 0 | 0 | 0 | 0 | 0 | 0 | 0
Industrial Sector Energy Related Emissions before CCS[biomass if,other metals 242,N2O] | NoSettings | 0 | 0 | 0 | 0 | 0 | 0 | 0 | 0 | 0 | 0 | 0 | 0 | 0 | 0 | 0 | 0 | 0 | 0 | 0 | 0 | 0 | 0 | 0 | 0 | 0 | 0 | 0 | 0 | 0 | 0 | 0
Industrial Sector Energy Related Emissions before CCS[biomass if,other metals 242,F gases] | NoSettings | 0 | 0 | 0 | 0 | 0 | 0 | 0 | 0 | 0 | 0 | 0 | 0 | 0 | 0 | 0 | 0 | 0 | 0 | 0 | 0 | 0 | 0 | 0 | 0 | 0 | 0 | 0 | 0 | 0 | 0 | 0
Industrial Sector Energy Related Emissions before CCS[biomass if,metal products except machinery and vehicles 25,CO2] | NoSettings | 0 | 0 | 0 | 0 | 0 | 0 | 0 | 0 | 0 | 0 | 0 | 0 | 0 | 0 | 0 | 0 | 0 | 0 | 0 | 0 | 0 | 0 | 0 | 0 | 0 | 0 | 0 | 0 | 0 | 0 | 0
Industrial Sector Energy Related Emissions before CCS[biomass if,metal products except machinery and vehicles 25,VOC] | NoSettings | 0 | 0 | 0 | 0 | 0 | 0 | 0 | 0 | 0 | 0 | 0 | 0 | 0 | 0 | 0 | 0 | 0 | 0 | 0 | 0 | 0 | 0 | 0 | 0 | 0 | 0 | 0 | 0 | 0 | 0 | 0
Industrial Sector Energy Related Emissions before CCS[biomass if,metal products except machinery and vehicles 25,CO] | NoSettings | 0 | 0 | 0 | 0 | 0 | 0 | 0 | 0 | 0 | 0 | 0 | 0 | 0 | 0 | 0 | 0 | 0 | 0 | 0 | 0 | 0 | 0 | 0 | 0 | 0 | 0 | 0 | 0 | 0 | 0 | 0
Industrial Sector Energy Related Emissions before CCS[biomass if,metal products except machinery and vehicles 25,NOx] | NoSettings | 0 | 0 | 0 | 0 | 0 | 0 | 0 | 0 | 0 | 0 | 0 | 0 | 0 | 0 | 0 | 0 | 0 | 0 | 0 | 0 | 0 | 0 | 0 | 0 | 0 | 0 | 0 | 0 | 0 | 0 | 0
Industrial Sector Energy Related Emissions before CCS[biomass if,metal products except machinery and vehicles 25,PM10] | NoSettings | 0 | 0 | 0 | 0 | 0 | 0 | 0 | 0 | 0 | 0 | 0 | 0 | 0 | 0 | 0 | 0 | 0 | 0 | 0 | 0 | 0 | 0 | 0 | 0 | 0 | 0 | 0 | 0 | 0 | 0 | 0
Industrial Sector Energy Related Emissions before CCS[biomass if,metal products except machinery and vehicles 25,PM25] | NoSettings | 0 | 0 | 0 | 0 | 0 | 0 | 0 | 0 | 0 | 0 | 0 | 0 | 0 | 0 | 0 | 0 | 0 | 0 | 0 | 0 | 0 | 0 | 0 | 0 | 0 | 0 | 0 | 0 | 0 | 0 | 0
Industrial Sector Energy Related Emissions before CCS[biomass if,metal products except machinery and vehicles 25,SOx] | NoSettings | 0 | 0 | 0 | 0 | 0 | 0 | 0 | 0 | 0 | 0 | 0 | 0 | 0 | 0 | 0 | 0 | 0 | 0 | 0 | 0 | 0 | 0 | 0 | 0 | 0 | 0 | 0 | 0 | 0 | 0 | 0
Industrial Sector Energy Related Emissions before CCS[biomass if,metal products except machinery and vehicles 25,BC] | NoSettings | 0 | 0 | 0 | 0 | 0 | 0 | 0 | 0 | 0 | 0 | 0 | 0 | 0 | 0 | 0 | 0 | 0 | 0 | 0 | 0 | 0 | 0 | 0 | 0 | 0 | 0 | 0 | 0 | 0 | 0 | 0
Industrial Sector Energy Related Emissions before CCS[biomass if,metal products except machinery and vehicles 25,OC] | NoSettings | 0 | 0 | 0 | 0 | 0 | 0 | 0 | 0 | 0 | 0 | 0 | 0 | 0 | 0 | 0 | 0 | 0 | 0 | 0 | 0 | 0 | 0 | 0 | 0 | 0 | 0 | 0 | 0 | 0 | 0 | 0
Industrial Sector Energy Related Emissions before CCS[biomass if,metal products except machinery and vehicles 25,CH4] | NoSettings | 0 | 0 | 0 | 0 | 0 | 0 | 0 | 0 | 0 | 0 | 0 | 0 | 0 | 0 | 0 | 0 | 0 | 0 | 0 | 0 | 0 | 0 | 0 | 0 | 0 | 0 | 0 | 0 | 0 | 0 | 0
Industrial Sector Energy Related Emissions before CCS[biomass if,metal products except machinery and vehicles 25,N2O] | NoSettings | 0 | 0 | 0 | 0 | 0 | 0 | 0 | 0 | 0 | 0 | 0 | 0 | 0 | 0 | 0 | 0 | 0 | 0 | 0 | 0 | 0 | 0 | 0 | 0 | 0 | 0 | 0 | 0 | 0 | 0 | 0
Industrial Sector Energy Related Emissions before CCS[biomass if,metal products except machinery and vehicles 25,F gases] | NoSettings | 0 | 0 | 0 | 0 | 0 | 0 | 0 | 0 | 0 | 0 | 0 | 0 | 0 | 0 | 0 | 0 | 0 | 0 | 0 | 0 | 0 | 0 | 0 | 0 | 0 | 0 | 0 | 0 | 0 | 0 | 0
Industrial Sector Energy Related Emissions before CCS[biomass if,computers and electronics 26,CO2] | NoSettings | 0 | 0 | 0 | 0 | 0 | 0 | 0 | 0 | 0 | 0 | 0 | 0 | 0 | 0 | 0 | 0 | 0 | 0 | 0 | 0 | 0 | 0 | 0 | 0 | 0 | 0 | 0 | 0 | 0 | 0 | 0
Industrial Sector Energy Related Emissions before CCS[biomass if,computers and electronics 26,VOC] | NoSettings | 0 | 0 | 0 | 0 | 0 | 0 | 0 | 0 | 0 | 0 | 0 | 0 | 0 | 0 | 0 | 0 | 0 | 0 | 0 | 0 | 0 | 0 | 0 | 0 | 0 | 0 | 0 | 0 | 0 | 0 | 0
Industrial Sector Energy Related Emissions before CCS[biomass if,computers and electronics 26,CO] | NoSettings | 0 | 0 | 0 | 0 | 0 | 0 | 0 | 0 | 0 | 0 | 0 | 0 | 0 | 0 | 0 | 0 | 0 | 0 | 0 | 0 | 0 | 0 | 0 | 0 | 0 | 0 | 0 | 0 | 0 | 0 | 0
Industrial Sector Energy Related Emissions before CCS[biomass if,computers and electronics 26,NOx] | NoSettings | 0 | 0 | 0 | 0 | 0 | 0 | 0 | 0 | 0 | 0 | 0 | 0 | 0 | 0 | 0 | 0 | 0 | 0 | 0 | 0 | 0 | 0 | 0 | 0 | 0 | 0 | 0 | 0 | 0 | 0 | 0
Industrial Sector Energy Related Emissions before CCS[biomass if,computers and electronics 26,PM10] | NoSettings | 0 | 0 | 0 | 0 | 0 | 0 | 0 | 0 | 0 | 0 | 0 | 0 | 0 | 0 | 0 | 0 | 0 | 0 | 0 | 0 | 0 | 0 | 0 | 0 | 0 | 0 | 0 | 0 | 0 | 0 | 0
Industrial Sector Energy Related Emissions before CCS[biomass if,computers and electronics 26,PM25] | NoSettings | 0 | 0 | 0 | 0 | 0 | 0 | 0 | 0 | 0 | 0 | 0 | 0 | 0 | 0 | 0 | 0 | 0 | 0 | 0 | 0 | 0 | 0 | 0 | 0 | 0 | 0 | 0 | 0 | 0 | 0 | 0
Industrial Sector Energy Related Emissions before CCS[biomass if,computers and electronics 26,SOx] | NoSettings | 0 | 0 | 0 | 0 | 0 | 0 | 0 | 0 | 0 | 0 | 0 | 0 | 0 | 0 | 0 | 0 | 0 | 0 | 0 | 0 | 0 | 0 | 0 | 0 | 0 | 0 | 0 | 0 | 0 | 0 | 0
Industrial Sector Energy Related Emissions before CCS[biomass if,computers and electronics 26,BC] | NoSettings | 0 | 0 | 0 | 0 | 0 | 0 | 0 | 0 | 0 | 0 | 0 | 0 | 0 | 0 | 0 | 0 | 0 | 0 | 0 | 0 | 0 | 0 | 0 | 0 | 0 | 0 | 0 | 0 | 0 | 0 | 0
Industrial Sector Energy Related Emissions before CCS[biomass if,computers and electronics 26,OC] | NoSettings | 0 | 0 | 0 | 0 | 0 | 0 | 0 | 0 | 0 | 0 | 0 | 0 | 0 | 0 | 0 | 0 | 0 | 0 | 0 | 0 | 0 | 0 | 0 | 0 | 0 | 0 | 0 | 0 | 0 | 0 | 0
Industrial Sector Energy Related Emissions before CCS[biomass if,computers and electronics 26,CH4] | NoSettings | 0 | 0 | 0 | 0 | 0 | 0 | 0 | 0 | 0 | 0 | 0 | 0 | 0 | 0 | 0 | 0 | 0 | 0 | 0 | 0 | 0 | 0 | 0 | 0 | 0 | 0 | 0 | 0 | 0 | 0 | 0
Industrial Sector Energy Related Emissions before CCS[biomass if,computers and electronics 26,N2O] | NoSettings | 0 | 0 | 0 | 0 | 0 | 0 | 0 | 0 | 0 | 0 | 0 | 0 | 0 | 0 | 0 | 0 | 0 | 0 | 0 | 0 | 0 | 0 | 0 | 0 | 0 | 0 | 0 | 0 | 0 | 0 | 0
Industrial Sector Energy Related Emissions before CCS[biomass if,computers and electronics 26,F gases] | NoSettings | 0 | 0 | 0 | 0 | 0 | 0 | 0 | 0 | 0 | 0 | 0 | 0 | 0 | 0 | 0 | 0 | 0 | 0 | 0 | 0 | 0 | 0 | 0 | 0 | 0 | 0 | 0 | 0 | 0 | 0 | 0
Industrial Sector Energy Related Emissions before CCS[biomass if,appliances and electrical equipment 27,CO2] | NoSettings | 0 | 0 | 0 | 0 | 0 | 0 | 0 | 0 | 0 | 0 | 0 | 0 | 0 | 0 | 0 | 0 | 0 | 0 | 0 | 0 | 0 | 0 | 0 | 0 | 0 | 0 | 0 | 0 | 0 | 0 | 0
Industrial Sector Energy Related Emissions before CCS[biomass if,appliances and electrical equipment 27,VOC] | NoSettings | 0 | 0 | 0 | 0 | 0 | 0 | 0 | 0 | 0 | 0 | 0 | 0 | 0 | 0 | 0 | 0 | 0 | 0 | 0 | 0 | 0 | 0 | 0 | 0 | 0 | 0 | 0 | 0 | 0 | 0 | 0
Industrial Sector Energy Related Emissions before CCS[biomass if,appliances and electrical equipment 27,CO] | NoSettings | 0 | 0 | 0 | 0 | 0 | 0 | 0 | 0 | 0 | 0 | 0 | 0 | 0 | 0 | 0 | 0 | 0 | 0 | 0 | 0 | 0 | 0 | 0 | 0 | 0 | 0 | 0 | 0 | 0 | 0 | 0
Industrial Sector Energy Related Emissions before CCS[biomass if,appliances and electrical equipment 27,NOx] | NoSettings | 0 | 0 | 0 | 0 | 0 | 0 | 0 | 0 | 0 | 0 | 0 | 0 | 0 | 0 | 0 | 0 | 0 | 0 | 0 | 0 | 0 | 0 | 0 | 0 | 0 | 0 | 0 | 0 | 0 | 0 | 0
Industrial Sector Energy Related Emissions before CCS[biomass if,appliances and electrical equipment 27,PM10] | NoSettings | 0 | 0 | 0 | 0 | 0 | 0 | 0 | 0 | 0 | 0 | 0 | 0 | 0 | 0 | 0 | 0 | 0 | 0 | 0 | 0 | 0 | 0 | 0 | 0 | 0 | 0 | 0 | 0 | 0 | 0 | 0
Industrial Sector Energy Related Emissions before CCS[biomass if,appliances and electrical equipment 27,PM25] | NoSettings | 0 | 0 | 0 | 0 | 0 | 0 | 0 | 0 | 0 | 0 | 0 | 0 | 0 | 0 | 0 | 0 | 0 | 0 | 0 | 0 | 0 | 0 | 0 | 0 | 0 | 0 | 0 | 0 | 0 | 0 | 0
Industrial Sector Energy Related Emissions before CCS[biomass if,appliances and electrical equipment 27,SOx] | NoSettings | 0 | 0 | 0 | 0 | 0 | 0 | 0 | 0 | 0 | 0 | 0 | 0 | 0 | 0 | 0 | 0 | 0 | 0 | 0 | 0 | 0 | 0 | 0 | 0 | 0 | 0 | 0 | 0 | 0 | 0 | 0
Industrial Sector Energy Related Emissions before CCS[biomass if,appliances and electrical equipment 27,BC] | NoSettings | 0 | 0 | 0 | 0 | 0 | 0 | 0 | 0 | 0 | 0 | 0 | 0 | 0 | 0 | 0 | 0 | 0 | 0 | 0 | 0 | 0 | 0 | 0 | 0 | 0 | 0 | 0 | 0 | 0 | 0 | 0
Industrial Sector Energy Related Emissions before CCS[biomass if,appliances and electrical equipment 27,OC] | NoSettings | 0 | 0 | 0 | 0 | 0 | 0 | 0 | 0 | 0 | 0 | 0 | 0 | 0 | 0 | 0 | 0 | 0 | 0 | 0 | 0 | 0 | 0 | 0 | 0 | 0 | 0 | 0 | 0 | 0 | 0 | 0
Industrial Sector Energy Related Emissions before CCS[biomass if,appliances and electrical equipment 27,CH4] | NoSettings | 0 | 0 | 0 | 0 | 0 | 0 | 0 | 0 | 0 | 0 | 0 | 0 | 0 | 0 | 0 | 0 | 0 | 0 | 0 | 0 | 0 | 0 | 0 | 0 | 0 | 0 | 0 | 0 | 0 | 0 | 0
Industrial Sector Energy Related Emissions before CCS[biomass if,appliances and electrical equipment 27,N2O] | NoSettings | 0 | 0 | 0 | 0 | 0 | 0 | 0 | 0 | 0 | 0 | 0 | 0 | 0 | 0 | 0 | 0 | 0 | 0 | 0 | 0 | 0 | 0 | 0 | 0 | 0 | 0 | 0 | 0 | 0 | 0 | 0
Industrial Sector Energy Related Emissions before CCS[biomass if,appliances and electrical equipment 27,F gases] | NoSettings | 0 | 0 | 0 | 0 | 0 | 0 | 0 | 0 | 0 | 0 | 0 | 0 | 0 | 0 | 0 | 0 | 0 | 0 | 0 | 0 | 0 | 0 | 0 | 0 | 0 | 0 | 0 | 0 | 0 | 0 | 0
Industrial Sector Energy Related Emissions before CCS[biomass if,other machinery 28,CO2] | NoSettings | 0 | 0 | 0 | 0 | 0 | 0 | 0 | 0 | 0 | 0 | 0 | 0 | 0 | 0 | 0 | 0 | 0 | 0 | 0 | 0 | 0 | 0 | 0 | 0 | 0 | 0 | 0 | 0 | 0 | 0 | 0
Industrial Sector Energy Related Emissions before CCS[biomass if,other machinery 28,VOC] | NoSettings | 0 | 0 | 0 | 0 | 0 | 0 | 0 | 0 | 0 | 0 | 0 | 0 | 0 | 0 | 0 | 0 | 0 | 0 | 0 | 0 | 0 | 0 | 0 | 0 | 0 | 0 | 0 | 0 | 0 | 0 | 0
Industrial Sector Energy Related Emissions before CCS[biomass if,other machinery 28,CO] | NoSettings | 0 | 0 | 0 | 0 | 0 | 0 | 0 | 0 | 0 | 0 | 0 | 0 | 0 | 0 | 0 | 0 | 0 | 0 | 0 | 0 | 0 | 0 | 0 | 0 | 0 | 0 | 0 | 0 | 0 | 0 | 0
Industrial Sector Energy Related Emissions before CCS[biomass if,other machinery 28,NOx] | NoSettings | 0 | 0 | 0 | 0 | 0 | 0 | 0 | 0 | 0 | 0 | 0 | 0 | 0 | 0 | 0 | 0 | 0 | 0 | 0 | 0 | 0 | 0 | 0 | 0 | 0 | 0 | 0 | 0 | 0 | 0 | 0
Industrial Sector Energy Related Emissions before CCS[biomass if,other machinery 28,PM10] | NoSettings | 0 | 0 | 0 | 0 | 0 | 0 | 0 | 0 | 0 | 0 | 0 | 0 | 0 | 0 | 0 | 0 | 0 | 0 | 0 | 0 | 0 | 0 | 0 | 0 | 0 | 0 | 0 | 0 | 0 | 0 | 0
Industrial Sector Energy Related Emissions before CCS[biomass if,other machinery 28,PM25] | NoSettings | 0 | 0 | 0 | 0 | 0 | 0 | 0 | 0 | 0 | 0 | 0 | 0 | 0 | 0 | 0 | 0 | 0 | 0 | 0 | 0 | 0 | 0 | 0 | 0 | 0 | 0 | 0 | 0 | 0 | 0 | 0
Industrial Sector Energy Related Emissions before CCS[biomass if,other machinery 28,SOx] | NoSettings | 0 | 0 | 0 | 0 | 0 | 0 | 0 | 0 | 0 | 0 | 0 | 0 | 0 | 0 | 0 | 0 | 0 | 0 | 0 | 0 | 0 | 0 | 0 | 0 | 0 | 0 | 0 | 0 | 0 | 0 | 0
Industrial Sector Energy Related Emissions before CCS[biomass if,other machinery 28,BC] | NoSettings | 0 | 0 | 0 | 0 | 0 | 0 | 0 | 0 | 0 | 0 | 0 | 0 | 0 | 0 | 0 | 0 | 0 | 0 | 0 | 0 | 0 | 0 | 0 | 0 | 0 | 0 | 0 | 0 | 0 | 0 | 0
Industrial Sector Energy Related Emissions before CCS[biomass if,other machinery 28,OC] | NoSettings | 0 | 0 | 0 | 0 | 0 | 0 | 0 | 0 | 0 | 0 | 0 | 0 | 0 | 0 | 0 | 0 | 0 | 0 | 0 | 0 | 0 | 0 | 0 | 0 | 0 | 0 | 0 | 0 | 0 | 0 | 0
Industrial Sector Energy Related Emissions before CCS[biomass if,other machinery 28,CH4] | NoSettings | 0 | 0 | 0 | 0 | 0 | 0 | 0 | 0 | 0 | 0 | 0 | 0 | 0 | 0 | 0 | 0 | 0 | 0 | 0 | 0 | 0 | 0 | 0 | 0 | 0 | 0 | 0 | 0 | 0 | 0 | 0
Industrial Sector Energy Related Emissions before CCS[biomass if,other machinery 28,N2O] | NoSettings | 0 | 0 | 0 | 0 | 0 | 0 | 0 | 0 | 0 | 0 | 0 | 0 | 0 | 0 | 0 | 0 | 0 | 0 | 0 | 0 | 0 | 0 | 0 | 0 | 0 | 0 | 0 | 0 | 0 | 0 | 0
Industrial Sector Energy Related Emissions before CCS[biomass if,other machinery 28,F gases] | NoSettings | 0 | 0 | 0 | 0 | 0 | 0 | 0 | 0 | 0 | 0 | 0 | 0 | 0 | 0 | 0 | 0 | 0 | 0 | 0 | 0 | 0 | 0 | 0 | 0 | 0 | 0 | 0 | 0 | 0 | 0 | 0
Industrial Sector Energy Related Emissions before CCS[biomass if,road vehicles 29,CO2] | NoSettings | 0 | 0 | 0 | 0 | 0 | 0 | 0 | 0 | 0 | 0 | 0 | 0 | 0 | 0 | 0 | 0 | 0 | 0 | 0 | 0 | 0 | 0 | 0 | 0 | 0 | 0 | 0 | 0 | 0 | 0 | 0
Industrial Sector Energy Related Emissions before CCS[biomass if,road vehicles 29,VOC] | NoSettings | 0 | 0 | 0 | 0 | 0 | 0 | 0 | 0 | 0 | 0 | 0 | 0 | 0 | 0 | 0 | 0 | 0 | 0 | 0 | 0 | 0 | 0 | 0 | 0 | 0 | 0 | 0 | 0 | 0 | 0 | 0
Industrial Sector Energy Related Emissions before CCS[biomass if,road vehicles 29,CO] | NoSettings | 0 | 0 | 0 | 0 | 0 | 0 | 0 | 0 | 0 | 0 | 0 | 0 | 0 | 0 | 0 | 0 | 0 | 0 | 0 | 0 | 0 | 0 | 0 | 0 | 0 | 0 | 0 | 0 | 0 | 0 | 0
Industrial Sector Energy Related Emissions before CCS[biomass if,road vehicles 29,NOx] | NoSettings | 0 | 0 | 0 | 0 | 0 | 0 | 0 | 0 | 0 | 0 | 0 | 0 | 0 | 0 | 0 | 0 | 0 | 0 | 0 | 0 | 0 | 0 | 0 | 0 | 0 | 0 | 0 | 0 | 0 | 0 | 0
Industrial Sector Energy Related Emissions before CCS[biomass if,road vehicles 29,PM10] | NoSettings | 0 | 0 | 0 | 0 | 0 | 0 | 0 | 0 | 0 | 0 | 0 | 0 | 0 | 0 | 0 | 0 | 0 | 0 | 0 | 0 | 0 | 0 | 0 | 0 | 0 | 0 | 0 | 0 | 0 | 0 | 0
Industrial Sector Energy Related Emissions before CCS[biomass if,road vehicles 29,PM25] | NoSettings | 0 | 0 | 0 | 0 | 0 | 0 | 0 | 0 | 0 | 0 | 0 | 0 | 0 | 0 | 0 | 0 | 0 | 0 | 0 | 0 | 0 | 0 | 0 | 0 | 0 | 0 | 0 | 0 | 0 | 0 | 0
Industrial Sector Energy Related Emissions before CCS[biomass if,road vehicles 29,SOx] | NoSettings | 0 | 0 | 0 | 0 | 0 | 0 | 0 | 0 | 0 | 0 | 0 | 0 | 0 | 0 | 0 | 0 | 0 | 0 | 0 | 0 | 0 | 0 | 0 | 0 | 0 | 0 | 0 | 0 | 0 | 0 | 0
Industrial Sector Energy Related Emissions before CCS[biomass if,road vehicles 29,BC] | NoSettings | 0 | 0 | 0 | 0 | 0 | 0 | 0 | 0 | 0 | 0 | 0 | 0 | 0 | 0 | 0 | 0 | 0 | 0 | 0 | 0 | 0 | 0 | 0 | 0 | 0 | 0 | 0 | 0 | 0 | 0 | 0
Industrial Sector Energy Related Emissions before CCS[biomass if,road vehicles 29,OC] | NoSettings | 0 | 0 | 0 | 0 | 0 | 0 | 0 | 0 | 0 | 0 | 0 | 0 | 0 | 0 | 0 | 0 | 0 | 0 | 0 | 0 | 0 | 0 | 0 | 0 | 0 | 0 | 0 | 0 | 0 | 0 | 0
Industrial Sector Energy Related Emissions before CCS[biomass if,road vehicles 29,CH4] | NoSettings | 0 | 0 | 0 | 0 | 0 | 0 | 0 | 0 | 0 | 0 | 0 | 0 | 0 | 0 | 0 | 0 | 0 | 0 | 0 | 0 | 0 | 0 | 0 | 0 | 0 | 0 | 0 | 0 | 0 | 0 | 0
Industrial Sector Energy Related Emissions before CCS[biomass if,road vehicles 29,N2O] | NoSettings | 0 | 0 | 0 | 0 | 0 | 0 | 0 | 0 | 0 | 0 | 0 | 0 | 0 | 0 | 0 | 0 | 0 | 0 | 0 | 0 | 0 | 0 | 0 | 0 | 0 | 0 | 0 | 0 | 0 | 0 | 0
Industrial Sector Energy Related Emissions before CCS[biomass if,road vehicles 29,F gases] | NoSettings | 0 | 0 | 0 | 0 | 0 | 0 | 0 | 0 | 0 | 0 | 0 | 0 | 0 | 0 | 0 | 0 | 0 | 0 | 0 | 0 | 0 | 0 | 0 | 0 | 0 | 0 | 0 | 0 | 0 | 0 | 0
Industrial Sector Energy Related Emissions before CCS[biomass if,nonroad vehicles 30,CO2] | NoSettings | 0 | 0 | 0 | 0 | 0 | 0 | 0 | 0 | 0 | 0 | 0 | 0 | 0 | 0 | 0 | 0 | 0 | 0 | 0 | 0 | 0 | 0 | 0 | 0 | 0 | 0 | 0 | 0 | 0 | 0 | 0
Industrial Sector Energy Related Emissions before CCS[biomass if,nonroad vehicles 30,VOC] | NoSettings | 0 | 0 | 0 | 0 | 0 | 0 | 0 | 0 | 0 | 0 | 0 | 0 | 0 | 0 | 0 | 0 | 0 | 0 | 0 | 0 | 0 | 0 | 0 | 0 | 0 | 0 | 0 | 0 | 0 | 0 | 0
Industrial Sector Energy Related Emissions before CCS[biomass if,nonroad vehicles 30,CO] | NoSettings | 0 | 0 | 0 | 0 | 0 | 0 | 0 | 0 | 0 | 0 | 0 | 0 | 0 | 0 | 0 | 0 | 0 | 0 | 0 | 0 | 0 | 0 | 0 | 0 | 0 | 0 | 0 | 0 | 0 | 0 | 0
Industrial Sector Energy Related Emissions before CCS[biomass if,nonroad vehicles 30,NOx] | NoSettings | 0 | 0 | 0 | 0 | 0 | 0 | 0 | 0 | 0 | 0 | 0 | 0 | 0 | 0 | 0 | 0 | 0 | 0 | 0 | 0 | 0 | 0 | 0 | 0 | 0 | 0 | 0 | 0 | 0 | 0 | 0
Industrial Sector Energy Related Emissions before CCS[biomass if,nonroad vehicles 30,PM10] | NoSettings | 0 | 0 | 0 | 0 | 0 | 0 | 0 | 0 | 0 | 0 | 0 | 0 | 0 | 0 | 0 | 0 | 0 | 0 | 0 | 0 | 0 | 0 | 0 | 0 | 0 | 0 | 0 | 0 | 0 | 0 | 0
Industrial Sector Energy Related Emissions before CCS[biomass if,nonroad vehicles 30,PM25] | NoSettings | 0 | 0 | 0 | 0 | 0 | 0 | 0 | 0 | 0 | 0 | 0 | 0 | 0 | 0 | 0 | 0 | 0 | 0 | 0 | 0 | 0 | 0 | 0 | 0 | 0 | 0 | 0 | 0 | 0 | 0 | 0
Industrial Sector Energy Related Emissions before CCS[biomass if,nonroad vehicles 30,SOx] | NoSettings | 0 | 0 | 0 | 0 | 0 | 0 | 0 | 0 | 0 | 0 | 0 | 0 | 0 | 0 | 0 | 0 | 0 | 0 | 0 | 0 | 0 | 0 | 0 | 0 | 0 | 0 | 0 | 0 | 0 | 0 | 0
Industrial Sector Energy Related Emissions before CCS[biomass if,nonroad vehicles 30,BC] | NoSettings | 0 | 0 | 0 | 0 | 0 | 0 | 0 | 0 | 0 | 0 | 0 | 0 | 0 | 0 | 0 | 0 | 0 | 0 | 0 | 0 | 0 | 0 | 0 | 0 | 0 | 0 | 0 | 0 | 0 | 0 | 0
Industrial Sector Energy Related Emissions before CCS[biomass if,nonroad vehicles 30,OC] | NoSettings | 0 | 0 | 0 | 0 | 0 | 0 | 0 | 0 | 0 | 0 | 0 | 0 | 0 | 0 | 0 | 0 | 0 | 0 | 0 | 0 | 0 | 0 | 0 | 0 | 0 | 0 | 0 | 0 | 0 | 0 | 0
Industrial Sector Energy Related Emissions before CCS[biomass if,nonroad vehicles 30,CH4] | NoSettings | 0 | 0 | 0 | 0 | 0 | 0 | 0 | 0 | 0 | 0 | 0 | 0 | 0 | 0 | 0 | 0 | 0 | 0 | 0 | 0 | 0 | 0 | 0 | 0 | 0 | 0 | 0 | 0 | 0 | 0 | 0
Industrial Sector Energy Related Emissions before CCS[biomass if,nonroad vehicles 30,N2O] | NoSettings | 0 | 0 | 0 | 0 | 0 | 0 | 0 | 0 | 0 | 0 | 0 | 0 | 0 | 0 | 0 | 0 | 0 | 0 | 0 | 0 | 0 | 0 | 0 | 0 | 0 | 0 | 0 | 0 | 0 | 0 | 0
Industrial Sector Energy Related Emissions before CCS[biomass if,nonroad vehicles 30,F gases] | NoSettings | 0 | 0 | 0 | 0 | 0 | 0 | 0 | 0 | 0 | 0 | 0 | 0 | 0 | 0 | 0 | 0 | 0 | 0 | 0 | 0 | 0 | 0 | 0 | 0 | 0 | 0 | 0 | 0 | 0 | 0 | 0
Industrial Sector Energy Related Emissions before CCS[biomass if,other manufacturing 31T33,CO2] | NoSettings | 0 | 0 | 0 | 0 | 0 | 0 | 0 | 0 | 0 | 0 | 0 | 0 | 0 | 0 | 0 | 0 | 0 | 0 | 0 | 0 | 0 | 0 | 0 | 0 | 0 | 0 | 0 | 0 | 0 | 0 | 0
Industrial Sector Energy Related Emissions before CCS[biomass if,other manufacturing 31T33,VOC] | NoSettings | 0 | 0 | 0 | 0 | 0 | 0 | 0 | 0 | 0 | 0 | 0 | 0 | 0 | 0 | 0 | 0 | 0 | 0 | 0 | 0 | 0 | 0 | 0 | 0 | 0 | 0 | 0 | 0 | 0 | 0 | 0
Industrial Sector Energy Related Emissions before CCS[biomass if,other manufacturing 31T33,CO] | NoSettings | 0 | 0 | 0 | 0 | 0 | 0 | 0 | 0 | 0 | 0 | 0 | 0 | 0 | 0 | 0 | 0 | 0 | 0 | 0 | 0 | 0 | 0 | 0 | 0 | 0 | 0 | 0 | 0 | 0 | 0 | 0
Industrial Sector Energy Related Emissions before CCS[biomass if,other manufacturing 31T33,NOx] | NoSettings | 0 | 0 | 0 | 0 | 0 | 0 | 0 | 0 | 0 | 0 | 0 | 0 | 0 | 0 | 0 | 0 | 0 | 0 | 0 | 0 | 0 | 0 | 0 | 0 | 0 | 0 | 0 | 0 | 0 | 0 | 0
Industrial Sector Energy Related Emissions before CCS[biomass if,other manufacturing 31T33,PM10] | NoSettings | 0 | 0 | 0 | 0 | 0 | 0 | 0 | 0 | 0 | 0 | 0 | 0 | 0 | 0 | 0 | 0 | 0 | 0 | 0 | 0 | 0 | 0 | 0 | 0 | 0 | 0 | 0 | 0 | 0 | 0 | 0
Industrial Sector Energy Related Emissions before CCS[biomass if,other manufacturing 31T33,PM25] | NoSettings | 0 | 0 | 0 | 0 | 0 | 0 | 0 | 0 | 0 | 0 | 0 | 0 | 0 | 0 | 0 | 0 | 0 | 0 | 0 | 0 | 0 | 0 | 0 | 0 | 0 | 0 | 0 | 0 | 0 | 0 | 0
Industrial Sector Energy Related Emissions before CCS[biomass if,other manufacturing 31T33,SOx] | NoSettings | 0 | 0 | 0 | 0 | 0 | 0 | 0 | 0 | 0 | 0 | 0 | 0 | 0 | 0 | 0 | 0 | 0 | 0 | 0 | 0 | 0 | 0 | 0 | 0 | 0 | 0 | 0 | 0 | 0 | 0 | 0
Industrial Sector Energy Related Emissions before CCS[biomass if,other manufacturing 31T33,BC] | NoSettings | 0 | 0 | 0 | 0 | 0 | 0 | 0 | 0 | 0 | 0 | 0 | 0 | 0 | 0 | 0 | 0 | 0 | 0 | 0 | 0 | 0 | 0 | 0 | 0 | 0 | 0 | 0 | 0 | 0 | 0 | 0
Industrial Sector Energy Related Emissions before CCS[biomass if,other manufacturing 31T33,OC] | NoSettings | 0 | 0 | 0 | 0 | 0 | 0 | 0 | 0 | 0 | 0 | 0 | 0 | 0 | 0 | 0 | 0 | 0 | 0 | 0 | 0 | 0 | 0 | 0 | 0 | 0 | 0 | 0 | 0 | 0 | 0 | 0
Industrial Sector Energy Related Emissions before CCS[biomass if,other manufacturing 31T33,CH4] | NoSettings | 0 | 0 | 0 | 0 | 0 | 0 | 0 | 0 | 0 | 0 | 0 | 0 | 0 | 0 | 0 | 0 | 0 | 0 | 0 | 0 | 0 | 0 | 0 | 0 | 0 | 0 | 0 | 0 | 0 | 0 | 0
Industrial Sector Energy Related Emissions before CCS[biomass if,other manufacturing 31T33,N2O] | NoSettings | 0 | 0 | 0 | 0 | 0 | 0 | 0 | 0 | 0 | 0 | 0 | 0 | 0 | 0 | 0 | 0 | 0 | 0 | 0 | 0 | 0 | 0 | 0 | 0 | 0 | 0 | 0 | 0 | 0 | 0 | 0
Industrial Sector Energy Related Emissions before CCS[biomass if,other manufacturing 31T33,F gases] | NoSettings | 0 | 0 | 0 | 0 | 0 | 0 | 0 | 0 | 0 | 0 | 0 | 0 | 0 | 0 | 0 | 0 | 0 | 0 | 0 | 0 | 0 | 0 | 0 | 0 | 0 | 0 | 0 | 0 | 0 | 0 | 0
Industrial Sector Energy Related Emissions before CCS[biomass if,energy pipelines and gas processing 352T353,CO2] | NoSettings | 0 | 0 | 0 | 0 | 0 | 0 | 0 | 0 | 0 | 0 | 0 | 0 | 0 | 0 | 0 | 0 | 0 | 0 | 0 | 0 | 0 | 0 | 0 | 0 | 0 | 0 | 0 | 0 | 0 | 0 | 0
Industrial Sector Energy Related Emissions before CCS[biomass if,energy pipelines and gas processing 352T353,VOC] | NoSettings | 0 | 217.238 | 229.663 | 230.723 | 215.644 | 198.924 | 184.541 | 184.011 | 182.609 | 182.632 | 178.465 | 174.306 | 177.2 | 178.97 | 181.374 | 183.503 | 186.365 | 184.129 | 179.664 | 176.388 | 173.347 | 170.721 | 168.943 | 167.574 | 164.996 | 164.393 | 162.542 | 162.876 | 162.637 | 162.837 | 163.56
Industrial Sector Energy Related Emissions before CCS[biomass if,energy pipelines and gas processing 352T353,CO] | NoSettings | 0 | 3444.72 | 3641.74 | 3658.55 | 3419.44 | 3154.32 | 2926.24 | 2917.85 | 2895.61 | 2895.97 | 2829.91 | 2763.95 | 2809.84 | 2837.9 | 2876.03 | 2909.79 | 2955.17 | 2919.71 | 2848.91 | 2796.97 | 2748.75 | 2707.11 | 2678.91 | 2657.2 | 2616.33 | 2606.77 | 2577.41 | 2582.72 | 2578.92 | 2582.1 | 2593.55
Industrial Sector Energy Related Emissions before CCS[biomass if,energy pipelines and gas processing 352T353,NOx] | NoSettings | 0 | 22683 | 23980.3 | 24091 | 22516.5 | 20770.7 | 19268.9 | 19213.6 | 19067.2 | 19069.5 | 18634.5 | 18200.2 | 18502.4 | 18687.2 | 18938.2 | 19160.6 | 19459.4 | 19225.9 | 18759.7 | 18417.7 | 18100.1 | 17825.9 | 17640.2 | 17497.3 | 17228.1 | 17165.2 | 16971.9 | 17006.8 | 16981.8 | 17002.7 | 17078.2
Industrial Sector Energy Related Emissions before CCS[biomass if,energy pipelines and gas processing 352T353,PM10] | NoSettings | 0 | 506.888 | 535.88 | 538.354 | 503.169 | 464.156 | 430.595 | 429.36 | 426.088 | 426.14 | 416.419 | 406.714 | 413.466 | 417.596 | 423.206 | 428.174 | 434.852 | 429.634 | 419.215 | 411.573 | 404.477 | 398.349 | 394.2 | 391.005 | 384.991 | 383.585 | 379.265 | 380.045 | 379.487 | 379.954 | 381.64
Industrial Sector Energy Related Emissions before CCS[biomass if,energy pipelines and gas processing 352T353,PM25] | NoSettings | 0 | 447.745 | 473.354 | 475.539 | 444.46 | 409.999 | 380.354 | 379.263 | 376.372 | 376.419 | 367.832 | 359.259 | 365.223 | 368.871 | 373.827 | 378.215 | 384.114 | 379.504 | 370.302 | 363.551 | 357.283 | 351.87 | 348.205 | 345.383 | 340.071 | 338.828 | 335.013 | 335.702 | 335.209 | 335.621 | 337.11
Industrial Sector Energy Related Emissions before CCS[biomass if,energy pipelines and gas processing 352T353,SOx] | NoSettings | 0 | 15366.3 | 16245.1 | 16320.1 | 15253.5 | 14070.8 | 13053.4 | 13016 | 12916.8 | 12918.4 | 12623.7 | 12329.5 | 12534.2 | 12659.4 | 12829.4 | 12980.1 | 13182.5 | 13024.3 | 12708.5 | 12476.8 | 12261.7 | 12075.9 | 11950.1 | 11853.3 | 11671 | 11628.3 | 11497.4 | 11521 | 11504.1 | 11518.3 | 11569.4
Industrial Sector Energy Related Emissions before CCS[biomass if,energy pipelines and gas processing 352T353,BC] | NoSettings | 0 | 61.7971 | 65.3317 | 65.6333 | 61.3437 | 56.5874 | 52.4959 | 52.3453 | 51.9464 | 51.9528 | 50.7677 | 49.5844 | 50.4076 | 50.9111 | 51.5951 | 52.2007 | 53.0149 | 52.3787 | 51.1085 | 50.1768 | 49.3118 | 48.5646 | 48.0588 | 47.6693 | 46.9361 | 46.7646 | 46.238 | 46.3331 | 46.265 | 46.322 | 46.5275
Industrial Sector Energy Related Emissions before CCS[biomass if,energy pipelines and gas processing 352T353,OC] | NoSettings | 0 | 145.963 | 154.311 | 155.023 | 144.892 | 133.657 | 123.993 | 123.638 | 122.695 | 122.711 | 119.911 | 117.117 | 119.061 | 120.25 | 121.866 | 123.296 | 125.219 | 123.716 | 120.717 | 118.516 | 116.473 | 114.708 | 113.513 | 112.593 | 110.861 | 110.456 | 109.212 | 109.437 | 109.276 | 109.411 | 109.896
Industrial Sector Energy Related Emissions before CCS[biomass if,energy pipelines and gas processing 352T353,CH4] | NoSettings | 0 | 0 | 0 | 0 | 0 | 0 | 0 | 0 | 0 | 0 | 0 | 0 | 0 | 0 | 0 | 0 | 0 | 0 | 0 | 0 | 0 | 0 | 0 | 0 | 0 | 0 | 0 | 0 | 0 | 0 | 0
Industrial Sector Energy Related Emissions before CCS[biomass if,energy pipelines and gas processing 352T353,N2O] | NoSettings | 0 | 0 | 0 | 0 | 0 | 0 | 0 | 0 | 0 | 0 | 0 | 0 | 0 | 0 | 0 | 0 | 0 | 0 | 0 | 0 | 0 | 0 | 0 | 0 | 0 | 0 | 0 | 0 | 0 | 0 | 0
Industrial Sector Energy Related Emissions before CCS[biomass if,energy pipelines and gas processing 352T353,F gases] | NoSettings | 0 | 0 | 0 | 0 | 0 | 0 | 0 | 0 | 0 | 0 | 0 | 0 | 0 | 0 | 0 | 0 | 0 | 0 | 0 | 0 | 0 | 0 | 0 | 0 | 0 | 0 | 0 | 0 | 0 | 0 | 0
Industrial Sector Energy Related Emissions before CCS[biomass if,water and waste 36T39,CO2] | NoSettings | 0 | 0 | 0 | 0 | 0 | 0 | 0 | 0 | 0 | 0 | 0 | 0 | 0 | 0 | 0 | 0 | 0 | 0 | 0 | 0 | 0 | 0 | 0 | 0 | 0 | 0 | 0 | 0 | 0 | 0 | 0
Industrial Sector Energy Related Emissions before CCS[biomass if,water and waste 36T39,VOC] | NoSettings | 0 | 0 | 0 | 0 | 0 | 0 | 0 | 0 | 0 | 0 | 0 | 0 | 0 | 0 | 0 | 0 | 0 | 0 | 0 | 0 | 0 | 0 | 0 | 0 | 0 | 0 | 0 | 0 | 0 | 0 | 0
Industrial Sector Energy Related Emissions before CCS[biomass if,water and waste 36T39,CO] | NoSettings | 0 | 0 | 0 | 0 | 0 | 0 | 0 | 0 | 0 | 0 | 0 | 0 | 0 | 0 | 0 | 0 | 0 | 0 | 0 | 0 | 0 | 0 | 0 | 0 | 0 | 0 | 0 | 0 | 0 | 0 | 0
Industrial Sector Energy Related Emissions before CCS[biomass if,water and waste 36T39,NOx] | NoSettings | 0 | 0 | 0 | 0 | 0 | 0 | 0 | 0 | 0 | 0 | 0 | 0 | 0 | 0 | 0 | 0 | 0 | 0 | 0 | 0 | 0 | 0 | 0 | 0 | 0 | 0 | 0 | 0 | 0 | 0 | 0
Industrial Sector Energy Related Emissions before CCS[biomass if,water and waste 36T39,PM10] | NoSettings | 0 | 0 | 0 | 0 | 0 | 0 | 0 | 0 | 0 | 0 | 0 | 0 | 0 | 0 | 0 | 0 | 0 | 0 | 0 | 0 | 0 | 0 | 0 | 0 | 0 | 0 | 0 | 0 | 0 | 0 | 0
Industrial Sector Energy Related Emissions before CCS[biomass if,water and waste 36T39,PM25] | NoSettings | 0 | 0 | 0 | 0 | 0 | 0 | 0 | 0 | 0 | 0 | 0 | 0 | 0 | 0 | 0 | 0 | 0 | 0 | 0 | 0 | 0 | 0 | 0 | 0 | 0 | 0 | 0 | 0 | 0 | 0 | 0
Industrial Sector Energy Related Emissions before CCS[biomass if,water and waste 36T39,SOx] | NoSettings | 0 | 0 | 0 | 0 | 0 | 0 | 0 | 0 | 0 | 0 | 0 | 0 | 0 | 0 | 0 | 0 | 0 | 0 | 0 | 0 | 0 | 0 | 0 | 0 | 0 | 0 | 0 | 0 | 0 | 0 | 0
Industrial Sector Energy Related Emissions before CCS[biomass if,water and waste 36T39,BC] | NoSettings | 0 | 0 | 0 | 0 | 0 | 0 | 0 | 0 | 0 | 0 | 0 | 0 | 0 | 0 | 0 | 0 | 0 | 0 | 0 | 0 | 0 | 0 | 0 | 0 | 0 | 0 | 0 | 0 | 0 | 0 | 0
Industrial Sector Energy Related Emissions before CCS[biomass if,water and waste 36T39,OC] | NoSettings | 0 | 0 | 0 | 0 | 0 | 0 | 0 | 0 | 0 | 0 | 0 | 0 | 0 | 0 | 0 | 0 | 0 | 0 | 0 | 0 | 0 | 0 | 0 | 0 | 0 | 0 | 0 | 0 | 0 | 0 | 0
Industrial Sector Energy Related Emissions before CCS[biomass if,water and waste 36T39,CH4] | NoSettings | 0 | 0 | 0 | 0 | 0 | 0 | 0 | 0 | 0 | 0 | 0 | 0 | 0 | 0 | 0 | 0 | 0 | 0 | 0 | 0 | 0 | 0 | 0 | 0 | 0 | 0 | 0 | 0 | 0 | 0 | 0
Industrial Sector Energy Related Emissions before CCS[biomass if,water and waste 36T39,N2O] | NoSettings | 0 | 0 | 0 | 0 | 0 | 0 | 0 | 0 | 0 | 0 | 0 | 0 | 0 | 0 | 0 | 0 | 0 | 0 | 0 | 0 | 0 | 0 | 0 | 0 | 0 | 0 | 0 | 0 | 0 | 0 | 0
Industrial Sector Energy Related Emissions before CCS[biomass if,water and waste 36T39,F gases] | NoSettings | 0 | 0 | 0 | 0 | 0 | 0 | 0 | 0 | 0 | 0 | 0 | 0 | 0 | 0 | 0 | 0 | 0 | 0 | 0 | 0 | 0 | 0 | 0 | 0 | 0 | 0 | 0 | 0 | 0 | 0 | 0
Industrial Sector Energy Related Emissions before CCS[biomass if,construction 41T43,CO2] | NoSettings | 0 | 0 | 0 | 0 | 0 | 0 | 0 | 0 | 0 | 0 | 0 | 0 | 0 | 0 | 0 | 0 | 0 | 0 | 0 | 0 | 0 | 0 | 0 | 0 | 0 | 0 | 0 | 0 | 0 | 0 | 0
Industrial Sector Energy Related Emissions before CCS[biomass if,construction 41T43,VOC] | NoSettings | 0 | 0 | 0 | 0 | 0 | 0 | 0 | 0 | 0 | 0 | 0 | 0 | 0 | 0 | 0 | 0 | 0 | 0 | 0 | 0 | 0 | 0 | 0 | 0 | 0 | 0 | 0 | 0 | 0 | 0 | 0
Industrial Sector Energy Related Emissions before CCS[biomass if,construction 41T43,CO] | NoSettings | 0 | 0 | 0 | 0 | 0 | 0 | 0 | 0 | 0 | 0 | 0 | 0 | 0 | 0 | 0 | 0 | 0 | 0 | 0 | 0 | 0 | 0 | 0 | 0 | 0 | 0 | 0 | 0 | 0 | 0 | 0
Industrial Sector Energy Related Emissions before CCS[biomass if,construction 41T43,NOx] | NoSettings | 0 | 0 | 0 | 0 | 0 | 0 | 0 | 0 | 0 | 0 | 0 | 0 | 0 | 0 | 0 | 0 | 0 | 0 | 0 | 0 | 0 | 0 | 0 | 0 | 0 | 0 | 0 | 0 | 0 | 0 | 0
Industrial Sector Energy Related Emissions before CCS[biomass if,construction 41T43,PM10] | NoSettings | 0 | 0 | 0 | 0 | 0 | 0 | 0 | 0 | 0 | 0 | 0 | 0 | 0 | 0 | 0 | 0 | 0 | 0 | 0 | 0 | 0 | 0 | 0 | 0 | 0 | 0 | 0 | 0 | 0 | 0 | 0
Industrial Sector Energy Related Emissions before CCS[biomass if,construction 41T43,PM25] | NoSettings | 0 | 0 | 0 | 0 | 0 | 0 | 0 | 0 | 0 | 0 | 0 | 0 | 0 | 0 | 0 | 0 | 0 | 0 | 0 | 0 | 0 | 0 | 0 | 0 | 0 | 0 | 0 | 0 | 0 | 0 | 0
Industrial Sector Energy Related Emissions before CCS[biomass if,construction 41T43,SOx] | NoSettings | 0 | 0 | 0 | 0 | 0 | 0 | 0 | 0 | 0 | 0 | 0 | 0 | 0 | 0 | 0 | 0 | 0 | 0 | 0 | 0 | 0 | 0 | 0 | 0 | 0 | 0 | 0 | 0 | 0 | 0 | 0
Industrial Sector Energy Related Emissions before CCS[biomass if,construction 41T43,BC] | NoSettings | 0 | 0 | 0 | 0 | 0 | 0 | 0 | 0 | 0 | 0 | 0 | 0 | 0 | 0 | 0 | 0 | 0 | 0 | 0 | 0 | 0 | 0 | 0 | 0 | 0 | 0 | 0 | 0 | 0 | 0 | 0
Industrial Sector Energy Related Emissions before CCS[biomass if,construction 41T43,OC] | NoSettings | 0 | 0 | 0 | 0 | 0 | 0 | 0 | 0 | 0 | 0 | 0 | 0 | 0 | 0 | 0 | 0 | 0 | 0 | 0 | 0 | 0 | 0 | 0 | 0 | 0 | 0 | 0 | 0 | 0 | 0 | 0
Industrial Sector Energy Related Emissions before CCS[biomass if,construction 41T43,CH4] | NoSettings | 0 | 0 | 0 | 0 | 0 | 0 | 0 | 0 | 0 | 0 | 0 | 0 | 0 | 0 | 0 | 0 | 0 | 0 | 0 | 0 | 0 | 0 | 0 | 0 | 0 | 0 | 0 | 0 | 0 | 0 | 0
Industrial Sector Energy Related Emissions before CCS[biomass if,construction 41T43,N2O] | NoSettings | 0 | 0 | 0 | 0 | 0 | 0 | 0 | 0 | 0 | 0 | 0 | 0 | 0 | 0 | 0 | 0 | 0 | 0 | 0 | 0 | 0 | 0 | 0 | 0 | 0 | 0 | 0 | 0 | 0 | 0 | 0
Industrial Sector Energy Related Emissions before CCS[biomass if,construction 41T43,F gases] | NoSettings | 0 | 0 | 0 | 0 | 0 | 0 | 0 | 0 | 0 | 0 | 0 | 0 | 0 | 0 | 0 | 0 | 0 | 0 | 0 | 0 | 0 | 0 | 0 | 0 | 0 | 0 | 0 | 0 | 0 | 0 | 0
Industrial Sector Energy Related Emissions before CCS[petroleum diesel if,agriculture and forestry 01T03,CO2] | NoSettings | 1860510000000 | 1840340000000 | 1820170000000 | 1800000000000 | 1779830000000 | 1759670000000 | 1739490000000 | 1719320000000 | 1699150000000 | 1678990000000 | 1658820000000 | 1638650000000 | 1618480000000 | 1598310000000 | 1578140000000 | 1557970000000 | 1537800000000 | 1517630000000 | 1497470000000 | 1477300000000 | 1457130000000 | 1436960000000 | 1416790000000 | 1396620000000 | 1376450000000 | 1356280000000 | 1336110000000 | 1315940000000 | 1295780000000 | 1275600000000 | 1255430000000
Industrial Sector Energy Related Emissions before CCS[petroleum diesel if,agriculture and forestry 01T03,VOC] | NoSettings | 18545600 | 18344600 | 18143500 | 17942400 | 17741400 | 17540400 | 17339300 | 17138300 | 16937200 | 16736200 | 16535100 | 16334100 | 16133000 | 15932000 | 15731000 | 15529900 | 15328800 | 15127800 | 14926800 | 14725700 | 14524700 | 14323600 | 14122500 | 13921600 | 13720500 | 13519400 | 13318400 | 13117300 | 12916300 | 12715300 | 12514200
Industrial Sector Energy Related Emissions before CCS[petroleum diesel if,agriculture and forestry 01T03,CO] | NoSettings | 483748000 | 478503000 | 473259000 | 468014000 | 462770000 | 457527000 | 452283000 | 447038000 | 441793000 | 436551000 | 431306000 | 426062000 | 420817000 | 415573000 | 410330000 | 405085000 | 399841000 | 394596000 | 389354000 | 384109000 | 378865000 | 373620000 | 368375000 | 363133000 | 357888000 | 352644000 | 347399000 | 342155000 | 336912000 | 331667000 | 326423000
Industrial Sector Energy Related Emissions before CCS[petroleum diesel if,agriculture and forestry 01T03,NOx] | NoSettings | 1248580000 | 1235040000 | 1221510000 | 1207970000 | 1194430000 | 1180900000 | 1167370000 | 1153830000 | 1140290000 | 1126760000 | 1113230000 | 1099690000 | 1086150000 | 1072620000 | 1059090000 | 1045550000 | 1032010000 | 1018480000 | 1004940000 | 991408000 | 977871000 | 964335000 | 950798000 | 937267000 | 923730000 | 910194000 | 896657000 | 883121000 | 869589000 | 856053000 | 842516000
Industrial Sector Energy Related Emissions before CCS[petroleum diesel if,agriculture and forestry 01T03,PM10] | NoSettings | 188283000 | 186241000 | 184200000 | 182159000 | 180118000 | 178077000 | 176036000 | 173994000 | 171953000 | 169913000 | 167871000 | 165830000 | 163789000 | 161748000 | 159707000 | 157666000 | 155625000 | 153583000 | 151543000 | 149502000 | 147460000 | 145419000 | 143378000 | 141337000 | 139296000 | 137255000 | 135213000 | 133172000 | 131132000 | 129090000 | 127049000
Industrial Sector Energy Related Emissions before CCS[petroleum diesel if,agriculture and forestry 01T03,PM25] | NoSettings | 126869000 | 125493000 | 124118000 | 122743000 | 121367000 | 119992000 | 118617000 | 117241000 | 115866000 | 114491000 | 113115000 | 111740000 | 110364000 | 108989000 | 107614000 | 106239000 | 104863000 | 103488000 | 102113000 | 100737000 | 99361900 | 97986500 | 96611000 | 95236100 | 93860600 | 92485200 | 91109700 | 89734300 | 88359300 | 86983900 | 85608400
Industrial Sector Energy Related Emissions before CCS[petroleum diesel if,agriculture and forestry 01T03,SOx] | NoSettings | 12570400 | 12434100 | 12297800 | 12161500 | 12025200 | 11889000 | 11752700 | 11616400 | 11480200 | 11343900 | 11207600 | 11071400 | 10935100 | 10798800 | 10662600 | 10526300 | 10390000 | 10253700 | 10117500 | 9981210 | 9844930 | 9708640 | 9572360 | 9436130 | 9299850 | 9163570 | 9027290 | 8891010 | 8754770 | 8618490 | 8482210
Industrial Sector Energy Related Emissions before CCS[petroleum diesel if,agriculture and forestry 01T03,BC] | NoSettings | 12694300 | 12556700 | 12419100 | 12281400 | 12143800 | 12006200 | 11868600 | 11731000 | 11593400 | 11455800 | 11318200 | 11180500 | 11042900 | 10905300 | 10767700 | 10630100 | 10492500 | 10354800 | 10217300 | 10079600 | 9942020 | 9804390 | 9666760 | 9529190 | 9391560 | 9253940 | 9116310 | 8978690 | 8841110 | 8703490 | 8565860
Industrial Sector Energy Related Emissions before CCS[petroleum diesel if,agriculture and forestry 01T03,OC] | NoSettings | 31711000 | 31367200 | 31023400 | 30679600 | 30335800 | 29992200 | 29648400 | 29304600 | 28960800 | 28617100 | 28273300 | 27929500 | 27585700 | 27241900 | 26898300 | 26554500 | 26210700 | 25866900 | 25523200 | 25179400 | 24835600 | 24491800 | 24148000 | 23804400 | 23460600 | 23116800 | 22773000 | 22429200 | 22085500 | 21741700 | 21397900
Industrial Sector Energy Related Emissions before CCS[petroleum diesel if,agriculture and forestry 01T03,CH4] | NoSettings | 74380800 | 73574400 | 72768000 | 71961600 | 71155200 | 70349100 | 69542700 | 68736300 | 67929900 | 67123800 | 66317400 | 65511000 | 64704600 | 63898200 | 63092100 | 62285700 | 61479300 | 60672900 | 59866800 | 59060400 | 58254000 | 57447600 | 56641200 | 55835100 | 55028700 | 54222300 | 53415900 | 52609500 | 51803400 | 50997000 | 50190600
Industrial Sector Energy Related Emissions before CCS[petroleum diesel if,agriculture and forestry 01T03,N2O] | NoSettings | 14876200 | 14714900 | 14553600 | 14392300 | 14231000 | 14069800 | 13908500 | 13747300 | 13586000 | 13424800 | 13263500 | 13102200 | 12940900 | 12779600 | 12618400 | 12457100 | 12295900 | 12134600 | 11973400 | 11812100 | 11650800 | 11489500 | 11328200 | 11167000 | 11005700 | 10844500 | 10683200 | 10521900 | 10360700 | 10199400 | 10038100
Industrial Sector Energy Related Emissions before CCS[petroleum diesel if,agriculture and forestry 01T03,F gases] | NoSettings | 0 | 0 | 0 | 0 | 0 | 0 | 0 | 0 | 0 | 0 | 0 | 0 | 0 | 0 | 0 | 0 | 0 | 0 | 0 | 0 | 0 | 0 | 0 | 0 | 0 | 0 | 0 | 0 | 0 | 0 | 0
Industrial Sector Energy Related Emissions before CCS[petroleum diesel if,coal mining 05,CO2] | NoSettings | 0 | 0 | 0 | 0 | 0 | 0 | 0 | 0 | 0 | 0 | 0 | 0 | 0 | 0 | 0 | 0 | 0 | 0 | 0 | 0 | 0 | 0 | 0 | 0 | 0 | 0 | 0 | 0 | 0 | 0 | 0
Industrial Sector Energy Related Emissions before CCS[petroleum diesel if,coal mining 05,VOC] | NoSettings | 0 | 0 | 0 | 0 | 0 | 0 | 0 | 0 | 0 | 0 | 0 | 0 | 0 | 0 | 0 | 0 | 0 | 0 | 0 | 0 | 0 | 0 | 0 | 0 | 0 | 0 | 0 | 0 | 0 | 0 | 0
Industrial Sector Energy Related Emissions before CCS[petroleum diesel if,coal mining 05,CO] | NoSettings | 0 | 0 | 0 | 0 | 0 | 0 | 0 | 0 | 0 | 0 | 0 | 0 | 0 | 0 | 0 | 0 | 0 | 0 | 0 | 0 | 0 | 0 | 0 | 0 | 0 | 0 | 0 | 0 | 0 | 0 | 0
Industrial Sector Energy Related Emissions before CCS[petroleum diesel if,coal mining 05,NOx] | NoSettings | 0 | 0 | 0 | 0 | 0 | 0 | 0 | 0 | 0 | 0 | 0 | 0 | 0 | 0 | 0 | 0 | 0 | 0 | 0 | 0 | 0 | 0 | 0 | 0 | 0 | 0 | 0 | 0 | 0 | 0 | 0
Industrial Sector Energy Related Emissions before CCS[petroleum diesel if,coal mining 05,PM10] | NoSettings | 0 | 0 | 0 | 0 | 0 | 0 | 0 | 0 | 0 | 0 | 0 | 0 | 0 | 0 | 0 | 0 | 0 | 0 | 0 | 0 | 0 | 0 | 0 | 0 | 0 | 0 | 0 | 0 | 0 | 0 | 0
Industrial Sector Energy Related Emissions before CCS[petroleum diesel if,coal mining 05,PM25] | NoSettings | 0 | 0 | 0 | 0 | 0 | 0 | 0 | 0 | 0 | 0 | 0 | 0 | 0 | 0 | 0 | 0 | 0 | 0 | 0 | 0 | 0 | 0 | 0 | 0 | 0 | 0 | 0 | 0 | 0 | 0 | 0
Industrial Sector Energy Related Emissions before CCS[petroleum diesel if,coal mining 05,SOx] | NoSettings | 0 | 0 | 0 | 0 | 0 | 0 | 0 | 0 | 0 | 0 | 0 | 0 | 0 | 0 | 0 | 0 | 0 | 0 | 0 | 0 | 0 | 0 | 0 | 0 | 0 | 0 | 0 | 0 | 0 | 0 | 0
Industrial Sector Energy Related Emissions before CCS[petroleum diesel if,coal mining 05,BC] | NoSettings | 0 | 0 | 0 | 0 | 0 | 0 | 0 | 0 | 0 | 0 | 0 | 0 | 0 | 0 | 0 | 0 | 0 | 0 | 0 | 0 | 0 | 0 | 0 | 0 | 0 | 0 | 0 | 0 | 0 | 0 | 0
Industrial Sector Energy Related Emissions before CCS[petroleum diesel if,coal mining 05,OC] | NoSettings | 0 | 0 | 0 | 0 | 0 | 0 | 0 | 0 | 0 | 0 | 0 | 0 | 0 | 0 | 0 | 0 | 0 | 0 | 0 | 0 | 0 | 0 | 0 | 0 | 0 | 0 | 0 | 0 | 0 | 0 | 0
Industrial Sector Energy Related Emissions before CCS[petroleum diesel if,coal mining 05,CH4] | NoSettings | 0 | 0 | 0 | 0 | 0 | 0 | 0 | 0 | 0 | 0 | 0 | 0 | 0 | 0 | 0 | 0 | 0 | 0 | 0 | 0 | 0 | 0 | 0 | 0 | 0 | 0 | 0 | 0 | 0 | 0 | 0
Industrial Sector Energy Related Emissions before CCS[petroleum diesel if,coal mining 05,N2O] | NoSettings | 0 | 0 | 0 | 0 | 0 | 0 | 0 | 0 | 0 | 0 | 0 | 0 | 0 | 0 | 0 | 0 | 0 | 0 | 0 | 0 | 0 | 0 | 0 | 0 | 0 | 0 | 0 | 0 | 0 | 0 | 0
Industrial Sector Energy Related Emissions before CCS[petroleum diesel if,coal mining 05,F gases] | NoSettings | 0 | 0 | 0 | 0 | 0 | 0 | 0 | 0 | 0 | 0 | 0 | 0 | 0 | 0 | 0 | 0 | 0 | 0 | 0 | 0 | 0 | 0 | 0 | 0 | 0 | 0 | 0 | 0 | 0 | 0 | 0
Industrial Sector Energy Related Emissions before CCS[petroleum diesel if,oil and gas extraction 06,CO2] | NoSettings | 129455000000 | 118441000000 | 117730000000 | 121202000000 | 121893000000 | 124046000000 | 123219000000 | 121357000000 | 120693000000 | 117832000000 | 114552000000 | 112791000000 | 110370000000 | 109797000000 | 109324000000 | 107562000000 | 105478000000 | 104543000000 | 103894000000 | 102941000000 | 100791000000 | 98445000000 | 96709300000 | 95573200000 | 94941400000 | 94172900000 | 92874800000 | 91843700000 | 90812700000 | 89781600000 | 88750600000
Industrial Sector Energy Related Emissions before CCS[petroleum diesel if,oil and gas extraction 06,VOC] | NoSettings | 1290410 | 1180620 | 1173540 | 1208140 | 1215030 | 1236490 | 1228250 | 1209690 | 1203070 | 1174550 | 1141850 | 1124300 | 1100170 | 1094460 | 1089750 | 1072180 | 1051400 | 1042090 | 1035620 | 1026120 | 1004690 | 981301 | 964000 | 952675 | 946377 | 938718 | 925777 | 915500 | 905222 | 894945 | 884667
Industrial Sector Energy Related Emissions before CCS[petroleum diesel if,oil and gas extraction 06,CO] | NoSettings | 33659400 | 30795600 | 30610800 | 31513400 | 31693100 | 32252900 | 32037800 | 31553800 | 31381100 | 30637300 | 29784300 | 29326600 | 28697000 | 28548100 | 28425200 | 27967100 | 27425100 | 27182100 | 27013400 | 26765600 | 26206600 | 25596500 | 25145200 | 24849800 | 24685500 | 24485700 | 24148200 | 23880100 | 23612000 | 23343900 | 23075900
Industrial Sector Energy Related Emissions before CCS[petroleum diesel if,oil and gas extraction 06,NOx] | NoSettings | 86876800 | 79485100 | 79008200 | 81337800 | 81801600 | 83246400 | 82691500 | 81442100 | 80996400 | 79076700 | 76875000 | 75693600 | 74068500 | 73684300 | 73367000 | 72184600 | 70785600 | 70158600 | 69723000 | 69083500 | 67640700 | 66066000 | 64901200 | 64138700 | 63714700 | 63199000 | 62327800 | 61635900 | 60944000 | 60252000 | 59560100
Industrial Sector Energy Related Emissions before CCS[petroleum diesel if,oil and gas extraction 06,PM10] | NoSettings | 13100800 | 11986100 | 11914200 | 12265500 | 12335500 | 12553300 | 12469700 | 12281200 | 12214000 | 11924600 | 11592500 | 11414400 | 11169300 | 11111400 | 11063500 | 10885200 | 10674300 | 10579700 | 10514000 | 10417600 | 10200000 | 9962570 | 9786920 | 9671950 | 9608000 | 9530240 | 9398870 | 9294520 | 9190180 | 9085840 | 8981500
Industrial Sector Energy Related Emissions before CCS[petroleum diesel if,oil and gas extraction 06,PM25] | NoSettings | 8827590 | 8076520 | 8028060 | 8264770 | 8311900 | 8458710 | 8402320 | 8275370 | 8230080 | 8035020 | 7811310 | 7691260 | 7526130 | 7487090 | 7454850 | 7334710 | 7192560 | 7128850 | 7084590 | 7019600 | 6873000 | 6712990 | 6594640 | 6517160 | 6474080 | 6421680 | 6333160 | 6262850 | 6192540 | 6122230 | 6051930
Industrial Sector Energy Related Emissions before CCS[petroleum diesel if,oil and gas extraction 06,SOx] | NoSettings | 874651 | 800234 | 795432 | 818886 | 823556 | 838101 | 832514 | 819936 | 815449 | 796122 | 773956 | 762062 | 745701 | 741832 | 738638 | 726734 | 712649 | 706337 | 701952 | 695513 | 680987 | 665133 | 653406 | 645730 | 641461 | 636270 | 627499 | 620533 | 613566 | 606600 | 599634
Industrial Sector Energy Related Emissions before CCS[petroleum diesel if,oil and gas extraction 06,BC] | NoSettings | 883277 | 808125 | 803277 | 826962 | 831677 | 846367 | 840724 | 828022 | 823491 | 803973 | 781588 | 769577 | 753055 | 749148 | 745923 | 733901 | 719677 | 713303 | 708874 | 702372 | 687703 | 671693 | 659850 | 652099 | 647788 | 642545 | 633687 | 626652 | 619617 | 612582 | 605548
Industrial Sector Energy Related Emissions before CCS[petroleum diesel if,oil and gas extraction 06,OC] | NoSettings | 2206470 | 2018740 | 2006620 | 2065790 | 2077570 | 2114260 | 2100170 | 2068440 | 2057120 | 2008360 | 1952440 | 1922440 | 1881170 | 1871410 | 1863350 | 1833320 | 1797790 | 1781860 | 1770800 | 1754560 | 1717910 | 1677920 | 1648340 | 1628970 | 1618200 | 1605110 | 1582980 | 1565410 | 1547830 | 1530260 | 1512690
Industrial Sector Energy Related Emissions before CCS[petroleum diesel if,oil and gas extraction 06,CH4] | NoSettings | 5175450 | 4735110 | 4706700 | 4845480 | 4873110 | 4959180 | 4926120 | 4851690 | 4825140 | 4710780 | 4579620 | 4509240 | 4412430 | 4389540 | 4370640 | 4300200 | 4216860 | 4179510 | 4153560 | 4115460 | 4029510 | 3935700 | 3866310 | 3820890 | 3795630 | 3764910 | 3713010 | 3671790 | 3630570 | 3589350 | 3548130
Industrial Sector Energy Related Emissions before CCS[petroleum diesel if,oil and gas extraction 06,N2O] | NoSettings | 1035090 | 947022 | 941340 | 969096 | 974622 | 991836 | 985224 | 970338 | 965028 | 942156 | 915924 | 901848 | 882486 | 877908 | 874128 | 860040 | 843372 | 835902 | 830712 | 823092 | 805902 | 787140 | 773262 | 764178 | 759126 | 752982 | 742602 | 734358 | 726114 | 717870 | 709626
Industrial Sector Energy Related Emissions before CCS[petroleum diesel if,oil and gas extraction 06,F gases] | NoSettings | 0 | 0 | 0 | 0 | 0 | 0 | 0 | 0 | 0 | 0 | 0 | 0 | 0 | 0 | 0 | 0 | 0 | 0 | 0 | 0 | 0 | 0 | 0 | 0 | 0 | 0 | 0 | 0 | 0 | 0 | 0
Industrial Sector Energy Related Emissions before CCS[petroleum diesel if,other mining and quarrying 07T08,CO2] | NoSettings | 0 | 0 | 0 | 0 | 0 | 0 | 0 | 0 | 0 | 0 | 0 | 0 | 0 | 0 | 0 | 0 | 0 | 0 | 0 | 0 | 0 | 0 | 0 | 0 | 0 | 0 | 0 | 0 | 0 | 0 | 0
Industrial Sector Energy Related Emissions before CCS[petroleum diesel if,other mining and quarrying 07T08,VOC] | NoSettings | 0 | 0 | 0 | 0 | 0 | 0 | 0 | 0 | 0 | 0 | 0 | 0 | 0 | 0 | 0 | 0 | 0 | 0 | 0 | 0 | 0 | 0 | 0 | 0 | 0 | 0 | 0 | 0 | 0 | 0 | 0
Industrial Sector Energy Related Emissions before CCS[petroleum diesel if,other mining and quarrying 07T08,CO] | NoSettings | 0 | 0 | 0 | 0 | 0 | 0 | 0 | 0 | 0 | 0 | 0 | 0 | 0 | 0 | 0 | 0 | 0 | 0 | 0 | 0 | 0 | 0 | 0 | 0 | 0 | 0 | 0 | 0 | 0 | 0 | 0
Industrial Sector Energy Related Emissions before CCS[petroleum diesel if,other mining and quarrying 07T08,NOx] | NoSettings | 0 | 0 | 0 | 0 | 0 | 0 | 0 | 0 | 0 | 0 | 0 | 0 | 0 | 0 | 0 | 0 | 0 | 0 | 0 | 0 | 0 | 0 | 0 | 0 | 0 | 0 | 0 | 0 | 0 | 0 | 0
Industrial Sector Energy Related Emissions before CCS[petroleum diesel if,other mining and quarrying 07T08,PM10] | NoSettings | 0 | 0 | 0 | 0 | 0 | 0 | 0 | 0 | 0 | 0 | 0 | 0 | 0 | 0 | 0 | 0 | 0 | 0 | 0 | 0 | 0 | 0 | 0 | 0 | 0 | 0 | 0 | 0 | 0 | 0 | 0
Industrial Sector Energy Related Emissions before CCS[petroleum diesel if,other mining and quarrying 07T08,PM25] | NoSettings | 0 | 0 | 0 | 0 | 0 | 0 | 0 | 0 | 0 | 0 | 0 | 0 | 0 | 0 | 0 | 0 | 0 | 0 | 0 | 0 | 0 | 0 | 0 | 0 | 0 | 0 | 0 | 0 | 0 | 0 | 0
Industrial Sector Energy Related Emissions before CCS[petroleum diesel if,other mining and quarrying 07T08,SOx] | NoSettings | 0 | 0 | 0 | 0 | 0 | 0 | 0 | 0 | 0 | 0 | 0 | 0 | 0 | 0 | 0 | 0 | 0 | 0 | 0 | 0 | 0 | 0 | 0 | 0 | 0 | 0 | 0 | 0 | 0 | 0 | 0
Industrial Sector Energy Related Emissions before CCS[petroleum diesel if,other mining and quarrying 07T08,BC] | NoSettings | 0 | 0 | 0 | 0 | 0 | 0 | 0 | 0 | 0 | 0 | 0 | 0 | 0 | 0 | 0 | 0 | 0 | 0 | 0 | 0 | 0 | 0 | 0 | 0 | 0 | 0 | 0 | 0 | 0 | 0 | 0
Industrial Sector Energy Related Emissions before CCS[petroleum diesel if,other mining and quarrying 07T08,OC] | NoSettings | 0 | 0 | 0 | 0 | 0 | 0 | 0 | 0 | 0 | 0 | 0 | 0 | 0 | 0 | 0 | 0 | 0 | 0 | 0 | 0 | 0 | 0 | 0 | 0 | 0 | 0 | 0 | 0 | 0 | 0 | 0
Industrial Sector Energy Related Emissions before CCS[petroleum diesel if,other mining and quarrying 07T08,CH4] | NoSettings | 0 | 0 | 0 | 0 | 0 | 0 | 0 | 0 | 0 | 0 | 0 | 0 | 0 | 0 | 0 | 0 | 0 | 0 | 0 | 0 | 0 | 0 | 0 | 0 | 0 | 0 | 0 | 0 | 0 | 0 | 0
Industrial Sector Energy Related Emissions before CCS[petroleum diesel if,other mining and quarrying 07T08,N2O] | NoSettings | 0 | 0 | 0 | 0 | 0 | 0 | 0 | 0 | 0 | 0 | 0 | 0 | 0 | 0 | 0 | 0 | 0 | 0 | 0 | 0 | 0 | 0 | 0 | 0 | 0 | 0 | 0 | 0 | 0 | 0 | 0
Industrial Sector Energy Related Emissions before CCS[petroleum diesel if,other mining and quarrying 07T08,F gases] | NoSettings | 0 | 0 | 0 | 0 | 0 | 0 | 0 | 0 | 0 | 0 | 0 | 0 | 0 | 0 | 0 | 0 | 0 | 0 | 0 | 0 | 0 | 0 | 0 | 0 | 0 | 0 | 0 | 0 | 0 | 0 | 0
Industrial Sector Energy Related Emissions before CCS[petroleum diesel if,food beverage and tobacco 10T12,CO2] | NoSettings | 0 | 0 | 0 | 0 | 0 | 0 | 0 | 0 | 0 | 0 | 0 | 0 | 0 | 0 | 0 | 0 | 0 | 0 | 0 | 0 | 0 | 0 | 0 | 0 | 0 | 0 | 0 | 0 | 0 | 0 | 0
Industrial Sector Energy Related Emissions before CCS[petroleum diesel if,food beverage and tobacco 10T12,VOC] | NoSettings | 0 | 0 | 0 | 0 | 0 | 0 | 0 | 0 | 0 | 0 | 0 | 0 | 0 | 0 | 0 | 0 | 0 | 0 | 0 | 0 | 0 | 0 | 0 | 0 | 0 | 0 | 0 | 0 | 0 | 0 | 0
Industrial Sector Energy Related Emissions before CCS[petroleum diesel if,food beverage and tobacco 10T12,CO] | NoSettings | 0 | 0 | 0 | 0 | 0 | 0 | 0 | 0 | 0 | 0 | 0 | 0 | 0 | 0 | 0 | 0 | 0 | 0 | 0 | 0 | 0 | 0 | 0 | 0 | 0 | 0 | 0 | 0 | 0 | 0 | 0
Industrial Sector Energy Related Emissions before CCS[petroleum diesel if,food beverage and tobacco 10T12,NOx] | NoSettings | 0 | 0 | 0 | 0 | 0 | 0 | 0 | 0 | 0 | 0 | 0 | 0 | 0 | 0 | 0 | 0 | 0 | 0 | 0 | 0 | 0 | 0 | 0 | 0 | 0 | 0 | 0 | 0 | 0 | 0 | 0
Industrial Sector Energy Related Emissions before CCS[petroleum diesel if,food beverage and tobacco 10T12,PM10] | NoSettings | 0 | 0 | 0 | 0 | 0 | 0 | 0 | 0 | 0 | 0 | 0 | 0 | 0 | 0 | 0 | 0 | 0 | 0 | 0 | 0 | 0 | 0 | 0 | 0 | 0 | 0 | 0 | 0 | 0 | 0 | 0
Industrial Sector Energy Related Emissions before CCS[petroleum diesel if,food beverage and tobacco 10T12,PM25] | NoSettings | 0 | 0 | 0 | 0 | 0 | 0 | 0 | 0 | 0 | 0 | 0 | 0 | 0 | 0 | 0 | 0 | 0 | 0 | 0 | 0 | 0 | 0 | 0 | 0 | 0 | 0 | 0 | 0 | 0 | 0 | 0
Industrial Sector Energy Related Emissions before CCS[petroleum diesel if,food beverage and tobacco 10T12,SOx] | NoSettings | 0 | 0 | 0 | 0 | 0 | 0 | 0 | 0 | 0 | 0 | 0 | 0 | 0 | 0 | 0 | 0 | 0 | 0 | 0 | 0 | 0 | 0 | 0 | 0 | 0 | 0 | 0 | 0 | 0 | 0 | 0
Industrial Sector Energy Related Emissions before CCS[petroleum diesel if,food beverage and tobacco 10T12,BC] | NoSettings | 0 | 0 | 0 | 0 | 0 | 0 | 0 | 0 | 0 | 0 | 0 | 0 | 0 | 0 | 0 | 0 | 0 | 0 | 0 | 0 | 0 | 0 | 0 | 0 | 0 | 0 | 0 | 0 | 0 | 0 | 0
Industrial Sector Energy Related Emissions before CCS[petroleum diesel if,food beverage and tobacco 10T12,OC] | NoSettings | 0 | 0 | 0 | 0 | 0 | 0 | 0 | 0 | 0 | 0 | 0 | 0 | 0 | 0 | 0 | 0 | 0 | 0 | 0 | 0 | 0 | 0 | 0 | 0 | 0 | 0 | 0 | 0 | 0 | 0 | 0
Industrial Sector Energy Related Emissions before CCS[petroleum diesel if,food beverage and tobacco 10T12,CH4] | NoSettings | 0 | 0 | 0 | 0 | 0 | 0 | 0 | 0 | 0 | 0 | 0 | 0 | 0 | 0 | 0 | 0 | 0 | 0 | 0 | 0 | 0 | 0 | 0 | 0 | 0 | 0 | 0 | 0 | 0 | 0 | 0
Industrial Sector Energy Related Emissions before CCS[petroleum diesel if,food beverage and tobacco 10T12,N2O] | NoSettings | 0 | 0 | 0 | 0 | 0 | 0 | 0 | 0 | 0 | 0 | 0 | 0 | 0 | 0 | 0 | 0 | 0 | 0 | 0 | 0 | 0 | 0 | 0 | 0 | 0 | 0 | 0 | 0 | 0 | 0 | 0
Industrial Sector Energy Related Emissions before CCS[petroleum diesel if,food beverage and tobacco 10T12,F gases] | NoSettings | 0 | 0 | 0 | 0 | 0 | 0 | 0 | 0 | 0 | 0 | 0 | 0 | 0 | 0 | 0 | 0 | 0 | 0 | 0 | 0 | 0 | 0 | 0 | 0 | 0 | 0 | 0 | 0 | 0 | 0 | 0
Industrial Sector Energy Related Emissions before CCS[petroleum diesel if,textiles apparel and leather 13T15,CO2] | NoSettings | 0 | 0 | 0 | 0 | 0 | 0 | 0 | 0 | 0 | 0 | 0 | 0 | 0 | 0 | 0 | 0 | 0 | 0 | 0 | 0 | 0 | 0 | 0 | 0 | 0 | 0 | 0 | 0 | 0 | 0 | 0
Industrial Sector Energy Related Emissions before CCS[petroleum diesel if,textiles apparel and leather 13T15,VOC] | NoSettings | 0 | 0 | 0 | 0 | 0 | 0 | 0 | 0 | 0 | 0 | 0 | 0 | 0 | 0 | 0 | 0 | 0 | 0 | 0 | 0 | 0 | 0 | 0 | 0 | 0 | 0 | 0 | 0 | 0 | 0 | 0
Industrial Sector Energy Related Emissions before CCS[petroleum diesel if,textiles apparel and leather 13T15,CO] | NoSettings | 0 | 0 | 0 | 0 | 0 | 0 | 0 | 0 | 0 | 0 | 0 | 0 | 0 | 0 | 0 | 0 | 0 | 0 | 0 | 0 | 0 | 0 | 0 | 0 | 0 | 0 | 0 | 0 | 0 | 0 | 0
Industrial Sector Energy Related Emissions before CCS[petroleum diesel if,textiles apparel and leather 13T15,NOx] | NoSettings | 0 | 0 | 0 | 0 | 0 | 0 | 0 | 0 | 0 | 0 | 0 | 0 | 0 | 0 | 0 | 0 | 0 | 0 | 0 | 0 | 0 | 0 | 0 | 0 | 0 | 0 | 0 | 0 | 0 | 0 | 0
Industrial Sector Energy Related Emissions before CCS[petroleum diesel if,textiles apparel and leather 13T15,PM10] | NoSettings | 0 | 0 | 0 | 0 | 0 | 0 | 0 | 0 | 0 | 0 | 0 | 0 | 0 | 0 | 0 | 0 | 0 | 0 | 0 | 0 | 0 | 0 | 0 | 0 | 0 | 0 | 0 | 0 | 0 | 0 | 0
Industrial Sector Energy Related Emissions before CCS[petroleum diesel if,textiles apparel and leather 13T15,PM25] | NoSettings | 0 | 0 | 0 | 0 | 0 | 0 | 0 | 0 | 0 | 0 | 0 | 0 | 0 | 0 | 0 | 0 | 0 | 0 | 0 | 0 | 0 | 0 | 0 | 0 | 0 | 0 | 0 | 0 | 0 | 0 | 0
Industrial Sector Energy Related Emissions before CCS[petroleum diesel if,textiles apparel and leather 13T15,SOx] | NoSettings | 0 | 0 | 0 | 0 | 0 | 0 | 0 | 0 | 0 | 0 | 0 | 0 | 0 | 0 | 0 | 0 | 0 | 0 | 0 | 0 | 0 | 0 | 0 | 0 | 0 | 0 | 0 | 0 | 0 | 0 | 0
Industrial Sector Energy Related Emissions before CCS[petroleum diesel if,textiles apparel and leather 13T15,BC] | NoSettings | 0 | 0 | 0 | 0 | 0 | 0 | 0 | 0 | 0 | 0 | 0 | 0 | 0 | 0 | 0 | 0 | 0 | 0 | 0 | 0 | 0 | 0 | 0 | 0 | 0 | 0 | 0 | 0 | 0 | 0 | 0
Industrial Sector Energy Related Emissions before CCS[petroleum diesel if,textiles apparel and leather 13T15,OC] | NoSettings | 0 | 0 | 0 | 0 | 0 | 0 | 0 | 0 | 0 | 0 | 0 | 0 | 0 | 0 | 0 | 0 | 0 | 0 | 0 | 0 | 0 | 0 | 0 | 0 | 0 | 0 | 0 | 0 | 0 | 0 | 0
Industrial Sector Energy Related Emissions before CCS[petroleum diesel if,textiles apparel and leather 13T15,CH4] | NoSettings | 0 | 0 | 0 | 0 | 0 | 0 | 0 | 0 | 0 | 0 | 0 | 0 | 0 | 0 | 0 | 0 | 0 | 0 | 0 | 0 | 0 | 0 | 0 | 0 | 0 | 0 | 0 | 0 | 0 | 0 | 0
Industrial Sector Energy Related Emissions before CCS[petroleum diesel if,textiles apparel and leather 13T15,N2O] | NoSettings | 0 | 0 | 0 | 0 | 0 | 0 | 0 | 0 | 0 | 0 | 0 | 0 | 0 | 0 | 0 | 0 | 0 | 0 | 0 | 0 | 0 | 0 | 0 | 0 | 0 | 0 | 0 | 0 | 0 | 0 | 0
Industrial Sector Energy Related Emissions before CCS[petroleum diesel if,textiles apparel and leather 13T15,F gases] | NoSettings | 0 | 0 | 0 | 0 | 0 | 0 | 0 | 0 | 0 | 0 | 0 | 0 | 0 | 0 | 0 | 0 | 0 | 0 | 0 | 0 | 0 | 0 | 0 | 0 | 0 | 0 | 0 | 0 | 0 | 0 | 0
Industrial Sector Energy Related Emissions before CCS[petroleum diesel if,wood products 16,CO2] | NoSettings | 0 | 0 | 0 | 0 | 0 | 0 | 0 | 0 | 0 | 0 | 0 | 0 | 0 | 0 | 0 | 0 | 0 | 0 | 0 | 0 | 0 | 0 | 0 | 0 | 0 | 0 | 0 | 0 | 0 | 0 | 0
Industrial Sector Energy Related Emissions before CCS[petroleum diesel if,wood products 16,VOC] | NoSettings | 0 | 0 | 0 | 0 | 0 | 0 | 0 | 0 | 0 | 0 | 0 | 0 | 0 | 0 | 0 | 0 | 0 | 0 | 0 | 0 | 0 | 0 | 0 | 0 | 0 | 0 | 0 | 0 | 0 | 0 | 0
Industrial Sector Energy Related Emissions before CCS[petroleum diesel if,wood products 16,CO] | NoSettings | 0 | 0 | 0 | 0 | 0 | 0 | 0 | 0 | 0 | 0 | 0 | 0 | 0 | 0 | 0 | 0 | 0 | 0 | 0 | 0 | 0 | 0 | 0 | 0 | 0 | 0 | 0 | 0 | 0 | 0 | 0
Industrial Sector Energy Related Emissions before CCS[petroleum diesel if,wood products 16,NOx] | NoSettings | 0 | 0 | 0 | 0 | 0 | 0 | 0 | 0 | 0 | 0 | 0 | 0 | 0 | 0 | 0 | 0 | 0 | 0 | 0 | 0 | 0 | 0 | 0 | 0 | 0 | 0 | 0 | 0 | 0 | 0 | 0
Industrial Sector Energy Related Emissions before CCS[petroleum diesel if,wood products 16,PM10] | NoSettings | 0 | 0 | 0 | 0 | 0 | 0 | 0 | 0 | 0 | 0 | 0 | 0 | 0 | 0 | 0 | 0 | 0 | 0 | 0 | 0 | 0 | 0 | 0 | 0 | 0 | 0 | 0 | 0 | 0 | 0 | 0
Industrial Sector Energy Related Emissions before CCS[petroleum diesel if,wood products 16,PM25] | NoSettings | 0 | 0 | 0 | 0 | 0 | 0 | 0 | 0 | 0 | 0 | 0 | 0 | 0 | 0 | 0 | 0 | 0 | 0 | 0 | 0 | 0 | 0 | 0 | 0 | 0 | 0 | 0 | 0 | 0 | 0 | 0
Industrial Sector Energy Related Emissions before CCS[petroleum diesel if,wood products 16,SOx] | NoSettings | 0 | 0 | 0 | 0 | 0 | 0 | 0 | 0 | 0 | 0 | 0 | 0 | 0 | 0 | 0 | 0 | 0 | 0 | 0 | 0 | 0 | 0 | 0 | 0 | 0 | 0 | 0 | 0 | 0 | 0 | 0
Industrial Sector Energy Related Emissions before CCS[petroleum diesel if,wood products 16,BC] | NoSettings | 0 | 0 | 0 | 0 | 0 | 0 | 0 | 0 | 0 | 0 | 0 | 0 | 0 | 0 | 0 | 0 | 0 | 0 | 0 | 0 | 0 | 0 | 0 | 0 | 0 | 0 | 0 | 0 | 0 | 0 | 0
Industrial Sector Energy Related Emissions before CCS[petroleum diesel if,wood products 16,OC] | NoSettings | 0 | 0 | 0 | 0 | 0 | 0 | 0 | 0 | 0 | 0 | 0 | 0 | 0 | 0 | 0 | 0 | 0 | 0 | 0 | 0 | 0 | 0 | 0 | 0 | 0 | 0 | 0 | 0 | 0 | 0 | 0
Industrial Sector Energy Related Emissions before CCS[petroleum diesel if,wood products 16,CH4] | NoSettings | 0 | 0 | 0 | 0 | 0 | 0 | 0 | 0 | 0 | 0 | 0 | 0 | 0 | 0 | 0 | 0 | 0 | 0 | 0 | 0 | 0 | 0 | 0 | 0 | 0 | 0 | 0 | 0 | 0 | 0 | 0
Industrial Sector Energy Related Emissions before CCS[petroleum diesel if,wood products 16,N2O] | NoSettings | 0 | 0 | 0 | 0 | 0 | 0 | 0 | 0 | 0 | 0 | 0 | 0 | 0 | 0 | 0 | 0 | 0 | 0 | 0 | 0 | 0 | 0 | 0 | 0 | 0 | 0 | 0 | 0 | 0 | 0 | 0
Industrial Sector Energy Related Emissions before CCS[petroleum diesel if,wood products 16,F gases] | NoSettings | 0 | 0 | 0 | 0 | 0 | 0 | 0 | 0 | 0 | 0 | 0 | 0 | 0 | 0 | 0 | 0 | 0 | 0 | 0 | 0 | 0 | 0 | 0 | 0 | 0 | 0 | 0 | 0 | 0 | 0 | 0
Industrial Sector Energy Related Emissions before CCS[petroleum diesel if,pulp paper and printing 17T18,CO2] | NoSettings | 0 | 0 | 0 | 0 | 0 | 0 | 0 | 0 | 0 | 0 | 0 | 0 | 0 | 0 | 0 | 0 | 0 | 0 | 0 | 0 | 0 | 0 | 0 | 0 | 0 | 0 | 0 | 0 | 0 | 0 | 0
Industrial Sector Energy Related Emissions before CCS[petroleum diesel if,pulp paper and printing 17T18,VOC] | NoSettings | 0 | 0 | 0 | 0 | 0 | 0 | 0 | 0 | 0 | 0 | 0 | 0 | 0 | 0 | 0 | 0 | 0 | 0 | 0 | 0 | 0 | 0 | 0 | 0 | 0 | 0 | 0 | 0 | 0 | 0 | 0
Industrial Sector Energy Related Emissions before CCS[petroleum diesel if,pulp paper and printing 17T18,CO] | NoSettings | 0 | 0 | 0 | 0 | 0 | 0 | 0 | 0 | 0 | 0 | 0 | 0 | 0 | 0 | 0 | 0 | 0 | 0 | 0 | 0 | 0 | 0 | 0 | 0 | 0 | 0 | 0 | 0 | 0 | 0 | 0
Industrial Sector Energy Related Emissions before CCS[petroleum diesel if,pulp paper and printing 17T18,NOx] | NoSettings | 0 | 0 | 0 | 0 | 0 | 0 | 0 | 0 | 0 | 0 | 0 | 0 | 0 | 0 | 0 | 0 | 0 | 0 | 0 | 0 | 0 | 0 | 0 | 0 | 0 | 0 | 0 | 0 | 0 | 0 | 0
Industrial Sector Energy Related Emissions before CCS[petroleum diesel if,pulp paper and printing 17T18,PM10] | NoSettings | 0 | 0 | 0 | 0 | 0 | 0 | 0 | 0 | 0 | 0 | 0 | 0 | 0 | 0 | 0 | 0 | 0 | 0 | 0 | 0 | 0 | 0 | 0 | 0 | 0 | 0 | 0 | 0 | 0 | 0 | 0
Industrial Sector Energy Related Emissions before CCS[petroleum diesel if,pulp paper and printing 17T18,PM25] | NoSettings | 0 | 0 | 0 | 0 | 0 | 0 | 0 | 0 | 0 | 0 | 0 | 0 | 0 | 0 | 0 | 0 | 0 | 0 | 0 | 0 | 0 | 0 | 0 | 0 | 0 | 0 | 0 | 0 | 0 | 0 | 0
Industrial Sector Energy Related Emissions before CCS[petroleum diesel if,pulp paper and printing 17T18,SOx] | NoSettings | 0 | 0 | 0 | 0 | 0 | 0 | 0 | 0 | 0 | 0 | 0 | 0 | 0 | 0 | 0 | 0 | 0 | 0 | 0 | 0 | 0 | 0 | 0 | 0 | 0 | 0 | 0 | 0 | 0 | 0 | 0
Industrial Sector Energy Related Emissions before CCS[petroleum diesel if,pulp paper and printing 17T18,BC] | NoSettings | 0 | 0 | 0 | 0 | 0 | 0 | 0 | 0 | 0 | 0 | 0 | 0 | 0 | 0 | 0 | 0 | 0 | 0 | 0 | 0 | 0 | 0 | 0 | 0 | 0 | 0 | 0 | 0 | 0 | 0 | 0
Industrial Sector Energy Related Emissions before CCS[petroleum diesel if,pulp paper and printing 17T18,OC] | NoSettings | 0 | 0 | 0 | 0 | 0 | 0 | 0 | 0 | 0 | 0 | 0 | 0 | 0 | 0 | 0 | 0 | 0 | 0 | 0 | 0 | 0 | 0 | 0 | 0 | 0 | 0 | 0 | 0 | 0 | 0 | 0
Industrial Sector Energy Related Emissions before CCS[petroleum diesel if,pulp paper and printing 17T18,CH4] | NoSettings | 0 | 0 | 0 | 0 | 0 | 0 | 0 | 0 | 0 | 0 | 0 | 0 | 0 | 0 | 0 | 0 | 0 | 0 | 0 | 0 | 0 | 0 | 0 | 0 | 0 | 0 | 0 | 0 | 0 | 0 | 0
Industrial Sector Energy Related Emissions before CCS[petroleum diesel if,pulp paper and printing 17T18,N2O] | NoSettings | 0 | 0 | 0 | 0 | 0 | 0 | 0 | 0 | 0 | 0 | 0 | 0 | 0 | 0 | 0 | 0 | 0 | 0 | 0 | 0 | 0 | 0 | 0 | 0 | 0 | 0 | 0 | 0 | 0 | 0 | 0
Industrial Sector Energy Related Emissions before CCS[petroleum diesel if,pulp paper and printing 17T18,F gases] | NoSettings | 0 | 0 | 0 | 0 | 0 | 0 | 0 | 0 | 0 | 0 | 0 | 0 | 0 | 0 | 0 | 0 | 0 | 0 | 0 | 0 | 0 | 0 | 0 | 0 | 0 | 0 | 0 | 0 | 0 | 0 | 0
Industrial Sector Energy Related Emissions before CCS[petroleum diesel if,refined petroleum and coke 19,CO2] | NoSettings | 6164420000 | 7277750000 | 7097720000 | 7550280000 | 7705000000 | 7826360000 | 7852840000 | 7989680000 | 7740520000 | 8608500000 | 9406680000 | 10227300000 | 11107000000 | 12038900000 | 12820500000 | 13574900000 | 14489600000 | 14239000000 | 14057400000 | 14012600000 | 13900400000 | 13860300000 | 13812400000 | 13803400000 | 13768800000 | 13767600000 | 13726200000 | 13816200000 | 13825400000 | 13835700000 | 13878500000
Industrial Sector Energy Related Emissions before CCS[petroleum diesel if,refined petroleum and coke 19,VOC] | NoSettings | 61447 | 72544.8 | 70750.2 | 75261.3 | 76803.6 | 78013.3 | 78277.2 | 79641.3 | 77157.6 | 85809.7 | 93765.9 | 101946 | 110714 | 120004 | 127794 | 135314 | 144433 | 141935 | 140125 | 139678 | 138559 | 138159 | 137682 | 137593 | 137247 | 137236 | 136823 | 137720 | 137812 | 137915 | 138342
Industrial Sector Energy Related Emissions before CCS[petroleum diesel if,refined petroleum and coke 19,CO] | NoSettings | 1602800 | 1892270 | 1845460 | 1963130 | 2003360 | 2034920 | 2041800 | 2077380 | 2012600 | 2238280 | 2445810 | 2659180 | 2887900 | 3130210 | 3333420 | 3529570 | 3767420 | 3702260 | 3655040 | 3643400 | 3614210 | 3603780 | 3591340 | 3588990 | 3579990 | 3579700 | 3568910 | 3592330 | 3594710 | 3597400 | 3608530
Industrial Sector Energy Related Emissions before CCS[petroleum diesel if,refined petroleum and coke 19,NOx] | NoSettings | 4136910 | 4884070 | 4763250 | 5066950 | 5170790 | 5252240 | 5270000 | 5361840 | 5194630 | 5777120 | 6312780 | 6863500 | 7453830 | 8079240 | 8603750 | 9110020 | 9723910 | 9555730 | 9433870 | 9403810 | 9328490 | 9301560 | 9269450 | 9263400 | 9240170 | 9239400 | 9211570 | 9272010 | 9278160 | 9285080 | 9313830
Industrial Sector Energy Related Emissions before CCS[petroleum diesel if,refined petroleum and coke 19,PM10] | NoSettings | 623835 | 736504 | 718285 | 764083 | 779742 | 792023 | 794702 | 808551 | 783335 | 871174 | 951950 | 1035000 | 1124020 | 1218330 | 1297420 | 1373770 | 1466340 | 1440980 | 1422600 | 1418070 | 1406710 | 1402650 | 1397810 | 1396900 | 1393390 | 1393280 | 1389080 | 1398190 | 1399120 | 1400160 | 1404500
Industrial Sector Energy Related Emissions before CCS[petroleum diesel if,refined petroleum and coke 19,PM25] | NoSettings | 420353 | 496272 | 483996 | 514856 | 525407 | 533682 | 535487 | 544819 | 527828 | 587016 | 641444 | 697403 | 757387 | 820935 | 874230 | 925673 | 988051 | 970962 | 958579 | 955525 | 947872 | 945135 | 941873 | 941258 | 938898 | 938819 | 935991 | 942133 | 942758 | 943461 | 946382
Industrial Sector Energy Related Emissions before CCS[petroleum diesel if,refined petroleum and coke 19,SOx] | NoSettings | 41649.3 | 49171.4 | 47955 | 51012.7 | 52058.1 | 52878 | 53056.9 | 53981.5 | 52298 | 58162.4 | 63555.3 | 69099.7 | 75043.1 | 81339.5 | 86620.1 | 91717.1 | 97897.6 | 96204.4 | 94977.5 | 94674.9 | 93916.6 | 93645.4 | 93322.1 | 93261.2 | 93027.4 | 93019.6 | 92739.4 | 93348 | 93409.9 | 93479.5 | 93769
Industrial Sector Energy Related Emissions before CCS[petroleum diesel if,refined petroleum and coke 19,BC] | NoSettings | 42060 | 49656.3 | 48428 | 51515.7 | 52571.5 | 53399.5 | 53580.1 | 54513.8 | 52813.8 | 58736 | 64182 | 69781.2 | 75783.1 | 82141.6 | 87474.3 | 92621.6 | 98863 | 97153.2 | 95914.1 | 95608.6 | 94842.8 | 94569 | 94242.5 | 94181 | 93944.8 | 93937 | 93654 | 94268.6 | 94331.1 | 94401.4 | 94693.7
Industrial Sector Energy Related Emissions before CCS[petroleum diesel if,refined petroleum and coke 19,OC] | NoSettings | 105068 | 124044 | 120975 | 128689 | 131326 | 133394 | 133846 | 136178 | 131931 | 146725 | 160330 | 174317 | 189310 | 205194 | 218515 | 231373 | 246965 | 242693 | 239598 | 238835 | 236922 | 236238 | 235422 | 235268 | 234679 | 234659 | 233952 | 235487 | 235643 | 235819 | 236549
Industrial Sector Energy Related Emissions before CCS[petroleum diesel if,refined petroleum and coke 19,CH4] | NoSettings | 246445 | 290955 | 283758 | 301850 | 308036 | 312888 | 313946 | 319417 | 309456 | 344156 | 376067 | 408874 | 444042 | 481299 | 512545 | 542705 | 579276 | 569257 | 561997 | 560206 | 555719 | 554115 | 552202 | 551842 | 550458 | 550412 | 548754 | 552355 | 552721 | 553133 | 554846
Industrial Sector Energy Related Emissions before CCS[petroleum diesel if,refined petroleum and coke 19,N2O] | NoSettings | 49289.1 | 58191 | 56751.5 | 60370 | 61607.2 | 62577.5 | 62789.2 | 63883.4 | 61891.1 | 68831.3 | 75213.3 | 81774.8 | 88808.4 | 96259.7 | 102509 | 108541 | 115855 | 113851 | 112399 | 112041 | 111144 | 110823 | 110440 | 110368 | 110092 | 110082 | 109751 | 110471 | 110544 | 110627 | 110969
Industrial Sector Energy Related Emissions before CCS[petroleum diesel if,refined petroleum and coke 19,F gases] | NoSettings | 0 | 0 | 0 | 0 | 0 | 0 | 0 | 0 | 0 | 0 | 0 | 0 | 0 | 0 | 0 | 0 | 0 | 0 | 0 | 0 | 0 | 0 | 0 | 0 | 0 | 0 | 0 | 0 | 0 | 0 | 0
Industrial Sector Energy Related Emissions before CCS[petroleum diesel if,chemicals 20,CO2] | NoSettings | 0 | 19651300 | 35127200 | 46852400 | 52898000 | 55264300 | 54667700 | 57056600 | 90295100 | 87463900 | 84516400 | 79936300 | 82759900 | 85432000 | 87739700 | 89026000 | 89941100 | 86855500 | 84884700 | 82925700 | 81150600 | 79683400 | 77491800 | 75485600 | 72999400 | 71224300 | 68580300 | 67964500 | 67458900 | 66844800 | 65927500
Industrial Sector Energy Related Emissions before CCS[petroleum diesel if,chemicals 20,VOC] | NoSettings | 0 | 195.884 | 350.148 | 467.025 | 527.288 | 550.875 | 544.929 | 568.742 | 900.063 | 871.842 | 842.461 | 796.807 | 824.952 | 851.587 | 874.59 | 887.412 | 896.534 | 865.777 | 846.132 | 826.605 | 808.911 | 794.285 | 772.439 | 752.442 | 727.659 | 709.965 | 683.609 | 677.471 | 672.432 | 666.31 | 657.166
Industrial Sector Energy Related Emissions before CCS[petroleum diesel if,chemicals 20,CO] | NoSettings | 0 | 5109.49 | 9133.35 | 12182 | 13753.9 | 14369.2 | 14214 | 14835.2 | 23477.5 | 22741.3 | 21974.9 | 20784.1 | 21518.2 | 22213 | 22813 | 23147.5 | 23385.4 | 22583.1 | 22070.7 | 21561.3 | 21099.8 | 20718.3 | 20148.5 | 19626.9 | 18980.4 | 18518.9 | 17831.4 | 17671.3 | 17539.9 | 17380.2 | 17141.7
Industrial Sector Energy Related Emissions before CCS[petroleum diesel if,chemicals 20,NOx] | NoSettings | 0 | 13187.9 | 23573.7 | 31442.4 | 35499.6 | 37087.6 | 36687.3 | 38290.5 | 60596.6 | 58696.6 | 56718.5 | 53644.9 | 55539.8 | 57333 | 58881.7 | 59744.9 | 60359 | 58288.4 | 56965.7 | 55651 | 54459.8 | 53475.2 | 52004.4 | 50658 | 48989.6 | 47798.3 | 46023.9 | 45610.6 | 45271.4 | 44859.2 | 44243.6
Industrial Sector Energy Related Emissions before CCS[petroleum diesel if,chemicals 20,PM10] | NoSettings | 0 | 1988.7 | 3554.85 | 4741.43 | 5353.24 | 5592.71 | 5532.34 | 5774.1 | 9137.81 | 8851.29 | 8553 | 8089.51 | 8375.25 | 8645.66 | 8879.2 | 9009.37 | 9101.98 | 8789.73 | 8590.27 | 8392.02 | 8212.39 | 8063.91 | 7842.12 | 7639.1 | 7387.49 | 7207.86 | 6940.28 | 6877.96 | 6826.8 | 6764.65 | 6671.82
Industrial Sector Energy Related Emissions before CCS[petroleum diesel if,chemicals 20,PM25] | NoSettings | 0 | 1340.03 | 2395.33 | 3194.88 | 3607.13 | 3768.49 | 3727.81 | 3890.71 | 6157.25 | 5964.19 | 5763.2 | 5450.88 | 5643.42 | 5825.63 | 5982.99 | 6070.71 | 6133.11 | 5922.71 | 5788.31 | 5654.73 | 5533.69 | 5433.63 | 5284.19 | 5147.39 | 4977.85 | 4856.81 | 4676.51 | 4634.52 | 4600.04 | 4558.16 | 4495.61
Industrial Sector Energy Related Emissions before CCS[petroleum diesel if,chemicals 20,SOx] | NoSettings | 0 | 132.772 | 237.333 | 316.553 | 357.4 | 373.388 | 369.357 | 385.497 | 610.07 | 590.941 | 571.026 | 540.082 | 559.158 | 577.212 | 592.804 | 601.495 | 607.678 | 586.83 | 573.514 | 560.279 | 548.286 | 538.373 | 523.565 | 510.011 | 493.213 | 481.22 | 463.356 | 459.195 | 455.779 | 451.63 | 445.432
Industrial Sector Energy Related Emissions before CCS[petroleum diesel if,chemicals 20,BC] | NoSettings | 0 | 134.081 | 239.674 | 319.675 | 360.925 | 377.07 | 372.999 | 389.299 | 616.086 | 596.769 | 576.658 | 545.408 | 564.673 | 582.905 | 598.65 | 607.427 | 613.67 | 592.618 | 579.17 | 565.804 | 553.693 | 543.682 | 528.728 | 515.04 | 498.077 | 485.966 | 467.925 | 463.723 | 460.274 | 456.084 | 449.825
Industrial Sector Energy Related Emissions before CCS[petroleum diesel if,chemicals 20,OC] | NoSettings | 0 | 334.941 | 598.716 | 798.564 | 901.606 | 941.938 | 931.77 | 972.487 | 1539.01 | 1490.76 | 1440.52 | 1362.45 | 1410.58 | 1456.12 | 1495.46 | 1517.38 | 1532.98 | 1480.39 | 1446.79 | 1413.41 | 1383.15 | 1358.14 | 1320.79 | 1286.6 | 1244.22 | 1213.96 | 1168.9 | 1158.4 | 1149.79 | 1139.32 | 1123.68
Industrial Sector Energy Related Emissions before CCS[petroleum diesel if,chemicals 20,CH4] | NoSettings | 0 | 785.632 | 1404.34 | 1873.1 | 2114.79 | 2209.39 | 2185.54 | 2281.05 | 3609.88 | 3496.69 | 3378.85 | 3195.75 | 3308.63 | 3415.46 | 3507.72 | 3559.14 | 3595.73 | 3472.37 | 3393.58 | 3315.26 | 3244.29 | 3185.64 | 3098.02 | 3017.81 | 2918.42 | 2847.45 | 2741.75 | 2717.13 | 2696.92 | 2672.36 | 2635.69
Industrial Sector Energy Related Emissions before CCS[petroleum diesel if,chemicals 20,N2O] | NoSettings | 0 | 157.126 | 280.868 | 374.619 | 422.958 | 441.879 | 437.109 | 456.21 | 721.976 | 699.338 | 675.771 | 639.15 | 661.726 | 683.091 | 701.543 | 711.828 | 719.145 | 694.474 | 678.715 | 663.052 | 648.859 | 637.127 | 619.604 | 603.563 | 583.684 | 569.491 | 548.35 | 543.426 | 539.384 | 534.473 | 527.139
Industrial Sector Energy Related Emissions before CCS[petroleum diesel if,chemicals 20,F gases] | NoSettings | 0 | 0 | 0 | 0 | 0 | 0 | 0 | 0 | 0 | 0 | 0 | 0 | 0 | 0 | 0 | 0 | 0 | 0 | 0 | 0 | 0 | 0 | 0 | 0 | 0 | 0 | 0 | 0 | 0 | 0 | 0
Industrial Sector Energy Related Emissions before CCS[petroleum diesel if,rubber and plastic products 22,CO2] | NoSettings | 0 | 0 | 0 | 0 | 0 | 0 | 0 | 0 | 0 | 0 | 0 | 0 | 0 | 0 | 0 | 0 | 0 | 0 | 0 | 0 | 0 | 0 | 0 | 0 | 0 | 0 | 0 | 0 | 0 | 0 | 0
Industrial Sector Energy Related Emissions before CCS[petroleum diesel if,rubber and plastic products 22,VOC] | NoSettings | 0 | 0 | 0 | 0 | 0 | 0 | 0 | 0 | 0 | 0 | 0 | 0 | 0 | 0 | 0 | 0 | 0 | 0 | 0 | 0 | 0 | 0 | 0 | 0 | 0 | 0 | 0 | 0 | 0 | 0 | 0
Industrial Sector Energy Related Emissions before CCS[petroleum diesel if,rubber and plastic products 22,CO] | NoSettings | 0 | 0 | 0 | 0 | 0 | 0 | 0 | 0 | 0 | 0 | 0 | 0 | 0 | 0 | 0 | 0 | 0 | 0 | 0 | 0 | 0 | 0 | 0 | 0 | 0 | 0 | 0 | 0 | 0 | 0 | 0
Industrial Sector Energy Related Emissions before CCS[petroleum diesel if,rubber and plastic products 22,NOx] | NoSettings | 0 | 0 | 0 | 0 | 0 | 0 | 0 | 0 | 0 | 0 | 0 | 0 | 0 | 0 | 0 | 0 | 0 | 0 | 0 | 0 | 0 | 0 | 0 | 0 | 0 | 0 | 0 | 0 | 0 | 0 | 0
Industrial Sector Energy Related Emissions before CCS[petroleum diesel if,rubber and plastic products 22,PM10] | NoSettings | 0 | 0 | 0 | 0 | 0 | 0 | 0 | 0 | 0 | 0 | 0 | 0 | 0 | 0 | 0 | 0 | 0 | 0 | 0 | 0 | 0 | 0 | 0 | 0 | 0 | 0 | 0 | 0 | 0 | 0 | 0
Industrial Sector Energy Related Emissions before CCS[petroleum diesel if,rubber and plastic products 22,PM25] | NoSettings | 0 | 0 | 0 | 0 | 0 | 0 | 0 | 0 | 0 | 0 | 0 | 0 | 0 | 0 | 0 | 0 | 0 | 0 | 0 | 0 | 0 | 0 | 0 | 0 | 0 | 0 | 0 | 0 | 0 | 0 | 0
Industrial Sector Energy Related Emissions before CCS[petroleum diesel if,rubber and plastic products 22,SOx] | NoSettings | 0 | 0 | 0 | 0 | 0 | 0 | 0 | 0 | 0 | 0 | 0 | 0 | 0 | 0 | 0 | 0 | 0 | 0 | 0 | 0 | 0 | 0 | 0 | 0 | 0 | 0 | 0 | 0 | 0 | 0 | 0
Industrial Sector Energy Related Emissions before CCS[petroleum diesel if,rubber and plastic products 22,BC] | NoSettings | 0 | 0 | 0 | 0 | 0 | 0 | 0 | 0 | 0 | 0 | 0 | 0 | 0 | 0 | 0 | 0 | 0 | 0 | 0 | 0 | 0 | 0 | 0 | 0 | 0 | 0 | 0 | 0 | 0 | 0 | 0
Industrial Sector Energy Related Emissions before CCS[petroleum diesel if,rubber and plastic products 22,OC] | NoSettings | 0 | 0 | 0 | 0 | 0 | 0 | 0 | 0 | 0 | 0 | 0 | 0 | 0 | 0 | 0 | 0 | 0 | 0 | 0 | 0 | 0 | 0 | 0 | 0 | 0 | 0 | 0 | 0 | 0 | 0 | 0
Industrial Sector Energy Related Emissions before CCS[petroleum diesel if,rubber and plastic products 22,CH4] | NoSettings | 0 | 0 | 0 | 0 | 0 | 0 | 0 | 0 | 0 | 0 | 0 | 0 | 0 | 0 | 0 | 0 | 0 | 0 | 0 | 0 | 0 | 0 | 0 | 0 | 0 | 0 | 0 | 0 | 0 | 0 | 0
Industrial Sector Energy Related Emissions before CCS[petroleum diesel if,rubber and plastic products 22,N2O] | NoSettings | 0 | 0 | 0 | 0 | 0 | 0 | 0 | 0 | 0 | 0 | 0 | 0 | 0 | 0 | 0 | 0 | 0 | 0 | 0 | 0 | 0 | 0 | 0 | 0 | 0 | 0 | 0 | 0 | 0 | 0 | 0
Industrial Sector Energy Related Emissions before CCS[petroleum diesel if,rubber and plastic products 22,F gases] | NoSettings | 0 | 0 | 0 | 0 | 0 | 0 | 0 | 0 | 0 | 0 | 0 | 0 | 0 | 0 | 0 | 0 | 0 | 0 | 0 | 0 | 0 | 0 | 0 | 0 | 0 | 0 | 0 | 0 | 0 | 0 | 0
Industrial Sector Energy Related Emissions before CCS[petroleum diesel if,glass and glass products 231,CO2] | NoSettings | 0 | 0 | 0 | 0 | 0 | 0 | 0 | 0 | 0 | 0 | 0 | 0 | 0 | 0 | 0 | 0 | 0 | 0 | 0 | 0 | 0 | 0 | 0 | 0 | 0 | 0 | 0 | 0 | 0 | 0 | 0
Industrial Sector Energy Related Emissions before CCS[petroleum diesel if,glass and glass products 231,VOC] | NoSettings | 0 | 0 | 0 | 0 | 0 | 0 | 0 | 0 | 0 | 0 | 0 | 0 | 0 | 0 | 0 | 0 | 0 | 0 | 0 | 0 | 0 | 0 | 0 | 0 | 0 | 0 | 0 | 0 | 0 | 0 | 0
Industrial Sector Energy Related Emissions before CCS[petroleum diesel if,glass and glass products 231,CO] | NoSettings | 0 | 0 | 0 | 0 | 0 | 0 | 0 | 0 | 0 | 0 | 0 | 0 | 0 | 0 | 0 | 0 | 0 | 0 | 0 | 0 | 0 | 0 | 0 | 0 | 0 | 0 | 0 | 0 | 0 | 0 | 0
Industrial Sector Energy Related Emissions before CCS[petroleum diesel if,glass and glass products 231,NOx] | NoSettings | 0 | 0 | 0 | 0 | 0 | 0 | 0 | 0 | 0 | 0 | 0 | 0 | 0 | 0 | 0 | 0 | 0 | 0 | 0 | 0 | 0 | 0 | 0 | 0 | 0 | 0 | 0 | 0 | 0 | 0 | 0
Industrial Sector Energy Related Emissions before CCS[petroleum diesel if,glass and glass products 231,PM10] | NoSettings | 0 | 0 | 0 | 0 | 0 | 0 | 0 | 0 | 0 | 0 | 0 | 0 | 0 | 0 | 0 | 0 | 0 | 0 | 0 | 0 | 0 | 0 | 0 | 0 | 0 | 0 | 0 | 0 | 0 | 0 | 0
Industrial Sector Energy Related Emissions before CCS[petroleum diesel if,glass and glass products 231,PM25] | NoSettings | 0 | 0 | 0 | 0 | 0 | 0 | 0 | 0 | 0 | 0 | 0 | 0 | 0 | 0 | 0 | 0 | 0 | 0 | 0 | 0 | 0 | 0 | 0 | 0 | 0 | 0 | 0 | 0 | 0 | 0 | 0
Industrial Sector Energy Related Emissions before CCS[petroleum diesel if,glass and glass products 231,SOx] | NoSettings | 0 | 0 | 0 | 0 | 0 | 0 | 0 | 0 | 0 | 0 | 0 | 0 | 0 | 0 | 0 | 0 | 0 | 0 | 0 | 0 | 0 | 0 | 0 | 0 | 0 | 0 | 0 | 0 | 0 | 0 | 0
Industrial Sector Energy Related Emissions before CCS[petroleum diesel if,glass and glass products 231,BC] | NoSettings | 0 | 0 | 0 | 0 | 0 | 0 | 0 | 0 | 0 | 0 | 0 | 0 | 0 | 0 | 0 | 0 | 0 | 0 | 0 | 0 | 0 | 0 | 0 | 0 | 0 | 0 | 0 | 0 | 0 | 0 | 0
Industrial Sector Energy Related Emissions before CCS[petroleum diesel if,glass and glass products 231,OC] | NoSettings | 0 | 0 | 0 | 0 | 0 | 0 | 0 | 0 | 0 | 0 | 0 | 0 | 0 | 0 | 0 | 0 | 0 | 0 | 0 | 0 | 0 | 0 | 0 | 0 | 0 | 0 | 0 | 0 | 0 | 0 | 0
Industrial Sector Energy Related Emissions before CCS[petroleum diesel if,glass and glass products 231,CH4] | NoSettings | 0 | 0 | 0 | 0 | 0 | 0 | 0 | 0 | 0 | 0 | 0 | 0 | 0 | 0 | 0 | 0 | 0 | 0 | 0 | 0 | 0 | 0 | 0 | 0 | 0 | 0 | 0 | 0 | 0 | 0 | 0
Industrial Sector Energy Related Emissions before CCS[petroleum diesel if,glass and glass products 231,N2O] | NoSettings | 0 | 0 | 0 | 0 | 0 | 0 | 0 | 0 | 0 | 0 | 0 | 0 | 0 | 0 | 0 | 0 | 0 | 0 | 0 | 0 | 0 | 0 | 0 | 0 | 0 | 0 | 0 | 0 | 0 | 0 | 0
Industrial Sector Energy Related Emissions before CCS[petroleum diesel if,glass and glass products 231,F gases] | NoSettings | 0 | 0 | 0 | 0 | 0 | 0 | 0 | 0 | 0 | 0 | 0 | 0 | 0 | 0 | 0 | 0 | 0 | 0 | 0 | 0 | 0 | 0 | 0 | 0 | 0 | 0 | 0 | 0 | 0 | 0 | 0
Industrial Sector Energy Related Emissions before CCS[petroleum diesel if,cement and other nonmetallic minerals 239,CO2] | NoSettings | 129990000000 | 127448000000 | 125013000000 | 122582000000 | 120133000000 | 117673000000 | 115202000000 | 112737000000 | 110418000000 | 108690000000 | 106922000000 | 105099000000 | 103322000000 | 101528000000 | 99711900000 | 97871300000 | 98514900000 | 98420900000 | 98333900000 | 98250600000 | 98169100000 | 98107600000 | 98052000000 | 98005100000 | 97933300000 | 97918400000 | 97862600000 | 97842100000 | 97820100000 | 97798300000 | 97776500000
Industrial Sector Energy Related Emissions before CCS[petroleum diesel if,cement and other nonmetallic minerals 239,VOC] | NoSettings | 1295740 | 1270400 | 1246130 | 1221900 | 1197490 | 1172970 | 1148330 | 1123770 | 1100650 | 1083430 | 1065800 | 1047630 | 1029910 | 1012030 | 993930 | 975583 | 981998 | 981061 | 980194 | 979363 | 978551 | 977938 | 977384 | 976916 | 976201 | 976053 | 975497 | 975292 | 975073 | 974855 | 974638
Industrial Sector Energy Related Emissions before CCS[petroleum diesel if,cement and other nonmetallic minerals 239,CO] | NoSettings | 33798300 | 33137500 | 32504400 | 31872300 | 31235500 | 30596000 | 29953300 | 29312600 | 28709500 | 28260400 | 27800600 | 27326600 | 26864500 | 26398100 | 25925900 | 25447300 | 25614700 | 25590200 | 25567600 | 25545900 | 25524800 | 25508800 | 25494300 | 25482100 | 25463400 | 25459600 | 25445100 | 25439700 | 25434000 | 25428300 | 25422700
Industrial Sector Energy Related Emissions before CCS[petroleum diesel if,cement and other nonmetallic minerals 239,NOx] | NoSettings | 87235400 | 85529700 | 83895700 | 82264300 | 80620600 | 78970000 | 77311200 | 75657400 | 74101000 | 72941600 | 71754800 | 70531500 | 69338700 | 68135000 | 66916200 | 65681000 | 66112900 | 66049800 | 65991500 | 65935500 | 65880800 | 65839600 | 65802200 | 65770800 | 65722600 | 65712600 | 65675200 | 65661400 | 65646600 | 65632000 | 65617400
Industrial Sector Energy Related Emissions before CCS[petroleum diesel if,cement and other nonmetallic minerals 239,PM10] | NoSettings | 13154900 | 12897600 | 12651200 | 12405200 | 12157400 | 11908500 | 11658300 | 11408900 | 11174200 | 10999400 | 10820400 | 10636000 | 10456100 | 10274600 | 10090800 | 9904510 | 9969650 | 9960130 | 9951330 | 9942890 | 9934650 | 9928430 | 9922800 | 9918050 | 9910790 | 9909280 | 9903640 | 9901560 | 9899340 | 9897130 | 9894920
Industrial Sector Energy Related Emissions before CCS[petroleum diesel if,cement and other nonmetallic minerals 239,PM25] | NoSettings | 8864030 | 8690710 | 8524670 | 8358920 | 8191900 | 8024180 | 7855630 | 7687580 | 7529430 | 7411630 | 7291040 | 7166730 | 7045530 | 6923220 | 6799380 | 6673870 | 6717760 | 6711350 | 6705420 | 6699730 | 6694180 | 6689990 | 6686200 | 6683000 | 6678100 | 6677090 | 6673280 | 6671880 | 6670380 | 6668900 | 6667410
Industrial Sector Energy Related Emissions before CCS[petroleum diesel if,cement and other nonmetallic minerals 239,SOx] | NoSettings | 878261 | 861089 | 844637 | 828214 | 811666 | 795048 | 778347 | 761697 | 746027 | 734356 | 722407 | 710091 | 698082 | 685963 | 673693 | 661257 | 665606 | 664971 | 664383 | 663820 | 663269 | 662854 | 662478 | 662161 | 661676 | 661576 | 661199 | 661060 | 660912 | 660764 | 660617
Industrial Sector Energy Related Emissions before CCS[petroleum diesel if,cement and other nonmetallic minerals 239,BC] | NoSettings | 886922 | 869581 | 852967 | 836382 | 819670 | 802888 | 786023 | 769209 | 753385 | 741598 | 729532 | 717094 | 704967 | 692728 | 680337 | 667779 | 672170 | 671528 | 670935 | 670366 | 669811 | 669391 | 669012 | 668691 | 668201 | 668100 | 667720 | 667580 | 667430 | 667281 | 667132
Industrial Sector Energy Related Emissions before CCS[petroleum diesel if,cement and other nonmetallic minerals 239,OC] | NoSettings | 2215570 | 2172250 | 2130750 | 2089320 | 2047570 | 2005650 | 1963520 | 1921520 | 1881990 | 1852550 | 1822400 | 1791330 | 1761040 | 1730470 | 1699510 | 1668140 | 1679110 | 1677510 | 1676030 | 1674610 | 1673220 | 1672170 | 1671220 | 1670420 | 1669200 | 1668950 | 1667990 | 1667650 | 1667270 | 1666900 | 1666530
Industrial Sector Energy Related Emissions before CCS[petroleum diesel if,cement and other nonmetallic minerals 239,CH4] | NoSettings | 5196810 | 5095200 | 4997860 | 4900670 | 4802760 | 4704420 | 4605610 | 4507080 | 4414360 | 4345300 | 4274600 | 4201720 | 4130660 | 4058950 | 3986350 | 3912760 | 3938500 | 3934740 | 3931260 | 3927930 | 3924670 | 3922210 | 3919990 | 3918110 | 3915240 | 3914650 | 3912420 | 3911600 | 3910720 | 3909850 | 3908980
Industrial Sector Energy Related Emissions before CCS[petroleum diesel if,cement and other nonmetallic minerals 239,N2O] | NoSettings | 1039360 | 1019040 | 999571 | 980135 | 960551 | 940885 | 921121 | 901416 | 882873 | 869060 | 854920 | 840344 | 826133 | 811791 | 797270 | 782553 | 787699 | 786947 | 786252 | 785585 | 784934 | 784443 | 783998 | 783623 | 783049 | 782930 | 782484 | 782320 | 782144 | 781969 | 781795
Industrial Sector Energy Related Emissions before CCS[petroleum diesel if,cement and other nonmetallic minerals 239,F gases] | NoSettings | 0 | 0 | 0 | 0 | 0 | 0 | 0 | 0 | 0 | 0 | 0 | 0 | 0 | 0 | 0 | 0 | 0 | 0 | 0 | 0 | 0 | 0 | 0 | 0 | 0 | 0 | 0 | 0 | 0 | 0 | 0
Industrial Sector Energy Related Emissions before CCS[petroleum diesel if,iron and steel 241,CO2] | NoSettings | 0 | 0 | 0 | 0 | 0 | 0 | 0 | 0 | 0 | 0 | 0 | 0 | 0 | 0 | 0 | 0 | 0 | 0 | 0 | 0 | 0 | 0 | 0 | 0 | 0 | 0 | 0 | 0 | 0 | 0 | 0
Industrial Sector Energy Related Emissions before CCS[petroleum diesel if,iron and steel 241,VOC] | NoSettings | 0 | 0 | 0 | 0 | 0 | 0 | 0 | 0 | 0 | 0 | 0 | 0 | 0 | 0 | 0 | 0 | 0 | 0 | 0 | 0 | 0 | 0 | 0 | 0 | 0 | 0 | 0 | 0 | 0 | 0 | 0
Industrial Sector Energy Related Emissions before CCS[petroleum diesel if,iron and steel 241,CO] | NoSettings | 0 | 0 | 0 | 0 | 0 | 0 | 0 | 0 | 0 | 0 | 0 | 0 | 0 | 0 | 0 | 0 | 0 | 0 | 0 | 0 | 0 | 0 | 0 | 0 | 0 | 0 | 0 | 0 | 0 | 0 | 0
Industrial Sector Energy Related Emissions before CCS[petroleum diesel if,iron and steel 241,NOx] | NoSettings | 0 | 0 | 0 | 0 | 0 | 0 | 0 | 0 | 0 | 0 | 0 | 0 | 0 | 0 | 0 | 0 | 0 | 0 | 0 | 0 | 0 | 0 | 0 | 0 | 0 | 0 | 0 | 0 | 0 | 0 | 0
Industrial Sector Energy Related Emissions before CCS[petroleum diesel if,iron and steel 241,PM10] | NoSettings | 0 | 0 | 0 | 0 | 0 | 0 | 0 | 0 | 0 | 0 | 0 | 0 | 0 | 0 | 0 | 0 | 0 | 0 | 0 | 0 | 0 | 0 | 0 | 0 | 0 | 0 | 0 | 0 | 0 | 0 | 0
Industrial Sector Energy Related Emissions before CCS[petroleum diesel if,iron and steel 241,PM25] | NoSettings | 0 | 0 | 0 | 0 | 0 | 0 | 0 | 0 | 0 | 0 | 0 | 0 | 0 | 0 | 0 | 0 | 0 | 0 | 0 | 0 | 0 | 0 | 0 | 0 | 0 | 0 | 0 | 0 | 0 | 0 | 0
Industrial Sector Energy Related Emissions before CCS[petroleum diesel if,iron and steel 241,SOx] | NoSettings | 0 | 0 | 0 | 0 | 0 | 0 | 0 | 0 | 0 | 0 | 0 | 0 | 0 | 0 | 0 | 0 | 0 | 0 | 0 | 0 | 0 | 0 | 0 | 0 | 0 | 0 | 0 | 0 | 0 | 0 | 0
Industrial Sector Energy Related Emissions before CCS[petroleum diesel if,iron and steel 241,BC] | NoSettings | 0 | 0 | 0 | 0 | 0 | 0 | 0 | 0 | 0 | 0 | 0 | 0 | 0 | 0 | 0 | 0 | 0 | 0 | 0 | 0 | 0 | 0 | 0 | 0 | 0 | 0 | 0 | 0 | 0 | 0 | 0
Industrial Sector Energy Related Emissions before CCS[petroleum diesel if,iron and steel 241,OC] | NoSettings | 0 | 0 | 0 | 0 | 0 | 0 | 0 | 0 | 0 | 0 | 0 | 0 | 0 | 0 | 0 | 0 | 0 | 0 | 0 | 0 | 0 | 0 | 0 | 0 | 0 | 0 | 0 | 0 | 0 | 0 | 0
Industrial Sector Energy Related Emissions before CCS[petroleum diesel if,iron and steel 241,CH4] | NoSettings | 0 | 0 | 0 | 0 | 0 | 0 | 0 | 0 | 0 | 0 | 0 | 0 | 0 | 0 | 0 | 0 | 0 | 0 | 0 | 0 | 0 | 0 | 0 | 0 | 0 | 0 | 0 | 0 | 0 | 0 | 0
Industrial Sector Energy Related Emissions before CCS[petroleum diesel if,iron and steel 241,N2O] | NoSettings | 0 | 0 | 0 | 0 | 0 | 0 | 0 | 0 | 0 | 0 | 0 | 0 | 0 | 0 | 0 | 0 | 0 | 0 | 0 | 0 | 0 | 0 | 0 | 0 | 0 | 0 | 0 | 0 | 0 | 0 | 0
Industrial Sector Energy Related Emissions before CCS[petroleum diesel if,iron and steel 241,F gases] | NoSettings | 0 | 0 | 0 | 0 | 0 | 0 | 0 | 0 | 0 | 0 | 0 | 0 | 0 | 0 | 0 | 0 | 0 | 0 | 0 | 0 | 0 | 0 | 0 | 0 | 0 | 0 | 0 | 0 | 0 | 0 | 0
Industrial Sector Energy Related Emissions before CCS[petroleum diesel if,other metals 242,CO2] | NoSettings | 0 | 0 | 0 | 0 | 0 | 0 | 0 | 0 | 0 | 0 | 0 | 0 | 0 | 0 | 0 | 0 | 0 | 0 | 0 | 0 | 0 | 0 | 0 | 0 | 0 | 0 | 0 | 0 | 0 | 0 | 0
Industrial Sector Energy Related Emissions before CCS[petroleum diesel if,other metals 242,VOC] | NoSettings | 0 | 0 | 0 | 0 | 0 | 0 | 0 | 0 | 0 | 0 | 0 | 0 | 0 | 0 | 0 | 0 | 0 | 0 | 0 | 0 | 0 | 0 | 0 | 0 | 0 | 0 | 0 | 0 | 0 | 0 | 0
Industrial Sector Energy Related Emissions before CCS[petroleum diesel if,other metals 242,CO] | NoSettings | 0 | 0 | 0 | 0 | 0 | 0 | 0 | 0 | 0 | 0 | 0 | 0 | 0 | 0 | 0 | 0 | 0 | 0 | 0 | 0 | 0 | 0 | 0 | 0 | 0 | 0 | 0 | 0 | 0 | 0 | 0
Industrial Sector Energy Related Emissions before CCS[petroleum diesel if,other metals 242,NOx] | NoSettings | 0 | 0 | 0 | 0 | 0 | 0 | 0 | 0 | 0 | 0 | 0 | 0 | 0 | 0 | 0 | 0 | 0 | 0 | 0 | 0 | 0 | 0 | 0 | 0 | 0 | 0 | 0 | 0 | 0 | 0 | 0
Industrial Sector Energy Related Emissions before CCS[petroleum diesel if,other metals 242,PM10] | NoSettings | 0 | 0 | 0 | 0 | 0 | 0 | 0 | 0 | 0 | 0 | 0 | 0 | 0 | 0 | 0 | 0 | 0 | 0 | 0 | 0 | 0 | 0 | 0 | 0 | 0 | 0 | 0 | 0 | 0 | 0 | 0
Industrial Sector Energy Related Emissions before CCS[petroleum diesel if,other metals 242,PM25] | NoSettings | 0 | 0 | 0 | 0 | 0 | 0 | 0 | 0 | 0 | 0 | 0 | 0 | 0 | 0 | 0 | 0 | 0 | 0 | 0 | 0 | 0 | 0 | 0 | 0 | 0 | 0 | 0 | 0 | 0 | 0 | 0
Industrial Sector Energy Related Emissions before CCS[petroleum diesel if,other metals 242,SOx] | NoSettings | 0 | 0 | 0 | 0 | 0 | 0 | 0 | 0 | 0 | 0 | 0 | 0 | 0 | 0 | 0 | 0 | 0 | 0 | 0 | 0 | 0 | 0 | 0 | 0 | 0 | 0 | 0 | 0 | 0 | 0 | 0
Industrial Sector Energy Related Emissions before CCS[petroleum diesel if,other metals 242,BC] | NoSettings | 0 | 0 | 0 | 0 | 0 | 0 | 0 | 0 | 0 | 0 | 0 | 0 | 0 | 0 | 0 | 0 | 0 | 0 | 0 | 0 | 0 | 0 | 0 | 0 | 0 | 0 | 0 | 0 | 0 | 0 | 0
Industrial Sector Energy Related Emissions before CCS[petroleum diesel if,other metals 242,OC] | NoSettings | 0 | 0 | 0 | 0 | 0 | 0 | 0 | 0 | 0 | 0 | 0 | 0 | 0 | 0 | 0 | 0 | 0 | 0 | 0 | 0 | 0 | 0 | 0 | 0 | 0 | 0 | 0 | 0 | 0 | 0 | 0
Industrial Sector Energy Related Emissions before CCS[petroleum diesel if,other metals 242,CH4] | NoSettings | 0 | 0 | 0 | 0 | 0 | 0 | 0 | 0 | 0 | 0 | 0 | 0 | 0 | 0 | 0 | 0 | 0 | 0 | 0 | 0 | 0 | 0 | 0 | 0 | 0 | 0 | 0 | 0 | 0 | 0 | 0
Industrial Sector Energy Related Emissions before CCS[petroleum diesel if,other metals 242,N2O] | NoSettings | 0 | 0 | 0 | 0 | 0 | 0 | 0 | 0 | 0 | 0 | 0 | 0 | 0 | 0 | 0 | 0 | 0 | 0 | 0 | 0 | 0 | 0 | 0 | 0 | 0 | 0 | 0 | 0 | 0 | 0 | 0
Industrial Sector Energy Related Emissions before CCS[petroleum diesel if,other metals 242,F gases] | NoSettings | 0 | 0 | 0 | 0 | 0 | 0 | 0 | 0 | 0 | 0 | 0 | 0 | 0 | 0 | 0 | 0 | 0 | 0 | 0 | 0 | 0 | 0 | 0 | 0 | 0 | 0 | 0 | 0 | 0 | 0 | 0
Industrial Sector Energy Related Emissions before CCS[petroleum diesel if,metal products except machinery and vehicles 25,CO2] | NoSettings | 0 | 0 | 0 | 0 | 0 | 0 | 0 | 0 | 0 | 0 | 0 | 0 | 0 | 0 | 0 | 0 | 0 | 0 | 0 | 0 | 0 | 0 | 0 | 0 | 0 | 0 | 0 | 0 | 0 | 0 | 0
Industrial Sector Energy Related Emissions before CCS[petroleum diesel if,metal products except machinery and vehicles 25,VOC] | NoSettings | 0 | 0 | 0 | 0 | 0 | 0 | 0 | 0 | 0 | 0 | 0 | 0 | 0 | 0 | 0 | 0 | 0 | 0 | 0 | 0 | 0 | 0 | 0 | 0 | 0 | 0 | 0 | 0 | 0 | 0 | 0
Industrial Sector Energy Related Emissions before CCS[petroleum diesel if,metal products except machinery and vehicles 25,CO] | NoSettings | 0 | 0 | 0 | 0 | 0 | 0 | 0 | 0 | 0 | 0 | 0 | 0 | 0 | 0 | 0 | 0 | 0 | 0 | 0 | 0 | 0 | 0 | 0 | 0 | 0 | 0 | 0 | 0 | 0 | 0 | 0
Industrial Sector Energy Related Emissions before CCS[petroleum diesel if,metal products except machinery and vehicles 25,NOx] | NoSettings | 0 | 0 | 0 | 0 | 0 | 0 | 0 | 0 | 0 | 0 | 0 | 0 | 0 | 0 | 0 | 0 | 0 | 0 | 0 | 0 | 0 | 0 | 0 | 0 | 0 | 0 | 0 | 0 | 0 | 0 | 0
Industrial Sector Energy Related Emissions before CCS[petroleum diesel if,metal products except machinery and vehicles 25,PM10] | NoSettings | 0 | 0 | 0 | 0 | 0 | 0 | 0 | 0 | 0 | 0 | 0 | 0 | 0 | 0 | 0 | 0 | 0 | 0 | 0 | 0 | 0 | 0 | 0 | 0 | 0 | 0 | 0 | 0 | 0 | 0 | 0
Industrial Sector Energy Related Emissions before CCS[petroleum diesel if,metal products except machinery and vehicles 25,PM25] | NoSettings | 0 | 0 | 0 | 0 | 0 | 0 | 0 | 0 | 0 | 0 | 0 | 0 | 0 | 0 | 0 | 0 | 0 | 0 | 0 | 0 | 0 | 0 | 0 | 0 | 0 | 0 | 0 | 0 | 0 | 0 | 0
Industrial Sector Energy Related Emissions before CCS[petroleum diesel if,metal products except machinery and vehicles 25,SOx] | NoSettings | 0 | 0 | 0 | 0 | 0 | 0 | 0 | 0 | 0 | 0 | 0 | 0 | 0 | 0 | 0 | 0 | 0 | 0 | 0 | 0 | 0 | 0 | 0 | 0 | 0 | 0 | 0 | 0 | 0 | 0 | 0
Industrial Sector Energy Related Emissions before CCS[petroleum diesel if,metal products except machinery and vehicles 25,BC] | NoSettings | 0 | 0 | 0 | 0 | 0 | 0 | 0 | 0 | 0 | 0 | 0 | 0 | 0 | 0 | 0 | 0 | 0 | 0 | 0 | 0 | 0 | 0 | 0 | 0 | 0 | 0 | 0 | 0 | 0 | 0 | 0
Industrial Sector Energy Related Emissions before CCS[petroleum diesel if,metal products except machinery and vehicles 25,OC] | NoSettings | 0 | 0 | 0 | 0 | 0 | 0 | 0 | 0 | 0 | 0 | 0 | 0 | 0 | 0 | 0 | 0 | 0 | 0 | 0 | 0 | 0 | 0 | 0 | 0 | 0 | 0 | 0 | 0 | 0 | 0 | 0
Industrial Sector Energy Related Emissions before CCS[petroleum diesel if,metal products except machinery and vehicles 25,CH4] | NoSettings | 0 | 0 | 0 | 0 | 0 | 0 | 0 | 0 | 0 | 0 | 0 | 0 | 0 | 0 | 0 | 0 | 0 | 0 | 0 | 0 | 0 | 0 | 0 | 0 | 0 | 0 | 0 | 0 | 0 | 0 | 0
Industrial Sector Energy Related Emissions before CCS[petroleum diesel if,metal products except machinery and vehicles 25,N2O] | NoSettings | 0 | 0 | 0 | 0 | 0 | 0 | 0 | 0 | 0 | 0 | 0 | 0 | 0 | 0 | 0 | 0 | 0 | 0 | 0 | 0 | 0 | 0 | 0 | 0 | 0 | 0 | 0 | 0 | 0 | 0 | 0
Industrial Sector Energy Related Emissions before CCS[petroleum diesel if,metal products except machinery and vehicles 25,F gases] | NoSettings | 0 | 0 | 0 | 0 | 0 | 0 | 0 | 0 | 0 | 0 | 0 | 0 | 0 | 0 | 0 | 0 | 0 | 0 | 0 | 0 | 0 | 0 | 0 | 0 | 0 | 0 | 0 | 0 | 0 | 0 | 0
Industrial Sector Energy Related Emissions before CCS[petroleum diesel if,computers and electronics 26,CO2] | NoSettings | 0 | 0 | 0 | 0 | 0 | 0 | 0 | 0 | 0 | 0 | 0 | 0 | 0 | 0 | 0 | 0 | 0 | 0 | 0 | 0 | 0 | 0 | 0 | 0 | 0 | 0 | 0 | 0 | 0 | 0 | 0
Industrial Sector Energy Related Emissions before CCS[petroleum diesel if,computers and electronics 26,VOC] | NoSettings | 0 | 0 | 0 | 0 | 0 | 0 | 0 | 0 | 0 | 0 | 0 | 0 | 0 | 0 | 0 | 0 | 0 | 0 | 0 | 0 | 0 | 0 | 0 | 0 | 0 | 0 | 0 | 0 | 0 | 0 | 0
Industrial Sector Energy Related Emissions before CCS[petroleum diesel if,computers and electronics 26,CO] | NoSettings | 0 | 0 | 0 | 0 | 0 | 0 | 0 | 0 | 0 | 0 | 0 | 0 | 0 | 0 | 0 | 0 | 0 | 0 | 0 | 0 | 0 | 0 | 0 | 0 | 0 | 0 | 0 | 0 | 0 | 0 | 0
Industrial Sector Energy Related Emissions before CCS[petroleum diesel if,computers and electronics 26,NOx] | NoSettings | 0 | 0 | 0 | 0 | 0 | 0 | 0 | 0 | 0 | 0 | 0 | 0 | 0 | 0 | 0 | 0 | 0 | 0 | 0 | 0 | 0 | 0 | 0 | 0 | 0 | 0 | 0 | 0 | 0 | 0 | 0
Industrial Sector Energy Related Emissions before CCS[petroleum diesel if,computers and electronics 26,PM10] | NoSettings | 0 | 0 | 0 | 0 | 0 | 0 | 0 | 0 | 0 | 0 | 0 | 0 | 0 | 0 | 0 | 0 | 0 | 0 | 0 | 0 | 0 | 0 | 0 | 0 | 0 | 0 | 0 | 0 | 0 | 0 | 0
Industrial Sector Energy Related Emissions before CCS[petroleum diesel if,computers and electronics 26,PM25] | NoSettings | 0 | 0 | 0 | 0 | 0 | 0 | 0 | 0 | 0 | 0 | 0 | 0 | 0 | 0 | 0 | 0 | 0 | 0 | 0 | 0 | 0 | 0 | 0 | 0 | 0 | 0 | 0 | 0 | 0 | 0 | 0
Industrial Sector Energy Related Emissions before CCS[petroleum diesel if,computers and electronics 26,SOx] | NoSettings | 0 | 0 | 0 | 0 | 0 | 0 | 0 | 0 | 0 | 0 | 0 | 0 | 0 | 0 | 0 | 0 | 0 | 0 | 0 | 0 | 0 | 0 | 0 | 0 | 0 | 0 | 0 | 0 | 0 | 0 | 0
Industrial Sector Energy Related Emissions before CCS[petroleum diesel if,computers and electronics 26,BC] | NoSettings | 0 | 0 | 0 | 0 | 0 | 0 | 0 | 0 | 0 | 0 | 0 | 0 | 0 | 0 | 0 | 0 | 0 | 0 | 0 | 0 | 0 | 0 | 0 | 0 | 0 | 0 | 0 | 0 | 0 | 0 | 0
Industrial Sector Energy Related Emissions before CCS[petroleum diesel if,computers and electronics 26,OC] | NoSettings | 0 | 0 | 0 | 0 | 0 | 0 | 0 | 0 | 0 | 0 | 0 | 0 | 0 | 0 | 0 | 0 | 0 | 0 | 0 | 0 | 0 | 0 | 0 | 0 | 0 | 0 | 0 | 0 | 0 | 0 | 0
Industrial Sector Energy Related Emissions before CCS[petroleum diesel if,computers and electronics 26,CH4] | NoSettings | 0 | 0 | 0 | 0 | 0 | 0 | 0 | 0 | 0 | 0 | 0 | 0 | 0 | 0 | 0 | 0 | 0 | 0 | 0 | 0 | 0 | 0 | 0 | 0 | 0 | 0 | 0 | 0 | 0 | 0 | 0
Industrial Sector Energy Related Emissions before CCS[petroleum diesel if,computers and electronics 26,N2O] | NoSettings | 0 | 0 | 0 | 0 | 0 | 0 | 0 | 0 | 0 | 0 | 0 | 0 | 0 | 0 | 0 | 0 | 0 | 0 | 0 | 0 | 0 | 0 | 0 | 0 | 0 | 0 | 0 | 0 | 0 | 0 | 0
Industrial Sector Energy Related Emissions before CCS[petroleum diesel if,computers and electronics 26,F gases] | NoSettings | 0 | 0 | 0 | 0 | 0 | 0 | 0 | 0 | 0 | 0 | 0 | 0 | 0 | 0 | 0 | 0 | 0 | 0 | 0 | 0 | 0 | 0 | 0 | 0 | 0 | 0 | 0 | 0 | 0 | 0 | 0
Industrial Sector Energy Related Emissions before CCS[petroleum diesel if,appliances and electrical equipment 27,CO2] | NoSettings | 0 | 0 | 0 | 0 | 0 | 0 | 0 | 0 | 0 | 0 | 0 | 0 | 0 | 0 | 0 | 0 | 0 | 0 | 0 | 0 | 0 | 0 | 0 | 0 | 0 | 0 | 0 | 0 | 0 | 0 | 0
Industrial Sector Energy Related Emissions before CCS[petroleum diesel if,appliances and electrical equipment 27,VOC] | NoSettings | 0 | 0 | 0 | 0 | 0 | 0 | 0 | 0 | 0 | 0 | 0 | 0 | 0 | 0 | 0 | 0 | 0 | 0 | 0 | 0 | 0 | 0 | 0 | 0 | 0 | 0 | 0 | 0 | 0 | 0 | 0
Industrial Sector Energy Related Emissions before CCS[petroleum diesel if,appliances and electrical equipment 27,CO] | NoSettings | 0 | 0 | 0 | 0 | 0 | 0 | 0 | 0 | 0 | 0 | 0 | 0 | 0 | 0 | 0 | 0 | 0 | 0 | 0 | 0 | 0 | 0 | 0 | 0 | 0 | 0 | 0 | 0 | 0 | 0 | 0
Industrial Sector Energy Related Emissions before CCS[petroleum diesel if,appliances and electrical equipment 27,NOx] | NoSettings | 0 | 0 | 0 | 0 | 0 | 0 | 0 | 0 | 0 | 0 | 0 | 0 | 0 | 0 | 0 | 0 | 0 | 0 | 0 | 0 | 0 | 0 | 0 | 0 | 0 | 0 | 0 | 0 | 0 | 0 | 0
Industrial Sector Energy Related Emissions before CCS[petroleum diesel if,appliances and electrical equipment 27,PM10] | NoSettings | 0 | 0 | 0 | 0 | 0 | 0 | 0 | 0 | 0 | 0 | 0 | 0 | 0 | 0 | 0 | 0 | 0 | 0 | 0 | 0 | 0 | 0 | 0 | 0 | 0 | 0 | 0 | 0 | 0 | 0 | 0
Industrial Sector Energy Related Emissions before CCS[petroleum diesel if,appliances and electrical equipment 27,PM25] | NoSettings | 0 | 0 | 0 | 0 | 0 | 0 | 0 | 0 | 0 | 0 | 0 | 0 | 0 | 0 | 0 | 0 | 0 | 0 | 0 | 0 | 0 | 0 | 0 | 0 | 0 | 0 | 0 | 0 | 0 | 0 | 0
Industrial Sector Energy Related Emissions before CCS[petroleum diesel if,appliances and electrical equipment 27,SOx] | NoSettings | 0 | 0 | 0 | 0 | 0 | 0 | 0 | 0 | 0 | 0 | 0 | 0 | 0 | 0 | 0 | 0 | 0 | 0 | 0 | 0 | 0 | 0 | 0 | 0 | 0 | 0 | 0 | 0 | 0 | 0 | 0
Industrial Sector Energy Related Emissions before CCS[petroleum diesel if,appliances and electrical equipment 27,BC] | NoSettings | 0 | 0 | 0 | 0 | 0 | 0 | 0 | 0 | 0 | 0 | 0 | 0 | 0 | 0 | 0 | 0 | 0 | 0 | 0 | 0 | 0 | 0 | 0 | 0 | 0 | 0 | 0 | 0 | 0 | 0 | 0
Industrial Sector Energy Related Emissions before CCS[petroleum diesel if,appliances and electrical equipment 27,OC] | NoSettings | 0 | 0 | 0 | 0 | 0 | 0 | 0 | 0 | 0 | 0 | 0 | 0 | 0 | 0 | 0 | 0 | 0 | 0 | 0 | 0 | 0 | 0 | 0 | 0 | 0 | 0 | 0 | 0 | 0 | 0 | 0
Industrial Sector Energy Related Emissions before CCS[petroleum diesel if,appliances and electrical equipment 27,CH4] | NoSettings | 0 | 0 | 0 | 0 | 0 | 0 | 0 | 0 | 0 | 0 | 0 | 0 | 0 | 0 | 0 | 0 | 0 | 0 | 0 | 0 | 0 | 0 | 0 | 0 | 0 | 0 | 0 | 0 | 0 | 0 | 0
Industrial Sector Energy Related Emissions before CCS[petroleum diesel if,appliances and electrical equipment 27,N2O] | NoSettings | 0 | 0 | 0 | 0 | 0 | 0 | 0 | 0 | 0 | 0 | 0 | 0 | 0 | 0 | 0 | 0 | 0 | 0 | 0 | 0 | 0 | 0 | 0 | 0 | 0 | 0 | 0 | 0 | 0 | 0 | 0
Industrial Sector Energy Related Emissions before CCS[petroleum diesel if,appliances and electrical equipment 27,F gases] | NoSettings | 0 | 0 | 0 | 0 | 0 | 0 | 0 | 0 | 0 | 0 | 0 | 0 | 0 | 0 | 0 | 0 | 0 | 0 | 0 | 0 | 0 | 0 | 0 | 0 | 0 | 0 | 0 | 0 | 0 | 0 | 0
Industrial Sector Energy Related Emissions before CCS[petroleum diesel if,other machinery 28,CO2] | NoSettings | 0 | 0 | 0 | 0 | 0 | 0 | 0 | 0 | 0 | 0 | 0 | 0 | 0 | 0 | 0 | 0 | 0 | 0 | 0 | 0 | 0 | 0 | 0 | 0 | 0 | 0 | 0 | 0 | 0 | 0 | 0
Industrial Sector Energy Related Emissions before CCS[petroleum diesel if,other machinery 28,VOC] | NoSettings | 0 | 0 | 0 | 0 | 0 | 0 | 0 | 0 | 0 | 0 | 0 | 0 | 0 | 0 | 0 | 0 | 0 | 0 | 0 | 0 | 0 | 0 | 0 | 0 | 0 | 0 | 0 | 0 | 0 | 0 | 0
Industrial Sector Energy Related Emissions before CCS[petroleum diesel if,other machinery 28,CO] | NoSettings | 0 | 0 | 0 | 0 | 0 | 0 | 0 | 0 | 0 | 0 | 0 | 0 | 0 | 0 | 0 | 0 | 0 | 0 | 0 | 0 | 0 | 0 | 0 | 0 | 0 | 0 | 0 | 0 | 0 | 0 | 0
Industrial Sector Energy Related Emissions before CCS[petroleum diesel if,other machinery 28,NOx] | NoSettings | 0 | 0 | 0 | 0 | 0 | 0 | 0 | 0 | 0 | 0 | 0 | 0 | 0 | 0 | 0 | 0 | 0 | 0 | 0 | 0 | 0 | 0 | 0 | 0 | 0 | 0 | 0 | 0 | 0 | 0 | 0
Industrial Sector Energy Related Emissions before CCS[petroleum diesel if,other machinery 28,PM10] | NoSettings | 0 | 0 | 0 | 0 | 0 | 0 | 0 | 0 | 0 | 0 | 0 | 0 | 0 | 0 | 0 | 0 | 0 | 0 | 0 | 0 | 0 | 0 | 0 | 0 | 0 | 0 | 0 | 0 | 0 | 0 | 0
Industrial Sector Energy Related Emissions before CCS[petroleum diesel if,other machinery 28,PM25] | NoSettings | 0 | 0 | 0 | 0 | 0 | 0 | 0 | 0 | 0 | 0 | 0 | 0 | 0 | 0 | 0 | 0 | 0 | 0 | 0 | 0 | 0 | 0 | 0 | 0 | 0 | 0 | 0 | 0 | 0 | 0 | 0
Industrial Sector Energy Related Emissions before CCS[petroleum diesel if,other machinery 28,SOx] | NoSettings | 0 | 0 | 0 | 0 | 0 | 0 | 0 | 0 | 0 | 0 | 0 | 0 | 0 | 0 | 0 | 0 | 0 | 0 | 0 | 0 | 0 | 0 | 0 | 0 | 0 | 0 | 0 | 0 | 0 | 0 | 0
Industrial Sector Energy Related Emissions before CCS[petroleum diesel if,other machinery 28,BC] | NoSettings | 0 | 0 | 0 | 0 | 0 | 0 | 0 | 0 | 0 | 0 | 0 | 0 | 0 | 0 | 0 | 0 | 0 | 0 | 0 | 0 | 0 | 0 | 0 | 0 | 0 | 0 | 0 | 0 | 0 | 0 | 0
Industrial Sector Energy Related Emissions before CCS[petroleum diesel if,other machinery 28,OC] | NoSettings | 0 | 0 | 0 | 0 | 0 | 0 | 0 | 0 | 0 | 0 | 0 | 0 | 0 | 0 | 0 | 0 | 0 | 0 | 0 | 0 | 0 | 0 | 0 | 0 | 0 | 0 | 0 | 0 | 0 | 0 | 0
Industrial Sector Energy Related Emissions before CCS[petroleum diesel if,other machinery 28,CH4] | NoSettings | 0 | 0 | 0 | 0 | 0 | 0 | 0 | 0 | 0 | 0 | 0 | 0 | 0 | 0 | 0 | 0 | 0 | 0 | 0 | 0 | 0 | 0 | 0 | 0 | 0 | 0 | 0 | 0 | 0 | 0 | 0
Industrial Sector Energy Related Emissions before CCS[petroleum diesel if,other machinery 28,N2O] | NoSettings | 0 | 0 | 0 | 0 | 0 | 0 | 0 | 0 | 0 | 0 | 0 | 0 | 0 | 0 | 0 | 0 | 0 | 0 | 0 | 0 | 0 | 0 | 0 | 0 | 0 | 0 | 0 | 0 | 0 | 0 | 0
Industrial Sector Energy Related Emissions before CCS[petroleum diesel if,other machinery 28,F gases] | NoSettings | 0 | 0 | 0 | 0 | 0 | 0 | 0 | 0 | 0 | 0 | 0 | 0 | 0 | 0 | 0 | 0 | 0 | 0 | 0 | 0 | 0 | 0 | 0 | 0 | 0 | 0 | 0 | 0 | 0 | 0 | 0
Industrial Sector Energy Related Emissions before CCS[petroleum diesel if,road vehicles 29,CO2] | NoSettings | 0 | 0 | 0 | 0 | 0 | 0 | 0 | 0 | 0 | 0 | 0 | 0 | 0 | 0 | 0 | 0 | 0 | 0 | 0 | 0 | 0 | 0 | 0 | 0 | 0 | 0 | 0 | 0 | 0 | 0 | 0
Industrial Sector Energy Related Emissions before CCS[petroleum diesel if,road vehicles 29,VOC] | NoSettings | 0 | 0 | 0 | 0 | 0 | 0 | 0 | 0 | 0 | 0 | 0 | 0 | 0 | 0 | 0 | 0 | 0 | 0 | 0 | 0 | 0 | 0 | 0 | 0 | 0 | 0 | 0 | 0 | 0 | 0 | 0
Industrial Sector Energy Related Emissions before CCS[petroleum diesel if,road vehicles 29,CO] | NoSettings | 0 | 0 | 0 | 0 | 0 | 0 | 0 | 0 | 0 | 0 | 0 | 0 | 0 | 0 | 0 | 0 | 0 | 0 | 0 | 0 | 0 | 0 | 0 | 0 | 0 | 0 | 0 | 0 | 0 | 0 | 0
Industrial Sector Energy Related Emissions before CCS[petroleum diesel if,road vehicles 29,NOx] | NoSettings | 0 | 0 | 0 | 0 | 0 | 0 | 0 | 0 | 0 | 0 | 0 | 0 | 0 | 0 | 0 | 0 | 0 | 0 | 0 | 0 | 0 | 0 | 0 | 0 | 0 | 0 | 0 | 0 | 0 | 0 | 0
Industrial Sector Energy Related Emissions before CCS[petroleum diesel if,road vehicles 29,PM10] | NoSettings | 0 | 0 | 0 | 0 | 0 | 0 | 0 | 0 | 0 | 0 | 0 | 0 | 0 | 0 | 0 | 0 | 0 | 0 | 0 | 0 | 0 | 0 | 0 | 0 | 0 | 0 | 0 | 0 | 0 | 0 | 0
Industrial Sector Energy Related Emissions before CCS[petroleum diesel if,road vehicles 29,PM25] | NoSettings | 0 | 0 | 0 | 0 | 0 | 0 | 0 | 0 | 0 | 0 | 0 | 0 | 0 | 0 | 0 | 0 | 0 | 0 | 0 | 0 | 0 | 0 | 0 | 0 | 0 | 0 | 0 | 0 | 0 | 0 | 0
Industrial Sector Energy Related Emissions before CCS[petroleum diesel if,road vehicles 29,SOx] | NoSettings | 0 | 0 | 0 | 0 | 0 | 0 | 0 | 0 | 0 | 0 | 0 | 0 | 0 | 0 | 0 | 0 | 0 | 0 | 0 | 0 | 0 | 0 | 0 | 0 | 0 | 0 | 0 | 0 | 0 | 0 | 0
Industrial Sector Energy Related Emissions before CCS[petroleum diesel if,road vehicles 29,BC] | NoSettings | 0 | 0 | 0 | 0 | 0 | 0 | 0 | 0 | 0 | 0 | 0 | 0 | 0 | 0 | 0 | 0 | 0 | 0 | 0 | 0 | 0 | 0 | 0 | 0 | 0 | 0 | 0 | 0 | 0 | 0 | 0
Industrial Sector Energy Related Emissions before CCS[petroleum diesel if,road vehicles 29,OC] | NoSettings | 0 | 0 | 0 | 0 | 0 | 0 | 0 | 0 | 0 | 0 | 0 | 0 | 0 | 0 | 0 | 0 | 0 | 0 | 0 | 0 | 0 | 0 | 0 | 0 | 0 | 0 | 0 | 0 | 0 | 0 | 0
Industrial Sector Energy Related Emissions before CCS[petroleum diesel if,road vehicles 29,CH4] | NoSettings | 0 | 0 | 0 | 0 | 0 | 0 | 0 | 0 | 0 | 0 | 0 | 0 | 0 | 0 | 0 | 0 | 0 | 0 | 0 | 0 | 0 | 0 | 0 | 0 | 0 | 0 | 0 | 0 | 0 | 0 | 0
Industrial Sector Energy Related Emissions before CCS[petroleum diesel if,road vehicles 29,N2O] | NoSettings | 0 | 0 | 0 | 0 | 0 | 0 | 0 | 0 | 0 | 0 | 0 | 0 | 0 | 0 | 0 | 0 | 0 | 0 | 0 | 0 | 0 | 0 | 0 | 0 | 0 | 0 | 0 | 0 | 0 | 0 | 0
Industrial Sector Energy Related Emissions before CCS[petroleum diesel if,road vehicles 29,F gases] | NoSettings | 0 | 0 | 0 | 0 | 0 | 0 | 0 | 0 | 0 | 0 | 0 | 0 | 0 | 0 | 0 | 0 | 0 | 0 | 0 | 0 | 0 | 0 | 0 | 0 | 0 | 0 | 0 | 0 | 0 | 0 | 0
Industrial Sector Energy Related Emissions before CCS[petroleum diesel if,nonroad vehicles 30,CO2] | NoSettings | 0 | 0 | 0 | 0 | 0 | 0 | 0 | 0 | 0 | 0 | 0 | 0 | 0 | 0 | 0 | 0 | 0 | 0 | 0 | 0 | 0 | 0 | 0 | 0 | 0 | 0 | 0 | 0 | 0 | 0 | 0
Industrial Sector Energy Related Emissions before CCS[petroleum diesel if,nonroad vehicles 30,VOC] | NoSettings | 0 | 0 | 0 | 0 | 0 | 0 | 0 | 0 | 0 | 0 | 0 | 0 | 0 | 0 | 0 | 0 | 0 | 0 | 0 | 0 | 0 | 0 | 0 | 0 | 0 | 0 | 0 | 0 | 0 | 0 | 0
Industrial Sector Energy Related Emissions before CCS[petroleum diesel if,nonroad vehicles 30,CO] | NoSettings | 0 | 0 | 0 | 0 | 0 | 0 | 0 | 0 | 0 | 0 | 0 | 0 | 0 | 0 | 0 | 0 | 0 | 0 | 0 | 0 | 0 | 0 | 0 | 0 | 0 | 0 | 0 | 0 | 0 | 0 | 0
Industrial Sector Energy Related Emissions before CCS[petroleum diesel if,nonroad vehicles 30,NOx] | NoSettings | 0 | 0 | 0 | 0 | 0 | 0 | 0 | 0 | 0 | 0 | 0 | 0 | 0 | 0 | 0 | 0 | 0 | 0 | 0 | 0 | 0 | 0 | 0 | 0 | 0 | 0 | 0 | 0 | 0 | 0 | 0
Industrial Sector Energy Related Emissions before CCS[petroleum diesel if,nonroad vehicles 30,PM10] | NoSettings | 0 | 0 | 0 | 0 | 0 | 0 | 0 | 0 | 0 | 0 | 0 | 0 | 0 | 0 | 0 | 0 | 0 | 0 | 0 | 0 | 0 | 0 | 0 | 0 | 0 | 0 | 0 | 0 | 0 | 0 | 0
Industrial Sector Energy Related Emissions before CCS[petroleum diesel if,nonroad vehicles 30,PM25] | NoSettings | 0 | 0 | 0 | 0 | 0 | 0 | 0 | 0 | 0 | 0 | 0 | 0 | 0 | 0 | 0 | 0 | 0 | 0 | 0 | 0 | 0 | 0 | 0 | 0 | 0 | 0 | 0 | 0 | 0 | 0 | 0
Industrial Sector Energy Related Emissions before CCS[petroleum diesel if,nonroad vehicles 30,SOx] | NoSettings | 0 | 0 | 0 | 0 | 0 | 0 | 0 | 0 | 0 | 0 | 0 | 0 | 0 | 0 | 0 | 0 | 0 | 0 | 0 | 0 | 0 | 0 | 0 | 0 | 0 | 0 | 0 | 0 | 0 | 0 | 0
Industrial Sector Energy Related Emissions before CCS[petroleum diesel if,nonroad vehicles 30,BC] | NoSettings | 0 | 0 | 0 | 0 | 0 | 0 | 0 | 0 | 0 | 0 | 0 | 0 | 0 | 0 | 0 | 0 | 0 | 0 | 0 | 0 | 0 | 0 | 0 | 0 | 0 | 0 | 0 | 0 | 0 | 0 | 0
Industrial Sector Energy Related Emissions before CCS[petroleum diesel if,nonroad vehicles 30,OC] | NoSettings | 0 | 0 | 0 | 0 | 0 | 0 | 0 | 0 | 0 | 0 | 0 | 0 | 0 | 0 | 0 | 0 | 0 | 0 | 0 | 0 | 0 | 0 | 0 | 0 | 0 | 0 | 0 | 0 | 0 | 0 | 0
Industrial Sector Energy Related Emissions before CCS[petroleum diesel if,nonroad vehicles 30,CH4] | NoSettings | 0 | 0 | 0 | 0 | 0 | 0 | 0 | 0 | 0 | 0 | 0 | 0 | 0 | 0 | 0 | 0 | 0 | 0 | 0 | 0 | 0 | 0 | 0 | 0 | 0 | 0 | 0 | 0 | 0 | 0 | 0
Industrial Sector Energy Related Emissions before CCS[petroleum diesel if,nonroad vehicles 30,N2O] | NoSettings | 0 | 0 | 0 | 0 | 0 | 0 | 0 | 0 | 0 | 0 | 0 | 0 | 0 | 0 | 0 | 0 | 0 | 0 | 0 | 0 | 0 | 0 | 0 | 0 | 0 | 0 | 0 | 0 | 0 | 0 | 0
Industrial Sector Energy Related Emissions before CCS[petroleum diesel if,nonroad vehicles 30,F gases] | NoSettings | 0 | 0 | 0 | 0 | 0 | 0 | 0 | 0 | 0 | 0 | 0 | 0 | 0 | 0 | 0 | 0 | 0 | 0 | 0 | 0 | 0 | 0 | 0 | 0 | 0 | 0 | 0 | 0 | 0 | 0 | 0
Industrial Sector Energy Related Emissions before CCS[petroleum diesel if,other manufacturing 31T33,CO2] | NoSettings | 732548000000 | 687881000000 | 711571000000 | 739193000000 | 752494000000 | 771411000000 | 782922000000 | 790051000000 | 796039000000 | 803101000000 | 813801000000 | 823376000000 | 831586000000 | 843855000000 | 853287000000 | 858338000000 | 861497000000 | 868325000000 | 875897000000 | 884429000000 | 890327000000 | 899977000000 | 914287000000 | 933468000000 | 949151000000 | 959394000000 | 977366000000 | 992734000000 | 1008100000000 | 1023470000000 | 1038840000000
Industrial Sector Energy Related Emissions before CCS[petroleum diesel if,other manufacturing 31T33,VOC] | NoSettings | 7302050 | 6856810 | 7092950 | 7368290 | 7500870 | 7689440 | 7804180 | 7875240 | 7934930 | 8005320 | 8111990 | 8207430 | 8289260 | 8411560 | 8505580 | 8555920 | 8587410 | 8655480 | 8730960 | 8816000 | 8874800 | 8970990 | 9113630 | 9304820 | 9461150 | 9563250 | 9742400 | 9895590 | 10048800 | 10202000 | 10355200
Industrial Sector Energy Related Emissions before CCS[petroleum diesel if,other manufacturing 31T33,CO] | NoSettings | 190468000 | 178855000 | 185014000 | 192196000 | 195654000 | 200573000 | 203566000 | 205420000 | 206977000 | 208813000 | 211595000 | 214084000 | 216219000 | 219409000 | 221862000 | 223175000 | 223996000 | 225772000 | 227740000 | 229959000 | 231492000 | 234001000 | 237722000 | 242709000 | 246787000 | 249450000 | 254123000 | 258119000 | 262115000 | 266111000 | 270106000
Industrial Sector Energy Related Emissions before CCS[petroleum diesel if,other manufacturing 31T33,NOx] | NoSettings | 491610000 | 461634000 | 477532000 | 496069000 | 504995000 | 517691000 | 525416000 | 530200000 | 534218000 | 538957000 | 546138000 | 552564000 | 558073000 | 566307000 | 572637000 | 576026000 | 578146000 | 582729000 | 587810000 | 593536000 | 597494000 | 603971000 | 613574000 | 626446000 | 636971000 | 643845000 | 655906000 | 666219000 | 676533000 | 686846000 | 697160000
Industrial Sector Energy Related Emissions before CCS[petroleum diesel if,other manufacturing 31T33,PM10] | NoSettings | 74133400 | 69613100 | 72010500 | 74805800 | 76151900 | 78066300 | 79231200 | 79952700 | 80558700 | 81273300 | 82356200 | 83325200 | 84155900 | 85397600 | 86352100 | 86863200 | 87182900 | 87874000 | 88640200 | 89503600 | 90100500 | 91077100 | 92525300 | 94466300 | 96053500 | 97090000 | 98908800 | 100464000 | 102019000 | 103575000 | 105130000
Industrial Sector Energy Related Emissions before CCS[petroleum diesel if,other manufacturing 31T33,PM25] | NoSettings | 49952700 | 46906800 | 48522200 | 50405800 | 51312800 | 52602800 | 53387700 | 53873800 | 54282200 | 54763700 | 55493400 | 56146300 | 56706100 | 57542700 | 58185900 | 58530300 | 58745700 | 59211400 | 59727700 | 60309500 | 60711700 | 61369700 | 62345500 | 63653400 | 64722900 | 65421400 | 66646900 | 67694800 | 68742800 | 69790800 | 70838700
Industrial Sector Energy Related Emissions before CCS[petroleum diesel if,other manufacturing 31T33,SOx] | NoSettings | 4949380 | 4647600 | 4807650 | 4994280 | 5084150 | 5211960 | 5289730 | 5337900 | 5378360 | 5426070 | 5498360 | 5563060 | 5618520 | 5701420 | 5765150 | 5799270 | 5820610 | 5866750 | 5917910 | 5975550 | 6015400 | 6080600 | 6177290 | 6306880 | 6412840 | 6482050 | 6603470 | 6707310 | 6811140 | 6914970 | 7018810
Industrial Sector Energy Related Emissions before CCS[petroleum diesel if,other manufacturing 31T33,BC] | NoSettings | 4998200 | 4693430 | 4855070 | 5043530 | 5134280 | 5263360 | 5341900 | 5390540 | 5431400 | 5479580 | 5552590 | 5617920 | 5673930 | 5757640 | 5822000 | 5856460 | 5878020 | 5924610 | 5976270 | 6034480 | 6074730 | 6140570 | 6238210 | 6369080 | 6476080 | 6545970 | 6668600 | 6773450 | 6878310 | 6983170 | 7088030
Industrial Sector Energy Related Emissions before CCS[petroleum diesel if,other manufacturing 31T33,OC] | NoSettings | 12485700 | 11724400 | 12128200 | 12599000 | 12825700 | 13148100 | 13344300 | 13465800 | 13567900 | 13688200 | 13870600 | 14033800 | 14173800 | 14382900 | 14543600 | 14629700 | 14683600 | 14799900 | 14929000 | 15074400 | 15175000 | 15339400 | 15583300 | 15910200 | 16177600 | 16352100 | 16658500 | 16920400 | 17182300 | 17444300 | 17706200
Industrial Sector Energy Related Emissions before CCS[petroleum diesel if,other manufacturing 31T33,CH4] | NoSettings | 29286300 | 27500600 | 28447700 | 29552000 | 30083700 | 30840000 | 31300200 | 31585200 | 31824600 | 32106900 | 32534700 | 32917500 | 33245700 | 33736200 | 34113300 | 34315200 | 34441500 | 34714500 | 35017200 | 35358300 | 35594100 | 35979900 | 36552000 | 37318800 | 37945800 | 38355300 | 39073800 | 39688200 | 40302600 | 40917000 | 41531400
Industrial Sector Energy Related Emissions before CCS[petroleum diesel if,other manufacturing 31T33,N2O] | NoSettings | 5857260 | 5500120 | 5689530 | 5910390 | 6016740 | 6168000 | 6260040 | 6317040 | 6364920 | 6421380 | 6506940 | 6583500 | 6649140 | 6747240 | 6822660 | 6863040 | 6888300 | 6942900 | 7003440 | 7071660 | 7118820 | 7195980 | 7310400 | 7463760 | 7589160 | 7671060 | 7814760 | 7937640 | 8060520 | 8183400 | 8306280
Industrial Sector Energy Related Emissions before CCS[petroleum diesel if,other manufacturing 31T33,F gases] | NoSettings | 0 | 0 | 0 | 0 | 0 | 0 | 0 | 0 | 0 | 0 | 0 | 0 | 0 | 0 | 0 | 0 | 0 | 0 | 0 | 0 | 0 | 0 | 0 | 0 | 0 | 0 | 0 | 0 | 0 | 0 | 0
Industrial Sector Energy Related Emissions before CCS[petroleum diesel if,energy pipelines and gas processing 352T353,CO2] | NoSettings | 0 | 146899000 | 158098000 | 162320000 | 153158000 | 143301000 | 133966000 | 134127000 | 133554000 | 134083000 | 131891000 | 129595000 | 132385000 | 134830000 | 137484000 | 139452000 | 141371000 | 139845000 | 136708000 | 134559000 | 132277000 | 130681000 | 130201000 | 130514000 | 129528000 | 129543000 | 129292000 | 130526000 | 131301000 | 132430000 | 133990000
Industrial Sector Energy Related Emissions before CCS[petroleum diesel if,energy pipelines and gas processing 352T353,VOC] | NoSettings | 0 | 1464.29 | 1575.92 | 1618.01 | 1526.68 | 1428.43 | 1335.38 | 1336.98 | 1331.27 | 1336.54 | 1314.7 | 1291.81 | 1319.61 | 1343.99 | 1370.45 | 1390.06 | 1409.19 | 1393.98 | 1362.71 | 1341.28 | 1318.54 | 1302.63 | 1297.85 | 1300.97 | 1291.14 | 1291.28 | 1288.78 | 1301.08 | 1308.81 | 1320.07 | 1335.61
Industrial Sector Energy Related Emissions before CCS[petroleum diesel if,energy pipelines and gas processing 352T353,CO] | NoSettings | 0 | 38194.9 | 41106.7 | 42204.5 | 39822.2 | 37259.5 | 34832.3 | 34874 | 34725.2 | 34862.5 | 34292.8 | 33695.8 | 34421.1 | 35056.8 | 35747 | 36258.8 | 36757.6 | 36360.9 | 35545.2 | 34986.3 | 34393.2 | 33978 | 33853.3 | 33934.7 | 33678.3 | 33682.1 | 33616.9 | 33937.8 | 34139.3 | 34432.9 | 34838.5
Industrial Sector Energy Related Emissions before CCS[petroleum diesel if,energy pipelines and gas processing 352T353,NOx] | NoSettings | 0 | 98583.2 | 106099 | 108932 | 102783 | 96169 | 89904.1 | 90011.8 | 89627.7 | 89982.2 | 88511.7 | 86970.9 | 88842.7 | 90483.6 | 92265.1 | 93585.9 | 94873.6 | 93849.5 | 91744.2 | 90301.6 | 88770.8 | 87699.2 | 87377.4 | 87587.5 | 86925.5 | 86935.5 | 86767.2 | 87595.3 | 88115.4 | 88873.4 | 89920.1
Industrial Sector Energy Related Emissions before CCS[petroleum diesel if,energy pipelines and gas processing 352T353,PM10] | NoSettings | 0 | 14866.1 | 15999.4 | 16426.7 | 15499.5 | 14502 | 13557.3 | 13573.5 | 13515.6 | 13569.1 | 13347.3 | 13115 | 13397.2 | 13644.7 | 13913.3 | 14112.5 | 14306.7 | 14152.2 | 13834.8 | 13617.2 | 13386.4 | 13224.8 | 13176.3 | 13208 | 13108.1 | 13109.6 | 13084.3 | 13209.1 | 13287.6 | 13401.9 | 13559.7
Industrial Sector Energy Related Emissions before CCS[petroleum diesel if,energy pipelines and gas processing 352T353,PM25] | NoSettings | 0 | 10017.1 | 10780.7 | 11068.6 | 10443.9 | 9771.77 | 9135.2 | 9146.14 | 9107.11 | 9143.13 | 8993.71 | 8837.15 | 9027.35 | 9194.08 | 9375.1 | 9509.3 | 9640.15 | 9536.09 | 9322.17 | 9175.59 | 9020.04 | 8911.15 | 8878.45 | 8899.8 | 8832.54 | 8833.55 | 8816.46 | 8900.6 | 8953.45 | 9030.46 | 9136.82
Industrial Sector Energy Related Emissions before CCS[petroleum diesel if,energy pipelines and gas processing 352T353,SOx] | NoSettings | 0 | 992.507 | 1068.17 | 1096.7 | 1034.79 | 968.202 | 905.129 | 906.213 | 902.347 | 905.915 | 891.11 | 875.598 | 894.443 | 910.963 | 928.899 | 942.196 | 955.16 | 944.85 | 923.654 | 909.131 | 893.719 | 882.93 | 879.69 | 881.806 | 875.141 | 875.242 | 873.548 | 881.885 | 887.121 | 894.752 | 905.289
Industrial Sector Energy Related Emissions before CCS[petroleum diesel if,energy pipelines and gas processing 352T353,BC] | NoSettings | 0 | 1002.3 | 1078.7 | 1107.51 | 1045 | 977.75 | 914.055 | 915.15 | 911.245 | 914.849 | 899.898 | 884.233 | 903.264 | 919.947 | 938.06 | 951.488 | 964.58 | 954.168 | 932.763 | 918.097 | 902.533 | 891.638 | 888.366 | 890.502 | 883.772 | 883.873 | 882.163 | 890.582 | 895.87 | 903.576 | 914.217
Industrial Sector Energy Related Emissions before CCS[petroleum diesel if,energy pipelines and gas processing 352T353,OC] | NoSettings | 0 | 2503.78 | 2694.66 | 2766.62 | 2610.46 | 2442.47 | 2283.35 | 2286.09 | 2276.33 | 2285.34 | 2247.99 | 2208.86 | 2256.4 | 2298.07 | 2343.32 | 2376.86 | 2409.57 | 2383.56 | 2330.09 | 2293.45 | 2254.57 | 2227.35 | 2219.18 | 2224.52 | 2207.7 | 2207.96 | 2203.68 | 2224.72 | 2237.92 | 2257.17 | 2283.76
Industrial Sector Energy Related Emissions before CCS[petroleum diesel if,energy pipelines and gas processing 352T353,CH4] | NoSettings | 0 | 5872.82 | 6320.54 | 6489.33 | 6123.04 | 5729 | 5355.79 | 5362.21 | 5339.33 | 5360.44 | 5272.84 | 5181.05 | 5292.56 | 5390.32 | 5496.44 | 5575.12 | 5651.83 | 5590.83 | 5465.41 | 5379.47 | 5288.28 | 5224.44 | 5205.27 | 5217.79 | 5178.35 | 5178.94 | 5168.92 | 5218.25 | 5249.24 | 5294.39 | 5356.74
Industrial Sector Energy Related Emissions before CCS[petroleum diesel if,energy pipelines and gas processing 352T353,N2O] | NoSettings | 0 | 1174.56 | 1264.11 | 1297.87 | 1224.61 | 1145.8 | 1071.16 | 1072.44 | 1067.87 | 1072.09 | 1054.57 | 1036.21 | 1058.51 | 1078.06 | 1099.29 | 1115.02 | 1130.37 | 1118.17 | 1093.08 | 1075.89 | 1057.66 | 1044.89 | 1041.05 | 1043.56 | 1035.67 | 1035.79 | 1033.78 | 1043.65 | 1049.85 | 1058.88 | 1071.35
Industrial Sector Energy Related Emissions before CCS[petroleum diesel if,energy pipelines and gas processing 352T353,F gases] | NoSettings | 0 | 0 | 0 | 0 | 0 | 0 | 0 | 0 | 0 | 0 | 0 | 0 | 0 | 0 | 0 | 0 | 0 | 0 | 0 | 0 | 0 | 0 | 0 | 0 | 0 | 0 | 0 | 0 | 0 | 0 | 0
Industrial Sector Energy Related Emissions before CCS[petroleum diesel if,water and waste 36T39,CO2] | NoSettings | 0 | 0 | 0 | 0 | 0 | 0 | 0 | 0 | 0 | 0 | 0 | 0 | 0 | 0 | 0 | 0 | 0 | 0 | 0 | 0 | 0 | 0 | 0 | 0 | 0 | 0 | 0 | 0 | 0 | 0 | 0
Industrial Sector Energy Related Emissions before CCS[petroleum diesel if,water and waste 36T39,VOC] | NoSettings | 0 | 0 | 0 | 0 | 0 | 0 | 0 | 0 | 0 | 0 | 0 | 0 | 0 | 0 | 0 | 0 | 0 | 0 | 0 | 0 | 0 | 0 | 0 | 0 | 0 | 0 | 0 | 0 | 0 | 0 | 0
Industrial Sector Energy Related Emissions before CCS[petroleum diesel if,water and waste 36T39,CO] | NoSettings | 0 | 0 | 0 | 0 | 0 | 0 | 0 | 0 | 0 | 0 | 0 | 0 | 0 | 0 | 0 | 0 | 0 | 0 | 0 | 0 | 0 | 0 | 0 | 0 | 0 | 0 | 0 | 0 | 0 | 0 | 0
Industrial Sector Energy Related Emissions before CCS[petroleum diesel if,water and waste 36T39,NOx] | NoSettings | 0 | 0 | 0 | 0 | 0 | 0 | 0 | 0 | 0 | 0 | 0 | 0 | 0 | 0 | 0 | 0 | 0 | 0 | 0 | 0 | 0 | 0 | 0 | 0 | 0 | 0 | 0 | 0 | 0 | 0 | 0
Industrial Sector Energy Related Emissions before CCS[petroleum diesel if,water and waste 36T39,PM10] | NoSettings | 0 | 0 | 0 | 0 | 0 | 0 | 0 | 0 | 0 | 0 | 0 | 0 | 0 | 0 | 0 | 0 | 0 | 0 | 0 | 0 | 0 | 0 | 0 | 0 | 0 | 0 | 0 | 0 | 0 | 0 | 0
Industrial Sector Energy Related Emissions before CCS[petroleum diesel if,water and waste 36T39,PM25] | NoSettings | 0 | 0 | 0 | 0 | 0 | 0 | 0 | 0 | 0 | 0 | 0 | 0 | 0 | 0 | 0 | 0 | 0 | 0 | 0 | 0 | 0 | 0 | 0 | 0 | 0 | 0 | 0 | 0 | 0 | 0 | 0
Industrial Sector Energy Related Emissions before CCS[petroleum diesel if,water and waste 36T39,SOx] | NoSettings | 0 | 0 | 0 | 0 | 0 | 0 | 0 | 0 | 0 | 0 | 0 | 0 | 0 | 0 | 0 | 0 | 0 | 0 | 0 | 0 | 0 | 0 | 0 | 0 | 0 | 0 | 0 | 0 | 0 | 0 | 0
Industrial Sector Energy Related Emissions before CCS[petroleum diesel if,water and waste 36T39,BC] | NoSettings | 0 | 0 | 0 | 0 | 0 | 0 | 0 | 0 | 0 | 0 | 0 | 0 | 0 | 0 | 0 | 0 | 0 | 0 | 0 | 0 | 0 | 0 | 0 | 0 | 0 | 0 | 0 | 0 | 0 | 0 | 0
Industrial Sector Energy Related Emissions before CCS[petroleum diesel if,water and waste 36T39,OC] | NoSettings | 0 | 0 | 0 | 0 | 0 | 0 | 0 | 0 | 0 | 0 | 0 | 0 | 0 | 0 | 0 | 0 | 0 | 0 | 0 | 0 | 0 | 0 | 0 | 0 | 0 | 0 | 0 | 0 | 0 | 0 | 0
Industrial Sector Energy Related Emissions before CCS[petroleum diesel if,water and waste 36T39,CH4] | NoSettings | 0 | 0 | 0 | 0 | 0 | 0 | 0 | 0 | 0 | 0 | 0 | 0 | 0 | 0 | 0 | 0 | 0 | 0 | 0 | 0 | 0 | 0 | 0 | 0 | 0 | 0 | 0 | 0 | 0 | 0 | 0
Industrial Sector Energy Related Emissions before CCS[petroleum diesel if,water and waste 36T39,N2O] | NoSettings | 0 | 0 | 0 | 0 | 0 | 0 | 0 | 0 | 0 | 0 | 0 | 0 | 0 | 0 | 0 | 0 | 0 | 0 | 0 | 0 | 0 | 0 | 0 | 0 | 0 | 0 | 0 | 0 | 0 | 0 | 0
Industrial Sector Energy Related Emissions before CCS[petroleum diesel if,water and waste 36T39,F gases] | NoSettings | 0 | 0 | 0 | 0 | 0 | 0 | 0 | 0 | 0 | 0 | 0 | 0 | 0 | 0 | 0 | 0 | 0 | 0 | 0 | 0 | 0 | 0 | 0 | 0 | 0 | 0 | 0 | 0 | 0 | 0 | 0
Industrial Sector Energy Related Emissions before CCS[petroleum diesel if,construction 41T43,CO2] | NoSettings | 2229270000000 | 2093340000000 | 2165430000000 | 2249490000000 | 2289960000000 | 2347530000000 | 2382560000000 | 2404270000000 | 2422490000000 | 2443970000000 | 2476520000000 | 2505660000000 | 2530650000000 | 2568000000000 | 2596700000000 | 2612070000000 | 2621670000000 | 2642460000000 | 2665490000000 | 2691460000000 | 2709420000000 | 2738780000000 | 2782330000000 | 2840690000000 | 2888420000000 | 2919590000000 | 2974280000000 | 3021050000000 | 3067820000000 | 3114600000000 | 3161370000000
Industrial Sector Energy Related Emissions before CCS[petroleum diesel if,construction 41T43,VOC] | NoSettings | 22221400 | 20866400 | 21585000 | 22422900 | 22826300 | 23400200 | 23749400 | 23965800 | 24147400 | 24361500 | 24686000 | 24976500 | 25225600 | 25597800 | 25883900 | 26037200 | 26132900 | 26340100 | 26569600 | 26828500 | 27007600 | 27300200 | 27734300 | 28316100 | 28791900 | 29102500 | 29647700 | 30113900 | 30580100 | 31046300 | 31512600
Industrial Sector Energy Related Emissions before CCS[petroleum diesel if,construction 41T43,CO] | NoSettings | 579627000 | 544285000 | 563029000 | 584885000 | 595407000 | 610376000 | 619484000 | 625129000 | 629866000 | 635452000 | 643916000 | 651492000 | 657989000 | 667700000 | 675163000 | 679160000 | 681656000 | 687060000 | 693048000 | 699801000 | 704472000 | 712105000 | 723427000 | 738603000 | 751014000 | 759116000 | 773336000 | 785497000 | 797658000 | 809820000 | 821981000
Industrial Sector Energy Related Emissions before CCS[petroleum diesel if,construction 41T43,NOx] | NoSettings | 1496050000 | 1404830000 | 1453210000 | 1509620000 | 1536780000 | 1575420000 | 1598920000 | 1613490000 | 1625720000 | 1640140000 | 1661980000 | 1681540000 | 1698310000 | 1723370000 | 1742630000 | 1752950000 | 1759390000 | 1773340000 | 1788800000 | 1806230000 | 1818280000 | 1837980000 | 1867210000 | 1906380000 | 1938410000 | 1959320000 | 1996020000 | 2027410000 | 2058800000 | 2090190000 | 2121580000
Industrial Sector Energy Related Emissions before CCS[petroleum diesel if,construction 41T43,PM10] | NoSettings | 225600000 | 211845000 | 219140000 | 227647000 | 231742000 | 237568000 | 241113000 | 243310000 | 245154000 | 247328000 | 250623000 | 253571000 | 256100000 | 259880000 | 262784000 | 264340000 | 265312000 | 267415000 | 269746000 | 272374000 | 274192000 | 277163000 | 281570000 | 287476000 | 292307000 | 295461000 | 300995000 | 305728000 | 310462000 | 315195000 | 319928000
Industrial Sector Energy Related Emissions before CCS[petroleum diesel if,construction 41T43,PM25] | NoSettings | 152014000 | 142745000 | 147661000 | 153393000 | 156153000 | 160079000 | 162467000 | 163948000 | 165190000 | 166655000 | 168875000 | 170862000 | 172566000 | 175112000 | 177070000 | 178118000 | 178773000 | 180190000 | 181760000 | 183531000 | 184756000 | 186758000 | 189728000 | 193708000 | 196963000 | 199088000 | 202817000 | 206006000 | 209196000 | 212385000 | 215575000
Industrial Sector Energy Related Emissions before CCS[petroleum diesel if,construction 41T43,SOx] | NoSettings | 15061800 | 14143400 | 14630500 | 15198400 | 15471900 | 15860800 | 16097500 | 16244200 | 16367300 | 16512400 | 16732400 | 16929200 | 17098100 | 17350400 | 17544300 | 17648200 | 17713100 | 17853500 | 18009100 | 18184600 | 18305900 | 18504300 | 18798500 | 19192800 | 19515300 | 19725900 | 20095400 | 20411400 | 20727400 | 21043400 | 21359500
Industrial Sector Energy Related Emissions before CCS[petroleum diesel if,construction 41T43,BC] | NoSettings | 15210300 | 14282900 | 14774800 | 15348300 | 15624400 | 16017300 | 16256300 | 16404400 | 16528700 | 16675300 | 16897400 | 17096200 | 17266700 | 17521500 | 17717400 | 17822300 | 17887700 | 18029600 | 18186700 | 18363900 | 18486500 | 18686800 | 18983900 | 19382100 | 19707800 | 19920400 | 20293600 | 20612700 | 20931800 | 21251000 | 21570100
Industrial Sector Energy Related Emissions before CCS[petroleum diesel if,construction 41T43,OC] | NoSettings | 37996100 | 35679400 | 36908100 | 38340800 | 39030600 | 40011900 | 40608900 | 40978900 | 41289400 | 41655600 | 42210500 | 42707100 | 43133000 | 43769600 | 44258800 | 44520800 | 44684400 | 45038700 | 45431200 | 45873900 | 46180100 | 46680400 | 47422600 | 48417400 | 49231000 | 49762200 | 50694300 | 51491500 | 52288700 | 53085900 | 53883100
Industrial Sector Energy Related Emissions before CCS[petroleum diesel if,construction 41T43,CH4] | NoSettings | 89123100 | 83688900 | 86571000 | 89931600 | 91549500 | 93851100 | 95251500 | 96119400 | 96847800 | 97706700 | 99008100 | 100173000 | 101172000 | 102665000 | 103813000 | 104427000 | 104811000 | 105642000 | 106563000 | 107601000 | 108319000 | 109493000 | 111234000 | 113567000 | 115475000 | 116721000 | 118908000 | 120778000 | 122648000 | 124517000 | 126387000
Industrial Sector Energy Related Emissions before CCS[petroleum diesel if,construction 41T43,N2O] | NoSettings | 17824600 | 16737800 | 17314200 | 17986300 | 18309900 | 18770200 | 19050300 | 19223900 | 19369600 | 19541300 | 19801600 | 20034600 | 20234400 | 20533000 | 20762500 | 20885500 | 20962200 | 21128400 | 21312500 | 21520200 | 21663800 | 21898600 | 22246700 | 22713400 | 23095100 | 23344300 | 23781500 | 24155500 | 24529500 | 24903500 | 25277500
Industrial Sector Energy Related Emissions before CCS[petroleum diesel if,construction 41T43,F gases] | NoSettings | 0 | 0 | 0 | 0 | 0 | 0 | 0 | 0 | 0 | 0 | 0 | 0 | 0 | 0 | 0 | 0 | 0 | 0 | 0 | 0 | 0 | 0 | 0 | 0 | 0 | 0 | 0 | 0 | 0 | 0 | 0
Industrial Sector Energy Related Emissions before CCS[heat if,agriculture and forestry 01T03,CO2] | NoSettings | 0 | 0 | 0 | 0 | 0 | 0 | 0 | 0 | 0 | 0 | 0 | 0 | 0 | 0 | 0 | 0 | 0 | 0 | 0 | 0 | 0 | 0 | 0 | 0 | 0 | 0 | 0 | 0 | 0 | 0 | 0
Industrial Sector Energy Related Emissions before CCS[heat if,agriculture and forestry 01T03,VOC] | NoSettings | 0 | 0 | 0 | 0 | 0 | 0 | 0 | 0 | 0 | 0 | 0 | 0 | 0 | 0 | 0 | 0 | 0 | 0 | 0 | 0 | 0 | 0 | 0 | 0 | 0 | 0 | 0 | 0 | 0 | 0 | 0
Industrial Sector Energy Related Emissions before CCS[heat if,agriculture and forestry 01T03,CO] | NoSettings | 0 | 0 | 0 | 0 | 0 | 0 | 0 | 0 | 0 | 0 | 0 | 0 | 0 | 0 | 0 | 0 | 0 | 0 | 0 | 0 | 0 | 0 | 0 | 0 | 0 | 0 | 0 | 0 | 0 | 0 | 0
Industrial Sector Energy Related Emissions before CCS[heat if,agriculture and forestry 01T03,NOx] | NoSettings | 0 | 0 | 0 | 0 | 0 | 0 | 0 | 0 | 0 | 0 | 0 | 0 | 0 | 0 | 0 | 0 | 0 | 0 | 0 | 0 | 0 | 0 | 0 | 0 | 0 | 0 | 0 | 0 | 0 | 0 | 0
Industrial Sector Energy Related Emissions before CCS[heat if,agriculture and forestry 01T03,PM10] | NoSettings | 0 | 0 | 0 | 0 | 0 | 0 | 0 | 0 | 0 | 0 | 0 | 0 | 0 | 0 | 0 | 0 | 0 | 0 | 0 | 0 | 0 | 0 | 0 | 0 | 0 | 0 | 0 | 0 | 0 | 0 | 0
Industrial Sector Energy Related Emissions before CCS[heat if,agriculture and forestry 01T03,PM25] | NoSettings | 0 | 0 | 0 | 0 | 0 | 0 | 0 | 0 | 0 | 0 | 0 | 0 | 0 | 0 | 0 | 0 | 0 | 0 | 0 | 0 | 0 | 0 | 0 | 0 | 0 | 0 | 0 | 0 | 0 | 0 | 0
Industrial Sector Energy Related Emissions before CCS[heat if,agriculture and forestry 01T03,SOx] | NoSettings | 0 | 0 | 0 | 0 | 0 | 0 | 0 | 0 | 0 | 0 | 0 | 0 | 0 | 0 | 0 | 0 | 0 | 0 | 0 | 0 | 0 | 0 | 0 | 0 | 0 | 0 | 0 | 0 | 0 | 0 | 0
Industrial Sector Energy Related Emissions before CCS[heat if,agriculture and forestry 01T03,BC] | NoSettings | 0 | 0 | 0 | 0 | 0 | 0 | 0 | 0 | 0 | 0 | 0 | 0 | 0 | 0 | 0 | 0 | 0 | 0 | 0 | 0 | 0 | 0 | 0 | 0 | 0 | 0 | 0 | 0 | 0 | 0 | 0
Industrial Sector Energy Related Emissions before CCS[heat if,agriculture and forestry 01T03,OC] | NoSettings | 0 | 0 | 0 | 0 | 0 | 0 | 0 | 0 | 0 | 0 | 0 | 0 | 0 | 0 | 0 | 0 | 0 | 0 | 0 | 0 | 0 | 0 | 0 | 0 | 0 | 0 | 0 | 0 | 0 | 0 | 0
Industrial Sector Energy Related Emissions before CCS[heat if,agriculture and forestry 01T03,CH4] | NoSettings | 0 | 0 | 0 | 0 | 0 | 0 | 0 | 0 | 0 | 0 | 0 | 0 | 0 | 0 | 0 | 0 | 0 | 0 | 0 | 0 | 0 | 0 | 0 | 0 | 0 | 0 | 0 | 0 | 0 | 0 | 0
Industrial Sector Energy Related Emissions before CCS[heat if,agriculture and forestry 01T03,N2O] | NoSettings | 0 | 0 | 0 | 0 | 0 | 0 | 0 | 0 | 0 | 0 | 0 | 0 | 0 | 0 | 0 | 0 | 0 | 0 | 0 | 0 | 0 | 0 | 0 | 0 | 0 | 0 | 0 | 0 | 0 | 0 | 0
Industrial Sector Energy Related Emissions before CCS[heat if,agriculture and forestry 01T03,F gases] | NoSettings | 0 | 0 | 0 | 0 | 0 | 0 | 0 | 0 | 0 | 0 | 0 | 0 | 0 | 0 | 0 | 0 | 0 | 0 | 0 | 0 | 0 | 0 | 0 | 0 | 0 | 0 | 0 | 0 | 0 | 0 | 0
Industrial Sector Energy Related Emissions before CCS[heat if,coal mining 05,CO2] | NoSettings | 0 | 0 | 0 | 0 | 0 | 0 | 0 | 0 | 0 | 0 | 0 | 0 | 0 | 0 | 0 | 0 | 0 | 0 | 0 | 0 | 0 | 0 | 0 | 0 | 0 | 0 | 0 | 0 | 0 | 0 | 0
Industrial Sector Energy Related Emissions before CCS[heat if,coal mining 05,VOC] | NoSettings | 0 | 0 | 0 | 0 | 0 | 0 | 0 | 0 | 0 | 0 | 0 | 0 | 0 | 0 | 0 | 0 | 0 | 0 | 0 | 0 | 0 | 0 | 0 | 0 | 0 | 0 | 0 | 0 | 0 | 0 | 0
Industrial Sector Energy Related Emissions before CCS[heat if,coal mining 05,CO] | NoSettings | 0 | 0 | 0 | 0 | 0 | 0 | 0 | 0 | 0 | 0 | 0 | 0 | 0 | 0 | 0 | 0 | 0 | 0 | 0 | 0 | 0 | 0 | 0 | 0 | 0 | 0 | 0 | 0 | 0 | 0 | 0
Industrial Sector Energy Related Emissions before CCS[heat if,coal mining 05,NOx] | NoSettings | 0 | 0 | 0 | 0 | 0 | 0 | 0 | 0 | 0 | 0 | 0 | 0 | 0 | 0 | 0 | 0 | 0 | 0 | 0 | 0 | 0 | 0 | 0 | 0 | 0 | 0 | 0 | 0 | 0 | 0 | 0
Industrial Sector Energy Related Emissions before CCS[heat if,coal mining 05,PM10] | NoSettings | 0 | 0 | 0 | 0 | 0 | 0 | 0 | 0 | 0 | 0 | 0 | 0 | 0 | 0 | 0 | 0 | 0 | 0 | 0 | 0 | 0 | 0 | 0 | 0 | 0 | 0 | 0 | 0 | 0 | 0 | 0
Industrial Sector Energy Related Emissions before CCS[heat if,coal mining 05,PM25] | NoSettings | 0 | 0 | 0 | 0 | 0 | 0 | 0 | 0 | 0 | 0 | 0 | 0 | 0 | 0 | 0 | 0 | 0 | 0 | 0 | 0 | 0 | 0 | 0 | 0 | 0 | 0 | 0 | 0 | 0 | 0 | 0
Industrial Sector Energy Related Emissions before CCS[heat if,coal mining 05,SOx] | NoSettings | 0 | 0 | 0 | 0 | 0 | 0 | 0 | 0 | 0 | 0 | 0 | 0 | 0 | 0 | 0 | 0 | 0 | 0 | 0 | 0 | 0 | 0 | 0 | 0 | 0 | 0 | 0 | 0 | 0 | 0 | 0
Industrial Sector Energy Related Emissions before CCS[heat if,coal mining 05,BC] | NoSettings | 0 | 0 | 0 | 0 | 0 | 0 | 0 | 0 | 0 | 0 | 0 | 0 | 0 | 0 | 0 | 0 | 0 | 0 | 0 | 0 | 0 | 0 | 0 | 0 | 0 | 0 | 0 | 0 | 0 | 0 | 0
Industrial Sector Energy Related Emissions before CCS[heat if,coal mining 05,OC] | NoSettings | 0 | 0 | 0 | 0 | 0 | 0 | 0 | 0 | 0 | 0 | 0 | 0 | 0 | 0 | 0 | 0 | 0 | 0 | 0 | 0 | 0 | 0 | 0 | 0 | 0 | 0 | 0 | 0 | 0 | 0 | 0
Industrial Sector Energy Related Emissions before CCS[heat if,coal mining 05,CH4] | NoSettings | 0 | 0 | 0 | 0 | 0 | 0 | 0 | 0 | 0 | 0 | 0 | 0 | 0 | 0 | 0 | 0 | 0 | 0 | 0 | 0 | 0 | 0 | 0 | 0 | 0 | 0 | 0 | 0 | 0 | 0 | 0
Industrial Sector Energy Related Emissions before CCS[heat if,coal mining 05,N2O] | NoSettings | 0 | 0 | 0 | 0 | 0 | 0 | 0 | 0 | 0 | 0 | 0 | 0 | 0 | 0 | 0 | 0 | 0 | 0 | 0 | 0 | 0 | 0 | 0 | 0 | 0 | 0 | 0 | 0 | 0 | 0 | 0
Industrial Sector Energy Related Emissions before CCS[heat if,coal mining 05,F gases] | NoSettings | 0 | 0 | 0 | 0 | 0 | 0 | 0 | 0 | 0 | 0 | 0 | 0 | 0 | 0 | 0 | 0 | 0 | 0 | 0 | 0 | 0 | 0 | 0 | 0 | 0 | 0 | 0 | 0 | 0 | 0 | 0
Industrial Sector Energy Related Emissions before CCS[heat if,oil and gas extraction 06,CO2] | NoSettings | 0 | 0 | 0 | 0 | 0 | 0 | 0 | 0 | 0 | 0 | 0 | 0 | 0 | 0 | 0 | 0 | 0 | 0 | 0 | 0 | 0 | 0 | 0 | 0 | 0 | 0 | 0 | 0 | 0 | 0 | 0
Industrial Sector Energy Related Emissions before CCS[heat if,oil and gas extraction 06,VOC] | NoSettings | 0 | 0 | 0 | 0 | 0 | 0 | 0 | 0 | 0 | 0 | 0 | 0 | 0 | 0 | 0 | 0 | 0 | 0 | 0 | 0 | 0 | 0 | 0 | 0 | 0 | 0 | 0 | 0 | 0 | 0 | 0
Industrial Sector Energy Related Emissions before CCS[heat if,oil and gas extraction 06,CO] | NoSettings | 0 | 0 | 0 | 0 | 0 | 0 | 0 | 0 | 0 | 0 | 0 | 0 | 0 | 0 | 0 | 0 | 0 | 0 | 0 | 0 | 0 | 0 | 0 | 0 | 0 | 0 | 0 | 0 | 0 | 0 | 0
Industrial Sector Energy Related Emissions before CCS[heat if,oil and gas extraction 06,NOx] | NoSettings | 0 | 0 | 0 | 0 | 0 | 0 | 0 | 0 | 0 | 0 | 0 | 0 | 0 | 0 | 0 | 0 | 0 | 0 | 0 | 0 | 0 | 0 | 0 | 0 | 0 | 0 | 0 | 0 | 0 | 0 | 0
Industrial Sector Energy Related Emissions before CCS[heat if,oil and gas extraction 06,PM10] | NoSettings | 0 | 0 | 0 | 0 | 0 | 0 | 0 | 0 | 0 | 0 | 0 | 0 | 0 | 0 | 0 | 0 | 0 | 0 | 0 | 0 | 0 | 0 | 0 | 0 | 0 | 0 | 0 | 0 | 0 | 0 | 0
Industrial Sector Energy Related Emissions before CCS[heat if,oil and gas extraction 06,PM25] | NoSettings | 0 | 0 | 0 | 0 | 0 | 0 | 0 | 0 | 0 | 0 | 0 | 0 | 0 | 0 | 0 | 0 | 0 | 0 | 0 | 0 | 0 | 0 | 0 | 0 | 0 | 0 | 0 | 0 | 0 | 0 | 0
Industrial Sector Energy Related Emissions before CCS[heat if,oil and gas extraction 06,SOx] | NoSettings | 0 | 0 | 0 | 0 | 0 | 0 | 0 | 0 | 0 | 0 | 0 | 0 | 0 | 0 | 0 | 0 | 0 | 0 | 0 | 0 | 0 | 0 | 0 | 0 | 0 | 0 | 0 | 0 | 0 | 0 | 0
Industrial Sector Energy Related Emissions before CCS[heat if,oil and gas extraction 06,BC] | NoSettings | 0 | 0 | 0 | 0 | 0 | 0 | 0 | 0 | 0 | 0 | 0 | 0 | 0 | 0 | 0 | 0 | 0 | 0 | 0 | 0 | 0 | 0 | 0 | 0 | 0 | 0 | 0 | 0 | 0 | 0 | 0
Industrial Sector Energy Related Emissions before CCS[heat if,oil and gas extraction 06,OC] | NoSettings | 0 | 0 | 0 | 0 | 0 | 0 | 0 | 0 | 0 | 0 | 0 | 0 | 0 | 0 | 0 | 0 | 0 | 0 | 0 | 0 | 0 | 0 | 0 | 0 | 0 | 0 | 0 | 0 | 0 | 0 | 0
Industrial Sector Energy Related Emissions before CCS[heat if,oil and gas extraction 06,CH4] | NoSettings | 0 | 0 | 0 | 0 | 0 | 0 | 0 | 0 | 0 | 0 | 0 | 0 | 0 | 0 | 0 | 0 | 0 | 0 | 0 | 0 | 0 | 0 | 0 | 0 | 0 | 0 | 0 | 0 | 0 | 0 | 0
Industrial Sector Energy Related Emissions before CCS[heat if,oil and gas extraction 06,N2O] | NoSettings | 0 | 0 | 0 | 0 | 0 | 0 | 0 | 0 | 0 | 0 | 0 | 0 | 0 | 0 | 0 | 0 | 0 | 0 | 0 | 0 | 0 | 0 | 0 | 0 | 0 | 0 | 0 | 0 | 0 | 0 | 0
Industrial Sector Energy Related Emissions before CCS[heat if,oil and gas extraction 06,F gases] | NoSettings | 0 | 0 | 0 | 0 | 0 | 0 | 0 | 0 | 0 | 0 | 0 | 0 | 0 | 0 | 0 | 0 | 0 | 0 | 0 | 0 | 0 | 0 | 0 | 0 | 0 | 0 | 0 | 0 | 0 | 0 | 0
Industrial Sector Energy Related Emissions before CCS[heat if,other mining and quarrying 07T08,CO2] | NoSettings | 0 | 0 | 0 | 0 | 0 | 0 | 0 | 0 | 0 | 0 | 0 | 0 | 0 | 0 | 0 | 0 | 0 | 0 | 0 | 0 | 0 | 0 | 0 | 0 | 0 | 0 | 0 | 0 | 0 | 0 | 0
Industrial Sector Energy Related Emissions before CCS[heat if,other mining and quarrying 07T08,VOC] | NoSettings | 0 | 0 | 0 | 0 | 0 | 0 | 0 | 0 | 0 | 0 | 0 | 0 | 0 | 0 | 0 | 0 | 0 | 0 | 0 | 0 | 0 | 0 | 0 | 0 | 0 | 0 | 0 | 0 | 0 | 0 | 0
Industrial Sector Energy Related Emissions before CCS[heat if,other mining and quarrying 07T08,CO] | NoSettings | 0 | 0 | 0 | 0 | 0 | 0 | 0 | 0 | 0 | 0 | 0 | 0 | 0 | 0 | 0 | 0 | 0 | 0 | 0 | 0 | 0 | 0 | 0 | 0 | 0 | 0 | 0 | 0 | 0 | 0 | 0
Industrial Sector Energy Related Emissions before CCS[heat if,other mining and quarrying 07T08,NOx] | NoSettings | 0 | 0 | 0 | 0 | 0 | 0 | 0 | 0 | 0 | 0 | 0 | 0 | 0 | 0 | 0 | 0 | 0 | 0 | 0 | 0 | 0 | 0 | 0 | 0 | 0 | 0 | 0 | 0 | 0 | 0 | 0
Industrial Sector Energy Related Emissions before CCS[heat if,other mining and quarrying 07T08,PM10] | NoSettings | 0 | 0 | 0 | 0 | 0 | 0 | 0 | 0 | 0 | 0 | 0 | 0 | 0 | 0 | 0 | 0 | 0 | 0 | 0 | 0 | 0 | 0 | 0 | 0 | 0 | 0 | 0 | 0 | 0 | 0 | 0
Industrial Sector Energy Related Emissions before CCS[heat if,other mining and quarrying 07T08,PM25] | NoSettings | 0 | 0 | 0 | 0 | 0 | 0 | 0 | 0 | 0 | 0 | 0 | 0 | 0 | 0 | 0 | 0 | 0 | 0 | 0 | 0 | 0 | 0 | 0 | 0 | 0 | 0 | 0 | 0 | 0 | 0 | 0
Industrial Sector Energy Related Emissions before CCS[heat if,other mining and quarrying 07T08,SOx] | NoSettings | 0 | 0 | 0 | 0 | 0 | 0 | 0 | 0 | 0 | 0 | 0 | 0 | 0 | 0 | 0 | 0 | 0 | 0 | 0 | 0 | 0 | 0 | 0 | 0 | 0 | 0 | 0 | 0 | 0 | 0 | 0
Industrial Sector Energy Related Emissions before CCS[heat if,other mining and quarrying 07T08,BC] | NoSettings | 0 | 0 | 0 | 0 | 0 | 0 | 0 | 0 | 0 | 0 | 0 | 0 | 0 | 0 | 0 | 0 | 0 | 0 | 0 | 0 | 0 | 0 | 0 | 0 | 0 | 0 | 0 | 0 | 0 | 0 | 0
Industrial Sector Energy Related Emissions before CCS[heat if,other mining and quarrying 07T08,OC] | NoSettings | 0 | 0 | 0 | 0 | 0 | 0 | 0 | 0 | 0 | 0 | 0 | 0 | 0 | 0 | 0 | 0 | 0 | 0 | 0 | 0 | 0 | 0 | 0 | 0 | 0 | 0 | 0 | 0 | 0 | 0 | 0
Industrial Sector Energy Related Emissions before CCS[heat if,other mining and quarrying 07T08,CH4] | NoSettings | 0 | 0 | 0 | 0 | 0 | 0 | 0 | 0 | 0 | 0 | 0 | 0 | 0 | 0 | 0 | 0 | 0 | 0 | 0 | 0 | 0 | 0 | 0 | 0 | 0 | 0 | 0 | 0 | 0 | 0 | 0
Industrial Sector Energy Related Emissions before CCS[heat if,other mining and quarrying 07T08,N2O] | NoSettings | 0 | 0 | 0 | 0 | 0 | 0 | 0 | 0 | 0 | 0 | 0 | 0 | 0 | 0 | 0 | 0 | 0 | 0 | 0 | 0 | 0 | 0 | 0 | 0 | 0 | 0 | 0 | 0 | 0 | 0 | 0
Industrial Sector Energy Related Emissions before CCS[heat if,other mining and quarrying 07T08,F gases] | NoSettings | 0 | 0 | 0 | 0 | 0 | 0 | 0 | 0 | 0 | 0 | 0 | 0 | 0 | 0 | 0 | 0 | 0 | 0 | 0 | 0 | 0 | 0 | 0 | 0 | 0 | 0 | 0 | 0 | 0 | 0 | 0
Industrial Sector Energy Related Emissions before CCS[heat if,food beverage and tobacco 10T12,CO2] | NoSettings | 0 | 0 | 0 | 0 | 0 | 0 | 0 | 0 | 0 | 0 | 0 | 0 | 0 | 0 | 0 | 0 | 0 | 0 | 0 | 0 | 0 | 0 | 0 | 0 | 0 | 0 | 0 | 0 | 0 | 0 | 0
Industrial Sector Energy Related Emissions before CCS[heat if,food beverage and tobacco 10T12,VOC] | NoSettings | 0 | 0 | 0 | 0 | 0 | 0 | 0 | 0 | 0 | 0 | 0 | 0 | 0 | 0 | 0 | 0 | 0 | 0 | 0 | 0 | 0 | 0 | 0 | 0 | 0 | 0 | 0 | 0 | 0 | 0 | 0
Industrial Sector Energy Related Emissions before CCS[heat if,food beverage and tobacco 10T12,CO] | NoSettings | 0 | 0 | 0 | 0 | 0 | 0 | 0 | 0 | 0 | 0 | 0 | 0 | 0 | 0 | 0 | 0 | 0 | 0 | 0 | 0 | 0 | 0 | 0 | 0 | 0 | 0 | 0 | 0 | 0 | 0 | 0
Industrial Sector Energy Related Emissions before CCS[heat if,food beverage and tobacco 10T12,NOx] | NoSettings | 0 | 0 | 0 | 0 | 0 | 0 | 0 | 0 | 0 | 0 | 0 | 0 | 0 | 0 | 0 | 0 | 0 | 0 | 0 | 0 | 0 | 0 | 0 | 0 | 0 | 0 | 0 | 0 | 0 | 0 | 0
Industrial Sector Energy Related Emissions before CCS[heat if,food beverage and tobacco 10T12,PM10] | NoSettings | 0 | 0 | 0 | 0 | 0 | 0 | 0 | 0 | 0 | 0 | 0 | 0 | 0 | 0 | 0 | 0 | 0 | 0 | 0 | 0 | 0 | 0 | 0 | 0 | 0 | 0 | 0 | 0 | 0 | 0 | 0
Industrial Sector Energy Related Emissions before CCS[heat if,food beverage and tobacco 10T12,PM25] | NoSettings | 0 | 0 | 0 | 0 | 0 | 0 | 0 | 0 | 0 | 0 | 0 | 0 | 0 | 0 | 0 | 0 | 0 | 0 | 0 | 0 | 0 | 0 | 0 | 0 | 0 | 0 | 0 | 0 | 0 | 0 | 0
Industrial Sector Energy Related Emissions before CCS[heat if,food beverage and tobacco 10T12,SOx] | NoSettings | 0 | 0 | 0 | 0 | 0 | 0 | 0 | 0 | 0 | 0 | 0 | 0 | 0 | 0 | 0 | 0 | 0 | 0 | 0 | 0 | 0 | 0 | 0 | 0 | 0 | 0 | 0 | 0 | 0 | 0 | 0
Industrial Sector Energy Related Emissions before CCS[heat if,food beverage and tobacco 10T12,BC] | NoSettings | 0 | 0 | 0 | 0 | 0 | 0 | 0 | 0 | 0 | 0 | 0 | 0 | 0 | 0 | 0 | 0 | 0 | 0 | 0 | 0 | 0 | 0 | 0 | 0 | 0 | 0 | 0 | 0 | 0 | 0 | 0
Industrial Sector Energy Related Emissions before CCS[heat if,food beverage and tobacco 10T12,OC] | NoSettings | 0 | 0 | 0 | 0 | 0 | 0 | 0 | 0 | 0 | 0 | 0 | 0 | 0 | 0 | 0 | 0 | 0 | 0 | 0 | 0 | 0 | 0 | 0 | 0 | 0 | 0 | 0 | 0 | 0 | 0 | 0
Industrial Sector Energy Related Emissions before CCS[heat if,food beverage and tobacco 10T12,CH4] | NoSettings | 0 | 0 | 0 | 0 | 0 | 0 | 0 | 0 | 0 | 0 | 0 | 0 | 0 | 0 | 0 | 0 | 0 | 0 | 0 | 0 | 0 | 0 | 0 | 0 | 0 | 0 | 0 | 0 | 0 | 0 | 0
Industrial Sector Energy Related Emissions before CCS[heat if,food beverage and tobacco 10T12,N2O] | NoSettings | 0 | 0 | 0 | 0 | 0 | 0 | 0 | 0 | 0 | 0 | 0 | 0 | 0 | 0 | 0 | 0 | 0 | 0 | 0 | 0 | 0 | 0 | 0 | 0 | 0 | 0 | 0 | 0 | 0 | 0 | 0
Industrial Sector Energy Related Emissions before CCS[heat if,food beverage and tobacco 10T12,F gases] | NoSettings | 0 | 0 | 0 | 0 | 0 | 0 | 0 | 0 | 0 | 0 | 0 | 0 | 0 | 0 | 0 | 0 | 0 | 0 | 0 | 0 | 0 | 0 | 0 | 0 | 0 | 0 | 0 | 0 | 0 | 0 | 0
Industrial Sector Energy Related Emissions before CCS[heat if,textiles apparel and leather 13T15,CO2] | NoSettings | 0 | 0 | 0 | 0 | 0 | 0 | 0 | 0 | 0 | 0 | 0 | 0 | 0 | 0 | 0 | 0 | 0 | 0 | 0 | 0 | 0 | 0 | 0 | 0 | 0 | 0 | 0 | 0 | 0 | 0 | 0
Industrial Sector Energy Related Emissions before CCS[heat if,textiles apparel and leather 13T15,VOC] | NoSettings | 0 | 0 | 0 | 0 | 0 | 0 | 0 | 0 | 0 | 0 | 0 | 0 | 0 | 0 | 0 | 0 | 0 | 0 | 0 | 0 | 0 | 0 | 0 | 0 | 0 | 0 | 0 | 0 | 0 | 0 | 0
Industrial Sector Energy Related Emissions before CCS[heat if,textiles apparel and leather 13T15,CO] | NoSettings | 0 | 0 | 0 | 0 | 0 | 0 | 0 | 0 | 0 | 0 | 0 | 0 | 0 | 0 | 0 | 0 | 0 | 0 | 0 | 0 | 0 | 0 | 0 | 0 | 0 | 0 | 0 | 0 | 0 | 0 | 0
Industrial Sector Energy Related Emissions before CCS[heat if,textiles apparel and leather 13T15,NOx] | NoSettings | 0 | 0 | 0 | 0 | 0 | 0 | 0 | 0 | 0 | 0 | 0 | 0 | 0 | 0 | 0 | 0 | 0 | 0 | 0 | 0 | 0 | 0 | 0 | 0 | 0 | 0 | 0 | 0 | 0 | 0 | 0
Industrial Sector Energy Related Emissions before CCS[heat if,textiles apparel and leather 13T15,PM10] | NoSettings | 0 | 0 | 0 | 0 | 0 | 0 | 0 | 0 | 0 | 0 | 0 | 0 | 0 | 0 | 0 | 0 | 0 | 0 | 0 | 0 | 0 | 0 | 0 | 0 | 0 | 0 | 0 | 0 | 0 | 0 | 0
Industrial Sector Energy Related Emissions before CCS[heat if,textiles apparel and leather 13T15,PM25] | NoSettings | 0 | 0 | 0 | 0 | 0 | 0 | 0 | 0 | 0 | 0 | 0 | 0 | 0 | 0 | 0 | 0 | 0 | 0 | 0 | 0 | 0 | 0 | 0 | 0 | 0 | 0 | 0 | 0 | 0 | 0 | 0
Industrial Sector Energy Related Emissions before CCS[heat if,textiles apparel and leather 13T15,SOx] | NoSettings | 0 | 0 | 0 | 0 | 0 | 0 | 0 | 0 | 0 | 0 | 0 | 0 | 0 | 0 | 0 | 0 | 0 | 0 | 0 | 0 | 0 | 0 | 0 | 0 | 0 | 0 | 0 | 0 | 0 | 0 | 0
Industrial Sector Energy Related Emissions before CCS[heat if,textiles apparel and leather 13T15,BC] | NoSettings | 0 | 0 | 0 | 0 | 0 | 0 | 0 | 0 | 0 | 0 | 0 | 0 | 0 | 0 | 0 | 0 | 0 | 0 | 0 | 0 | 0 | 0 | 0 | 0 | 0 | 0 | 0 | 0 | 0 | 0 | 0
Industrial Sector Energy Related Emissions before CCS[heat if,textiles apparel and leather 13T15,OC] | NoSettings | 0 | 0 | 0 | 0 | 0 | 0 | 0 | 0 | 0 | 0 | 0 | 0 | 0 | 0 | 0 | 0 | 0 | 0 | 0 | 0 | 0 | 0 | 0 | 0 | 0 | 0 | 0 | 0 | 0 | 0 | 0
Industrial Sector Energy Related Emissions before CCS[heat if,textiles apparel and leather 13T15,CH4] | NoSettings | 0 | 0 | 0 | 0 | 0 | 0 | 0 | 0 | 0 | 0 | 0 | 0 | 0 | 0 | 0 | 0 | 0 | 0 | 0 | 0 | 0 | 0 | 0 | 0 | 0 | 0 | 0 | 0 | 0 | 0 | 0
Industrial Sector Energy Related Emissions before CCS[heat if,textiles apparel and leather 13T15,N2O] | NoSettings | 0 | 0 | 0 | 0 | 0 | 0 | 0 | 0 | 0 | 0 | 0 | 0 | 0 | 0 | 0 | 0 | 0 | 0 | 0 | 0 | 0 | 0 | 0 | 0 | 0 | 0 | 0 | 0 | 0 | 0 | 0
Industrial Sector Energy Related Emissions before CCS[heat if,textiles apparel and leather 13T15,F gases] | NoSettings | 0 | 0 | 0 | 0 | 0 | 0 | 0 | 0 | 0 | 0 | 0 | 0 | 0 | 0 | 0 | 0 | 0 | 0 | 0 | 0 | 0 | 0 | 0 | 0 | 0 | 0 | 0 | 0 | 0 | 0 | 0
Industrial Sector Energy Related Emissions before CCS[heat if,wood products 16,CO2] | NoSettings | 0 | 0 | 0 | 0 | 0 | 0 | 0 | 0 | 0 | 0 | 0 | 0 | 0 | 0 | 0 | 0 | 0 | 0 | 0 | 0 | 0 | 0 | 0 | 0 | 0 | 0 | 0 | 0 | 0 | 0 | 0
Industrial Sector Energy Related Emissions before CCS[heat if,wood products 16,VOC] | NoSettings | 0 | 0 | 0 | 0 | 0 | 0 | 0 | 0 | 0 | 0 | 0 | 0 | 0 | 0 | 0 | 0 | 0 | 0 | 0 | 0 | 0 | 0 | 0 | 0 | 0 | 0 | 0 | 0 | 0 | 0 | 0
Industrial Sector Energy Related Emissions before CCS[heat if,wood products 16,CO] | NoSettings | 0 | 0 | 0 | 0 | 0 | 0 | 0 | 0 | 0 | 0 | 0 | 0 | 0 | 0 | 0 | 0 | 0 | 0 | 0 | 0 | 0 | 0 | 0 | 0 | 0 | 0 | 0 | 0 | 0 | 0 | 0
Industrial Sector Energy Related Emissions before CCS[heat if,wood products 16,NOx] | NoSettings | 0 | 0 | 0 | 0 | 0 | 0 | 0 | 0 | 0 | 0 | 0 | 0 | 0 | 0 | 0 | 0 | 0 | 0 | 0 | 0 | 0 | 0 | 0 | 0 | 0 | 0 | 0 | 0 | 0 | 0 | 0
Industrial Sector Energy Related Emissions before CCS[heat if,wood products 16,PM10] | NoSettings | 0 | 0 | 0 | 0 | 0 | 0 | 0 | 0 | 0 | 0 | 0 | 0 | 0 | 0 | 0 | 0 | 0 | 0 | 0 | 0 | 0 | 0 | 0 | 0 | 0 | 0 | 0 | 0 | 0 | 0 | 0
Industrial Sector Energy Related Emissions before CCS[heat if,wood products 16,PM25] | NoSettings | 0 | 0 | 0 | 0 | 0 | 0 | 0 | 0 | 0 | 0 | 0 | 0 | 0 | 0 | 0 | 0 | 0 | 0 | 0 | 0 | 0 | 0 | 0 | 0 | 0 | 0 | 0 | 0 | 0 | 0 | 0
Industrial Sector Energy Related Emissions before CCS[heat if,wood products 16,SOx] | NoSettings | 0 | 0 | 0 | 0 | 0 | 0 | 0 | 0 | 0 | 0 | 0 | 0 | 0 | 0 | 0 | 0 | 0 | 0 | 0 | 0 | 0 | 0 | 0 | 0 | 0 | 0 | 0 | 0 | 0 | 0 | 0
Industrial Sector Energy Related Emissions before CCS[heat if,wood products 16,BC] | NoSettings | 0 | 0 | 0 | 0 | 0 | 0 | 0 | 0 | 0 | 0 | 0 | 0 | 0 | 0 | 0 | 0 | 0 | 0 | 0 | 0 | 0 | 0 | 0 | 0 | 0 | 0 | 0 | 0 | 0 | 0 | 0
Industrial Sector Energy Related Emissions before CCS[heat if,wood products 16,OC] | NoSettings | 0 | 0 | 0 | 0 | 0 | 0 | 0 | 0 | 0 | 0 | 0 | 0 | 0 | 0 | 0 | 0 | 0 | 0 | 0 | 0 | 0 | 0 | 0 | 0 | 0 | 0 | 0 | 0 | 0 | 0 | 0
Industrial Sector Energy Related Emissions before CCS[heat if,wood products 16,CH4] | NoSettings | 0 | 0 | 0 | 0 | 0 | 0 | 0 | 0 | 0 | 0 | 0 | 0 | 0 | 0 | 0 | 0 | 0 | 0 | 0 | 0 | 0 | 0 | 0 | 0 | 0 | 0 | 0 | 0 | 0 | 0 | 0
Industrial Sector Energy Related Emissions before CCS[heat if,wood products 16,N2O] | NoSettings | 0 | 0 | 0 | 0 | 0 | 0 | 0 | 0 | 0 | 0 | 0 | 0 | 0 | 0 | 0 | 0 | 0 | 0 | 0 | 0 | 0 | 0 | 0 | 0 | 0 | 0 | 0 | 0 | 0 | 0 | 0
Industrial Sector Energy Related Emissions before CCS[heat if,wood products 16,F gases] | NoSettings | 0 | 0 | 0 | 0 | 0 | 0 | 0 | 0 | 0 | 0 | 0 | 0 | 0 | 0 | 0 | 0 | 0 | 0 | 0 | 0 | 0 | 0 | 0 | 0 | 0 | 0 | 0 | 0 | 0 | 0 | 0
Industrial Sector Energy Related Emissions before CCS[heat if,pulp paper and printing 17T18,CO2] | NoSettings | 0 | 0 | 0 | 0 | 0 | 0 | 0 | 0 | 0 | 0 | 0 | 0 | 0 | 0 | 0 | 0 | 0 | 0 | 0 | 0 | 0 | 0 | 0 | 0 | 0 | 0 | 0 | 0 | 0 | 0 | 0
Industrial Sector Energy Related Emissions before CCS[heat if,pulp paper and printing 17T18,VOC] | NoSettings | 0 | 0 | 0 | 0 | 0 | 0 | 0 | 0 | 0 | 0 | 0 | 0 | 0 | 0 | 0 | 0 | 0 | 0 | 0 | 0 | 0 | 0 | 0 | 0 | 0 | 0 | 0 | 0 | 0 | 0 | 0
Industrial Sector Energy Related Emissions before CCS[heat if,pulp paper and printing 17T18,CO] | NoSettings | 0 | 0 | 0 | 0 | 0 | 0 | 0 | 0 | 0 | 0 | 0 | 0 | 0 | 0 | 0 | 0 | 0 | 0 | 0 | 0 | 0 | 0 | 0 | 0 | 0 | 0 | 0 | 0 | 0 | 0 | 0
Industrial Sector Energy Related Emissions before CCS[heat if,pulp paper and printing 17T18,NOx] | NoSettings | 0 | 0 | 0 | 0 | 0 | 0 | 0 | 0 | 0 | 0 | 0 | 0 | 0 | 0 | 0 | 0 | 0 | 0 | 0 | 0 | 0 | 0 | 0 | 0 | 0 | 0 | 0 | 0 | 0 | 0 | 0
Industrial Sector Energy Related Emissions before CCS[heat if,pulp paper and printing 17T18,PM10] | NoSettings | 0 | 0 | 0 | 0 | 0 | 0 | 0 | 0 | 0 | 0 | 0 | 0 | 0 | 0 | 0 | 0 | 0 | 0 | 0 | 0 | 0 | 0 | 0 | 0 | 0 | 0 | 0 | 0 | 0 | 0 | 0
Industrial Sector Energy Related Emissions before CCS[heat if,pulp paper and printing 17T18,PM25] | NoSettings | 0 | 0 | 0 | 0 | 0 | 0 | 0 | 0 | 0 | 0 | 0 | 0 | 0 | 0 | 0 | 0 | 0 | 0 | 0 | 0 | 0 | 0 | 0 | 0 | 0 | 0 | 0 | 0 | 0 | 0 | 0
Industrial Sector Energy Related Emissions before CCS[heat if,pulp paper and printing 17T18,SOx] | NoSettings | 0 | 0 | 0 | 0 | 0 | 0 | 0 | 0 | 0 | 0 | 0 | 0 | 0 | 0 | 0 | 0 | 0 | 0 | 0 | 0 | 0 | 0 | 0 | 0 | 0 | 0 | 0 | 0 | 0 | 0 | 0
Industrial Sector Energy Related Emissions before CCS[heat if,pulp paper and printing 17T18,BC] | NoSettings | 0 | 0 | 0 | 0 | 0 | 0 | 0 | 0 | 0 | 0 | 0 | 0 | 0 | 0 | 0 | 0 | 0 | 0 | 0 | 0 | 0 | 0 | 0 | 0 | 0 | 0 | 0 | 0 | 0 | 0 | 0
Industrial Sector Energy Related Emissions before CCS[heat if,pulp paper and printing 17T18,OC] | NoSettings | 0 | 0 | 0 | 0 | 0 | 0 | 0 | 0 | 0 | 0 | 0 | 0 | 0 | 0 | 0 | 0 | 0 | 0 | 0 | 0 | 0 | 0 | 0 | 0 | 0 | 0 | 0 | 0 | 0 | 0 | 0
Industrial Sector Energy Related Emissions before CCS[heat if,pulp paper and printing 17T18,CH4] | NoSettings | 0 | 0 | 0 | 0 | 0 | 0 | 0 | 0 | 0 | 0 | 0 | 0 | 0 | 0 | 0 | 0 | 0 | 0 | 0 | 0 | 0 | 0 | 0 | 0 | 0 | 0 | 0 | 0 | 0 | 0 | 0
Industrial Sector Energy Related Emissions before CCS[heat if,pulp paper and printing 17T18,N2O] | NoSettings | 0 | 0 | 0 | 0 | 0 | 0 | 0 | 0 | 0 | 0 | 0 | 0 | 0 | 0 | 0 | 0 | 0 | 0 | 0 | 0 | 0 | 0 | 0 | 0 | 0 | 0 | 0 | 0 | 0 | 0 | 0
Industrial Sector Energy Related Emissions before CCS[heat if,pulp paper and printing 17T18,F gases] | NoSettings | 0 | 0 | 0 | 0 | 0 | 0 | 0 | 0 | 0 | 0 | 0 | 0 | 0 | 0 | 0 | 0 | 0 | 0 | 0 | 0 | 0 | 0 | 0 | 0 | 0 | 0 | 0 | 0 | 0 | 0 | 0
Industrial Sector Energy Related Emissions before CCS[heat if,refined petroleum and coke 19,CO2] | NoSettings | 0 | 0 | 0 | 0 | 0 | 0 | 0 | 0 | 0 | 0 | 0 | 0 | 0 | 0 | 0 | 0 | 0 | 0 | 0 | 0 | 0 | 0 | 0 | 0 | 0 | 0 | 0 | 0 | 0 | 0 | 0
Industrial Sector Energy Related Emissions before CCS[heat if,refined petroleum and coke 19,VOC] | NoSettings | 0 | 0 | 0 | 0 | 0 | 0 | 0 | 0 | 0 | 0 | 0 | 0 | 0 | 0 | 0 | 0 | 0 | 0 | 0 | 0 | 0 | 0 | 0 | 0 | 0 | 0 | 0 | 0 | 0 | 0 | 0
Industrial Sector Energy Related Emissions before CCS[heat if,refined petroleum and coke 19,CO] | NoSettings | 0 | 0 | 0 | 0 | 0 | 0 | 0 | 0 | 0 | 0 | 0 | 0 | 0 | 0 | 0 | 0 | 0 | 0 | 0 | 0 | 0 | 0 | 0 | 0 | 0 | 0 | 0 | 0 | 0 | 0 | 0
Industrial Sector Energy Related Emissions before CCS[heat if,refined petroleum and coke 19,NOx] | NoSettings | 0 | 0 | 0 | 0 | 0 | 0 | 0 | 0 | 0 | 0 | 0 | 0 | 0 | 0 | 0 | 0 | 0 | 0 | 0 | 0 | 0 | 0 | 0 | 0 | 0 | 0 | 0 | 0 | 0 | 0 | 0
Industrial Sector Energy Related Emissions before CCS[heat if,refined petroleum and coke 19,PM10] | NoSettings | 0 | 0 | 0 | 0 | 0 | 0 | 0 | 0 | 0 | 0 | 0 | 0 | 0 | 0 | 0 | 0 | 0 | 0 | 0 | 0 | 0 | 0 | 0 | 0 | 0 | 0 | 0 | 0 | 0 | 0 | 0
Industrial Sector Energy Related Emissions before CCS[heat if,refined petroleum and coke 19,PM25] | NoSettings | 0 | 0 | 0 | 0 | 0 | 0 | 0 | 0 | 0 | 0 | 0 | 0 | 0 | 0 | 0 | 0 | 0 | 0 | 0 | 0 | 0 | 0 | 0 | 0 | 0 | 0 | 0 | 0 | 0 | 0 | 0
Industrial Sector Energy Related Emissions before CCS[heat if,refined petroleum and coke 19,SOx] | NoSettings | 0 | 0 | 0 | 0 | 0 | 0 | 0 | 0 | 0 | 0 | 0 | 0 | 0 | 0 | 0 | 0 | 0 | 0 | 0 | 0 | 0 | 0 | 0 | 0 | 0 | 0 | 0 | 0 | 0 | 0 | 0
Industrial Sector Energy Related Emissions before CCS[heat if,refined petroleum and coke 19,BC] | NoSettings | 0 | 0 | 0 | 0 | 0 | 0 | 0 | 0 | 0 | 0 | 0 | 0 | 0 | 0 | 0 | 0 | 0 | 0 | 0 | 0 | 0 | 0 | 0 | 0 | 0 | 0 | 0 | 0 | 0 | 0 | 0
Industrial Sector Energy Related Emissions before CCS[heat if,refined petroleum and coke 19,OC] | NoSettings | 0 | 0 | 0 | 0 | 0 | 0 | 0 | 0 | 0 | 0 | 0 | 0 | 0 | 0 | 0 | 0 | 0 | 0 | 0 | 0 | 0 | 0 | 0 | 0 | 0 | 0 | 0 | 0 | 0 | 0 | 0
Industrial Sector Energy Related Emissions before CCS[heat if,refined petroleum and coke 19,CH4] | NoSettings | 0 | 0 | 0 | 0 | 0 | 0 | 0 | 0 | 0 | 0 | 0 | 0 | 0 | 0 | 0 | 0 | 0 | 0 | 0 | 0 | 0 | 0 | 0 | 0 | 0 | 0 | 0 | 0 | 0 | 0 | 0
Industrial Sector Energy Related Emissions before CCS[heat if,refined petroleum and coke 19,N2O] | NoSettings | 0 | 0 | 0 | 0 | 0 | 0 | 0 | 0 | 0 | 0 | 0 | 0 | 0 | 0 | 0 | 0 | 0 | 0 | 0 | 0 | 0 | 0 | 0 | 0 | 0 | 0 | 0 | 0 | 0 | 0 | 0
Industrial Sector Energy Related Emissions before CCS[heat if,refined petroleum and coke 19,F gases] | NoSettings | 0 | 0 | 0 | 0 | 0 | 0 | 0 | 0 | 0 | 0 | 0 | 0 | 0 | 0 | 0 | 0 | 0 | 0 | 0 | 0 | 0 | 0 | 0 | 0 | 0 | 0 | 0 | 0 | 0 | 0 | 0
Industrial Sector Energy Related Emissions before CCS[heat if,chemicals 20,CO2] | NoSettings | 0 | 0 | 0 | 0 | 0 | 0 | 0 | 0 | 0 | 0 | 0 | 0 | 0 | 0 | 0 | 0 | 0 | 0 | 0 | 0 | 0 | 0 | 0 | 0 | 0 | 0 | 0 | 0 | 0 | 0 | 0
Industrial Sector Energy Related Emissions before CCS[heat if,chemicals 20,VOC] | NoSettings | 0 | 0 | 0 | 0 | 0 | 0 | 0 | 0 | 0 | 0 | 0 | 0 | 0 | 0 | 0 | 0 | 0 | 0 | 0 | 0 | 0 | 0 | 0 | 0 | 0 | 0 | 0 | 0 | 0 | 0 | 0
Industrial Sector Energy Related Emissions before CCS[heat if,chemicals 20,CO] | NoSettings | 0 | 0 | 0 | 0 | 0 | 0 | 0 | 0 | 0 | 0 | 0 | 0 | 0 | 0 | 0 | 0 | 0 | 0 | 0 | 0 | 0 | 0 | 0 | 0 | 0 | 0 | 0 | 0 | 0 | 0 | 0
Industrial Sector Energy Related Emissions before CCS[heat if,chemicals 20,NOx] | NoSettings | 0 | 0 | 0 | 0 | 0 | 0 | 0 | 0 | 0 | 0 | 0 | 0 | 0 | 0 | 0 | 0 | 0 | 0 | 0 | 0 | 0 | 0 | 0 | 0 | 0 | 0 | 0 | 0 | 0 | 0 | 0
Industrial Sector Energy Related Emissions before CCS[heat if,chemicals 20,PM10] | NoSettings | 0 | 0 | 0 | 0 | 0 | 0 | 0 | 0 | 0 | 0 | 0 | 0 | 0 | 0 | 0 | 0 | 0 | 0 | 0 | 0 | 0 | 0 | 0 | 0 | 0 | 0 | 0 | 0 | 0 | 0 | 0
Industrial Sector Energy Related Emissions before CCS[heat if,chemicals 20,PM25] | NoSettings | 0 | 0 | 0 | 0 | 0 | 0 | 0 | 0 | 0 | 0 | 0 | 0 | 0 | 0 | 0 | 0 | 0 | 0 | 0 | 0 | 0 | 0 | 0 | 0 | 0 | 0 | 0 | 0 | 0 | 0 | 0
Industrial Sector Energy Related Emissions before CCS[heat if,chemicals 20,SOx] | NoSettings | 0 | 0 | 0 | 0 | 0 | 0 | 0 | 0 | 0 | 0 | 0 | 0 | 0 | 0 | 0 | 0 | 0 | 0 | 0 | 0 | 0 | 0 | 0 | 0 | 0 | 0 | 0 | 0 | 0 | 0 | 0
Industrial Sector Energy Related Emissions before CCS[heat if,chemicals 20,BC] | NoSettings | 0 | 0 | 0 | 0 | 0 | 0 | 0 | 0 | 0 | 0 | 0 | 0 | 0 | 0 | 0 | 0 | 0 | 0 | 0 | 0 | 0 | 0 | 0 | 0 | 0 | 0 | 0 | 0 | 0 | 0 | 0
Industrial Sector Energy Related Emissions before CCS[heat if,chemicals 20,OC] | NoSettings | 0 | 0 | 0 | 0 | 0 | 0 | 0 | 0 | 0 | 0 | 0 | 0 | 0 | 0 | 0 | 0 | 0 | 0 | 0 | 0 | 0 | 0 | 0 | 0 | 0 | 0 | 0 | 0 | 0 | 0 | 0
Industrial Sector Energy Related Emissions before CCS[heat if,chemicals 20,CH4] | NoSettings | 0 | 0 | 0 | 0 | 0 | 0 | 0 | 0 | 0 | 0 | 0 | 0 | 0 | 0 | 0 | 0 | 0 | 0 | 0 | 0 | 0 | 0 | 0 | 0 | 0 | 0 | 0 | 0 | 0 | 0 | 0
Industrial Sector Energy Related Emissions before CCS[heat if,chemicals 20,N2O] | NoSettings | 0 | 0 | 0 | 0 | 0 | 0 | 0 | 0 | 0 | 0 | 0 | 0 | 0 | 0 | 0 | 0 | 0 | 0 | 0 | 0 | 0 | 0 | 0 | 0 | 0 | 0 | 0 | 0 | 0 | 0 | 0
Industrial Sector Energy Related Emissions before CCS[heat if,chemicals 20,F gases] | NoSettings | 0 | 0 | 0 | 0 | 0 | 0 | 0 | 0 | 0 | 0 | 0 | 0 | 0 | 0 | 0 | 0 | 0 | 0 | 0 | 0 | 0 | 0 | 0 | 0 | 0 | 0 | 0 | 0 | 0 | 0 | 0
Industrial Sector Energy Related Emissions before CCS[heat if,rubber and plastic products 22,CO2] | NoSettings | 0 | 0 | 0 | 0 | 0 | 0 | 0 | 0 | 0 | 0 | 0 | 0 | 0 | 0 | 0 | 0 | 0 | 0 | 0 | 0 | 0 | 0 | 0 | 0 | 0 | 0 | 0 | 0 | 0 | 0 | 0
Industrial Sector Energy Related Emissions before CCS[heat if,rubber and plastic products 22,VOC] | NoSettings | 0 | 0 | 0 | 0 | 0 | 0 | 0 | 0 | 0 | 0 | 0 | 0 | 0 | 0 | 0 | 0 | 0 | 0 | 0 | 0 | 0 | 0 | 0 | 0 | 0 | 0 | 0 | 0 | 0 | 0 | 0
Industrial Sector Energy Related Emissions before CCS[heat if,rubber and plastic products 22,CO] | NoSettings | 0 | 0 | 0 | 0 | 0 | 0 | 0 | 0 | 0 | 0 | 0 | 0 | 0 | 0 | 0 | 0 | 0 | 0 | 0 | 0 | 0 | 0 | 0 | 0 | 0 | 0 | 0 | 0 | 0 | 0 | 0
Industrial Sector Energy Related Emissions before CCS[heat if,rubber and plastic products 22,NOx] | NoSettings | 0 | 0 | 0 | 0 | 0 | 0 | 0 | 0 | 0 | 0 | 0 | 0 | 0 | 0 | 0 | 0 | 0 | 0 | 0 | 0 | 0 | 0 | 0 | 0 | 0 | 0 | 0 | 0 | 0 | 0 | 0
Industrial Sector Energy Related Emissions before CCS[heat if,rubber and plastic products 22,PM10] | NoSettings | 0 | 0 | 0 | 0 | 0 | 0 | 0 | 0 | 0 | 0 | 0 | 0 | 0 | 0 | 0 | 0 | 0 | 0 | 0 | 0 | 0 | 0 | 0 | 0 | 0 | 0 | 0 | 0 | 0 | 0 | 0
Industrial Sector Energy Related Emissions before CCS[heat if,rubber and plastic products 22,PM25] | NoSettings | 0 | 0 | 0 | 0 | 0 | 0 | 0 | 0 | 0 | 0 | 0 | 0 | 0 | 0 | 0 | 0 | 0 | 0 | 0 | 0 | 0 | 0 | 0 | 0 | 0 | 0 | 0 | 0 | 0 | 0 | 0
Industrial Sector Energy Related Emissions before CCS[heat if,rubber and plastic products 22,SOx] | NoSettings | 0 | 0 | 0 | 0 | 0 | 0 | 0 | 0 | 0 | 0 | 0 | 0 | 0 | 0 | 0 | 0 | 0 | 0 | 0 | 0 | 0 | 0 | 0 | 0 | 0 | 0 | 0 | 0 | 0 | 0 | 0
Industrial Sector Energy Related Emissions before CCS[heat if,rubber and plastic products 22,BC] | NoSettings | 0 | 0 | 0 | 0 | 0 | 0 | 0 | 0 | 0 | 0 | 0 | 0 | 0 | 0 | 0 | 0 | 0 | 0 | 0 | 0 | 0 | 0 | 0 | 0 | 0 | 0 | 0 | 0 | 0 | 0 | 0
Industrial Sector Energy Related Emissions before CCS[heat if,rubber and plastic products 22,OC] | NoSettings | 0 | 0 | 0 | 0 | 0 | 0 | 0 | 0 | 0 | 0 | 0 | 0 | 0 | 0 | 0 | 0 | 0 | 0 | 0 | 0 | 0 | 0 | 0 | 0 | 0 | 0 | 0 | 0 | 0 | 0 | 0
Industrial Sector Energy Related Emissions before CCS[heat if,rubber and plastic products 22,CH4] | NoSettings | 0 | 0 | 0 | 0 | 0 | 0 | 0 | 0 | 0 | 0 | 0 | 0 | 0 | 0 | 0 | 0 | 0 | 0 | 0 | 0 | 0 | 0 | 0 | 0 | 0 | 0 | 0 | 0 | 0 | 0 | 0
Industrial Sector Energy Related Emissions before CCS[heat if,rubber and plastic products 22,N2O] | NoSettings | 0 | 0 | 0 | 0 | 0 | 0 | 0 | 0 | 0 | 0 | 0 | 0 | 0 | 0 | 0 | 0 | 0 | 0 | 0 | 0 | 0 | 0 | 0 | 0 | 0 | 0 | 0 | 0 | 0 | 0 | 0
Industrial Sector Energy Related Emissions before CCS[heat if,rubber and plastic products 22,F gases] | NoSettings | 0 | 0 | 0 | 0 | 0 | 0 | 0 | 0 | 0 | 0 | 0 | 0 | 0 | 0 | 0 | 0 | 0 | 0 | 0 | 0 | 0 | 0 | 0 | 0 | 0 | 0 | 0 | 0 | 0 | 0 | 0
Industrial Sector Energy Related Emissions before CCS[heat if,glass and glass products 231,CO2] | NoSettings | 0 | 0 | 0 | 0 | 0 | 0 | 0 | 0 | 0 | 0 | 0 | 0 | 0 | 0 | 0 | 0 | 0 | 0 | 0 | 0 | 0 | 0 | 0 | 0 | 0 | 0 | 0 | 0 | 0 | 0 | 0
Industrial Sector Energy Related Emissions before CCS[heat if,glass and glass products 231,VOC] | NoSettings | 0 | 0 | 0 | 0 | 0 | 0 | 0 | 0 | 0 | 0 | 0 | 0 | 0 | 0 | 0 | 0 | 0 | 0 | 0 | 0 | 0 | 0 | 0 | 0 | 0 | 0 | 0 | 0 | 0 | 0 | 0
Industrial Sector Energy Related Emissions before CCS[heat if,glass and glass products 231,CO] | NoSettings | 0 | 0 | 0 | 0 | 0 | 0 | 0 | 0 | 0 | 0 | 0 | 0 | 0 | 0 | 0 | 0 | 0 | 0 | 0 | 0 | 0 | 0 | 0 | 0 | 0 | 0 | 0 | 0 | 0 | 0 | 0
Industrial Sector Energy Related Emissions before CCS[heat if,glass and glass products 231,NOx] | NoSettings | 0 | 0 | 0 | 0 | 0 | 0 | 0 | 0 | 0 | 0 | 0 | 0 | 0 | 0 | 0 | 0 | 0 | 0 | 0 | 0 | 0 | 0 | 0 | 0 | 0 | 0 | 0 | 0 | 0 | 0 | 0
Industrial Sector Energy Related Emissions before CCS[heat if,glass and glass products 231,PM10] | NoSettings | 0 | 0 | 0 | 0 | 0 | 0 | 0 | 0 | 0 | 0 | 0 | 0 | 0 | 0 | 0 | 0 | 0 | 0 | 0 | 0 | 0 | 0 | 0 | 0 | 0 | 0 | 0 | 0 | 0 | 0 | 0
Industrial Sector Energy Related Emissions before CCS[heat if,glass and glass products 231,PM25] | NoSettings | 0 | 0 | 0 | 0 | 0 | 0 | 0 | 0 | 0 | 0 | 0 | 0 | 0 | 0 | 0 | 0 | 0 | 0 | 0 | 0 | 0 | 0 | 0 | 0 | 0 | 0 | 0 | 0 | 0 | 0 | 0
Industrial Sector Energy Related Emissions before CCS[heat if,glass and glass products 231,SOx] | NoSettings | 0 | 0 | 0 | 0 | 0 | 0 | 0 | 0 | 0 | 0 | 0 | 0 | 0 | 0 | 0 | 0 | 0 | 0 | 0 | 0 | 0 | 0 | 0 | 0 | 0 | 0 | 0 | 0 | 0 | 0 | 0
Industrial Sector Energy Related Emissions before CCS[heat if,glass and glass products 231,BC] | NoSettings | 0 | 0 | 0 | 0 | 0 | 0 | 0 | 0 | 0 | 0 | 0 | 0 | 0 | 0 | 0 | 0 | 0 | 0 | 0 | 0 | 0 | 0 | 0 | 0 | 0 | 0 | 0 | 0 | 0 | 0 | 0
Industrial Sector Energy Related Emissions before CCS[heat if,glass and glass products 231,OC] | NoSettings | 0 | 0 | 0 | 0 | 0 | 0 | 0 | 0 | 0 | 0 | 0 | 0 | 0 | 0 | 0 | 0 | 0 | 0 | 0 | 0 | 0 | 0 | 0 | 0 | 0 | 0 | 0 | 0 | 0 | 0 | 0
Industrial Sector Energy Related Emissions before CCS[heat if,glass and glass products 231,CH4] | NoSettings | 0 | 0 | 0 | 0 | 0 | 0 | 0 | 0 | 0 | 0 | 0 | 0 | 0 | 0 | 0 | 0 | 0 | 0 | 0 | 0 | 0 | 0 | 0 | 0 | 0 | 0 | 0 | 0 | 0 | 0 | 0
Industrial Sector Energy Related Emissions before CCS[heat if,glass and glass products 231,N2O] | NoSettings | 0 | 0 | 0 | 0 | 0 | 0 | 0 | 0 | 0 | 0 | 0 | 0 | 0 | 0 | 0 | 0 | 0 | 0 | 0 | 0 | 0 | 0 | 0 | 0 | 0 | 0 | 0 | 0 | 0 | 0 | 0
Industrial Sector Energy Related Emissions before CCS[heat if,glass and glass products 231,F gases] | NoSettings | 0 | 0 | 0 | 0 | 0 | 0 | 0 | 0 | 0 | 0 | 0 | 0 | 0 | 0 | 0 | 0 | 0 | 0 | 0 | 0 | 0 | 0 | 0 | 0 | 0 | 0 | 0 | 0 | 0 | 0 | 0
Industrial Sector Energy Related Emissions before CCS[heat if,cement and other nonmetallic minerals 239,CO2] | NoSettings | 0 | 0 | 0 | 0 | 0 | 0 | 0 | 0 | 0 | 0 | 0 | 0 | 0 | 0 | 0 | 0 | 0 | 0 | 0 | 0 | 0 | 0 | 0 | 0 | 0 | 0 | 0 | 0 | 0 | 0 | 0
Industrial Sector Energy Related Emissions before CCS[heat if,cement and other nonmetallic minerals 239,VOC] | NoSettings | 0 | 0 | 0 | 0 | 0 | 0 | 0 | 0 | 0 | 0 | 0 | 0 | 0 | 0 | 0 | 0 | 0 | 0 | 0 | 0 | 0 | 0 | 0 | 0 | 0 | 0 | 0 | 0 | 0 | 0 | 0
Industrial Sector Energy Related Emissions before CCS[heat if,cement and other nonmetallic minerals 239,CO] | NoSettings | 0 | 0 | 0 | 0 | 0 | 0 | 0 | 0 | 0 | 0 | 0 | 0 | 0 | 0 | 0 | 0 | 0 | 0 | 0 | 0 | 0 | 0 | 0 | 0 | 0 | 0 | 0 | 0 | 0 | 0 | 0
Industrial Sector Energy Related Emissions before CCS[heat if,cement and other nonmetallic minerals 239,NOx] | NoSettings | 0 | 0 | 0 | 0 | 0 | 0 | 0 | 0 | 0 | 0 | 0 | 0 | 0 | 0 | 0 | 0 | 0 | 0 | 0 | 0 | 0 | 0 | 0 | 0 | 0 | 0 | 0 | 0 | 0 | 0 | 0
Industrial Sector Energy Related Emissions before CCS[heat if,cement and other nonmetallic minerals 239,PM10] | NoSettings | 0 | 0 | 0 | 0 | 0 | 0 | 0 | 0 | 0 | 0 | 0 | 0 | 0 | 0 | 0 | 0 | 0 | 0 | 0 | 0 | 0 | 0 | 0 | 0 | 0 | 0 | 0 | 0 | 0 | 0 | 0
Industrial Sector Energy Related Emissions before CCS[heat if,cement and other nonmetallic minerals 239,PM25] | NoSettings | 0 | 0 | 0 | 0 | 0 | 0 | 0 | 0 | 0 | 0 | 0 | 0 | 0 | 0 | 0 | 0 | 0 | 0 | 0 | 0 | 0 | 0 | 0 | 0 | 0 | 0 | 0 | 0 | 0 | 0 | 0
Industrial Sector Energy Related Emissions before CCS[heat if,cement and other nonmetallic minerals 239,SOx] | NoSettings | 0 | 0 | 0 | 0 | 0 | 0 | 0 | 0 | 0 | 0 | 0 | 0 | 0 | 0 | 0 | 0 | 0 | 0 | 0 | 0 | 0 | 0 | 0 | 0 | 0 | 0 | 0 | 0 | 0 | 0 | 0
Industrial Sector Energy Related Emissions before CCS[heat if,cement and other nonmetallic minerals 239,BC] | NoSettings | 0 | 0 | 0 | 0 | 0 | 0 | 0 | 0 | 0 | 0 | 0 | 0 | 0 | 0 | 0 | 0 | 0 | 0 | 0 | 0 | 0 | 0 | 0 | 0 | 0 | 0 | 0 | 0 | 0 | 0 | 0
Industrial Sector Energy Related Emissions before CCS[heat if,cement and other nonmetallic minerals 239,OC] | NoSettings | 0 | 0 | 0 | 0 | 0 | 0 | 0 | 0 | 0 | 0 | 0 | 0 | 0 | 0 | 0 | 0 | 0 | 0 | 0 | 0 | 0 | 0 | 0 | 0 | 0 | 0 | 0 | 0 | 0 | 0 | 0
Industrial Sector Energy Related Emissions before CCS[heat if,cement and other nonmetallic minerals 239,CH4] | NoSettings | 0 | 0 | 0 | 0 | 0 | 0 | 0 | 0 | 0 | 0 | 0 | 0 | 0 | 0 | 0 | 0 | 0 | 0 | 0 | 0 | 0 | 0 | 0 | 0 | 0 | 0 | 0 | 0 | 0 | 0 | 0
Industrial Sector Energy Related Emissions before CCS[heat if,cement and other nonmetallic minerals 239,N2O] | NoSettings | 0 | 0 | 0 | 0 | 0 | 0 | 0 | 0 | 0 | 0 | 0 | 0 | 0 | 0 | 0 | 0 | 0 | 0 | 0 | 0 | 0 | 0 | 0 | 0 | 0 | 0 | 0 | 0 | 0 | 0 | 0
Industrial Sector Energy Related Emissions before CCS[heat if,cement and other nonmetallic minerals 239,F gases] | NoSettings | 0 | 0 | 0 | 0 | 0 | 0 | 0 | 0 | 0 | 0 | 0 | 0 | 0 | 0 | 0 | 0 | 0 | 0 | 0 | 0 | 0 | 0 | 0 | 0 | 0 | 0 | 0 | 0 | 0 | 0 | 0
Industrial Sector Energy Related Emissions before CCS[heat if,iron and steel 241,CO2] | NoSettings | 0 | 0 | 0 | 0 | 0 | 0 | 0 | 0 | 0 | 0 | 0 | 0 | 0 | 0 | 0 | 0 | 0 | 0 | 0 | 0 | 0 | 0 | 0 | 0 | 0 | 0 | 0 | 0 | 0 | 0 | 0
Industrial Sector Energy Related Emissions before CCS[heat if,iron and steel 241,VOC] | NoSettings | 0 | 0 | 0 | 0 | 0 | 0 | 0 | 0 | 0 | 0 | 0 | 0 | 0 | 0 | 0 | 0 | 0 | 0 | 0 | 0 | 0 | 0 | 0 | 0 | 0 | 0 | 0 | 0 | 0 | 0 | 0
Industrial Sector Energy Related Emissions before CCS[heat if,iron and steel 241,CO] | NoSettings | 0 | 0 | 0 | 0 | 0 | 0 | 0 | 0 | 0 | 0 | 0 | 0 | 0 | 0 | 0 | 0 | 0 | 0 | 0 | 0 | 0 | 0 | 0 | 0 | 0 | 0 | 0 | 0 | 0 | 0 | 0
Industrial Sector Energy Related Emissions before CCS[heat if,iron and steel 241,NOx] | NoSettings | 0 | 0 | 0 | 0 | 0 | 0 | 0 | 0 | 0 | 0 | 0 | 0 | 0 | 0 | 0 | 0 | 0 | 0 | 0 | 0 | 0 | 0 | 0 | 0 | 0 | 0 | 0 | 0 | 0 | 0 | 0
Industrial Sector Energy Related Emissions before CCS[heat if,iron and steel 241,PM10] | NoSettings | 0 | 0 | 0 | 0 | 0 | 0 | 0 | 0 | 0 | 0 | 0 | 0 | 0 | 0 | 0 | 0 | 0 | 0 | 0 | 0 | 0 | 0 | 0 | 0 | 0 | 0 | 0 | 0 | 0 | 0 | 0
Industrial Sector Energy Related Emissions before CCS[heat if,iron and steel 241,PM25] | NoSettings | 0 | 0 | 0 | 0 | 0 | 0 | 0 | 0 | 0 | 0 | 0 | 0 | 0 | 0 | 0 | 0 | 0 | 0 | 0 | 0 | 0 | 0 | 0 | 0 | 0 | 0 | 0 | 0 | 0 | 0 | 0
Industrial Sector Energy Related Emissions before CCS[heat if,iron and steel 241,SOx] | NoSettings | 0 | 0 | 0 | 0 | 0 | 0 | 0 | 0 | 0 | 0 | 0 | 0 | 0 | 0 | 0 | 0 | 0 | 0 | 0 | 0 | 0 | 0 | 0 | 0 | 0 | 0 | 0 | 0 | 0 | 0 | 0
Industrial Sector Energy Related Emissions before CCS[heat if,iron and steel 241,BC] | NoSettings | 0 | 0 | 0 | 0 | 0 | 0 | 0 | 0 | 0 | 0 | 0 | 0 | 0 | 0 | 0 | 0 | 0 | 0 | 0 | 0 | 0 | 0 | 0 | 0 | 0 | 0 | 0 | 0 | 0 | 0 | 0
Industrial Sector Energy Related Emissions before CCS[heat if,iron and steel 241,OC] | NoSettings | 0 | 0 | 0 | 0 | 0 | 0 | 0 | 0 | 0 | 0 | 0 | 0 | 0 | 0 | 0 | 0 | 0 | 0 | 0 | 0 | 0 | 0 | 0 | 0 | 0 | 0 | 0 | 0 | 0 | 0 | 0
Industrial Sector Energy Related Emissions before CCS[heat if,iron and steel 241,CH4] | NoSettings | 0 | 0 | 0 | 0 | 0 | 0 | 0 | 0 | 0 | 0 | 0 | 0 | 0 | 0 | 0 | 0 | 0 | 0 | 0 | 0 | 0 | 0 | 0 | 0 | 0 | 0 | 0 | 0 | 0 | 0 | 0
Industrial Sector Energy Related Emissions before CCS[heat if,iron and steel 241,N2O] | NoSettings | 0 | 0 | 0 | 0 | 0 | 0 | 0 | 0 | 0 | 0 | 0 | 0 | 0 | 0 | 0 | 0 | 0 | 0 | 0 | 0 | 0 | 0 | 0 | 0 | 0 | 0 | 0 | 0 | 0 | 0 | 0
Industrial Sector Energy Related Emissions before CCS[heat if,iron and steel 241,F gases] | NoSettings | 0 | 0 | 0 | 0 | 0 | 0 | 0 | 0 | 0 | 0 | 0 | 0 | 0 | 0 | 0 | 0 | 0 | 0 | 0 | 0 | 0 | 0 | 0 | 0 | 0 | 0 | 0 | 0 | 0 | 0 | 0
Industrial Sector Energy Related Emissions before CCS[heat if,other metals 242,CO2] | NoSettings | 0 | 0 | 0 | 0 | 0 | 0 | 0 | 0 | 0 | 0 | 0 | 0 | 0 | 0 | 0 | 0 | 0 | 0 | 0 | 0 | 0 | 0 | 0 | 0 | 0 | 0 | 0 | 0 | 0 | 0 | 0
Industrial Sector Energy Related Emissions before CCS[heat if,other metals 242,VOC] | NoSettings | 0 | 0 | 0 | 0 | 0 | 0 | 0 | 0 | 0 | 0 | 0 | 0 | 0 | 0 | 0 | 0 | 0 | 0 | 0 | 0 | 0 | 0 | 0 | 0 | 0 | 0 | 0 | 0 | 0 | 0 | 0
Industrial Sector Energy Related Emissions before CCS[heat if,other metals 242,CO] | NoSettings | 0 | 0 | 0 | 0 | 0 | 0 | 0 | 0 | 0 | 0 | 0 | 0 | 0 | 0 | 0 | 0 | 0 | 0 | 0 | 0 | 0 | 0 | 0 | 0 | 0 | 0 | 0 | 0 | 0 | 0 | 0
Industrial Sector Energy Related Emissions before CCS[heat if,other metals 242,NOx] | NoSettings | 0 | 0 | 0 | 0 | 0 | 0 | 0 | 0 | 0 | 0 | 0 | 0 | 0 | 0 | 0 | 0 | 0 | 0 | 0 | 0 | 0 | 0 | 0 | 0 | 0 | 0 | 0 | 0 | 0 | 0 | 0
Industrial Sector Energy Related Emissions before CCS[heat if,other metals 242,PM10] | NoSettings | 0 | 0 | 0 | 0 | 0 | 0 | 0 | 0 | 0 | 0 | 0 | 0 | 0 | 0 | 0 | 0 | 0 | 0 | 0 | 0 | 0 | 0 | 0 | 0 | 0 | 0 | 0 | 0 | 0 | 0 | 0
Industrial Sector Energy Related Emissions before CCS[heat if,other metals 242,PM25] | NoSettings | 0 | 0 | 0 | 0 | 0 | 0 | 0 | 0 | 0 | 0 | 0 | 0 | 0 | 0 | 0 | 0 | 0 | 0 | 0 | 0 | 0 | 0 | 0 | 0 | 0 | 0 | 0 | 0 | 0 | 0 | 0
Industrial Sector Energy Related Emissions before CCS[heat if,other metals 242,SOx] | NoSettings | 0 | 0 | 0 | 0 | 0 | 0 | 0 | 0 | 0 | 0 | 0 | 0 | 0 | 0 | 0 | 0 | 0 | 0 | 0 | 0 | 0 | 0 | 0 | 0 | 0 | 0 | 0 | 0 | 0 | 0 | 0
Industrial Sector Energy Related Emissions before CCS[heat if,other metals 242,BC] | NoSettings | 0 | 0 | 0 | 0 | 0 | 0 | 0 | 0 | 0 | 0 | 0 | 0 | 0 | 0 | 0 | 0 | 0 | 0 | 0 | 0 | 0 | 0 | 0 | 0 | 0 | 0 | 0 | 0 | 0 | 0 | 0
Industrial Sector Energy Related Emissions before CCS[heat if,other metals 242,OC] | NoSettings | 0 | 0 | 0 | 0 | 0 | 0 | 0 | 0 | 0 | 0 | 0 | 0 | 0 | 0 | 0 | 0 | 0 | 0 | 0 | 0 | 0 | 0 | 0 | 0 | 0 | 0 | 0 | 0 | 0 | 0 | 0
Industrial Sector Energy Related Emissions before CCS[heat if,other metals 242,CH4] | NoSettings | 0 | 0 | 0 | 0 | 0 | 0 | 0 | 0 | 0 | 0 | 0 | 0 | 0 | 0 | 0 | 0 | 0 | 0 | 0 | 0 | 0 | 0 | 0 | 0 | 0 | 0 | 0 | 0 | 0 | 0 | 0
Industrial Sector Energy Related Emissions before CCS[heat if,other metals 242,N2O] | NoSettings | 0 | 0 | 0 | 0 | 0 | 0 | 0 | 0 | 0 | 0 | 0 | 0 | 0 | 0 | 0 | 0 | 0 | 0 | 0 | 0 | 0 | 0 | 0 | 0 | 0 | 0 | 0 | 0 | 0 | 0 | 0
Industrial Sector Energy Related Emissions before CCS[heat if,other metals 242,F gases] | NoSettings | 0 | 0 | 0 | 0 | 0 | 0 | 0 | 0 | 0 | 0 | 0 | 0 | 0 | 0 | 0 | 0 | 0 | 0 | 0 | 0 | 0 | 0 | 0 | 0 | 0 | 0 | 0 | 0 | 0 | 0 | 0
Industrial Sector Energy Related Emissions before CCS[heat if,metal products except machinery and vehicles 25,CO2] | NoSettings | 0 | 0 | 0 | 0 | 0 | 0 | 0 | 0 | 0 | 0 | 0 | 0 | 0 | 0 | 0 | 0 | 0 | 0 | 0 | 0 | 0 | 0 | 0 | 0 | 0 | 0 | 0 | 0 | 0 | 0 | 0
Industrial Sector Energy Related Emissions before CCS[heat if,metal products except machinery and vehicles 25,VOC] | NoSettings | 0 | 0 | 0 | 0 | 0 | 0 | 0 | 0 | 0 | 0 | 0 | 0 | 0 | 0 | 0 | 0 | 0 | 0 | 0 | 0 | 0 | 0 | 0 | 0 | 0 | 0 | 0 | 0 | 0 | 0 | 0
Industrial Sector Energy Related Emissions before CCS[heat if,metal products except machinery and vehicles 25,CO] | NoSettings | 0 | 0 | 0 | 0 | 0 | 0 | 0 | 0 | 0 | 0 | 0 | 0 | 0 | 0 | 0 | 0 | 0 | 0 | 0 | 0 | 0 | 0 | 0 | 0 | 0 | 0 | 0 | 0 | 0 | 0 | 0
Industrial Sector Energy Related Emissions before CCS[heat if,metal products except machinery and vehicles 25,NOx] | NoSettings | 0 | 0 | 0 | 0 | 0 | 0 | 0 | 0 | 0 | 0 | 0 | 0 | 0 | 0 | 0 | 0 | 0 | 0 | 0 | 0 | 0 | 0 | 0 | 0 | 0 | 0 | 0 | 0 | 0 | 0 | 0
Industrial Sector Energy Related Emissions before CCS[heat if,metal products except machinery and vehicles 25,PM10] | NoSettings | 0 | 0 | 0 | 0 | 0 | 0 | 0 | 0 | 0 | 0 | 0 | 0 | 0 | 0 | 0 | 0 | 0 | 0 | 0 | 0 | 0 | 0 | 0 | 0 | 0 | 0 | 0 | 0 | 0 | 0 | 0
Industrial Sector Energy Related Emissions before CCS[heat if,metal products except machinery and vehicles 25,PM25] | NoSettings | 0 | 0 | 0 | 0 | 0 | 0 | 0 | 0 | 0 | 0 | 0 | 0 | 0 | 0 | 0 | 0 | 0 | 0 | 0 | 0 | 0 | 0 | 0 | 0 | 0 | 0 | 0 | 0 | 0 | 0 | 0
Industrial Sector Energy Related Emissions before CCS[heat if,metal products except machinery and vehicles 25,SOx] | NoSettings | 0 | 0 | 0 | 0 | 0 | 0 | 0 | 0 | 0 | 0 | 0 | 0 | 0 | 0 | 0 | 0 | 0 | 0 | 0 | 0 | 0 | 0 | 0 | 0 | 0 | 0 | 0 | 0 | 0 | 0 | 0
Industrial Sector Energy Related Emissions before CCS[heat if,metal products except machinery and vehicles 25,BC] | NoSettings | 0 | 0 | 0 | 0 | 0 | 0 | 0 | 0 | 0 | 0 | 0 | 0 | 0 | 0 | 0 | 0 | 0 | 0 | 0 | 0 | 0 | 0 | 0 | 0 | 0 | 0 | 0 | 0 | 0 | 0 | 0
Industrial Sector Energy Related Emissions before CCS[heat if,metal products except machinery and vehicles 25,OC] | NoSettings | 0 | 0 | 0 | 0 | 0 | 0 | 0 | 0 | 0 | 0 | 0 | 0 | 0 | 0 | 0 | 0 | 0 | 0 | 0 | 0 | 0 | 0 | 0 | 0 | 0 | 0 | 0 | 0 | 0 | 0 | 0
Industrial Sector Energy Related Emissions before CCS[heat if,metal products except machinery and vehicles 25,CH4] | NoSettings | 0 | 0 | 0 | 0 | 0 | 0 | 0 | 0 | 0 | 0 | 0 | 0 | 0 | 0 | 0 | 0 | 0 | 0 | 0 | 0 | 0 | 0 | 0 | 0 | 0 | 0 | 0 | 0 | 0 | 0 | 0
Industrial Sector Energy Related Emissions before CCS[heat if,metal products except machinery and vehicles 25,N2O] | NoSettings | 0 | 0 | 0 | 0 | 0 | 0 | 0 | 0 | 0 | 0 | 0 | 0 | 0 | 0 | 0 | 0 | 0 | 0 | 0 | 0 | 0 | 0 | 0 | 0 | 0 | 0 | 0 | 0 | 0 | 0 | 0
Industrial Sector Energy Related Emissions before CCS[heat if,metal products except machinery and vehicles 25,F gases] | NoSettings | 0 | 0 | 0 | 0 | 0 | 0 | 0 | 0 | 0 | 0 | 0 | 0 | 0 | 0 | 0 | 0 | 0 | 0 | 0 | 0 | 0 | 0 | 0 | 0 | 0 | 0 | 0 | 0 | 0 | 0 | 0
Industrial Sector Energy Related Emissions before CCS[heat if,computers and electronics 26,CO2] | NoSettings | 0 | 0 | 0 | 0 | 0 | 0 | 0 | 0 | 0 | 0 | 0 | 0 | 0 | 0 | 0 | 0 | 0 | 0 | 0 | 0 | 0 | 0 | 0 | 0 | 0 | 0 | 0 | 0 | 0 | 0 | 0
Industrial Sector Energy Related Emissions before CCS[heat if,computers and electronics 26,VOC] | NoSettings | 0 | 0 | 0 | 0 | 0 | 0 | 0 | 0 | 0 | 0 | 0 | 0 | 0 | 0 | 0 | 0 | 0 | 0 | 0 | 0 | 0 | 0 | 0 | 0 | 0 | 0 | 0 | 0 | 0 | 0 | 0
Industrial Sector Energy Related Emissions before CCS[heat if,computers and electronics 26,CO] | NoSettings | 0 | 0 | 0 | 0 | 0 | 0 | 0 | 0 | 0 | 0 | 0 | 0 | 0 | 0 | 0 | 0 | 0 | 0 | 0 | 0 | 0 | 0 | 0 | 0 | 0 | 0 | 0 | 0 | 0 | 0 | 0
Industrial Sector Energy Related Emissions before CCS[heat if,computers and electronics 26,NOx] | NoSettings | 0 | 0 | 0 | 0 | 0 | 0 | 0 | 0 | 0 | 0 | 0 | 0 | 0 | 0 | 0 | 0 | 0 | 0 | 0 | 0 | 0 | 0 | 0 | 0 | 0 | 0 | 0 | 0 | 0 | 0 | 0
Industrial Sector Energy Related Emissions before CCS[heat if,computers and electronics 26,PM10] | NoSettings | 0 | 0 | 0 | 0 | 0 | 0 | 0 | 0 | 0 | 0 | 0 | 0 | 0 | 0 | 0 | 0 | 0 | 0 | 0 | 0 | 0 | 0 | 0 | 0 | 0 | 0 | 0 | 0 | 0 | 0 | 0
Industrial Sector Energy Related Emissions before CCS[heat if,computers and electronics 26,PM25] | NoSettings | 0 | 0 | 0 | 0 | 0 | 0 | 0 | 0 | 0 | 0 | 0 | 0 | 0 | 0 | 0 | 0 | 0 | 0 | 0 | 0 | 0 | 0 | 0 | 0 | 0 | 0 | 0 | 0 | 0 | 0 | 0
Industrial Sector Energy Related Emissions before CCS[heat if,computers and electronics 26,SOx] | NoSettings | 0 | 0 | 0 | 0 | 0 | 0 | 0 | 0 | 0 | 0 | 0 | 0 | 0 | 0 | 0 | 0 | 0 | 0 | 0 | 0 | 0 | 0 | 0 | 0 | 0 | 0 | 0 | 0 | 0 | 0 | 0
Industrial Sector Energy Related Emissions before CCS[heat if,computers and electronics 26,BC] | NoSettings | 0 | 0 | 0 | 0 | 0 | 0 | 0 | 0 | 0 | 0 | 0 | 0 | 0 | 0 | 0 | 0 | 0 | 0 | 0 | 0 | 0 | 0 | 0 | 0 | 0 | 0 | 0 | 0 | 0 | 0 | 0
Industrial Sector Energy Related Emissions before CCS[heat if,computers and electronics 26,OC] | NoSettings | 0 | 0 | 0 | 0 | 0 | 0 | 0 | 0 | 0 | 0 | 0 | 0 | 0 | 0 | 0 | 0 | 0 | 0 | 0 | 0 | 0 | 0 | 0 | 0 | 0 | 0 | 0 | 0 | 0 | 0 | 0
Industrial Sector Energy Related Emissions before CCS[heat if,computers and electronics 26,CH4] | NoSettings | 0 | 0 | 0 | 0 | 0 | 0 | 0 | 0 | 0 | 0 | 0 | 0 | 0 | 0 | 0 | 0 | 0 | 0 | 0 | 0 | 0 | 0 | 0 | 0 | 0 | 0 | 0 | 0 | 0 | 0 | 0
Industrial Sector Energy Related Emissions before CCS[heat if,computers and electronics 26,N2O] | NoSettings | 0 | 0 | 0 | 0 | 0 | 0 | 0 | 0 | 0 | 0 | 0 | 0 | 0 | 0 | 0 | 0 | 0 | 0 | 0 | 0 | 0 | 0 | 0 | 0 | 0 | 0 | 0 | 0 | 0 | 0 | 0
Industrial Sector Energy Related Emissions before CCS[heat if,computers and electronics 26,F gases] | NoSettings | 0 | 0 | 0 | 0 | 0 | 0 | 0 | 0 | 0 | 0 | 0 | 0 | 0 | 0 | 0 | 0 | 0 | 0 | 0 | 0 | 0 | 0 | 0 | 0 | 0 | 0 | 0 | 0 | 0 | 0 | 0
Industrial Sector Energy Related Emissions before CCS[heat if,appliances and electrical equipment 27,CO2] | NoSettings | 0 | 0 | 0 | 0 | 0 | 0 | 0 | 0 | 0 | 0 | 0 | 0 | 0 | 0 | 0 | 0 | 0 | 0 | 0 | 0 | 0 | 0 | 0 | 0 | 0 | 0 | 0 | 0 | 0 | 0 | 0
Industrial Sector Energy Related Emissions before CCS[heat if,appliances and electrical equipment 27,VOC] | NoSettings | 0 | 0 | 0 | 0 | 0 | 0 | 0 | 0 | 0 | 0 | 0 | 0 | 0 | 0 | 0 | 0 | 0 | 0 | 0 | 0 | 0 | 0 | 0 | 0 | 0 | 0 | 0 | 0 | 0 | 0 | 0
Industrial Sector Energy Related Emissions before CCS[heat if,appliances and electrical equipment 27,CO] | NoSettings | 0 | 0 | 0 | 0 | 0 | 0 | 0 | 0 | 0 | 0 | 0 | 0 | 0 | 0 | 0 | 0 | 0 | 0 | 0 | 0 | 0 | 0 | 0 | 0 | 0 | 0 | 0 | 0 | 0 | 0 | 0
Industrial Sector Energy Related Emissions before CCS[heat if,appliances and electrical equipment 27,NOx] | NoSettings | 0 | 0 | 0 | 0 | 0 | 0 | 0 | 0 | 0 | 0 | 0 | 0 | 0 | 0 | 0 | 0 | 0 | 0 | 0 | 0 | 0 | 0 | 0 | 0 | 0 | 0 | 0 | 0 | 0 | 0 | 0
Industrial Sector Energy Related Emissions before CCS[heat if,appliances and electrical equipment 27,PM10] | NoSettings | 0 | 0 | 0 | 0 | 0 | 0 | 0 | 0 | 0 | 0 | 0 | 0 | 0 | 0 | 0 | 0 | 0 | 0 | 0 | 0 | 0 | 0 | 0 | 0 | 0 | 0 | 0 | 0 | 0 | 0 | 0
Industrial Sector Energy Related Emissions before CCS[heat if,appliances and electrical equipment 27,PM25] | NoSettings | 0 | 0 | 0 | 0 | 0 | 0 | 0 | 0 | 0 | 0 | 0 | 0 | 0 | 0 | 0 | 0 | 0 | 0 | 0 | 0 | 0 | 0 | 0 | 0 | 0 | 0 | 0 | 0 | 0 | 0 | 0
Industrial Sector Energy Related Emissions before CCS[heat if,appliances and electrical equipment 27,SOx] | NoSettings | 0 | 0 | 0 | 0 | 0 | 0 | 0 | 0 | 0 | 0 | 0 | 0 | 0 | 0 | 0 | 0 | 0 | 0 | 0 | 0 | 0 | 0 | 0 | 0 | 0 | 0 | 0 | 0 | 0 | 0 | 0
Industrial Sector Energy Related Emissions before CCS[heat if,appliances and electrical equipment 27,BC] | NoSettings | 0 | 0 | 0 | 0 | 0 | 0 | 0 | 0 | 0 | 0 | 0 | 0 | 0 | 0 | 0 | 0 | 0 | 0 | 0 | 0 | 0 | 0 | 0 | 0 | 0 | 0 | 0 | 0 | 0 | 0 | 0
Industrial Sector Energy Related Emissions before CCS[heat if,appliances and electrical equipment 27,OC] | NoSettings | 0 | 0 | 0 | 0 | 0 | 0 | 0 | 0 | 0 | 0 | 0 | 0 | 0 | 0 | 0 | 0 | 0 | 0 | 0 | 0 | 0 | 0 | 0 | 0 | 0 | 0 | 0 | 0 | 0 | 0 | 0
Industrial Sector Energy Related Emissions before CCS[heat if,appliances and electrical equipment 27,CH4] | NoSettings | 0 | 0 | 0 | 0 | 0 | 0 | 0 | 0 | 0 | 0 | 0 | 0 | 0 | 0 | 0 | 0 | 0 | 0 | 0 | 0 | 0 | 0 | 0 | 0 | 0 | 0 | 0 | 0 | 0 | 0 | 0
Industrial Sector Energy Related Emissions before CCS[heat if,appliances and electrical equipment 27,N2O] | NoSettings | 0 | 0 | 0 | 0 | 0 | 0 | 0 | 0 | 0 | 0 | 0 | 0 | 0 | 0 | 0 | 0 | 0 | 0 | 0 | 0 | 0 | 0 | 0 | 0 | 0 | 0 | 0 | 0 | 0 | 0 | 0
Industrial Sector Energy Related Emissions before CCS[heat if,appliances and electrical equipment 27,F gases] | NoSettings | 0 | 0 | 0 | 0 | 0 | 0 | 0 | 0 | 0 | 0 | 0 | 0 | 0 | 0 | 0 | 0 | 0 | 0 | 0 | 0 | 0 | 0 | 0 | 0 | 0 | 0 | 0 | 0 | 0 | 0 | 0
Industrial Sector Energy Related Emissions before CCS[heat if,other machinery 28,CO2] | NoSettings | 0 | 0 | 0 | 0 | 0 | 0 | 0 | 0 | 0 | 0 | 0 | 0 | 0 | 0 | 0 | 0 | 0 | 0 | 0 | 0 | 0 | 0 | 0 | 0 | 0 | 0 | 0 | 0 | 0 | 0 | 0
Industrial Sector Energy Related Emissions before CCS[heat if,other machinery 28,VOC] | NoSettings | 0 | 0 | 0 | 0 | 0 | 0 | 0 | 0 | 0 | 0 | 0 | 0 | 0 | 0 | 0 | 0 | 0 | 0 | 0 | 0 | 0 | 0 | 0 | 0 | 0 | 0 | 0 | 0 | 0 | 0 | 0
Industrial Sector Energy Related Emissions before CCS[heat if,other machinery 28,CO] | NoSettings | 0 | 0 | 0 | 0 | 0 | 0 | 0 | 0 | 0 | 0 | 0 | 0 | 0 | 0 | 0 | 0 | 0 | 0 | 0 | 0 | 0 | 0 | 0 | 0 | 0 | 0 | 0 | 0 | 0 | 0 | 0
Industrial Sector Energy Related Emissions before CCS[heat if,other machinery 28,NOx] | NoSettings | 0 | 0 | 0 | 0 | 0 | 0 | 0 | 0 | 0 | 0 | 0 | 0 | 0 | 0 | 0 | 0 | 0 | 0 | 0 | 0 | 0 | 0 | 0 | 0 | 0 | 0 | 0 | 0 | 0 | 0 | 0
Industrial Sector Energy Related Emissions before CCS[heat if,other machinery 28,PM10] | NoSettings | 0 | 0 | 0 | 0 | 0 | 0 | 0 | 0 | 0 | 0 | 0 | 0 | 0 | 0 | 0 | 0 | 0 | 0 | 0 | 0 | 0 | 0 | 0 | 0 | 0 | 0 | 0 | 0 | 0 | 0 | 0
Industrial Sector Energy Related Emissions before CCS[heat if,other machinery 28,PM25] | NoSettings | 0 | 0 | 0 | 0 | 0 | 0 | 0 | 0 | 0 | 0 | 0 | 0 | 0 | 0 | 0 | 0 | 0 | 0 | 0 | 0 | 0 | 0 | 0 | 0 | 0 | 0 | 0 | 0 | 0 | 0 | 0
Industrial Sector Energy Related Emissions before CCS[heat if,other machinery 28,SOx] | NoSettings | 0 | 0 | 0 | 0 | 0 | 0 | 0 | 0 | 0 | 0 | 0 | 0 | 0 | 0 | 0 | 0 | 0 | 0 | 0 | 0 | 0 | 0 | 0 | 0 | 0 | 0 | 0 | 0 | 0 | 0 | 0
Industrial Sector Energy Related Emissions before CCS[heat if,other machinery 28,BC] | NoSettings | 0 | 0 | 0 | 0 | 0 | 0 | 0 | 0 | 0 | 0 | 0 | 0 | 0 | 0 | 0 | 0 | 0 | 0 | 0 | 0 | 0 | 0 | 0 | 0 | 0 | 0 | 0 | 0 | 0 | 0 | 0
Industrial Sector Energy Related Emissions before CCS[heat if,other machinery 28,OC] | NoSettings | 0 | 0 | 0 | 0 | 0 | 0 | 0 | 0 | 0 | 0 | 0 | 0 | 0 | 0 | 0 | 0 | 0 | 0 | 0 | 0 | 0 | 0 | 0 | 0 | 0 | 0 | 0 | 0 | 0 | 0 | 0
Industrial Sector Energy Related Emissions before CCS[heat if,other machinery 28,CH4] | NoSettings | 0 | 0 | 0 | 0 | 0 | 0 | 0 | 0 | 0 | 0 | 0 | 0 | 0 | 0 | 0 | 0 | 0 | 0 | 0 | 0 | 0 | 0 | 0 | 0 | 0 | 0 | 0 | 0 | 0 | 0 | 0
Industrial Sector Energy Related Emissions before CCS[heat if,other machinery 28,N2O] | NoSettings | 0 | 0 | 0 | 0 | 0 | 0 | 0 | 0 | 0 | 0 | 0 | 0 | 0 | 0 | 0 | 0 | 0 | 0 | 0 | 0 | 0 | 0 | 0 | 0 | 0 | 0 | 0 | 0 | 0 | 0 | 0
Industrial Sector Energy Related Emissions before CCS[heat if,other machinery 28,F gases] | NoSettings | 0 | 0 | 0 | 0 | 0 | 0 | 0 | 0 | 0 | 0 | 0 | 0 | 0 | 0 | 0 | 0 | 0 | 0 | 0 | 0 | 0 | 0 | 0 | 0 | 0 | 0 | 0 | 0 | 0 | 0 | 0
Industrial Sector Energy Related Emissions before CCS[heat if,road vehicles 29,CO2] | NoSettings | 0 | 0 | 0 | 0 | 0 | 0 | 0 | 0 | 0 | 0 | 0 | 0 | 0 | 0 | 0 | 0 | 0 | 0 | 0 | 0 | 0 | 0 | 0 | 0 | 0 | 0 | 0 | 0 | 0 | 0 | 0
Industrial Sector Energy Related Emissions before CCS[heat if,road vehicles 29,VOC] | NoSettings | 0 | 0 | 0 | 0 | 0 | 0 | 0 | 0 | 0 | 0 | 0 | 0 | 0 | 0 | 0 | 0 | 0 | 0 | 0 | 0 | 0 | 0 | 0 | 0 | 0 | 0 | 0 | 0 | 0 | 0 | 0
Industrial Sector Energy Related Emissions before CCS[heat if,road vehicles 29,CO] | NoSettings | 0 | 0 | 0 | 0 | 0 | 0 | 0 | 0 | 0 | 0 | 0 | 0 | 0 | 0 | 0 | 0 | 0 | 0 | 0 | 0 | 0 | 0 | 0 | 0 | 0 | 0 | 0 | 0 | 0 | 0 | 0
Industrial Sector Energy Related Emissions before CCS[heat if,road vehicles 29,NOx] | NoSettings | 0 | 0 | 0 | 0 | 0 | 0 | 0 | 0 | 0 | 0 | 0 | 0 | 0 | 0 | 0 | 0 | 0 | 0 | 0 | 0 | 0 | 0 | 0 | 0 | 0 | 0 | 0 | 0 | 0 | 0 | 0
Industrial Sector Energy Related Emissions before CCS[heat if,road vehicles 29,PM10] | NoSettings | 0 | 0 | 0 | 0 | 0 | 0 | 0 | 0 | 0 | 0 | 0 | 0 | 0 | 0 | 0 | 0 | 0 | 0 | 0 | 0 | 0 | 0 | 0 | 0 | 0 | 0 | 0 | 0 | 0 | 0 | 0
Industrial Sector Energy Related Emissions before CCS[heat if,road vehicles 29,PM25] | NoSettings | 0 | 0 | 0 | 0 | 0 | 0 | 0 | 0 | 0 | 0 | 0 | 0 | 0 | 0 | 0 | 0 | 0 | 0 | 0 | 0 | 0 | 0 | 0 | 0 | 0 | 0 | 0 | 0 | 0 | 0 | 0
Industrial Sector Energy Related Emissions before CCS[heat if,road vehicles 29,SOx] | NoSettings | 0 | 0 | 0 | 0 | 0 | 0 | 0 | 0 | 0 | 0 | 0 | 0 | 0 | 0 | 0 | 0 | 0 | 0 | 0 | 0 | 0 | 0 | 0 | 0 | 0 | 0 | 0 | 0 | 0 | 0 | 0
Industrial Sector Energy Related Emissions before CCS[heat if,road vehicles 29,BC] | NoSettings | 0 | 0 | 0 | 0 | 0 | 0 | 0 | 0 | 0 | 0 | 0 | 0 | 0 | 0 | 0 | 0 | 0 | 0 | 0 | 0 | 0 | 0 | 0 | 0 | 0 | 0 | 0 | 0 | 0 | 0 | 0
Industrial Sector Energy Related Emissions before CCS[heat if,road vehicles 29,OC] | NoSettings | 0 | 0 | 0 | 0 | 0 | 0 | 0 | 0 | 0 | 0 | 0 | 0 | 0 | 0 | 0 | 0 | 0 | 0 | 0 | 0 | 0 | 0 | 0 | 0 | 0 | 0 | 0 | 0 | 0 | 0 | 0
Industrial Sector Energy Related Emissions before CCS[heat if,road vehicles 29,CH4] | NoSettings | 0 | 0 | 0 | 0 | 0 | 0 | 0 | 0 | 0 | 0 | 0 | 0 | 0 | 0 | 0 | 0 | 0 | 0 | 0 | 0 | 0 | 0 | 0 | 0 | 0 | 0 | 0 | 0 | 0 | 0 | 0
Industrial Sector Energy Related Emissions before CCS[heat if,road vehicles 29,N2O] | NoSettings | 0 | 0 | 0 | 0 | 0 | 0 | 0 | 0 | 0 | 0 | 0 | 0 | 0 | 0 | 0 | 0 | 0 | 0 | 0 | 0 | 0 | 0 | 0 | 0 | 0 | 0 | 0 | 0 | 0 | 0 | 0
Industrial Sector Energy Related Emissions before CCS[heat if,road vehicles 29,F gases] | NoSettings | 0 | 0 | 0 | 0 | 0 | 0 | 0 | 0 | 0 | 0 | 0 | 0 | 0 | 0 | 0 | 0 | 0 | 0 | 0 | 0 | 0 | 0 | 0 | 0 | 0 | 0 | 0 | 0 | 0 | 0 | 0
Industrial Sector Energy Related Emissions before CCS[heat if,nonroad vehicles 30,CO2] | NoSettings | 0 | 0 | 0 | 0 | 0 | 0 | 0 | 0 | 0 | 0 | 0 | 0 | 0 | 0 | 0 | 0 | 0 | 0 | 0 | 0 | 0 | 0 | 0 | 0 | 0 | 0 | 0 | 0 | 0 | 0 | 0
Industrial Sector Energy Related Emissions before CCS[heat if,nonroad vehicles 30,VOC] | NoSettings | 0 | 0 | 0 | 0 | 0 | 0 | 0 | 0 | 0 | 0 | 0 | 0 | 0 | 0 | 0 | 0 | 0 | 0 | 0 | 0 | 0 | 0 | 0 | 0 | 0 | 0 | 0 | 0 | 0 | 0 | 0
Industrial Sector Energy Related Emissions before CCS[heat if,nonroad vehicles 30,CO] | NoSettings | 0 | 0 | 0 | 0 | 0 | 0 | 0 | 0 | 0 | 0 | 0 | 0 | 0 | 0 | 0 | 0 | 0 | 0 | 0 | 0 | 0 | 0 | 0 | 0 | 0 | 0 | 0 | 0 | 0 | 0 | 0
Industrial Sector Energy Related Emissions before CCS[heat if,nonroad vehicles 30,NOx] | NoSettings | 0 | 0 | 0 | 0 | 0 | 0 | 0 | 0 | 0 | 0 | 0 | 0 | 0 | 0 | 0 | 0 | 0 | 0 | 0 | 0 | 0 | 0 | 0 | 0 | 0 | 0 | 0 | 0 | 0 | 0 | 0
Industrial Sector Energy Related Emissions before CCS[heat if,nonroad vehicles 30,PM10] | NoSettings | 0 | 0 | 0 | 0 | 0 | 0 | 0 | 0 | 0 | 0 | 0 | 0 | 0 | 0 | 0 | 0 | 0 | 0 | 0 | 0 | 0 | 0 | 0 | 0 | 0 | 0 | 0 | 0 | 0 | 0 | 0
Industrial Sector Energy Related Emissions before CCS[heat if,nonroad vehicles 30,PM25] | NoSettings | 0 | 0 | 0 | 0 | 0 | 0 | 0 | 0 | 0 | 0 | 0 | 0 | 0 | 0 | 0 | 0 | 0 | 0 | 0 | 0 | 0 | 0 | 0 | 0 | 0 | 0 | 0 | 0 | 0 | 0 | 0
Industrial Sector Energy Related Emissions before CCS[heat if,nonroad vehicles 30,SOx] | NoSettings | 0 | 0 | 0 | 0 | 0 | 0 | 0 | 0 | 0 | 0 | 0 | 0 | 0 | 0 | 0 | 0 | 0 | 0 | 0 | 0 | 0 | 0 | 0 | 0 | 0 | 0 | 0 | 0 | 0 | 0 | 0
Industrial Sector Energy Related Emissions before CCS[heat if,nonroad vehicles 30,BC] | NoSettings | 0 | 0 | 0 | 0 | 0 | 0 | 0 | 0 | 0 | 0 | 0 | 0 | 0 | 0 | 0 | 0 | 0 | 0 | 0 | 0 | 0 | 0 | 0 | 0 | 0 | 0 | 0 | 0 | 0 | 0 | 0
Industrial Sector Energy Related Emissions before CCS[heat if,nonroad vehicles 30,OC] | NoSettings | 0 | 0 | 0 | 0 | 0 | 0 | 0 | 0 | 0 | 0 | 0 | 0 | 0 | 0 | 0 | 0 | 0 | 0 | 0 | 0 | 0 | 0 | 0 | 0 | 0 | 0 | 0 | 0 | 0 | 0 | 0
Industrial Sector Energy Related Emissions before CCS[heat if,nonroad vehicles 30,CH4] | NoSettings | 0 | 0 | 0 | 0 | 0 | 0 | 0 | 0 | 0 | 0 | 0 | 0 | 0 | 0 | 0 | 0 | 0 | 0 | 0 | 0 | 0 | 0 | 0 | 0 | 0 | 0 | 0 | 0 | 0 | 0 | 0
Industrial Sector Energy Related Emissions before CCS[heat if,nonroad vehicles 30,N2O] | NoSettings | 0 | 0 | 0 | 0 | 0 | 0 | 0 | 0 | 0 | 0 | 0 | 0 | 0 | 0 | 0 | 0 | 0 | 0 | 0 | 0 | 0 | 0 | 0 | 0 | 0 | 0 | 0 | 0 | 0 | 0 | 0
Industrial Sector Energy Related Emissions before CCS[heat if,nonroad vehicles 30,F gases] | NoSettings | 0 | 0 | 0 | 0 | 0 | 0 | 0 | 0 | 0 | 0 | 0 | 0 | 0 | 0 | 0 | 0 | 0 | 0 | 0 | 0 | 0 | 0 | 0 | 0 | 0 | 0 | 0 | 0 | 0 | 0 | 0
Industrial Sector Energy Related Emissions before CCS[heat if,other manufacturing 31T33,CO2] | NoSettings | 0 | 0 | 0 | 0 | 0 | 0 | 0 | 0 | 0 | 0 | 0 | 0 | 0 | 0 | 0 | 0 | 0 | 0 | 0 | 0 | 0 | 0 | 0 | 0 | 0 | 0 | 0 | 0 | 0 | 0 | 0
Industrial Sector Energy Related Emissions before CCS[heat if,other manufacturing 31T33,VOC] | NoSettings | 0 | 0 | 0 | 0 | 0 | 0 | 0 | 0 | 0 | 0 | 0 | 0 | 0 | 0 | 0 | 0 | 0 | 0 | 0 | 0 | 0 | 0 | 0 | 0 | 0 | 0 | 0 | 0 | 0 | 0 | 0
Industrial Sector Energy Related Emissions before CCS[heat if,other manufacturing 31T33,CO] | NoSettings | 0 | 0 | 0 | 0 | 0 | 0 | 0 | 0 | 0 | 0 | 0 | 0 | 0 | 0 | 0 | 0 | 0 | 0 | 0 | 0 | 0 | 0 | 0 | 0 | 0 | 0 | 0 | 0 | 0 | 0 | 0
Industrial Sector Energy Related Emissions before CCS[heat if,other manufacturing 31T33,NOx] | NoSettings | 0 | 0 | 0 | 0 | 0 | 0 | 0 | 0 | 0 | 0 | 0 | 0 | 0 | 0 | 0 | 0 | 0 | 0 | 0 | 0 | 0 | 0 | 0 | 0 | 0 | 0 | 0 | 0 | 0 | 0 | 0
Industrial Sector Energy Related Emissions before CCS[heat if,other manufacturing 31T33,PM10] | NoSettings | 0 | 0 | 0 | 0 | 0 | 0 | 0 | 0 | 0 | 0 | 0 | 0 | 0 | 0 | 0 | 0 | 0 | 0 | 0 | 0 | 0 | 0 | 0 | 0 | 0 | 0 | 0 | 0 | 0 | 0 | 0
Industrial Sector Energy Related Emissions before CCS[heat if,other manufacturing 31T33,PM25] | NoSettings | 0 | 0 | 0 | 0 | 0 | 0 | 0 | 0 | 0 | 0 | 0 | 0 | 0 | 0 | 0 | 0 | 0 | 0 | 0 | 0 | 0 | 0 | 0 | 0 | 0 | 0 | 0 | 0 | 0 | 0 | 0
Industrial Sector Energy Related Emissions before CCS[heat if,other manufacturing 31T33,SOx] | NoSettings | 0 | 0 | 0 | 0 | 0 | 0 | 0 | 0 | 0 | 0 | 0 | 0 | 0 | 0 | 0 | 0 | 0 | 0 | 0 | 0 | 0 | 0 | 0 | 0 | 0 | 0 | 0 | 0 | 0 | 0 | 0
Industrial Sector Energy Related Emissions before CCS[heat if,other manufacturing 31T33,BC] | NoSettings | 0 | 0 | 0 | 0 | 0 | 0 | 0 | 0 | 0 | 0 | 0 | 0 | 0 | 0 | 0 | 0 | 0 | 0 | 0 | 0 | 0 | 0 | 0 | 0 | 0 | 0 | 0 | 0 | 0 | 0 | 0
Industrial Sector Energy Related Emissions before CCS[heat if,other manufacturing 31T33,OC] | NoSettings | 0 | 0 | 0 | 0 | 0 | 0 | 0 | 0 | 0 | 0 | 0 | 0 | 0 | 0 | 0 | 0 | 0 | 0 | 0 | 0 | 0 | 0 | 0 | 0 | 0 | 0 | 0 | 0 | 0 | 0 | 0
Industrial Sector Energy Related Emissions before CCS[heat if,other manufacturing 31T33,CH4] | NoSettings | 0 | 0 | 0 | 0 | 0 | 0 | 0 | 0 | 0 | 0 | 0 | 0 | 0 | 0 | 0 | 0 | 0 | 0 | 0 | 0 | 0 | 0 | 0 | 0 | 0 | 0 | 0 | 0 | 0 | 0 | 0
Industrial Sector Energy Related Emissions before CCS[heat if,other manufacturing 31T33,N2O] | NoSettings | 0 | 0 | 0 | 0 | 0 | 0 | 0 | 0 | 0 | 0 | 0 | 0 | 0 | 0 | 0 | 0 | 0 | 0 | 0 | 0 | 0 | 0 | 0 | 0 | 0 | 0 | 0 | 0 | 0 | 0 | 0
Industrial Sector Energy Related Emissions before CCS[heat if,other manufacturing 31T33,F gases] | NoSettings | 0 | 0 | 0 | 0 | 0 | 0 | 0 | 0 | 0 | 0 | 0 | 0 | 0 | 0 | 0 | 0 | 0 | 0 | 0 | 0 | 0 | 0 | 0 | 0 | 0 | 0 | 0 | 0 | 0 | 0 | 0
Industrial Sector Energy Related Emissions before CCS[heat if,energy pipelines and gas processing 352T353,CO2] | NoSettings | 0 | 0 | 0 | 0 | 0 | 0 | 0 | 0 | 0 | 0 | 0 | 0 | 0 | 0 | 0 | 0 | 0 | 0 | 0 | 0 | 0 | 0 | 0 | 0 | 0 | 0 | 0 | 0 | 0 | 0 | 0
Industrial Sector Energy Related Emissions before CCS[heat if,energy pipelines and gas processing 352T353,VOC] | NoSettings | 0 | 0 | 0 | 0 | 0 | 0 | 0 | 0 | 0 | 0 | 0 | 0 | 0 | 0 | 0 | 0 | 0 | 0 | 0 | 0 | 0 | 0 | 0 | 0 | 0 | 0 | 0 | 0 | 0 | 0 | 0
Industrial Sector Energy Related Emissions before CCS[heat if,energy pipelines and gas processing 352T353,CO] | NoSettings | 0 | 0 | 0 | 0 | 0 | 0 | 0 | 0 | 0 | 0 | 0 | 0 | 0 | 0 | 0 | 0 | 0 | 0 | 0 | 0 | 0 | 0 | 0 | 0 | 0 | 0 | 0 | 0 | 0 | 0 | 0
Industrial Sector Energy Related Emissions before CCS[heat if,energy pipelines and gas processing 352T353,NOx] | NoSettings | 0 | 0 | 0 | 0 | 0 | 0 | 0 | 0 | 0 | 0 | 0 | 0 | 0 | 0 | 0 | 0 | 0 | 0 | 0 | 0 | 0 | 0 | 0 | 0 | 0 | 0 | 0 | 0 | 0 | 0 | 0
Industrial Sector Energy Related Emissions before CCS[heat if,energy pipelines and gas processing 352T353,PM10] | NoSettings | 0 | 0 | 0 | 0 | 0 | 0 | 0 | 0 | 0 | 0 | 0 | 0 | 0 | 0 | 0 | 0 | 0 | 0 | 0 | 0 | 0 | 0 | 0 | 0 | 0 | 0 | 0 | 0 | 0 | 0 | 0
Industrial Sector Energy Related Emissions before CCS[heat if,energy pipelines and gas processing 352T353,PM25] | NoSettings | 0 | 0 | 0 | 0 | 0 | 0 | 0 | 0 | 0 | 0 | 0 | 0 | 0 | 0 | 0 | 0 | 0 | 0 | 0 | 0 | 0 | 0 | 0 | 0 | 0 | 0 | 0 | 0 | 0 | 0 | 0
Industrial Sector Energy Related Emissions before CCS[heat if,energy pipelines and gas processing 352T353,SOx] | NoSettings | 0 | 0 | 0 | 0 | 0 | 0 | 0 | 0 | 0 | 0 | 0 | 0 | 0 | 0 | 0 | 0 | 0 | 0 | 0 | 0 | 0 | 0 | 0 | 0 | 0 | 0 | 0 | 0 | 0 | 0 | 0
Industrial Sector Energy Related Emissions before CCS[heat if,energy pipelines and gas processing 352T353,BC] | NoSettings | 0 | 0 | 0 | 0 | 0 | 0 | 0 | 0 | 0 | 0 | 0 | 0 | 0 | 0 | 0 | 0 | 0 | 0 | 0 | 0 | 0 | 0 | 0 | 0 | 0 | 0 | 0 | 0 | 0 | 0 | 0
Industrial Sector Energy Related Emissions before CCS[heat if,energy pipelines and gas processing 352T353,OC] | NoSettings | 0 | 0 | 0 | 0 | 0 | 0 | 0 | 0 | 0 | 0 | 0 | 0 | 0 | 0 | 0 | 0 | 0 | 0 | 0 | 0 | 0 | 0 | 0 | 0 | 0 | 0 | 0 | 0 | 0 | 0 | 0
Industrial Sector Energy Related Emissions before CCS[heat if,energy pipelines and gas processing 352T353,CH4] | NoSettings | 0 | 0 | 0 | 0 | 0 | 0 | 0 | 0 | 0 | 0 | 0 | 0 | 0 | 0 | 0 | 0 | 0 | 0 | 0 | 0 | 0 | 0 | 0 | 0 | 0 | 0 | 0 | 0 | 0 | 0 | 0
Industrial Sector Energy Related Emissions before CCS[heat if,energy pipelines and gas processing 352T353,N2O] | NoSettings | 0 | 0 | 0 | 0 | 0 | 0 | 0 | 0 | 0 | 0 | 0 | 0 | 0 | 0 | 0 | 0 | 0 | 0 | 0 | 0 | 0 | 0 | 0 | 0 | 0 | 0 | 0 | 0 | 0 | 0 | 0
Industrial Sector Energy Related Emissions before CCS[heat if,energy pipelines and gas processing 352T353,F gases] | NoSettings | 0 | 0 | 0 | 0 | 0 | 0 | 0 | 0 | 0 | 0 | 0 | 0 | 0 | 0 | 0 | 0 | 0 | 0 | 0 | 0 | 0 | 0 | 0 | 0 | 0 | 0 | 0 | 0 | 0 | 0 | 0
Industrial Sector Energy Related Emissions before CCS[heat if,water and waste 36T39,CO2] | NoSettings | 0 | 0 | 0 | 0 | 0 | 0 | 0 | 0 | 0 | 0 | 0 | 0 | 0 | 0 | 0 | 0 | 0 | 0 | 0 | 0 | 0 | 0 | 0 | 0 | 0 | 0 | 0 | 0 | 0 | 0 | 0
Industrial Sector Energy Related Emissions before CCS[heat if,water and waste 36T39,VOC] | NoSettings | 0 | 0 | 0 | 0 | 0 | 0 | 0 | 0 | 0 | 0 | 0 | 0 | 0 | 0 | 0 | 0 | 0 | 0 | 0 | 0 | 0 | 0 | 0 | 0 | 0 | 0 | 0 | 0 | 0 | 0 | 0
Industrial Sector Energy Related Emissions before CCS[heat if,water and waste 36T39,CO] | NoSettings | 0 | 0 | 0 | 0 | 0 | 0 | 0 | 0 | 0 | 0 | 0 | 0 | 0 | 0 | 0 | 0 | 0 | 0 | 0 | 0 | 0 | 0 | 0 | 0 | 0 | 0 | 0 | 0 | 0 | 0 | 0
Industrial Sector Energy Related Emissions before CCS[heat if,water and waste 36T39,NOx] | NoSettings | 0 | 0 | 0 | 0 | 0 | 0 | 0 | 0 | 0 | 0 | 0 | 0 | 0 | 0 | 0 | 0 | 0 | 0 | 0 | 0 | 0 | 0 | 0 | 0 | 0 | 0 | 0 | 0 | 0 | 0 | 0
Industrial Sector Energy Related Emissions before CCS[heat if,water and waste 36T39,PM10] | NoSettings | 0 | 0 | 0 | 0 | 0 | 0 | 0 | 0 | 0 | 0 | 0 | 0 | 0 | 0 | 0 | 0 | 0 | 0 | 0 | 0 | 0 | 0 | 0 | 0 | 0 | 0 | 0 | 0 | 0 | 0 | 0
Industrial Sector Energy Related Emissions before CCS[heat if,water and waste 36T39,PM25] | NoSettings | 0 | 0 | 0 | 0 | 0 | 0 | 0 | 0 | 0 | 0 | 0 | 0 | 0 | 0 | 0 | 0 | 0 | 0 | 0 | 0 | 0 | 0 | 0 | 0 | 0 | 0 | 0 | 0 | 0 | 0 | 0
Industrial Sector Energy Related Emissions before CCS[heat if,water and waste 36T39,SOx] | NoSettings | 0 | 0 | 0 | 0 | 0 | 0 | 0 | 0 | 0 | 0 | 0 | 0 | 0 | 0 | 0 | 0 | 0 | 0 | 0 | 0 | 0 | 0 | 0 | 0 | 0 | 0 | 0 | 0 | 0 | 0 | 0
Industrial Sector Energy Related Emissions before CCS[heat if,water and waste 36T39,BC] | NoSettings | 0 | 0 | 0 | 0 | 0 | 0 | 0 | 0 | 0 | 0 | 0 | 0 | 0 | 0 | 0 | 0 | 0 | 0 | 0 | 0 | 0 | 0 | 0 | 0 | 0 | 0 | 0 | 0 | 0 | 0 | 0
Industrial Sector Energy Related Emissions before CCS[heat if,water and waste 36T39,OC] | NoSettings | 0 | 0 | 0 | 0 | 0 | 0 | 0 | 0 | 0 | 0 | 0 | 0 | 0 | 0 | 0 | 0 | 0 | 0 | 0 | 0 | 0 | 0 | 0 | 0 | 0 | 0 | 0 | 0 | 0 | 0 | 0
Industrial Sector Energy Related Emissions before CCS[heat if,water and waste 36T39,CH4] | NoSettings | 0 | 0 | 0 | 0 | 0 | 0 | 0 | 0 | 0 | 0 | 0 | 0 | 0 | 0 | 0 | 0 | 0 | 0 | 0 | 0 | 0 | 0 | 0 | 0 | 0 | 0 | 0 | 0 | 0 | 0 | 0
Industrial Sector Energy Related Emissions before CCS[heat if,water and waste 36T39,N2O] | NoSettings | 0 | 0 | 0 | 0 | 0 | 0 | 0 | 0 | 0 | 0 | 0 | 0 | 0 | 0 | 0 | 0 | 0 | 0 | 0 | 0 | 0 | 0 | 0 | 0 | 0 | 0 | 0 | 0 | 0 | 0 | 0
Industrial Sector Energy Related Emissions before CCS[heat if,water and waste 36T39,F gases] | NoSettings | 0 | 0 | 0 | 0 | 0 | 0 | 0 | 0 | 0 | 0 | 0 | 0 | 0 | 0 | 0 | 0 | 0 | 0 | 0 | 0 | 0 | 0 | 0 | 0 | 0 | 0 | 0 | 0 | 0 | 0 | 0
Industrial Sector Energy Related Emissions before CCS[heat if,construction 41T43,CO2] | NoSettings | 0 | 0 | 0 | 0 | 0 | 0 | 0 | 0 | 0 | 0 | 0 | 0 | 0 | 0 | 0 | 0 | 0 | 0 | 0 | 0 | 0 | 0 | 0 | 0 | 0 | 0 | 0 | 0 | 0 | 0 | 0
Industrial Sector Energy Related Emissions before CCS[heat if,construction 41T43,VOC] | NoSettings | 0 | 0 | 0 | 0 | 0 | 0 | 0 | 0 | 0 | 0 | 0 | 0 | 0 | 0 | 0 | 0 | 0 | 0 | 0 | 0 | 0 | 0 | 0 | 0 | 0 | 0 | 0 | 0 | 0 | 0 | 0
Industrial Sector Energy Related Emissions before CCS[heat if,construction 41T43,CO] | NoSettings | 0 | 0 | 0 | 0 | 0 | 0 | 0 | 0 | 0 | 0 | 0 | 0 | 0 | 0 | 0 | 0 | 0 | 0 | 0 | 0 | 0 | 0 | 0 | 0 | 0 | 0 | 0 | 0 | 0 | 0 | 0
Industrial Sector Energy Related Emissions before CCS[heat if,construction 41T43,NOx] | NoSettings | 0 | 0 | 0 | 0 | 0 | 0 | 0 | 0 | 0 | 0 | 0 | 0 | 0 | 0 | 0 | 0 | 0 | 0 | 0 | 0 | 0 | 0 | 0 | 0 | 0 | 0 | 0 | 0 | 0 | 0 | 0
Industrial Sector Energy Related Emissions before CCS[heat if,construction 41T43,PM10] | NoSettings | 0 | 0 | 0 | 0 | 0 | 0 | 0 | 0 | 0 | 0 | 0 | 0 | 0 | 0 | 0 | 0 | 0 | 0 | 0 | 0 | 0 | 0 | 0 | 0 | 0 | 0 | 0 | 0 | 0 | 0 | 0
Industrial Sector Energy Related Emissions before CCS[heat if,construction 41T43,PM25] | NoSettings | 0 | 0 | 0 | 0 | 0 | 0 | 0 | 0 | 0 | 0 | 0 | 0 | 0 | 0 | 0 | 0 | 0 | 0 | 0 | 0 | 0 | 0 | 0 | 0 | 0 | 0 | 0 | 0 | 0 | 0 | 0
Industrial Sector Energy Related Emissions before CCS[heat if,construction 41T43,SOx] | NoSettings | 0 | 0 | 0 | 0 | 0 | 0 | 0 | 0 | 0 | 0 | 0 | 0 | 0 | 0 | 0 | 0 | 0 | 0 | 0 | 0 | 0 | 0 | 0 | 0 | 0 | 0 | 0 | 0 | 0 | 0 | 0
Industrial Sector Energy Related Emissions before CCS[heat if,construction 41T43,BC] | NoSettings | 0 | 0 | 0 | 0 | 0 | 0 | 0 | 0 | 0 | 0 | 0 | 0 | 0 | 0 | 0 | 0 | 0 | 0 | 0 | 0 | 0 | 0 | 0 | 0 | 0 | 0 | 0 | 0 | 0 | 0 | 0
Industrial Sector Energy Related Emissions before CCS[heat if,construction 41T43,OC] | NoSettings | 0 | 0 | 0 | 0 | 0 | 0 | 0 | 0 | 0 | 0 | 0 | 0 | 0 | 0 | 0 | 0 | 0 | 0 | 0 | 0 | 0 | 0 | 0 | 0 | 0 | 0 | 0 | 0 | 0 | 0 | 0
Industrial Sector Energy Related Emissions before CCS[heat if,construction 41T43,CH4] | NoSettings | 0 | 0 | 0 | 0 | 0 | 0 | 0 | 0 | 0 | 0 | 0 | 0 | 0 | 0 | 0 | 0 | 0 | 0 | 0 | 0 | 0 | 0 | 0 | 0 | 0 | 0 | 0 | 0 | 0 | 0 | 0
Industrial Sector Energy Related Emissions before CCS[heat if,construction 41T43,N2O] | NoSettings | 0 | 0 | 0 | 0 | 0 | 0 | 0 | 0 | 0 | 0 | 0 | 0 | 0 | 0 | 0 | 0 | 0 | 0 | 0 | 0 | 0 | 0 | 0 | 0 | 0 | 0 | 0 | 0 | 0 | 0 | 0
Industrial Sector Energy Related Emissions before CCS[heat if,construction 41T43,F gases] | NoSettings | 0 | 0 | 0 | 0 | 0 | 0 | 0 | 0 | 0 | 0 | 0 | 0 | 0 | 0 | 0 | 0 | 0 | 0 | 0 | 0 | 0 | 0 | 0 | 0 | 0 | 0 | 0 | 0 | 0 | 0 | 0
Industrial Sector Energy Related Emissions before CCS[crude oil if,agriculture and forestry 01T03,CO2] | NoSettings | 0 | 0 | 0 | 0 | 0 | 0 | 0 | 0 | 0 | 0 | 0 | 0 | 0 | 0 | 0 | 0 | 0 | 0 | 0 | 0 | 0 | 0 | 0 | 0 | 0 | 0 | 0 | 0 | 0 | 0 | 0
Industrial Sector Energy Related Emissions before CCS[crude oil if,agriculture and forestry 01T03,VOC] | NoSettings | 0 | 0 | 0 | 0 | 0 | 0 | 0 | 0 | 0 | 0 | 0 | 0 | 0 | 0 | 0 | 0 | 0 | 0 | 0 | 0 | 0 | 0 | 0 | 0 | 0 | 0 | 0 | 0 | 0 | 0 | 0
Industrial Sector Energy Related Emissions before CCS[crude oil if,agriculture and forestry 01T03,CO] | NoSettings | 0 | 0 | 0 | 0 | 0 | 0 | 0 | 0 | 0 | 0 | 0 | 0 | 0 | 0 | 0 | 0 | 0 | 0 | 0 | 0 | 0 | 0 | 0 | 0 | 0 | 0 | 0 | 0 | 0 | 0 | 0
Industrial Sector Energy Related Emissions before CCS[crude oil if,agriculture and forestry 01T03,NOx] | NoSettings | 0 | 0 | 0 | 0 | 0 | 0 | 0 | 0 | 0 | 0 | 0 | 0 | 0 | 0 | 0 | 0 | 0 | 0 | 0 | 0 | 0 | 0 | 0 | 0 | 0 | 0 | 0 | 0 | 0 | 0 | 0
Industrial Sector Energy Related Emissions before CCS[crude oil if,agriculture and forestry 01T03,PM10] | NoSettings | 0 | 0 | 0 | 0 | 0 | 0 | 0 | 0 | 0 | 0 | 0 | 0 | 0 | 0 | 0 | 0 | 0 | 0 | 0 | 0 | 0 | 0 | 0 | 0 | 0 | 0 | 0 | 0 | 0 | 0 | 0
Industrial Sector Energy Related Emissions before CCS[crude oil if,agriculture and forestry 01T03,PM25] | NoSettings | 0 | 0 | 0 | 0 | 0 | 0 | 0 | 0 | 0 | 0 | 0 | 0 | 0 | 0 | 0 | 0 | 0 | 0 | 0 | 0 | 0 | 0 | 0 | 0 | 0 | 0 | 0 | 0 | 0 | 0 | 0
Industrial Sector Energy Related Emissions before CCS[crude oil if,agriculture and forestry 01T03,SOx] | NoSettings | 0 | 0 | 0 | 0 | 0 | 0 | 0 | 0 | 0 | 0 | 0 | 0 | 0 | 0 | 0 | 0 | 0 | 0 | 0 | 0 | 0 | 0 | 0 | 0 | 0 | 0 | 0 | 0 | 0 | 0 | 0
Industrial Sector Energy Related Emissions before CCS[crude oil if,agriculture and forestry 01T03,BC] | NoSettings | 0 | 0 | 0 | 0 | 0 | 0 | 0 | 0 | 0 | 0 | 0 | 0 | 0 | 0 | 0 | 0 | 0 | 0 | 0 | 0 | 0 | 0 | 0 | 0 | 0 | 0 | 0 | 0 | 0 | 0 | 0
Industrial Sector Energy Related Emissions before CCS[crude oil if,agriculture and forestry 01T03,OC] | NoSettings | 0 | 0 | 0 | 0 | 0 | 0 | 0 | 0 | 0 | 0 | 0 | 0 | 0 | 0 | 0 | 0 | 0 | 0 | 0 | 0 | 0 | 0 | 0 | 0 | 0 | 0 | 0 | 0 | 0 | 0 | 0
Industrial Sector Energy Related Emissions before CCS[crude oil if,agriculture and forestry 01T03,CH4] | NoSettings | 0 | 0 | 0 | 0 | 0 | 0 | 0 | 0 | 0 | 0 | 0 | 0 | 0 | 0 | 0 | 0 | 0 | 0 | 0 | 0 | 0 | 0 | 0 | 0 | 0 | 0 | 0 | 0 | 0 | 0 | 0
Industrial Sector Energy Related Emissions before CCS[crude oil if,agriculture and forestry 01T03,N2O] | NoSettings | 0 | 0 | 0 | 0 | 0 | 0 | 0 | 0 | 0 | 0 | 0 | 0 | 0 | 0 | 0 | 0 | 0 | 0 | 0 | 0 | 0 | 0 | 0 | 0 | 0 | 0 | 0 | 0 | 0 | 0 | 0
Industrial Sector Energy Related Emissions before CCS[crude oil if,agriculture and forestry 01T03,F gases] | NoSettings | 0 | 0 | 0 | 0 | 0 | 0 | 0 | 0 | 0 | 0 | 0 | 0 | 0 | 0 | 0 | 0 | 0 | 0 | 0 | 0 | 0 | 0 | 0 | 0 | 0 | 0 | 0 | 0 | 0 | 0 | 0
Industrial Sector Energy Related Emissions before CCS[crude oil if,coal mining 05,CO2] | NoSettings | 0 | 0 | 0 | 0 | 0 | 0 | 0 | 0 | 0 | 0 | 0 | 0 | 0 | 0 | 0 | 0 | 0 | 0 | 0 | 0 | 0 | 0 | 0 | 0 | 0 | 0 | 0 | 0 | 0 | 0 | 0
Industrial Sector Energy Related Emissions before CCS[crude oil if,coal mining 05,VOC] | NoSettings | 0 | 0 | 0 | 0 | 0 | 0 | 0 | 0 | 0 | 0 | 0 | 0 | 0 | 0 | 0 | 0 | 0 | 0 | 0 | 0 | 0 | 0 | 0 | 0 | 0 | 0 | 0 | 0 | 0 | 0 | 0
Industrial Sector Energy Related Emissions before CCS[crude oil if,coal mining 05,CO] | NoSettings | 0 | 0 | 0 | 0 | 0 | 0 | 0 | 0 | 0 | 0 | 0 | 0 | 0 | 0 | 0 | 0 | 0 | 0 | 0 | 0 | 0 | 0 | 0 | 0 | 0 | 0 | 0 | 0 | 0 | 0 | 0
Industrial Sector Energy Related Emissions before CCS[crude oil if,coal mining 05,NOx] | NoSettings | 0 | 0 | 0 | 0 | 0 | 0 | 0 | 0 | 0 | 0 | 0 | 0 | 0 | 0 | 0 | 0 | 0 | 0 | 0 | 0 | 0 | 0 | 0 | 0 | 0 | 0 | 0 | 0 | 0 | 0 | 0
Industrial Sector Energy Related Emissions before CCS[crude oil if,coal mining 05,PM10] | NoSettings | 0 | 0 | 0 | 0 | 0 | 0 | 0 | 0 | 0 | 0 | 0 | 0 | 0 | 0 | 0 | 0 | 0 | 0 | 0 | 0 | 0 | 0 | 0 | 0 | 0 | 0 | 0 | 0 | 0 | 0 | 0
Industrial Sector Energy Related Emissions before CCS[crude oil if,coal mining 05,PM25] | NoSettings | 0 | 0 | 0 | 0 | 0 | 0 | 0 | 0 | 0 | 0 | 0 | 0 | 0 | 0 | 0 | 0 | 0 | 0 | 0 | 0 | 0 | 0 | 0 | 0 | 0 | 0 | 0 | 0 | 0 | 0 | 0
Industrial Sector Energy Related Emissions before CCS[crude oil if,coal mining 05,SOx] | NoSettings | 0 | 0 | 0 | 0 | 0 | 0 | 0 | 0 | 0 | 0 | 0 | 0 | 0 | 0 | 0 | 0 | 0 | 0 | 0 | 0 | 0 | 0 | 0 | 0 | 0 | 0 | 0 | 0 | 0 | 0 | 0
Industrial Sector Energy Related Emissions before CCS[crude oil if,coal mining 05,BC] | NoSettings | 0 | 0 | 0 | 0 | 0 | 0 | 0 | 0 | 0 | 0 | 0 | 0 | 0 | 0 | 0 | 0 | 0 | 0 | 0 | 0 | 0 | 0 | 0 | 0 | 0 | 0 | 0 | 0 | 0 | 0 | 0
Industrial Sector Energy Related Emissions before CCS[crude oil if,coal mining 05,OC] | NoSettings | 0 | 0 | 0 | 0 | 0 | 0 | 0 | 0 | 0 | 0 | 0 | 0 | 0 | 0 | 0 | 0 | 0 | 0 | 0 | 0 | 0 | 0 | 0 | 0 | 0 | 0 | 0 | 0 | 0 | 0 | 0
Industrial Sector Energy Related Emissions before CCS[crude oil if,coal mining 05,CH4] | NoSettings | 0 | 0 | 0 | 0 | 0 | 0 | 0 | 0 | 0 | 0 | 0 | 0 | 0 | 0 | 0 | 0 | 0 | 0 | 0 | 0 | 0 | 0 | 0 | 0 | 0 | 0 | 0 | 0 | 0 | 0 | 0
Industrial Sector Energy Related Emissions before CCS[crude oil if,coal mining 05,N2O] | NoSettings | 0 | 0 | 0 | 0 | 0 | 0 | 0 | 0 | 0 | 0 | 0 | 0 | 0 | 0 | 0 | 0 | 0 | 0 | 0 | 0 | 0 | 0 | 0 | 0 | 0 | 0 | 0 | 0 | 0 | 0 | 0
Industrial Sector Energy Related Emissions before CCS[crude oil if,coal mining 05,F gases] | NoSettings | 0 | 0 | 0 | 0 | 0 | 0 | 0 | 0 | 0 | 0 | 0 | 0 | 0 | 0 | 0 | 0 | 0 | 0 | 0 | 0 | 0 | 0 | 0 | 0 | 0 | 0 | 0 | 0 | 0 | 0 | 0
Industrial Sector Energy Related Emissions before CCS[crude oil if,oil and gas extraction 06,CO2] | NoSettings | 0 | 0 | 0 | 0 | 0 | 0 | 0 | 0 | 0 | 0 | 0 | 0 | 0 | 0 | 0 | 0 | 0 | 0 | 0 | 0 | 0 | 0 | 0 | 0 | 0 | 0 | 0 | 0 | 0 | 0 | 0
Industrial Sector Energy Related Emissions before CCS[crude oil if,oil and gas extraction 06,VOC] | NoSettings | 0 | 0 | 0 | 0 | 0 | 0 | 0 | 0 | 0 | 0 | 0 | 0 | 0 | 0 | 0 | 0 | 0 | 0 | 0 | 0 | 0 | 0 | 0 | 0 | 0 | 0 | 0 | 0 | 0 | 0 | 0
Industrial Sector Energy Related Emissions before CCS[crude oil if,oil and gas extraction 06,CO] | NoSettings | 0 | 0 | 0 | 0 | 0 | 0 | 0 | 0 | 0 | 0 | 0 | 0 | 0 | 0 | 0 | 0 | 0 | 0 | 0 | 0 | 0 | 0 | 0 | 0 | 0 | 0 | 0 | 0 | 0 | 0 | 0
Industrial Sector Energy Related Emissions before CCS[crude oil if,oil and gas extraction 06,NOx] | NoSettings | 0 | 0 | 0 | 0 | 0 | 0 | 0 | 0 | 0 | 0 | 0 | 0 | 0 | 0 | 0 | 0 | 0 | 0 | 0 | 0 | 0 | 0 | 0 | 0 | 0 | 0 | 0 | 0 | 0 | 0 | 0
Industrial Sector Energy Related Emissions before CCS[crude oil if,oil and gas extraction 06,PM10] | NoSettings | 0 | 0 | 0 | 0 | 0 | 0 | 0 | 0 | 0 | 0 | 0 | 0 | 0 | 0 | 0 | 0 | 0 | 0 | 0 | 0 | 0 | 0 | 0 | 0 | 0 | 0 | 0 | 0 | 0 | 0 | 0
Industrial Sector Energy Related Emissions before CCS[crude oil if,oil and gas extraction 06,PM25] | NoSettings | 0 | 0 | 0 | 0 | 0 | 0 | 0 | 0 | 0 | 0 | 0 | 0 | 0 | 0 | 0 | 0 | 0 | 0 | 0 | 0 | 0 | 0 | 0 | 0 | 0 | 0 | 0 | 0 | 0 | 0 | 0
Industrial Sector Energy Related Emissions before CCS[crude oil if,oil and gas extraction 06,SOx] | NoSettings | 0 | 0 | 0 | 0 | 0 | 0 | 0 | 0 | 0 | 0 | 0 | 0 | 0 | 0 | 0 | 0 | 0 | 0 | 0 | 0 | 0 | 0 | 0 | 0 | 0 | 0 | 0 | 0 | 0 | 0 | 0
Industrial Sector Energy Related Emissions before CCS[crude oil if,oil and gas extraction 06,BC] | NoSettings | 0 | 0 | 0 | 0 | 0 | 0 | 0 | 0 | 0 | 0 | 0 | 0 | 0 | 0 | 0 | 0 | 0 | 0 | 0 | 0 | 0 | 0 | 0 | 0 | 0 | 0 | 0 | 0 | 0 | 0 | 0
Industrial Sector Energy Related Emissions before CCS[crude oil if,oil and gas extraction 06,OC] | NoSettings | 0 | 0 | 0 | 0 | 0 | 0 | 0 | 0 | 0 | 0 | 0 | 0 | 0 | 0 | 0 | 0 | 0 | 0 | 0 | 0 | 0 | 0 | 0 | 0 | 0 | 0 | 0 | 0 | 0 | 0 | 0
Industrial Sector Energy Related Emissions before CCS[crude oil if,oil and gas extraction 06,CH4] | NoSettings | 0 | 0 | 0 | 0 | 0 | 0 | 0 | 0 | 0 | 0 | 0 | 0 | 0 | 0 | 0 | 0 | 0 | 0 | 0 | 0 | 0 | 0 | 0 | 0 | 0 | 0 | 0 | 0 | 0 | 0 | 0
Industrial Sector Energy Related Emissions before CCS[crude oil if,oil and gas extraction 06,N2O] | NoSettings | 0 | 0 | 0 | 0 | 0 | 0 | 0 | 0 | 0 | 0 | 0 | 0 | 0 | 0 | 0 | 0 | 0 | 0 | 0 | 0 | 0 | 0 | 0 | 0 | 0 | 0 | 0 | 0 | 0 | 0 | 0
Industrial Sector Energy Related Emissions before CCS[crude oil if,oil and gas extraction 06,F gases] | NoSettings | 0 | 0 | 0 | 0 | 0 | 0 | 0 | 0 | 0 | 0 | 0 | 0 | 0 | 0 | 0 | 0 | 0 | 0 | 0 | 0 | 0 | 0 | 0 | 0 | 0 | 0 | 0 | 0 | 0 | 0 | 0
Industrial Sector Energy Related Emissions before CCS[crude oil if,other mining and quarrying 07T08,CO2] | NoSettings | 0 | 0 | 0 | 0 | 0 | 0 | 0 | 0 | 0 | 0 | 0 | 0 | 0 | 0 | 0 | 0 | 0 | 0 | 0 | 0 | 0 | 0 | 0 | 0 | 0 | 0 | 0 | 0 | 0 | 0 | 0
Industrial Sector Energy Related Emissions before CCS[crude oil if,other mining and quarrying 07T08,VOC] | NoSettings | 0 | 0 | 0 | 0 | 0 | 0 | 0 | 0 | 0 | 0 | 0 | 0 | 0 | 0 | 0 | 0 | 0 | 0 | 0 | 0 | 0 | 0 | 0 | 0 | 0 | 0 | 0 | 0 | 0 | 0 | 0
Industrial Sector Energy Related Emissions before CCS[crude oil if,other mining and quarrying 07T08,CO] | NoSettings | 0 | 0 | 0 | 0 | 0 | 0 | 0 | 0 | 0 | 0 | 0 | 0 | 0 | 0 | 0 | 0 | 0 | 0 | 0 | 0 | 0 | 0 | 0 | 0 | 0 | 0 | 0 | 0 | 0 | 0 | 0
Industrial Sector Energy Related Emissions before CCS[crude oil if,other mining and quarrying 07T08,NOx] | NoSettings | 0 | 0 | 0 | 0 | 0 | 0 | 0 | 0 | 0 | 0 | 0 | 0 | 0 | 0 | 0 | 0 | 0 | 0 | 0 | 0 | 0 | 0 | 0 | 0 | 0 | 0 | 0 | 0 | 0 | 0 | 0
Industrial Sector Energy Related Emissions before CCS[crude oil if,other mining and quarrying 07T08,PM10] | NoSettings | 0 | 0 | 0 | 0 | 0 | 0 | 0 | 0 | 0 | 0 | 0 | 0 | 0 | 0 | 0 | 0 | 0 | 0 | 0 | 0 | 0 | 0 | 0 | 0 | 0 | 0 | 0 | 0 | 0 | 0 | 0
Industrial Sector Energy Related Emissions before CCS[crude oil if,other mining and quarrying 07T08,PM25] | NoSettings | 0 | 0 | 0 | 0 | 0 | 0 | 0 | 0 | 0 | 0 | 0 | 0 | 0 | 0 | 0 | 0 | 0 | 0 | 0 | 0 | 0 | 0 | 0 | 0 | 0 | 0 | 0 | 0 | 0 | 0 | 0
Industrial Sector Energy Related Emissions before CCS[crude oil if,other mining and quarrying 07T08,SOx] | NoSettings | 0 | 0 | 0 | 0 | 0 | 0 | 0 | 0 | 0 | 0 | 0 | 0 | 0 | 0 | 0 | 0 | 0 | 0 | 0 | 0 | 0 | 0 | 0 | 0 | 0 | 0 | 0 | 0 | 0 | 0 | 0
Industrial Sector Energy Related Emissions before CCS[crude oil if,other mining and quarrying 07T08,BC] | NoSettings | 0 | 0 | 0 | 0 | 0 | 0 | 0 | 0 | 0 | 0 | 0 | 0 | 0 | 0 | 0 | 0 | 0 | 0 | 0 | 0 | 0 | 0 | 0 | 0 | 0 | 0 | 0 | 0 | 0 | 0 | 0
Industrial Sector Energy Related Emissions before CCS[crude oil if,other mining and quarrying 07T08,OC] | NoSettings | 0 | 0 | 0 | 0 | 0 | 0 | 0 | 0 | 0 | 0 | 0 | 0 | 0 | 0 | 0 | 0 | 0 | 0 | 0 | 0 | 0 | 0 | 0 | 0 | 0 | 0 | 0 | 0 | 0 | 0 | 0
Industrial Sector Energy Related Emissions before CCS[crude oil if,other mining and quarrying 07T08,CH4] | NoSettings | 0 | 0 | 0 | 0 | 0 | 0 | 0 | 0 | 0 | 0 | 0 | 0 | 0 | 0 | 0 | 0 | 0 | 0 | 0 | 0 | 0 | 0 | 0 | 0 | 0 | 0 | 0 | 0 | 0 | 0 | 0
Industrial Sector Energy Related Emissions before CCS[crude oil if,other mining and quarrying 07T08,N2O] | NoSettings | 0 | 0 | 0 | 0 | 0 | 0 | 0 | 0 | 0 | 0 | 0 | 0 | 0 | 0 | 0 | 0 | 0 | 0 | 0 | 0 | 0 | 0 | 0 | 0 | 0 | 0 | 0 | 0 | 0 | 0 | 0
Industrial Sector Energy Related Emissions before CCS[crude oil if,other mining and quarrying 07T08,F gases] | NoSettings | 0 | 0 | 0 | 0 | 0 | 0 | 0 | 0 | 0 | 0 | 0 | 0 | 0 | 0 | 0 | 0 | 0 | 0 | 0 | 0 | 0 | 0 | 0 | 0 | 0 | 0 | 0 | 0 | 0 | 0 | 0
Industrial Sector Energy Related Emissions before CCS[crude oil if,food beverage and tobacco 10T12,CO2] | NoSettings | 0 | 0 | 0 | 0 | 0 | 0 | 0 | 0 | 0 | 0 | 0 | 0 | 0 | 0 | 0 | 0 | 0 | 0 | 0 | 0 | 0 | 0 | 0 | 0 | 0 | 0 | 0 | 0 | 0 | 0 | 0
Industrial Sector Energy Related Emissions before CCS[crude oil if,food beverage and tobacco 10T12,VOC] | NoSettings | 0 | 0 | 0 | 0 | 0 | 0 | 0 | 0 | 0 | 0 | 0 | 0 | 0 | 0 | 0 | 0 | 0 | 0 | 0 | 0 | 0 | 0 | 0 | 0 | 0 | 0 | 0 | 0 | 0 | 0 | 0
Industrial Sector Energy Related Emissions before CCS[crude oil if,food beverage and tobacco 10T12,CO] | NoSettings | 0 | 0 | 0 | 0 | 0 | 0 | 0 | 0 | 0 | 0 | 0 | 0 | 0 | 0 | 0 | 0 | 0 | 0 | 0 | 0 | 0 | 0 | 0 | 0 | 0 | 0 | 0 | 0 | 0 | 0 | 0
Industrial Sector Energy Related Emissions before CCS[crude oil if,food beverage and tobacco 10T12,NOx] | NoSettings | 0 | 0 | 0 | 0 | 0 | 0 | 0 | 0 | 0 | 0 | 0 | 0 | 0 | 0 | 0 | 0 | 0 | 0 | 0 | 0 | 0 | 0 | 0 | 0 | 0 | 0 | 0 | 0 | 0 | 0 | 0
Industrial Sector Energy Related Emissions before CCS[crude oil if,food beverage and tobacco 10T12,PM10] | NoSettings | 0 | 0 | 0 | 0 | 0 | 0 | 0 | 0 | 0 | 0 | 0 | 0 | 0 | 0 | 0 | 0 | 0 | 0 | 0 | 0 | 0 | 0 | 0 | 0 | 0 | 0 | 0 | 0 | 0 | 0 | 0
Industrial Sector Energy Related Emissions before CCS[crude oil if,food beverage and tobacco 10T12,PM25] | NoSettings | 0 | 0 | 0 | 0 | 0 | 0 | 0 | 0 | 0 | 0 | 0 | 0 | 0 | 0 | 0 | 0 | 0 | 0 | 0 | 0 | 0 | 0 | 0 | 0 | 0 | 0 | 0 | 0 | 0 | 0 | 0
Industrial Sector Energy Related Emissions before CCS[crude oil if,food beverage and tobacco 10T12,SOx] | NoSettings | 0 | 0 | 0 | 0 | 0 | 0 | 0 | 0 | 0 | 0 | 0 | 0 | 0 | 0 | 0 | 0 | 0 | 0 | 0 | 0 | 0 | 0 | 0 | 0 | 0 | 0 | 0 | 0 | 0 | 0 | 0
Industrial Sector Energy Related Emissions before CCS[crude oil if,food beverage and tobacco 10T12,BC] | NoSettings | 0 | 0 | 0 | 0 | 0 | 0 | 0 | 0 | 0 | 0 | 0 | 0 | 0 | 0 | 0 | 0 | 0 | 0 | 0 | 0 | 0 | 0 | 0 | 0 | 0 | 0 | 0 | 0 | 0 | 0 | 0
Industrial Sector Energy Related Emissions before CCS[crude oil if,food beverage and tobacco 10T12,OC] | NoSettings | 0 | 0 | 0 | 0 | 0 | 0 | 0 | 0 | 0 | 0 | 0 | 0 | 0 | 0 | 0 | 0 | 0 | 0 | 0 | 0 | 0 | 0 | 0 | 0 | 0 | 0 | 0 | 0 | 0 | 0 | 0
Industrial Sector Energy Related Emissions before CCS[crude oil if,food beverage and tobacco 10T12,CH4] | NoSettings | 0 | 0 | 0 | 0 | 0 | 0 | 0 | 0 | 0 | 0 | 0 | 0 | 0 | 0 | 0 | 0 | 0 | 0 | 0 | 0 | 0 | 0 | 0 | 0 | 0 | 0 | 0 | 0 | 0 | 0 | 0
Industrial Sector Energy Related Emissions before CCS[crude oil if,food beverage and tobacco 10T12,N2O] | NoSettings | 0 | 0 | 0 | 0 | 0 | 0 | 0 | 0 | 0 | 0 | 0 | 0 | 0 | 0 | 0 | 0 | 0 | 0 | 0 | 0 | 0 | 0 | 0 | 0 | 0 | 0 | 0 | 0 | 0 | 0 | 0
Industrial Sector Energy Related Emissions before CCS[crude oil if,food beverage and tobacco 10T12,F gases] | NoSettings | 0 | 0 | 0 | 0 | 0 | 0 | 0 | 0 | 0 | 0 | 0 | 0 | 0 | 0 | 0 | 0 | 0 | 0 | 0 | 0 | 0 | 0 | 0 | 0 | 0 | 0 | 0 | 0 | 0 | 0 | 0
Industrial Sector Energy Related Emissions before CCS[crude oil if,textiles apparel and leather 13T15,CO2] | NoSettings | 0 | 0 | 0 | 0 | 0 | 0 | 0 | 0 | 0 | 0 | 0 | 0 | 0 | 0 | 0 | 0 | 0 | 0 | 0 | 0 | 0 | 0 | 0 | 0 | 0 | 0 | 0 | 0 | 0 | 0 | 0
Industrial Sector Energy Related Emissions before CCS[crude oil if,textiles apparel and leather 13T15,VOC] | NoSettings | 0 | 0 | 0 | 0 | 0 | 0 | 0 | 0 | 0 | 0 | 0 | 0 | 0 | 0 | 0 | 0 | 0 | 0 | 0 | 0 | 0 | 0 | 0 | 0 | 0 | 0 | 0 | 0 | 0 | 0 | 0
Industrial Sector Energy Related Emissions before CCS[crude oil if,textiles apparel and leather 13T15,CO] | NoSettings | 0 | 0 | 0 | 0 | 0 | 0 | 0 | 0 | 0 | 0 | 0 | 0 | 0 | 0 | 0 | 0 | 0 | 0 | 0 | 0 | 0 | 0 | 0 | 0 | 0 | 0 | 0 | 0 | 0 | 0 | 0
Industrial Sector Energy Related Emissions before CCS[crude oil if,textiles apparel and leather 13T15,NOx] | NoSettings | 0 | 0 | 0 | 0 | 0 | 0 | 0 | 0 | 0 | 0 | 0 | 0 | 0 | 0 | 0 | 0 | 0 | 0 | 0 | 0 | 0 | 0 | 0 | 0 | 0 | 0 | 0 | 0 | 0 | 0 | 0
Industrial Sector Energy Related Emissions before CCS[crude oil if,textiles apparel and leather 13T15,PM10] | NoSettings | 0 | 0 | 0 | 0 | 0 | 0 | 0 | 0 | 0 | 0 | 0 | 0 | 0 | 0 | 0 | 0 | 0 | 0 | 0 | 0 | 0 | 0 | 0 | 0 | 0 | 0 | 0 | 0 | 0 | 0 | 0
Industrial Sector Energy Related Emissions before CCS[crude oil if,textiles apparel and leather 13T15,PM25] | NoSettings | 0 | 0 | 0 | 0 | 0 | 0 | 0 | 0 | 0 | 0 | 0 | 0 | 0 | 0 | 0 | 0 | 0 | 0 | 0 | 0 | 0 | 0 | 0 | 0 | 0 | 0 | 0 | 0 | 0 | 0 | 0
Industrial Sector Energy Related Emissions before CCS[crude oil if,textiles apparel and leather 13T15,SOx] | NoSettings | 0 | 0 | 0 | 0 | 0 | 0 | 0 | 0 | 0 | 0 | 0 | 0 | 0 | 0 | 0 | 0 | 0 | 0 | 0 | 0 | 0 | 0 | 0 | 0 | 0 | 0 | 0 | 0 | 0 | 0 | 0
Industrial Sector Energy Related Emissions before CCS[crude oil if,textiles apparel and leather 13T15,BC] | NoSettings | 0 | 0 | 0 | 0 | 0 | 0 | 0 | 0 | 0 | 0 | 0 | 0 | 0 | 0 | 0 | 0 | 0 | 0 | 0 | 0 | 0 | 0 | 0 | 0 | 0 | 0 | 0 | 0 | 0 | 0 | 0
Industrial Sector Energy Related Emissions before CCS[crude oil if,textiles apparel and leather 13T15,OC] | NoSettings | 0 | 0 | 0 | 0 | 0 | 0 | 0 | 0 | 0 | 0 | 0 | 0 | 0 | 0 | 0 | 0 | 0 | 0 | 0 | 0 | 0 | 0 | 0 | 0 | 0 | 0 | 0 | 0 | 0 | 0 | 0
Industrial Sector Energy Related Emissions before CCS[crude oil if,textiles apparel and leather 13T15,CH4] | NoSettings | 0 | 0 | 0 | 0 | 0 | 0 | 0 | 0 | 0 | 0 | 0 | 0 | 0 | 0 | 0 | 0 | 0 | 0 | 0 | 0 | 0 | 0 | 0 | 0 | 0 | 0 | 0 | 0 | 0 | 0 | 0
Industrial Sector Energy Related Emissions before CCS[crude oil if,textiles apparel and leather 13T15,N2O] | NoSettings | 0 | 0 | 0 | 0 | 0 | 0 | 0 | 0 | 0 | 0 | 0 | 0 | 0 | 0 | 0 | 0 | 0 | 0 | 0 | 0 | 0 | 0 | 0 | 0 | 0 | 0 | 0 | 0 | 0 | 0 | 0
Industrial Sector Energy Related Emissions before CCS[crude oil if,textiles apparel and leather 13T15,F gases] | NoSettings | 0 | 0 | 0 | 0 | 0 | 0 | 0 | 0 | 0 | 0 | 0 | 0 | 0 | 0 | 0 | 0 | 0 | 0 | 0 | 0 | 0 | 0 | 0 | 0 | 0 | 0 | 0 | 0 | 0 | 0 | 0
Industrial Sector Energy Related Emissions before CCS[crude oil if,wood products 16,CO2] | NoSettings | 0 | 0 | 0 | 0 | 0 | 0 | 0 | 0 | 0 | 0 | 0 | 0 | 0 | 0 | 0 | 0 | 0 | 0 | 0 | 0 | 0 | 0 | 0 | 0 | 0 | 0 | 0 | 0 | 0 | 0 | 0
Industrial Sector Energy Related Emissions before CCS[crude oil if,wood products 16,VOC] | NoSettings | 0 | 0 | 0 | 0 | 0 | 0 | 0 | 0 | 0 | 0 | 0 | 0 | 0 | 0 | 0 | 0 | 0 | 0 | 0 | 0 | 0 | 0 | 0 | 0 | 0 | 0 | 0 | 0 | 0 | 0 | 0
Industrial Sector Energy Related Emissions before CCS[crude oil if,wood products 16,CO] | NoSettings | 0 | 0 | 0 | 0 | 0 | 0 | 0 | 0 | 0 | 0 | 0 | 0 | 0 | 0 | 0 | 0 | 0 | 0 | 0 | 0 | 0 | 0 | 0 | 0 | 0 | 0 | 0 | 0 | 0 | 0 | 0
Industrial Sector Energy Related Emissions before CCS[crude oil if,wood products 16,NOx] | NoSettings | 0 | 0 | 0 | 0 | 0 | 0 | 0 | 0 | 0 | 0 | 0 | 0 | 0 | 0 | 0 | 0 | 0 | 0 | 0 | 0 | 0 | 0 | 0 | 0 | 0 | 0 | 0 | 0 | 0 | 0 | 0
Industrial Sector Energy Related Emissions before CCS[crude oil if,wood products 16,PM10] | NoSettings | 0 | 0 | 0 | 0 | 0 | 0 | 0 | 0 | 0 | 0 | 0 | 0 | 0 | 0 | 0 | 0 | 0 | 0 | 0 | 0 | 0 | 0 | 0 | 0 | 0 | 0 | 0 | 0 | 0 | 0 | 0
Industrial Sector Energy Related Emissions before CCS[crude oil if,wood products 16,PM25] | NoSettings | 0 | 0 | 0 | 0 | 0 | 0 | 0 | 0 | 0 | 0 | 0 | 0 | 0 | 0 | 0 | 0 | 0 | 0 | 0 | 0 | 0 | 0 | 0 | 0 | 0 | 0 | 0 | 0 | 0 | 0 | 0
Industrial Sector Energy Related Emissions before CCS[crude oil if,wood products 16,SOx] | NoSettings | 0 | 0 | 0 | 0 | 0 | 0 | 0 | 0 | 0 | 0 | 0 | 0 | 0 | 0 | 0 | 0 | 0 | 0 | 0 | 0 | 0 | 0 | 0 | 0 | 0 | 0 | 0 | 0 | 0 | 0 | 0
Industrial Sector Energy Related Emissions before CCS[crude oil if,wood products 16,BC] | NoSettings | 0 | 0 | 0 | 0 | 0 | 0 | 0 | 0 | 0 | 0 | 0 | 0 | 0 | 0 | 0 | 0 | 0 | 0 | 0 | 0 | 0 | 0 | 0 | 0 | 0 | 0 | 0 | 0 | 0 | 0 | 0
Industrial Sector Energy Related Emissions before CCS[crude oil if,wood products 16,OC] | NoSettings | 0 | 0 | 0 | 0 | 0 | 0 | 0 | 0 | 0 | 0 | 0 | 0 | 0 | 0 | 0 | 0 | 0 | 0 | 0 | 0 | 0 | 0 | 0 | 0 | 0 | 0 | 0 | 0 | 0 | 0 | 0
Industrial Sector Energy Related Emissions before CCS[crude oil if,wood products 16,CH4] | NoSettings | 0 | 0 | 0 | 0 | 0 | 0 | 0 | 0 | 0 | 0 | 0 | 0 | 0 | 0 | 0 | 0 | 0 | 0 | 0 | 0 | 0 | 0 | 0 | 0 | 0 | 0 | 0 | 0 | 0 | 0 | 0
Industrial Sector Energy Related Emissions before CCS[crude oil if,wood products 16,N2O] | NoSettings | 0 | 0 | 0 | 0 | 0 | 0 | 0 | 0 | 0 | 0 | 0 | 0 | 0 | 0 | 0 | 0 | 0 | 0 | 0 | 0 | 0 | 0 | 0 | 0 | 0 | 0 | 0 | 0 | 0 | 0 | 0
Industrial Sector Energy Related Emissions before CCS[crude oil if,wood products 16,F gases] | NoSettings | 0 | 0 | 0 | 0 | 0 | 0 | 0 | 0 | 0 | 0 | 0 | 0 | 0 | 0 | 0 | 0 | 0 | 0 | 0 | 0 | 0 | 0 | 0 | 0 | 0 | 0 | 0 | 0 | 0 | 0 | 0
Industrial Sector Energy Related Emissions before CCS[crude oil if,pulp paper and printing 17T18,CO2] | NoSettings | 0 | 0 | 0 | 0 | 0 | 0 | 0 | 0 | 0 | 0 | 0 | 0 | 0 | 0 | 0 | 0 | 0 | 0 | 0 | 0 | 0 | 0 | 0 | 0 | 0 | 0 | 0 | 0 | 0 | 0 | 0
Industrial Sector Energy Related Emissions before CCS[crude oil if,pulp paper and printing 17T18,VOC] | NoSettings | 0 | 0 | 0 | 0 | 0 | 0 | 0 | 0 | 0 | 0 | 0 | 0 | 0 | 0 | 0 | 0 | 0 | 0 | 0 | 0 | 0 | 0 | 0 | 0 | 0 | 0 | 0 | 0 | 0 | 0 | 0
Industrial Sector Energy Related Emissions before CCS[crude oil if,pulp paper and printing 17T18,CO] | NoSettings | 0 | 0 | 0 | 0 | 0 | 0 | 0 | 0 | 0 | 0 | 0 | 0 | 0 | 0 | 0 | 0 | 0 | 0 | 0 | 0 | 0 | 0 | 0 | 0 | 0 | 0 | 0 | 0 | 0 | 0 | 0
Industrial Sector Energy Related Emissions before CCS[crude oil if,pulp paper and printing 17T18,NOx] | NoSettings | 0 | 0 | 0 | 0 | 0 | 0 | 0 | 0 | 0 | 0 | 0 | 0 | 0 | 0 | 0 | 0 | 0 | 0 | 0 | 0 | 0 | 0 | 0 | 0 | 0 | 0 | 0 | 0 | 0 | 0 | 0
Industrial Sector Energy Related Emissions before CCS[crude oil if,pulp paper and printing 17T18,PM10] | NoSettings | 0 | 0 | 0 | 0 | 0 | 0 | 0 | 0 | 0 | 0 | 0 | 0 | 0 | 0 | 0 | 0 | 0 | 0 | 0 | 0 | 0 | 0 | 0 | 0 | 0 | 0 | 0 | 0 | 0 | 0 | 0
Industrial Sector Energy Related Emissions before CCS[crude oil if,pulp paper and printing 17T18,PM25] | NoSettings | 0 | 0 | 0 | 0 | 0 | 0 | 0 | 0 | 0 | 0 | 0 | 0 | 0 | 0 | 0 | 0 | 0 | 0 | 0 | 0 | 0 | 0 | 0 | 0 | 0 | 0 | 0 | 0 | 0 | 0 | 0
Industrial Sector Energy Related Emissions before CCS[crude oil if,pulp paper and printing 17T18,SOx] | NoSettings | 0 | 0 | 0 | 0 | 0 | 0 | 0 | 0 | 0 | 0 | 0 | 0 | 0 | 0 | 0 | 0 | 0 | 0 | 0 | 0 | 0 | 0 | 0 | 0 | 0 | 0 | 0 | 0 | 0 | 0 | 0
Industrial Sector Energy Related Emissions before CCS[crude oil if,pulp paper and printing 17T18,BC] | NoSettings | 0 | 0 | 0 | 0 | 0 | 0 | 0 | 0 | 0 | 0 | 0 | 0 | 0 | 0 | 0 | 0 | 0 | 0 | 0 | 0 | 0 | 0 | 0 | 0 | 0 | 0 | 0 | 0 | 0 | 0 | 0
Industrial Sector Energy Related Emissions before CCS[crude oil if,pulp paper and printing 17T18,OC] | NoSettings | 0 | 0 | 0 | 0 | 0 | 0 | 0 | 0 | 0 | 0 | 0 | 0 | 0 | 0 | 0 | 0 | 0 | 0 | 0 | 0 | 0 | 0 | 0 | 0 | 0 | 0 | 0 | 0 | 0 | 0 | 0
Industrial Sector Energy Related Emissions before CCS[crude oil if,pulp paper and printing 17T18,CH4] | NoSettings | 0 | 0 | 0 | 0 | 0 | 0 | 0 | 0 | 0 | 0 | 0 | 0 | 0 | 0 | 0 | 0 | 0 | 0 | 0 | 0 | 0 | 0 | 0 | 0 | 0 | 0 | 0 | 0 | 0 | 0 | 0
Industrial Sector Energy Related Emissions before CCS[crude oil if,pulp paper and printing 17T18,N2O] | NoSettings | 0 | 0 | 0 | 0 | 0 | 0 | 0 | 0 | 0 | 0 | 0 | 0 | 0 | 0 | 0 | 0 | 0 | 0 | 0 | 0 | 0 | 0 | 0 | 0 | 0 | 0 | 0 | 0 | 0 | 0 | 0
Industrial Sector Energy Related Emissions before CCS[crude oil if,pulp paper and printing 17T18,F gases] | NoSettings | 0 | 0 | 0 | 0 | 0 | 0 | 0 | 0 | 0 | 0 | 0 | 0 | 0 | 0 | 0 | 0 | 0 | 0 | 0 | 0 | 0 | 0 | 0 | 0 | 0 | 0 | 0 | 0 | 0 | 0 | 0
Industrial Sector Energy Related Emissions before CCS[crude oil if,refined petroleum and coke 19,CO2] | NoSettings | 17504900000000 | 22276100000000 | 22277100000000 | 22278400000000 | 22279200000000 | 22279900000000 | 22280500000000 | 22281200000000 | 22281100000000 | 22285400000000 | 22289300000000 | 22293100000000 | 22297400000000 | 22301400000000 | 22305300000000 | 22308900000000 | 22312800000000 | 22312200000000 | 22311600000000 | 22311300000000 | 22310800000000 | 22310800000000 | 22310400000000 | 22310000000000 | 22309600000000 | 22309600000000 | 22309100000000 | 22309300000000 | 22309100000000 | 22308900000000 | 22308900000000
Industrial Sector Energy Related Emissions before CCS[crude oil if,refined petroleum and coke 19,VOC] | NoSettings | 756479000 | 962667000 | 962710000 | 962767000 | 962803000 | 962832000 | 962858000 | 962888000 | 962885000 | 963068000 | 963237000 | 963402000 | 963589000 | 963759000 | 963929000 | 964085000 | 964251000 | 964226000 | 964200000 | 964188000 | 964167000 | 964166000 | 964150000 | 964134000 | 964116000 | 964114000 | 964094000 | 964100000 | 964093000 | 964085000 | 964084000
Industrial Sector Energy Related Emissions before CCS[crude oil if,refined petroleum and coke 19,CO] | NoSettings | 6614000000 | 8416720000 | 8417100000 | 8417600000 | 8417910000 | 8418160000 | 8418400000 | 8418660000 | 8418630000 | 8420230000 | 8421700000 | 8423150000 | 8424780000 | 8426270000 | 8427750000 | 8429120000 | 8430570000 | 8430360000 | 8430120000 | 8430020000 | 8429840000 | 8429830000 | 8429690000 | 8429550000 | 8429390000 | 8429370000 | 8429200000 | 8429250000 | 8429190000 | 8429130000 | 8429110000
Industrial Sector Energy Related Emissions before CCS[crude oil if,refined petroleum and coke 19,NOx] | NoSettings | 10839800000 | 13794300000 | 13794900000 | 13795700000 | 13796300000 | 13796700000 | 13797100000 | 13797500000 | 13797400000 | 13800100000 | 13802500000 | 13804800000 | 13807500000 | 13810000000 | 13812400000 | 13814600000 | 13817000000 | 13816700000 | 13816300000 | 13816100000 | 13815800000 | 13815800000 | 13815600000 | 13815300000 | 13815100000 | 13815000000 | 13814800000 | 13814800000 | 13814700000 | 13814600000 | 13814600000
Industrial Sector Energy Related Emissions before CCS[crude oil if,refined petroleum and coke 19,PM10] | NoSettings | 1044490000 | 1329180000 | 1329240000 | 1329320000 | 1329360000 | 1329400000 | 1329440000 | 1329480000 | 1329480000 | 1329730000 | 1329960000 | 1330190000 | 1330450000 | 1330680000 | 1330920000 | 1331140000 | 1331360000 | 1331330000 | 1331290000 | 1331280000 | 1331250000 | 1331250000 | 1331230000 | 1331200000 | 1331180000 | 1331180000 | 1331150000 | 1331160000 | 1331150000 | 1331140000 | 1331130000
Industrial Sector Energy Related Emissions before CCS[crude oil if,refined petroleum and coke 19,PM25] | NoSettings | 1044490000 | 1329180000 | 1329240000 | 1329320000 | 1329360000 | 1329400000 | 1329440000 | 1329480000 | 1329480000 | 1329730000 | 1329960000 | 1330190000 | 1330450000 | 1330680000 | 1330920000 | 1331140000 | 1331360000 | 1331330000 | 1331290000 | 1331280000 | 1331250000 | 1331250000 | 1331230000 | 1331200000 | 1331180000 | 1331180000 | 1331150000 | 1331160000 | 1331150000 | 1331140000 | 1331130000
Industrial Sector Energy Related Emissions before CCS[crude oil if,refined petroleum and coke 19,SOx] | NoSettings | 79837700 | 101599000 | 101603000 | 101609000 | 101613000 | 101616000 | 101619000 | 101622000 | 101622000 | 101641000 | 101659000 | 101676000 | 101696000 | 101714000 | 101732000 | 101748000 | 101766000 | 101763000 | 101760000 | 101759000 | 101757000 | 101757000 | 101755000 | 101753000 | 101751000 | 101751000 | 101749000 | 101750000 | 101749000 | 101748000 | 101748000
Industrial Sector Energy Related Emissions before CCS[crude oil if,refined petroleum and coke 19,BC] | NoSettings | 172212000 | 219151000 | 219160000 | 219173000 | 219181000 | 219188000 | 219194000 | 219201000 | 219200000 | 219242000 | 219280000 | 219318000 | 219360000 | 219399000 | 219438000 | 219473000 | 219511000 | 219505000 | 219499000 | 219497000 | 219492000 | 219492000 | 219488000 | 219484000 | 219480000 | 219480000 | 219475000 | 219477000 | 219475000 | 219473000 | 219473000
Industrial Sector Energy Related Emissions before CCS[crude oil if,refined petroleum and coke 19,OC] | NoSettings | 447025000 | 568868000 | 568893000 | 568927000 | 568948000 | 568965000 | 568981000 | 568998000 | 568996000 | 569105000 | 569204000 | 569302000 | 569412000 | 569513000 | 569613000 | 569706000 | 569804000 | 569789000 | 569773000 | 569766000 | 569754000 | 569754000 | 569744000 | 569734000 | 569724000 | 569723000 | 569711000 | 569715000 | 569710000 | 569706000 | 569705000
Industrial Sector Energy Related Emissions before CCS[crude oil if,refined petroleum and coke 19,CH4] | NoSettings | 329908000 | 419829000 | 419847000 | 419872000 | 419888000 | 419900000 | 419912000 | 419925000 | 419924000 | 420004000 | 420077000 | 420149000 | 420231000 | 420305000 | 420379000 | 420447000 | 420519000 | 420509000 | 420497000 | 420492000 | 420483000 | 420482000 | 420475000 | 420468000 | 420460000 | 420460000 | 420451000 | 420454000 | 420450000 | 420447000 | 420447000
Industrial Sector Energy Related Emissions before CCS[crude oil if,refined petroleum and coke 19,N2O] | NoSettings | 32990800 | 41982900 | 41984700 | 41987200 | 41988800 | 41990000 | 41991200 | 41992500 | 41992400 | 42000400 | 42007700 | 42014900 | 42023100 | 42030500 | 42037900 | 42044700 | 42051900 | 42050900 | 42049700 | 42049200 | 42048300 | 42048200 | 42047500 | 42046800 | 42046000 | 42046000 | 42045100 | 42045400 | 42045000 | 42044700 | 42044700
Industrial Sector Energy Related Emissions before CCS[crude oil if,refined petroleum and coke 19,F gases] | NoSettings | 0 | 0 | 0 | 0 | 0 | 0 | 0 | 0 | 0 | 0 | 0 | 0 | 0 | 0 | 0 | 0 | 0 | 0 | 0 | 0 | 0 | 0 | 0 | 0 | 0 | 0 | 0 | 0 | 0 | 0 | 0
Industrial Sector Energy Related Emissions before CCS[crude oil if,chemicals 20,CO2] | NoSettings | 0 | 89800700 | 158186000 | 207111000 | 232373000 | 240121000 | 236474000 | 246604000 | 390219000 | 377774000 | 363833000 | 343178000 | 354757000 | 364366000 | 373151000 | 378921000 | 383510000 | 369901000 | 360836000 | 351611000 | 343984000 | 336712000 | 325234000 | 313492000 | 300777000 | 292358000 | 278874000 | 274320000 | 270275000 | 265857000 | 260307000
Industrial Sector Energy Related Emissions before CCS[crude oil if,chemicals 20,VOC] | NoSettings | 0 | 3880.76 | 6836.05 | 8950.35 | 10042.1 | 10376.9 | 10219.3 | 10657.1 | 16863.4 | 16325.6 | 15723.1 | 14830.5 | 15330.9 | 15746.2 | 16125.8 | 16375.2 | 16573.5 | 15985.4 | 15593.6 | 15194.9 | 14865.3 | 14551.1 | 14055.1 | 13547.6 | 12998.2 | 12634.3 | 12051.6 | 11854.8 | 11680 | 11489.1 | 11249.2
Industrial Sector Energy Related Emissions before CCS[crude oil if,chemicals 20,CO] | NoSettings | 0 | 33930 | 59768.5 | 78254.1 | 87799.1 | 90726.6 | 89348.4 | 93176.1 | 147439 | 142737 | 137469 | 129665 | 134040 | 137671 | 140990 | 143170 | 144904 | 139762 | 136337 | 132851 | 129970 | 127222 | 122885 | 118449 | 113645 | 110463 | 105369 | 103648 | 102120 | 100451 | 98353.4
Industrial Sector Energy Related Emissions before CCS[crude oil if,chemicals 20,NOx] | NoSettings | 0 | 55608.4 | 97955.5 | 128252 | 143895 | 148693 | 146435 | 152708 | 241640 | 233934 | 225301 | 212510 | 219681 | 225631 | 231071 | 234644 | 237486 | 229059 | 223445 | 217732 | 213009 | 208506 | 201399 | 194128 | 186254 | 181040 | 172691 | 169871 | 167366 | 164630 | 161193
Industrial Sector Energy Related Emissions before CCS[crude oil if,chemicals 20,PM10] | NoSettings | 0 | 5358.26 | 9438.7 | 12358 | 13865.3 | 14327.6 | 14110 | 14714.5 | 23283.7 | 22541.1 | 21709.3 | 20476.8 | 21167.8 | 21741.1 | 22265.3 | 22609.6 | 22883.4 | 22071.4 | 21530.5 | 20980 | 20524.9 | 20091 | 19406.2 | 18705.5 | 17946.9 | 17444.5 | 16640 | 16368.2 | 16126.9 | 15863.3 | 15532.1
Industrial Sector Energy Related Emissions before CCS[crude oil if,chemicals 20,PM25] | NoSettings | 0 | 5358.26 | 9438.7 | 12358 | 13865.3 | 14327.6 | 14110 | 14714.5 | 23283.7 | 22541.1 | 21709.3 | 20476.8 | 21167.8 | 21741.1 | 22265.3 | 22609.6 | 22883.4 | 22071.4 | 21530.5 | 20980 | 20524.9 | 20091 | 19406.2 | 18705.5 | 17946.9 | 17444.5 | 16640 | 16368.2 | 16126.9 | 15863.3 | 15532.1
Industrial Sector Energy Related Emissions before CCS[crude oil if,chemicals 20,SOx] | NoSettings | 0 | 409.57 | 721.467 | 944.607 | 1059.83 | 1095.16 | 1078.53 | 1124.73 | 1779.74 | 1722.98 | 1659.4 | 1565.19 | 1618 | 1661.83 | 1701.9 | 1728.21 | 1749.14 | 1687.07 | 1645.73 | 1603.65 | 1568.87 | 1535.7 | 1483.35 | 1429.8 | 1371.81 | 1333.41 | 1271.91 | 1251.14 | 1232.69 | 1212.54 | 1187.23
Industrial Sector Energy Related Emissions before CCS[crude oil if,chemicals 20,BC] | NoSettings | 0 | 883.452 | 1556.22 | 2037.54 | 2286.07 | 2362.29 | 2326.41 | 2426.07 | 3838.94 | 3716.51 | 3579.36 | 3376.15 | 3490.07 | 3584.61 | 3671.03 | 3727.8 | 3772.94 | 3639.06 | 3549.88 | 3459.12 | 3384.09 | 3312.54 | 3199.63 | 3084.11 | 2959.02 | 2876.19 | 2743.54 | 2698.74 | 2658.95 | 2615.48 | 2560.88
Industrial Sector Energy Related Emissions before CCS[crude oil if,chemicals 20,OC] | NoSettings | 0 | 2293.25 | 4039.62 | 5289.02 | 5934.14 | 6132.01 | 6038.86 | 6297.57 | 9965.07 | 9647.26 | 9291.25 | 8763.77 | 9059.48 | 9304.87 | 9529.21 | 9676.56 | 9793.74 | 9446.22 | 9214.72 | 8979.13 | 8784.36 | 8598.65 | 8305.54 | 8005.69 | 7680.99 | 7465.98 | 7121.65 | 7005.36 | 6902.05 | 6789.23 | 6647.49
Industrial Sector Energy Related Emissions before CCS[crude oil if,chemicals 20,CH4] | NoSettings | 0 | 1692.44 | 2981.27 | 3903.34 | 4379.44 | 4525.47 | 4456.73 | 4647.65 | 7354.3 | 7119.75 | 6857.01 | 6467.73 | 6685.96 | 6867.06 | 7032.63 | 7141.37 | 7227.86 | 6971.38 | 6800.53 | 6626.67 | 6482.93 | 6345.87 | 6129.55 | 5908.26 | 5668.62 | 5509.95 | 5255.83 | 5170.01 | 5093.77 | 5010.51 | 4905.9
Industrial Sector Energy Related Emissions before CCS[crude oil if,chemicals 20,N2O] | NoSettings | 0 | 169.244 | 298.127 | 390.334 | 437.944 | 452.547 | 445.673 | 464.765 | 735.43 | 711.975 | 685.701 | 646.773 | 668.596 | 686.706 | 703.263 | 714.137 | 722.786 | 697.138 | 680.053 | 662.667 | 648.293 | 634.587 | 612.955 | 590.826 | 566.862 | 550.995 | 525.583 | 517.001 | 509.377 | 501.051 | 490.59
Industrial Sector Energy Related Emissions before CCS[crude oil if,chemicals 20,F gases] | NoSettings | 0 | 0 | 0 | 0 | 0 | 0 | 0 | 0 | 0 | 0 | 0 | 0 | 0 | 0 | 0 | 0 | 0 | 0 | 0 | 0 | 0 | 0 | 0 | 0 | 0 | 0 | 0 | 0 | 0 | 0 | 0
Industrial Sector Energy Related Emissions before CCS[crude oil if,rubber and plastic products 22,CO2] | NoSettings | 0 | 0 | 0 | 0 | 0 | 0 | 0 | 0 | 0 | 0 | 0 | 0 | 0 | 0 | 0 | 0 | 0 | 0 | 0 | 0 | 0 | 0 | 0 | 0 | 0 | 0 | 0 | 0 | 0 | 0 | 0
Industrial Sector Energy Related Emissions before CCS[crude oil if,rubber and plastic products 22,VOC] | NoSettings | 0 | 0 | 0 | 0 | 0 | 0 | 0 | 0 | 0 | 0 | 0 | 0 | 0 | 0 | 0 | 0 | 0 | 0 | 0 | 0 | 0 | 0 | 0 | 0 | 0 | 0 | 0 | 0 | 0 | 0 | 0
Industrial Sector Energy Related Emissions before CCS[crude oil if,rubber and plastic products 22,CO] | NoSettings | 0 | 0 | 0 | 0 | 0 | 0 | 0 | 0 | 0 | 0 | 0 | 0 | 0 | 0 | 0 | 0 | 0 | 0 | 0 | 0 | 0 | 0 | 0 | 0 | 0 | 0 | 0 | 0 | 0 | 0 | 0
Industrial Sector Energy Related Emissions before CCS[crude oil if,rubber and plastic products 22,NOx] | NoSettings | 0 | 0 | 0 | 0 | 0 | 0 | 0 | 0 | 0 | 0 | 0 | 0 | 0 | 0 | 0 | 0 | 0 | 0 | 0 | 0 | 0 | 0 | 0 | 0 | 0 | 0 | 0 | 0 | 0 | 0 | 0
Industrial Sector Energy Related Emissions before CCS[crude oil if,rubber and plastic products 22,PM10] | NoSettings | 0 | 0 | 0 | 0 | 0 | 0 | 0 | 0 | 0 | 0 | 0 | 0 | 0 | 0 | 0 | 0 | 0 | 0 | 0 | 0 | 0 | 0 | 0 | 0 | 0 | 0 | 0 | 0 | 0 | 0 | 0
Industrial Sector Energy Related Emissions before CCS[crude oil if,rubber and plastic products 22,PM25] | NoSettings | 0 | 0 | 0 | 0 | 0 | 0 | 0 | 0 | 0 | 0 | 0 | 0 | 0 | 0 | 0 | 0 | 0 | 0 | 0 | 0 | 0 | 0 | 0 | 0 | 0 | 0 | 0 | 0 | 0 | 0 | 0
Industrial Sector Energy Related Emissions before CCS[crude oil if,rubber and plastic products 22,SOx] | NoSettings | 0 | 0 | 0 | 0 | 0 | 0 | 0 | 0 | 0 | 0 | 0 | 0 | 0 | 0 | 0 | 0 | 0 | 0 | 0 | 0 | 0 | 0 | 0 | 0 | 0 | 0 | 0 | 0 | 0 | 0 | 0
Industrial Sector Energy Related Emissions before CCS[crude oil if,rubber and plastic products 22,BC] | NoSettings | 0 | 0 | 0 | 0 | 0 | 0 | 0 | 0 | 0 | 0 | 0 | 0 | 0 | 0 | 0 | 0 | 0 | 0 | 0 | 0 | 0 | 0 | 0 | 0 | 0 | 0 | 0 | 0 | 0 | 0 | 0
Industrial Sector Energy Related Emissions before CCS[crude oil if,rubber and plastic products 22,OC] | NoSettings | 0 | 0 | 0 | 0 | 0 | 0 | 0 | 0 | 0 | 0 | 0 | 0 | 0 | 0 | 0 | 0 | 0 | 0 | 0 | 0 | 0 | 0 | 0 | 0 | 0 | 0 | 0 | 0 | 0 | 0 | 0
Industrial Sector Energy Related Emissions before CCS[crude oil if,rubber and plastic products 22,CH4] | NoSettings | 0 | 0 | 0 | 0 | 0 | 0 | 0 | 0 | 0 | 0 | 0 | 0 | 0 | 0 | 0 | 0 | 0 | 0 | 0 | 0 | 0 | 0 | 0 | 0 | 0 | 0 | 0 | 0 | 0 | 0 | 0
Industrial Sector Energy Related Emissions before CCS[crude oil if,rubber and plastic products 22,N2O] | NoSettings | 0 | 0 | 0 | 0 | 0 | 0 | 0 | 0 | 0 | 0 | 0 | 0 | 0 | 0 | 0 | 0 | 0 | 0 | 0 | 0 | 0 | 0 | 0 | 0 | 0 | 0 | 0 | 0 | 0 | 0 | 0
Industrial Sector Energy Related Emissions before CCS[crude oil if,rubber and plastic products 22,F gases] | NoSettings | 0 | 0 | 0 | 0 | 0 | 0 | 0 | 0 | 0 | 0 | 0 | 0 | 0 | 0 | 0 | 0 | 0 | 0 | 0 | 0 | 0 | 0 | 0 | 0 | 0 | 0 | 0 | 0 | 0 | 0 | 0
Industrial Sector Energy Related Emissions before CCS[crude oil if,glass and glass products 231,CO2] | NoSettings | 0 | 0 | 0 | 0 | 0 | 0 | 0 | 0 | 0 | 0 | 0 | 0 | 0 | 0 | 0 | 0 | 0 | 0 | 0 | 0 | 0 | 0 | 0 | 0 | 0 | 0 | 0 | 0 | 0 | 0 | 0
Industrial Sector Energy Related Emissions before CCS[crude oil if,glass and glass products 231,VOC] | NoSettings | 0 | 0 | 0 | 0 | 0 | 0 | 0 | 0 | 0 | 0 | 0 | 0 | 0 | 0 | 0 | 0 | 0 | 0 | 0 | 0 | 0 | 0 | 0 | 0 | 0 | 0 | 0 | 0 | 0 | 0 | 0
Industrial Sector Energy Related Emissions before CCS[crude oil if,glass and glass products 231,CO] | NoSettings | 0 | 0 | 0 | 0 | 0 | 0 | 0 | 0 | 0 | 0 | 0 | 0 | 0 | 0 | 0 | 0 | 0 | 0 | 0 | 0 | 0 | 0 | 0 | 0 | 0 | 0 | 0 | 0 | 0 | 0 | 0
Industrial Sector Energy Related Emissions before CCS[crude oil if,glass and glass products 231,NOx] | NoSettings | 0 | 0 | 0 | 0 | 0 | 0 | 0 | 0 | 0 | 0 | 0 | 0 | 0 | 0 | 0 | 0 | 0 | 0 | 0 | 0 | 0 | 0 | 0 | 0 | 0 | 0 | 0 | 0 | 0 | 0 | 0
Industrial Sector Energy Related Emissions before CCS[crude oil if,glass and glass products 231,PM10] | NoSettings | 0 | 0 | 0 | 0 | 0 | 0 | 0 | 0 | 0 | 0 | 0 | 0 | 0 | 0 | 0 | 0 | 0 | 0 | 0 | 0 | 0 | 0 | 0 | 0 | 0 | 0 | 0 | 0 | 0 | 0 | 0
Industrial Sector Energy Related Emissions before CCS[crude oil if,glass and glass products 231,PM25] | NoSettings | 0 | 0 | 0 | 0 | 0 | 0 | 0 | 0 | 0 | 0 | 0 | 0 | 0 | 0 | 0 | 0 | 0 | 0 | 0 | 0 | 0 | 0 | 0 | 0 | 0 | 0 | 0 | 0 | 0 | 0 | 0
Industrial Sector Energy Related Emissions before CCS[crude oil if,glass and glass products 231,SOx] | NoSettings | 0 | 0 | 0 | 0 | 0 | 0 | 0 | 0 | 0 | 0 | 0 | 0 | 0 | 0 | 0 | 0 | 0 | 0 | 0 | 0 | 0 | 0 | 0 | 0 | 0 | 0 | 0 | 0 | 0 | 0 | 0
Industrial Sector Energy Related Emissions before CCS[crude oil if,glass and glass products 231,BC] | NoSettings | 0 | 0 | 0 | 0 | 0 | 0 | 0 | 0 | 0 | 0 | 0 | 0 | 0 | 0 | 0 | 0 | 0 | 0 | 0 | 0 | 0 | 0 | 0 | 0 | 0 | 0 | 0 | 0 | 0 | 0 | 0
Industrial Sector Energy Related Emissions before CCS[crude oil if,glass and glass products 231,OC] | NoSettings | 0 | 0 | 0 | 0 | 0 | 0 | 0 | 0 | 0 | 0 | 0 | 0 | 0 | 0 | 0 | 0 | 0 | 0 | 0 | 0 | 0 | 0 | 0 | 0 | 0 | 0 | 0 | 0 | 0 | 0 | 0
Industrial Sector Energy Related Emissions before CCS[crude oil if,glass and glass products 231,CH4] | NoSettings | 0 | 0 | 0 | 0 | 0 | 0 | 0 | 0 | 0 | 0 | 0 | 0 | 0 | 0 | 0 | 0 | 0 | 0 | 0 | 0 | 0 | 0 | 0 | 0 | 0 | 0 | 0 | 0 | 0 | 0 | 0
Industrial Sector Energy Related Emissions before CCS[crude oil if,glass and glass products 231,N2O] | NoSettings | 0 | 0 | 0 | 0 | 0 | 0 | 0 | 0 | 0 | 0 | 0 | 0 | 0 | 0 | 0 | 0 | 0 | 0 | 0 | 0 | 0 | 0 | 0 | 0 | 0 | 0 | 0 | 0 | 0 | 0 | 0
Industrial Sector Energy Related Emissions before CCS[crude oil if,glass and glass products 231,F gases] | NoSettings | 0 | 0 | 0 | 0 | 0 | 0 | 0 | 0 | 0 | 0 | 0 | 0 | 0 | 0 | 0 | 0 | 0 | 0 | 0 | 0 | 0 | 0 | 0 | 0 | 0 | 0 | 0 | 0 | 0 | 0 | 0
Industrial Sector Energy Related Emissions before CCS[crude oil if,cement and other nonmetallic minerals 239,CO2] | NoSettings | 0 | 0 | 480416000 | 961251000 | 1360870000 | 1702410000 | 1996930000 | 2328830000 | 3289700000 | 6804170000 | 10109900000 | 13167700000 | 16423500000 | 19530600000 | 22561100000 | 25562600000 | 28353300000 | 27918300000 | 27496800000 | 27073200000 | 26720100000 | 26376900000 | 25965000000 | 25497900000 | 25001000000 | 24845900000 | 24386900000 | 24123300000 | 23857500000 | 23596300000 | 23339100000
Industrial Sector Energy Related Emissions before CCS[crude oil if,cement and other nonmetallic minerals 239,VOC] | NoSettings | 0 | 0 | 20761.3 | 41540.7 | 58810.3 | 73570 | 86297.8 | 100641 | 142165 | 294044 | 436901 | 569044 | 709745 | 844020 | 974983 | 1104690 | 1225290 | 1206500 | 1188280 | 1169980 | 1154720 | 1139890 | 1122080 | 1101900 | 1080420 | 1073720 | 1053880 | 1042490 | 1031010 | 1019720 | 1008600
Industrial Sector Energy Related Emissions before CCS[crude oil if,cement and other nonmetallic minerals 239,CO] | NoSettings | 0 | 0 | 181519 | 363196 | 514186 | 643232 | 754513 | 879917 | 1242970 | 2570860 | 3819880 | 4975230 | 6205400 | 7379370 | 8524410 | 9658470 | 10712900 | 10548600 | 10389300 | 10229300 | 10095800 | 9966170 | 9810510 | 9634030 | 9446290 | 9387700 | 9214250 | 9114640 | 9014230 | 8915550 | 8818360
Industrial Sector Energy Related Emissions before CCS[crude oil if,cement and other nonmetallic minerals 239,NOx] | NoSettings | 0 | 0 | 297494 | 595248 | 842708 | 1054200 | 1236580 | 1442110 | 2037120 | 4213430 | 6260470 | 8153980 | 10170100 | 12094200 | 13970800 | 15829400 | 17557600 | 17288200 | 17027200 | 16764900 | 16546200 | 16333700 | 16078600 | 15789400 | 15481700 | 15385700 | 15101400 | 14938100 | 14773600 | 14611800 | 14452600
Industrial Sector Energy Related Emissions before CCS[crude oil if,cement and other nonmetallic minerals 239,PM10] | NoSettings | 0 | 0 | 28665.6 | 57356.2 | 81200.8 | 101580 | 119153 | 138957 | 196291 | 405993 | 603240 | 785693 | 979962 | 1165360 | 1346180 | 1525280 | 1691790 | 1665840 | 1640690 | 1615410 | 1594340 | 1573870 | 1549290 | 1521420 | 1491770 | 1482510 | 1455120 | 1439390 | 1423540 | 1407950 | 1392600
Industrial Sector Energy Related Emissions before CCS[crude oil if,cement and other nonmetallic minerals 239,PM25] | NoSettings | 0 | 0 | 28665.6 | 57356.2 | 81200.8 | 101580 | 119153 | 138957 | 196291 | 405993 | 603240 | 785693 | 979962 | 1165360 | 1346180 | 1525280 | 1691790 | 1665840 | 1640690 | 1615410 | 1594340 | 1573870 | 1549290 | 1521420 | 1491770 | 1482510 | 1455120 | 1439390 | 1423540 | 1407950 | 1392600
Industrial Sector Energy Related Emissions before CCS[crude oil if,cement and other nonmetallic minerals 239,SOx] | NoSettings | 0 | 0 | 2191.12 | 4384.15 | 6206.76 | 7764.47 | 9107.75 | 10621.5 | 15003.9 | 31032.9 | 46109.9 | 60056.1 | 74905.5 | 89076.6 | 102898 | 116588 | 129316 | 127332 | 125410 | 123478 | 121867 | 120302 | 118423 | 116293 | 114026 | 113319 | 111225 | 110023 | 108811 | 107620 | 106447
Industrial Sector Energy Related Emissions before CCS[crude oil if,cement and other nonmetallic minerals 239,BC] | NoSettings | 0 | 0 | 4726.3 | 9456.71 | 13388.1 | 16748.2 | 19645.6 | 22910.8 | 32363.8 | 66938.8 | 99460.2 | 129543 | 161573 | 192141 | 221954 | 251483 | 278938 | 274658 | 270512 | 266344 | 262870 | 259494 | 255441 | 250846 | 245958 | 244432 | 239916 | 237323 | 234708 | 232139 | 229608
Industrial Sector Energy Related Emissions before CCS[crude oil if,cement and other nonmetallic minerals 239,OC] | NoSettings | 0 | 0 | 12268.5 | 24547.6 | 34752.7 | 43474.6 | 50995.9 | 59471.6 | 84009.6 | 173759 | 258177 | 336265 | 419409 | 498756 | 576146 | 652795 | 724062 | 712953 | 702190 | 691373 | 682355 | 673591 | 663071 | 651143 | 638454 | 634494 | 622771 | 616039 | 609252 | 602582 | 596014
Industrial Sector Energy Related Emissions before CCS[crude oil if,cement and other nonmetallic minerals 239,CH4] | NoSettings | 0 | 0 | 9054.21 | 18116.3 | 25647.8 | 32084.6 | 37635.3 | 43890.5 | 61999.7 | 128235 | 190537 | 248166 | 309527 | 368085 | 425200 | 481767 | 534363 | 526165 | 518221 | 510238 | 503583 | 497115 | 489351 | 480548 | 471184 | 468261 | 459609 | 454641 | 449632 | 444710 | 439862
Industrial Sector Energy Related Emissions before CCS[crude oil if,cement and other nonmetallic minerals 239,N2O] | NoSettings | 0 | 0 | 905.421 | 1811.63 | 2564.78 | 3208.46 | 3763.53 | 4389.05 | 6199.97 | 12823.5 | 19053.7 | 24816.6 | 30952.7 | 36808.5 | 42520 | 48176.7 | 53436.3 | 52616.5 | 51822.1 | 51023.8 | 50358.3 | 49711.5 | 48935.1 | 48054.8 | 47118.4 | 46826.1 | 45960.9 | 45464.1 | 44963.2 | 44471 | 43986.2
Industrial Sector Energy Related Emissions before CCS[crude oil if,cement and other nonmetallic minerals 239,F gases] | NoSettings | 0 | 0 | 0 | 0 | 0 | 0 | 0 | 0 | 0 | 0 | 0 | 0 | 0 | 0 | 0 | 0 | 0 | 0 | 0 | 0 | 0 | 0 | 0 | 0 | 0 | 0 | 0 | 0 | 0 | 0 | 0
Industrial Sector Energy Related Emissions before CCS[crude oil if,iron and steel 241,CO2] | NoSettings | 0 | 0 | 0 | 0 | 0 | 0 | 0 | 0 | 0 | 0 | 0 | 0 | 0 | 0 | 0 | 0 | 0 | 0 | 0 | 0 | 0 | 0 | 0 | 0 | 0 | 0 | 0 | 0 | 0 | 0 | 0
Industrial Sector Energy Related Emissions before CCS[crude oil if,iron and steel 241,VOC] | NoSettings | 0 | 0 | 0 | 0 | 0 | 0 | 0 | 0 | 0 | 0 | 0 | 0 | 0 | 0 | 0 | 0 | 0 | 0 | 0 | 0 | 0 | 0 | 0 | 0 | 0 | 0 | 0 | 0 | 0 | 0 | 0
Industrial Sector Energy Related Emissions before CCS[crude oil if,iron and steel 241,CO] | NoSettings | 0 | 0 | 0 | 0 | 0 | 0 | 0 | 0 | 0 | 0 | 0 | 0 | 0 | 0 | 0 | 0 | 0 | 0 | 0 | 0 | 0 | 0 | 0 | 0 | 0 | 0 | 0 | 0 | 0 | 0 | 0
Industrial Sector Energy Related Emissions before CCS[crude oil if,iron and steel 241,NOx] | NoSettings | 0 | 0 | 0 | 0 | 0 | 0 | 0 | 0 | 0 | 0 | 0 | 0 | 0 | 0 | 0 | 0 | 0 | 0 | 0 | 0 | 0 | 0 | 0 | 0 | 0 | 0 | 0 | 0 | 0 | 0 | 0
Industrial Sector Energy Related Emissions before CCS[crude oil if,iron and steel 241,PM10] | NoSettings | 0 | 0 | 0 | 0 | 0 | 0 | 0 | 0 | 0 | 0 | 0 | 0 | 0 | 0 | 0 | 0 | 0 | 0 | 0 | 0 | 0 | 0 | 0 | 0 | 0 | 0 | 0 | 0 | 0 | 0 | 0
Industrial Sector Energy Related Emissions before CCS[crude oil if,iron and steel 241,PM25] | NoSettings | 0 | 0 | 0 | 0 | 0 | 0 | 0 | 0 | 0 | 0 | 0 | 0 | 0 | 0 | 0 | 0 | 0 | 0 | 0 | 0 | 0 | 0 | 0 | 0 | 0 | 0 | 0 | 0 | 0 | 0 | 0
Industrial Sector Energy Related Emissions before CCS[crude oil if,iron and steel 241,SOx] | NoSettings | 0 | 0 | 0 | 0 | 0 | 0 | 0 | 0 | 0 | 0 | 0 | 0 | 0 | 0 | 0 | 0 | 0 | 0 | 0 | 0 | 0 | 0 | 0 | 0 | 0 | 0 | 0 | 0 | 0 | 0 | 0
Industrial Sector Energy Related Emissions before CCS[crude oil if,iron and steel 241,BC] | NoSettings | 0 | 0 | 0 | 0 | 0 | 0 | 0 | 0 | 0 | 0 | 0 | 0 | 0 | 0 | 0 | 0 | 0 | 0 | 0 | 0 | 0 | 0 | 0 | 0 | 0 | 0 | 0 | 0 | 0 | 0 | 0
Industrial Sector Energy Related Emissions before CCS[crude oil if,iron and steel 241,OC] | NoSettings | 0 | 0 | 0 | 0 | 0 | 0 | 0 | 0 | 0 | 0 | 0 | 0 | 0 | 0 | 0 | 0 | 0 | 0 | 0 | 0 | 0 | 0 | 0 | 0 | 0 | 0 | 0 | 0 | 0 | 0 | 0
Industrial Sector Energy Related Emissions before CCS[crude oil if,iron and steel 241,CH4] | NoSettings | 0 | 0 | 0 | 0 | 0 | 0 | 0 | 0 | 0 | 0 | 0 | 0 | 0 | 0 | 0 | 0 | 0 | 0 | 0 | 0 | 0 | 0 | 0 | 0 | 0 | 0 | 0 | 0 | 0 | 0 | 0
Industrial Sector Energy Related Emissions before CCS[crude oil if,iron and steel 241,N2O] | NoSettings | 0 | 0 | 0 | 0 | 0 | 0 | 0 | 0 | 0 | 0 | 0 | 0 | 0 | 0 | 0 | 0 | 0 | 0 | 0 | 0 | 0 | 0 | 0 | 0 | 0 | 0 | 0 | 0 | 0 | 0 | 0
Industrial Sector Energy Related Emissions before CCS[crude oil if,iron and steel 241,F gases] | NoSettings | 0 | 0 | 0 | 0 | 0 | 0 | 0 | 0 | 0 | 0 | 0 | 0 | 0 | 0 | 0 | 0 | 0 | 0 | 0 | 0 | 0 | 0 | 0 | 0 | 0 | 0 | 0 | 0 | 0 | 0 | 0
Industrial Sector Energy Related Emissions before CCS[crude oil if,other metals 242,CO2] | NoSettings | 0 | 0 | 0 | 0 | 0 | 0 | 0 | 0 | 0 | 0 | 0 | 0 | 0 | 0 | 0 | 0 | 0 | 0 | 0 | 0 | 0 | 0 | 0 | 0 | 0 | 0 | 0 | 0 | 0 | 0 | 0
Industrial Sector Energy Related Emissions before CCS[crude oil if,other metals 242,VOC] | NoSettings | 0 | 0 | 0 | 0 | 0 | 0 | 0 | 0 | 0 | 0 | 0 | 0 | 0 | 0 | 0 | 0 | 0 | 0 | 0 | 0 | 0 | 0 | 0 | 0 | 0 | 0 | 0 | 0 | 0 | 0 | 0
Industrial Sector Energy Related Emissions before CCS[crude oil if,other metals 242,CO] | NoSettings | 0 | 0 | 0 | 0 | 0 | 0 | 0 | 0 | 0 | 0 | 0 | 0 | 0 | 0 | 0 | 0 | 0 | 0 | 0 | 0 | 0 | 0 | 0 | 0 | 0 | 0 | 0 | 0 | 0 | 0 | 0
Industrial Sector Energy Related Emissions before CCS[crude oil if,other metals 242,NOx] | NoSettings | 0 | 0 | 0 | 0 | 0 | 0 | 0 | 0 | 0 | 0 | 0 | 0 | 0 | 0 | 0 | 0 | 0 | 0 | 0 | 0 | 0 | 0 | 0 | 0 | 0 | 0 | 0 | 0 | 0 | 0 | 0
Industrial Sector Energy Related Emissions before CCS[crude oil if,other metals 242,PM10] | NoSettings | 0 | 0 | 0 | 0 | 0 | 0 | 0 | 0 | 0 | 0 | 0 | 0 | 0 | 0 | 0 | 0 | 0 | 0 | 0 | 0 | 0 | 0 | 0 | 0 | 0 | 0 | 0 | 0 | 0 | 0 | 0
Industrial Sector Energy Related Emissions before CCS[crude oil if,other metals 242,PM25] | NoSettings | 0 | 0 | 0 | 0 | 0 | 0 | 0 | 0 | 0 | 0 | 0 | 0 | 0 | 0 | 0 | 0 | 0 | 0 | 0 | 0 | 0 | 0 | 0 | 0 | 0 | 0 | 0 | 0 | 0 | 0 | 0
Industrial Sector Energy Related Emissions before CCS[crude oil if,other metals 242,SOx] | NoSettings | 0 | 0 | 0 | 0 | 0 | 0 | 0 | 0 | 0 | 0 | 0 | 0 | 0 | 0 | 0 | 0 | 0 | 0 | 0 | 0 | 0 | 0 | 0 | 0 | 0 | 0 | 0 | 0 | 0 | 0 | 0
Industrial Sector Energy Related Emissions before CCS[crude oil if,other metals 242,BC] | NoSettings | 0 | 0 | 0 | 0 | 0 | 0 | 0 | 0 | 0 | 0 | 0 | 0 | 0 | 0 | 0 | 0 | 0 | 0 | 0 | 0 | 0 | 0 | 0 | 0 | 0 | 0 | 0 | 0 | 0 | 0 | 0
Industrial Sector Energy Related Emissions before CCS[crude oil if,other metals 242,OC] | NoSettings | 0 | 0 | 0 | 0 | 0 | 0 | 0 | 0 | 0 | 0 | 0 | 0 | 0 | 0 | 0 | 0 | 0 | 0 | 0 | 0 | 0 | 0 | 0 | 0 | 0 | 0 | 0 | 0 | 0 | 0 | 0
Industrial Sector Energy Related Emissions before CCS[crude oil if,other metals 242,CH4] | NoSettings | 0 | 0 | 0 | 0 | 0 | 0 | 0 | 0 | 0 | 0 | 0 | 0 | 0 | 0 | 0 | 0 | 0 | 0 | 0 | 0 | 0 | 0 | 0 | 0 | 0 | 0 | 0 | 0 | 0 | 0 | 0
Industrial Sector Energy Related Emissions before CCS[crude oil if,other metals 242,N2O] | NoSettings | 0 | 0 | 0 | 0 | 0 | 0 | 0 | 0 | 0 | 0 | 0 | 0 | 0 | 0 | 0 | 0 | 0 | 0 | 0 | 0 | 0 | 0 | 0 | 0 | 0 | 0 | 0 | 0 | 0 | 0 | 0
Industrial Sector Energy Related Emissions before CCS[crude oil if,other metals 242,F gases] | NoSettings | 0 | 0 | 0 | 0 | 0 | 0 | 0 | 0 | 0 | 0 | 0 | 0 | 0 | 0 | 0 | 0 | 0 | 0 | 0 | 0 | 0 | 0 | 0 | 0 | 0 | 0 | 0 | 0 | 0 | 0 | 0
Industrial Sector Energy Related Emissions before CCS[crude oil if,metal products except machinery and vehicles 25,CO2] | NoSettings | 0 | 0 | 0 | 0 | 0 | 0 | 0 | 0 | 0 | 0 | 0 | 0 | 0 | 0 | 0 | 0 | 0 | 0 | 0 | 0 | 0 | 0 | 0 | 0 | 0 | 0 | 0 | 0 | 0 | 0 | 0
Industrial Sector Energy Related Emissions before CCS[crude oil if,metal products except machinery and vehicles 25,VOC] | NoSettings | 0 | 0 | 0 | 0 | 0 | 0 | 0 | 0 | 0 | 0 | 0 | 0 | 0 | 0 | 0 | 0 | 0 | 0 | 0 | 0 | 0 | 0 | 0 | 0 | 0 | 0 | 0 | 0 | 0 | 0 | 0
Industrial Sector Energy Related Emissions before CCS[crude oil if,metal products except machinery and vehicles 25,CO] | NoSettings | 0 | 0 | 0 | 0 | 0 | 0 | 0 | 0 | 0 | 0 | 0 | 0 | 0 | 0 | 0 | 0 | 0 | 0 | 0 | 0 | 0 | 0 | 0 | 0 | 0 | 0 | 0 | 0 | 0 | 0 | 0
Industrial Sector Energy Related Emissions before CCS[crude oil if,metal products except machinery and vehicles 25,NOx] | NoSettings | 0 | 0 | 0 | 0 | 0 | 0 | 0 | 0 | 0 | 0 | 0 | 0 | 0 | 0 | 0 | 0 | 0 | 0 | 0 | 0 | 0 | 0 | 0 | 0 | 0 | 0 | 0 | 0 | 0 | 0 | 0
Industrial Sector Energy Related Emissions before CCS[crude oil if,metal products except machinery and vehicles 25,PM10] | NoSettings | 0 | 0 | 0 | 0 | 0 | 0 | 0 | 0 | 0 | 0 | 0 | 0 | 0 | 0 | 0 | 0 | 0 | 0 | 0 | 0 | 0 | 0 | 0 | 0 | 0 | 0 | 0 | 0 | 0 | 0 | 0
Industrial Sector Energy Related Emissions before CCS[crude oil if,metal products except machinery and vehicles 25,PM25] | NoSettings | 0 | 0 | 0 | 0 | 0 | 0 | 0 | 0 | 0 | 0 | 0 | 0 | 0 | 0 | 0 | 0 | 0 | 0 | 0 | 0 | 0 | 0 | 0 | 0 | 0 | 0 | 0 | 0 | 0 | 0 | 0
Industrial Sector Energy Related Emissions before CCS[crude oil if,metal products except machinery and vehicles 25,SOx] | NoSettings | 0 | 0 | 0 | 0 | 0 | 0 | 0 | 0 | 0 | 0 | 0 | 0 | 0 | 0 | 0 | 0 | 0 | 0 | 0 | 0 | 0 | 0 | 0 | 0 | 0 | 0 | 0 | 0 | 0 | 0 | 0
Industrial Sector Energy Related Emissions before CCS[crude oil if,metal products except machinery and vehicles 25,BC] | NoSettings | 0 | 0 | 0 | 0 | 0 | 0 | 0 | 0 | 0 | 0 | 0 | 0 | 0 | 0 | 0 | 0 | 0 | 0 | 0 | 0 | 0 | 0 | 0 | 0 | 0 | 0 | 0 | 0 | 0 | 0 | 0
Industrial Sector Energy Related Emissions before CCS[crude oil if,metal products except machinery and vehicles 25,OC] | NoSettings | 0 | 0 | 0 | 0 | 0 | 0 | 0 | 0 | 0 | 0 | 0 | 0 | 0 | 0 | 0 | 0 | 0 | 0 | 0 | 0 | 0 | 0 | 0 | 0 | 0 | 0 | 0 | 0 | 0 | 0 | 0
Industrial Sector Energy Related Emissions before CCS[crude oil if,metal products except machinery and vehicles 25,CH4] | NoSettings | 0 | 0 | 0 | 0 | 0 | 0 | 0 | 0 | 0 | 0 | 0 | 0 | 0 | 0 | 0 | 0 | 0 | 0 | 0 | 0 | 0 | 0 | 0 | 0 | 0 | 0 | 0 | 0 | 0 | 0 | 0
Industrial Sector Energy Related Emissions before CCS[crude oil if,metal products except machinery and vehicles 25,N2O] | NoSettings | 0 | 0 | 0 | 0 | 0 | 0 | 0 | 0 | 0 | 0 | 0 | 0 | 0 | 0 | 0 | 0 | 0 | 0 | 0 | 0 | 0 | 0 | 0 | 0 | 0 | 0 | 0 | 0 | 0 | 0 | 0
Industrial Sector Energy Related Emissions before CCS[crude oil if,metal products except machinery and vehicles 25,F gases] | NoSettings | 0 | 0 | 0 | 0 | 0 | 0 | 0 | 0 | 0 | 0 | 0 | 0 | 0 | 0 | 0 | 0 | 0 | 0 | 0 | 0 | 0 | 0 | 0 | 0 | 0 | 0 | 0 | 0 | 0 | 0 | 0
Industrial Sector Energy Related Emissions before CCS[crude oil if,computers and electronics 26,CO2] | NoSettings | 0 | 0 | 0 | 0 | 0 | 0 | 0 | 0 | 0 | 0 | 0 | 0 | 0 | 0 | 0 | 0 | 0 | 0 | 0 | 0 | 0 | 0 | 0 | 0 | 0 | 0 | 0 | 0 | 0 | 0 | 0
Industrial Sector Energy Related Emissions before CCS[crude oil if,computers and electronics 26,VOC] | NoSettings | 0 | 0 | 0 | 0 | 0 | 0 | 0 | 0 | 0 | 0 | 0 | 0 | 0 | 0 | 0 | 0 | 0 | 0 | 0 | 0 | 0 | 0 | 0 | 0 | 0 | 0 | 0 | 0 | 0 | 0 | 0
Industrial Sector Energy Related Emissions before CCS[crude oil if,computers and electronics 26,CO] | NoSettings | 0 | 0 | 0 | 0 | 0 | 0 | 0 | 0 | 0 | 0 | 0 | 0 | 0 | 0 | 0 | 0 | 0 | 0 | 0 | 0 | 0 | 0 | 0 | 0 | 0 | 0 | 0 | 0 | 0 | 0 | 0
Industrial Sector Energy Related Emissions before CCS[crude oil if,computers and electronics 26,NOx] | NoSettings | 0 | 0 | 0 | 0 | 0 | 0 | 0 | 0 | 0 | 0 | 0 | 0 | 0 | 0 | 0 | 0 | 0 | 0 | 0 | 0 | 0 | 0 | 0 | 0 | 0 | 0 | 0 | 0 | 0 | 0 | 0
Industrial Sector Energy Related Emissions before CCS[crude oil if,computers and electronics 26,PM10] | NoSettings | 0 | 0 | 0 | 0 | 0 | 0 | 0 | 0 | 0 | 0 | 0 | 0 | 0 | 0 | 0 | 0 | 0 | 0 | 0 | 0 | 0 | 0 | 0 | 0 | 0 | 0 | 0 | 0 | 0 | 0 | 0
Industrial Sector Energy Related Emissions before CCS[crude oil if,computers and electronics 26,PM25] | NoSettings | 0 | 0 | 0 | 0 | 0 | 0 | 0 | 0 | 0 | 0 | 0 | 0 | 0 | 0 | 0 | 0 | 0 | 0 | 0 | 0 | 0 | 0 | 0 | 0 | 0 | 0 | 0 | 0 | 0 | 0 | 0
Industrial Sector Energy Related Emissions before CCS[crude oil if,computers and electronics 26,SOx] | NoSettings | 0 | 0 | 0 | 0 | 0 | 0 | 0 | 0 | 0 | 0 | 0 | 0 | 0 | 0 | 0 | 0 | 0 | 0 | 0 | 0 | 0 | 0 | 0 | 0 | 0 | 0 | 0 | 0 | 0 | 0 | 0
Industrial Sector Energy Related Emissions before CCS[crude oil if,computers and electronics 26,BC] | NoSettings | 0 | 0 | 0 | 0 | 0 | 0 | 0 | 0 | 0 | 0 | 0 | 0 | 0 | 0 | 0 | 0 | 0 | 0 | 0 | 0 | 0 | 0 | 0 | 0 | 0 | 0 | 0 | 0 | 0 | 0 | 0
Industrial Sector Energy Related Emissions before CCS[crude oil if,computers and electronics 26,OC] | NoSettings | 0 | 0 | 0 | 0 | 0 | 0 | 0 | 0 | 0 | 0 | 0 | 0 | 0 | 0 | 0 | 0 | 0 | 0 | 0 | 0 | 0 | 0 | 0 | 0 | 0 | 0 | 0 | 0 | 0 | 0 | 0
Industrial Sector Energy Related Emissions before CCS[crude oil if,computers and electronics 26,CH4] | NoSettings | 0 | 0 | 0 | 0 | 0 | 0 | 0 | 0 | 0 | 0 | 0 | 0 | 0 | 0 | 0 | 0 | 0 | 0 | 0 | 0 | 0 | 0 | 0 | 0 | 0 | 0 | 0 | 0 | 0 | 0 | 0
Industrial Sector Energy Related Emissions before CCS[crude oil if,computers and electronics 26,N2O] | NoSettings | 0 | 0 | 0 | 0 | 0 | 0 | 0 | 0 | 0 | 0 | 0 | 0 | 0 | 0 | 0 | 0 | 0 | 0 | 0 | 0 | 0 | 0 | 0 | 0 | 0 | 0 | 0 | 0 | 0 | 0 | 0
Industrial Sector Energy Related Emissions before CCS[crude oil if,computers and electronics 26,F gases] | NoSettings | 0 | 0 | 0 | 0 | 0 | 0 | 0 | 0 | 0 | 0 | 0 | 0 | 0 | 0 | 0 | 0 | 0 | 0 | 0 | 0 | 0 | 0 | 0 | 0 | 0 | 0 | 0 | 0 | 0 | 0 | 0
Industrial Sector Energy Related Emissions before CCS[crude oil if,appliances and electrical equipment 27,CO2] | NoSettings | 0 | 0 | 0 | 0 | 0 | 0 | 0 | 0 | 0 | 0 | 0 | 0 | 0 | 0 | 0 | 0 | 0 | 0 | 0 | 0 | 0 | 0 | 0 | 0 | 0 | 0 | 0 | 0 | 0 | 0 | 0
Industrial Sector Energy Related Emissions before CCS[crude oil if,appliances and electrical equipment 27,VOC] | NoSettings | 0 | 0 | 0 | 0 | 0 | 0 | 0 | 0 | 0 | 0 | 0 | 0 | 0 | 0 | 0 | 0 | 0 | 0 | 0 | 0 | 0 | 0 | 0 | 0 | 0 | 0 | 0 | 0 | 0 | 0 | 0
Industrial Sector Energy Related Emissions before CCS[crude oil if,appliances and electrical equipment 27,CO] | NoSettings | 0 | 0 | 0 | 0 | 0 | 0 | 0 | 0 | 0 | 0 | 0 | 0 | 0 | 0 | 0 | 0 | 0 | 0 | 0 | 0 | 0 | 0 | 0 | 0 | 0 | 0 | 0 | 0 | 0 | 0 | 0
Industrial Sector Energy Related Emissions before CCS[crude oil if,appliances and electrical equipment 27,NOx] | NoSettings | 0 | 0 | 0 | 0 | 0 | 0 | 0 | 0 | 0 | 0 | 0 | 0 | 0 | 0 | 0 | 0 | 0 | 0 | 0 | 0 | 0 | 0 | 0 | 0 | 0 | 0 | 0 | 0 | 0 | 0 | 0
Industrial Sector Energy Related Emissions before CCS[crude oil if,appliances and electrical equipment 27,PM10] | NoSettings | 0 | 0 | 0 | 0 | 0 | 0 | 0 | 0 | 0 | 0 | 0 | 0 | 0 | 0 | 0 | 0 | 0 | 0 | 0 | 0 | 0 | 0 | 0 | 0 | 0 | 0 | 0 | 0 | 0 | 0 | 0
Industrial Sector Energy Related Emissions before CCS[crude oil if,appliances and electrical equipment 27,PM25] | NoSettings | 0 | 0 | 0 | 0 | 0 | 0 | 0 | 0 | 0 | 0 | 0 | 0 | 0 | 0 | 0 | 0 | 0 | 0 | 0 | 0 | 0 | 0 | 0 | 0 | 0 | 0 | 0 | 0 | 0 | 0 | 0
Industrial Sector Energy Related Emissions before CCS[crude oil if,appliances and electrical equipment 27,SOx] | NoSettings | 0 | 0 | 0 | 0 | 0 | 0 | 0 | 0 | 0 | 0 | 0 | 0 | 0 | 0 | 0 | 0 | 0 | 0 | 0 | 0 | 0 | 0 | 0 | 0 | 0 | 0 | 0 | 0 | 0 | 0 | 0
Industrial Sector Energy Related Emissions before CCS[crude oil if,appliances and electrical equipment 27,BC] | NoSettings | 0 | 0 | 0 | 0 | 0 | 0 | 0 | 0 | 0 | 0 | 0 | 0 | 0 | 0 | 0 | 0 | 0 | 0 | 0 | 0 | 0 | 0 | 0 | 0 | 0 | 0 | 0 | 0 | 0 | 0 | 0
Industrial Sector Energy Related Emissions before CCS[crude oil if,appliances and electrical equipment 27,OC] | NoSettings | 0 | 0 | 0 | 0 | 0 | 0 | 0 | 0 | 0 | 0 | 0 | 0 | 0 | 0 | 0 | 0 | 0 | 0 | 0 | 0 | 0 | 0 | 0 | 0 | 0 | 0 | 0 | 0 | 0 | 0 | 0
Industrial Sector Energy Related Emissions before CCS[crude oil if,appliances and electrical equipment 27,CH4] | NoSettings | 0 | 0 | 0 | 0 | 0 | 0 | 0 | 0 | 0 | 0 | 0 | 0 | 0 | 0 | 0 | 0 | 0 | 0 | 0 | 0 | 0 | 0 | 0 | 0 | 0 | 0 | 0 | 0 | 0 | 0 | 0
Industrial Sector Energy Related Emissions before CCS[crude oil if,appliances and electrical equipment 27,N2O] | NoSettings | 0 | 0 | 0 | 0 | 0 | 0 | 0 | 0 | 0 | 0 | 0 | 0 | 0 | 0 | 0 | 0 | 0 | 0 | 0 | 0 | 0 | 0 | 0 | 0 | 0 | 0 | 0 | 0 | 0 | 0 | 0
Industrial Sector Energy Related Emissions before CCS[crude oil if,appliances and electrical equipment 27,F gases] | NoSettings | 0 | 0 | 0 | 0 | 0 | 0 | 0 | 0 | 0 | 0 | 0 | 0 | 0 | 0 | 0 | 0 | 0 | 0 | 0 | 0 | 0 | 0 | 0 | 0 | 0 | 0 | 0 | 0 | 0 | 0 | 0
Industrial Sector Energy Related Emissions before CCS[crude oil if,other machinery 28,CO2] | NoSettings | 0 | 0 | 0 | 0 | 0 | 0 | 0 | 0 | 0 | 0 | 0 | 0 | 0 | 0 | 0 | 0 | 0 | 0 | 0 | 0 | 0 | 0 | 0 | 0 | 0 | 0 | 0 | 0 | 0 | 0 | 0
Industrial Sector Energy Related Emissions before CCS[crude oil if,other machinery 28,VOC] | NoSettings | 0 | 0 | 0 | 0 | 0 | 0 | 0 | 0 | 0 | 0 | 0 | 0 | 0 | 0 | 0 | 0 | 0 | 0 | 0 | 0 | 0 | 0 | 0 | 0 | 0 | 0 | 0 | 0 | 0 | 0 | 0
Industrial Sector Energy Related Emissions before CCS[crude oil if,other machinery 28,CO] | NoSettings | 0 | 0 | 0 | 0 | 0 | 0 | 0 | 0 | 0 | 0 | 0 | 0 | 0 | 0 | 0 | 0 | 0 | 0 | 0 | 0 | 0 | 0 | 0 | 0 | 0 | 0 | 0 | 0 | 0 | 0 | 0
Industrial Sector Energy Related Emissions before CCS[crude oil if,other machinery 28,NOx] | NoSettings | 0 | 0 | 0 | 0 | 0 | 0 | 0 | 0 | 0 | 0 | 0 | 0 | 0 | 0 | 0 | 0 | 0 | 0 | 0 | 0 | 0 | 0 | 0 | 0 | 0 | 0 | 0 | 0 | 0 | 0 | 0
Industrial Sector Energy Related Emissions before CCS[crude oil if,other machinery 28,PM10] | NoSettings | 0 | 0 | 0 | 0 | 0 | 0 | 0 | 0 | 0 | 0 | 0 | 0 | 0 | 0 | 0 | 0 | 0 | 0 | 0 | 0 | 0 | 0 | 0 | 0 | 0 | 0 | 0 | 0 | 0 | 0 | 0
Industrial Sector Energy Related Emissions before CCS[crude oil if,other machinery 28,PM25] | NoSettings | 0 | 0 | 0 | 0 | 0 | 0 | 0 | 0 | 0 | 0 | 0 | 0 | 0 | 0 | 0 | 0 | 0 | 0 | 0 | 0 | 0 | 0 | 0 | 0 | 0 | 0 | 0 | 0 | 0 | 0 | 0
Industrial Sector Energy Related Emissions before CCS[crude oil if,other machinery 28,SOx] | NoSettings | 0 | 0 | 0 | 0 | 0 | 0 | 0 | 0 | 0 | 0 | 0 | 0 | 0 | 0 | 0 | 0 | 0 | 0 | 0 | 0 | 0 | 0 | 0 | 0 | 0 | 0 | 0 | 0 | 0 | 0 | 0
Industrial Sector Energy Related Emissions before CCS[crude oil if,other machinery 28,BC] | NoSettings | 0 | 0 | 0 | 0 | 0 | 0 | 0 | 0 | 0 | 0 | 0 | 0 | 0 | 0 | 0 | 0 | 0 | 0 | 0 | 0 | 0 | 0 | 0 | 0 | 0 | 0 | 0 | 0 | 0 | 0 | 0
Industrial Sector Energy Related Emissions before CCS[crude oil if,other machinery 28,OC] | NoSettings | 0 | 0 | 0 | 0 | 0 | 0 | 0 | 0 | 0 | 0 | 0 | 0 | 0 | 0 | 0 | 0 | 0 | 0 | 0 | 0 | 0 | 0 | 0 | 0 | 0 | 0 | 0 | 0 | 0 | 0 | 0
Industrial Sector Energy Related Emissions before CCS[crude oil if,other machinery 28,CH4] | NoSettings | 0 | 0 | 0 | 0 | 0 | 0 | 0 | 0 | 0 | 0 | 0 | 0 | 0 | 0 | 0 | 0 | 0 | 0 | 0 | 0 | 0 | 0 | 0 | 0 | 0 | 0 | 0 | 0 | 0 | 0 | 0
Industrial Sector Energy Related Emissions before CCS[crude oil if,other machinery 28,N2O] | NoSettings | 0 | 0 | 0 | 0 | 0 | 0 | 0 | 0 | 0 | 0 | 0 | 0 | 0 | 0 | 0 | 0 | 0 | 0 | 0 | 0 | 0 | 0 | 0 | 0 | 0 | 0 | 0 | 0 | 0 | 0 | 0
Industrial Sector Energy Related Emissions before CCS[crude oil if,other machinery 28,F gases] | NoSettings | 0 | 0 | 0 | 0 | 0 | 0 | 0 | 0 | 0 | 0 | 0 | 0 | 0 | 0 | 0 | 0 | 0 | 0 | 0 | 0 | 0 | 0 | 0 | 0 | 0 | 0 | 0 | 0 | 0 | 0 | 0
Industrial Sector Energy Related Emissions before CCS[crude oil if,road vehicles 29,CO2] | NoSettings | 0 | 0 | 0 | 0 | 0 | 0 | 0 | 0 | 0 | 0 | 0 | 0 | 0 | 0 | 0 | 0 | 0 | 0 | 0 | 0 | 0 | 0 | 0 | 0 | 0 | 0 | 0 | 0 | 0 | 0 | 0
Industrial Sector Energy Related Emissions before CCS[crude oil if,road vehicles 29,VOC] | NoSettings | 0 | 0 | 0 | 0 | 0 | 0 | 0 | 0 | 0 | 0 | 0 | 0 | 0 | 0 | 0 | 0 | 0 | 0 | 0 | 0 | 0 | 0 | 0 | 0 | 0 | 0 | 0 | 0 | 0 | 0 | 0
Industrial Sector Energy Related Emissions before CCS[crude oil if,road vehicles 29,CO] | NoSettings | 0 | 0 | 0 | 0 | 0 | 0 | 0 | 0 | 0 | 0 | 0 | 0 | 0 | 0 | 0 | 0 | 0 | 0 | 0 | 0 | 0 | 0 | 0 | 0 | 0 | 0 | 0 | 0 | 0 | 0 | 0
Industrial Sector Energy Related Emissions before CCS[crude oil if,road vehicles 29,NOx] | NoSettings | 0 | 0 | 0 | 0 | 0 | 0 | 0 | 0 | 0 | 0 | 0 | 0 | 0 | 0 | 0 | 0 | 0 | 0 | 0 | 0 | 0 | 0 | 0 | 0 | 0 | 0 | 0 | 0 | 0 | 0 | 0
Industrial Sector Energy Related Emissions before CCS[crude oil if,road vehicles 29,PM10] | NoSettings | 0 | 0 | 0 | 0 | 0 | 0 | 0 | 0 | 0 | 0 | 0 | 0 | 0 | 0 | 0 | 0 | 0 | 0 | 0 | 0 | 0 | 0 | 0 | 0 | 0 | 0 | 0 | 0 | 0 | 0 | 0
Industrial Sector Energy Related Emissions before CCS[crude oil if,road vehicles 29,PM25] | NoSettings | 0 | 0 | 0 | 0 | 0 | 0 | 0 | 0 | 0 | 0 | 0 | 0 | 0 | 0 | 0 | 0 | 0 | 0 | 0 | 0 | 0 | 0 | 0 | 0 | 0 | 0 | 0 | 0 | 0 | 0 | 0
Industrial Sector Energy Related Emissions before CCS[crude oil if,road vehicles 29,SOx] | NoSettings | 0 | 0 | 0 | 0 | 0 | 0 | 0 | 0 | 0 | 0 | 0 | 0 | 0 | 0 | 0 | 0 | 0 | 0 | 0 | 0 | 0 | 0 | 0 | 0 | 0 | 0 | 0 | 0 | 0 | 0 | 0
Industrial Sector Energy Related Emissions before CCS[crude oil if,road vehicles 29,BC] | NoSettings | 0 | 0 | 0 | 0 | 0 | 0 | 0 | 0 | 0 | 0 | 0 | 0 | 0 | 0 | 0 | 0 | 0 | 0 | 0 | 0 | 0 | 0 | 0 | 0 | 0 | 0 | 0 | 0 | 0 | 0 | 0
Industrial Sector Energy Related Emissions before CCS[crude oil if,road vehicles 29,OC] | NoSettings | 0 | 0 | 0 | 0 | 0 | 0 | 0 | 0 | 0 | 0 | 0 | 0 | 0 | 0 | 0 | 0 | 0 | 0 | 0 | 0 | 0 | 0 | 0 | 0 | 0 | 0 | 0 | 0 | 0 | 0 | 0
Industrial Sector Energy Related Emissions before CCS[crude oil if,road vehicles 29,CH4] | NoSettings | 0 | 0 | 0 | 0 | 0 | 0 | 0 | 0 | 0 | 0 | 0 | 0 | 0 | 0 | 0 | 0 | 0 | 0 | 0 | 0 | 0 | 0 | 0 | 0 | 0 | 0 | 0 | 0 | 0 | 0 | 0
Industrial Sector Energy Related Emissions before CCS[crude oil if,road vehicles 29,N2O] | NoSettings | 0 | 0 | 0 | 0 | 0 | 0 | 0 | 0 | 0 | 0 | 0 | 0 | 0 | 0 | 0 | 0 | 0 | 0 | 0 | 0 | 0 | 0 | 0 | 0 | 0 | 0 | 0 | 0 | 0 | 0 | 0
Industrial Sector Energy Related Emissions before CCS[crude oil if,road vehicles 29,F gases] | NoSettings | 0 | 0 | 0 | 0 | 0 | 0 | 0 | 0 | 0 | 0 | 0 | 0 | 0 | 0 | 0 | 0 | 0 | 0 | 0 | 0 | 0 | 0 | 0 | 0 | 0 | 0 | 0 | 0 | 0 | 0 | 0
Industrial Sector Energy Related Emissions before CCS[crude oil if,nonroad vehicles 30,CO2] | NoSettings | 0 | 0 | 0 | 0 | 0 | 0 | 0 | 0 | 0 | 0 | 0 | 0 | 0 | 0 | 0 | 0 | 0 | 0 | 0 | 0 | 0 | 0 | 0 | 0 | 0 | 0 | 0 | 0 | 0 | 0 | 0
Industrial Sector Energy Related Emissions before CCS[crude oil if,nonroad vehicles 30,VOC] | NoSettings | 0 | 0 | 0 | 0 | 0 | 0 | 0 | 0 | 0 | 0 | 0 | 0 | 0 | 0 | 0 | 0 | 0 | 0 | 0 | 0 | 0 | 0 | 0 | 0 | 0 | 0 | 0 | 0 | 0 | 0 | 0
Industrial Sector Energy Related Emissions before CCS[crude oil if,nonroad vehicles 30,CO] | NoSettings | 0 | 0 | 0 | 0 | 0 | 0 | 0 | 0 | 0 | 0 | 0 | 0 | 0 | 0 | 0 | 0 | 0 | 0 | 0 | 0 | 0 | 0 | 0 | 0 | 0 | 0 | 0 | 0 | 0 | 0 | 0
Industrial Sector Energy Related Emissions before CCS[crude oil if,nonroad vehicles 30,NOx] | NoSettings | 0 | 0 | 0 | 0 | 0 | 0 | 0 | 0 | 0 | 0 | 0 | 0 | 0 | 0 | 0 | 0 | 0 | 0 | 0 | 0 | 0 | 0 | 0 | 0 | 0 | 0 | 0 | 0 | 0 | 0 | 0
Industrial Sector Energy Related Emissions before CCS[crude oil if,nonroad vehicles 30,PM10] | NoSettings | 0 | 0 | 0 | 0 | 0 | 0 | 0 | 0 | 0 | 0 | 0 | 0 | 0 | 0 | 0 | 0 | 0 | 0 | 0 | 0 | 0 | 0 | 0 | 0 | 0 | 0 | 0 | 0 | 0 | 0 | 0
Industrial Sector Energy Related Emissions before CCS[crude oil if,nonroad vehicles 30,PM25] | NoSettings | 0 | 0 | 0 | 0 | 0 | 0 | 0 | 0 | 0 | 0 | 0 | 0 | 0 | 0 | 0 | 0 | 0 | 0 | 0 | 0 | 0 | 0 | 0 | 0 | 0 | 0 | 0 | 0 | 0 | 0 | 0
Industrial Sector Energy Related Emissions before CCS[crude oil if,nonroad vehicles 30,SOx] | NoSettings | 0 | 0 | 0 | 0 | 0 | 0 | 0 | 0 | 0 | 0 | 0 | 0 | 0 | 0 | 0 | 0 | 0 | 0 | 0 | 0 | 0 | 0 | 0 | 0 | 0 | 0 | 0 | 0 | 0 | 0 | 0
Industrial Sector Energy Related Emissions before CCS[crude oil if,nonroad vehicles 30,BC] | NoSettings | 0 | 0 | 0 | 0 | 0 | 0 | 0 | 0 | 0 | 0 | 0 | 0 | 0 | 0 | 0 | 0 | 0 | 0 | 0 | 0 | 0 | 0 | 0 | 0 | 0 | 0 | 0 | 0 | 0 | 0 | 0
Industrial Sector Energy Related Emissions before CCS[crude oil if,nonroad vehicles 30,OC] | NoSettings | 0 | 0 | 0 | 0 | 0 | 0 | 0 | 0 | 0 | 0 | 0 | 0 | 0 | 0 | 0 | 0 | 0 | 0 | 0 | 0 | 0 | 0 | 0 | 0 | 0 | 0 | 0 | 0 | 0 | 0 | 0
Industrial Sector Energy Related Emissions before CCS[crude oil if,nonroad vehicles 30,CH4] | NoSettings | 0 | 0 | 0 | 0 | 0 | 0 | 0 | 0 | 0 | 0 | 0 | 0 | 0 | 0 | 0 | 0 | 0 | 0 | 0 | 0 | 0 | 0 | 0 | 0 | 0 | 0 | 0 | 0 | 0 | 0 | 0
Industrial Sector Energy Related Emissions before CCS[crude oil if,nonroad vehicles 30,N2O] | NoSettings | 0 | 0 | 0 | 0 | 0 | 0 | 0 | 0 | 0 | 0 | 0 | 0 | 0 | 0 | 0 | 0 | 0 | 0 | 0 | 0 | 0 | 0 | 0 | 0 | 0 | 0 | 0 | 0 | 0 | 0 | 0
Industrial Sector Energy Related Emissions before CCS[crude oil if,nonroad vehicles 30,F gases] | NoSettings | 0 | 0 | 0 | 0 | 0 | 0 | 0 | 0 | 0 | 0 | 0 | 0 | 0 | 0 | 0 | 0 | 0 | 0 | 0 | 0 | 0 | 0 | 0 | 0 | 0 | 0 | 0 | 0 | 0 | 0 | 0
Industrial Sector Energy Related Emissions before CCS[crude oil if,other manufacturing 31T33,CO2] | NoSettings | 0 | 0 | 0 | 0 | 0 | 0 | 0 | 0 | 0 | 0 | 0 | 0 | 0 | 0 | 0 | 0 | 0 | 0 | 0 | 0 | 0 | 0 | 0 | 0 | 0 | 0 | 0 | 0 | 0 | 0 | 0
Industrial Sector Energy Related Emissions before CCS[crude oil if,other manufacturing 31T33,VOC] | NoSettings | 0 | 0 | 0 | 0 | 0 | 0 | 0 | 0 | 0 | 0 | 0 | 0 | 0 | 0 | 0 | 0 | 0 | 0 | 0 | 0 | 0 | 0 | 0 | 0 | 0 | 0 | 0 | 0 | 0 | 0 | 0
Industrial Sector Energy Related Emissions before CCS[crude oil if,other manufacturing 31T33,CO] | NoSettings | 0 | 0 | 0 | 0 | 0 | 0 | 0 | 0 | 0 | 0 | 0 | 0 | 0 | 0 | 0 | 0 | 0 | 0 | 0 | 0 | 0 | 0 | 0 | 0 | 0 | 0 | 0 | 0 | 0 | 0 | 0
Industrial Sector Energy Related Emissions before CCS[crude oil if,other manufacturing 31T33,NOx] | NoSettings | 0 | 0 | 0 | 0 | 0 | 0 | 0 | 0 | 0 | 0 | 0 | 0 | 0 | 0 | 0 | 0 | 0 | 0 | 0 | 0 | 0 | 0 | 0 | 0 | 0 | 0 | 0 | 0 | 0 | 0 | 0
Industrial Sector Energy Related Emissions before CCS[crude oil if,other manufacturing 31T33,PM10] | NoSettings | 0 | 0 | 0 | 0 | 0 | 0 | 0 | 0 | 0 | 0 | 0 | 0 | 0 | 0 | 0 | 0 | 0 | 0 | 0 | 0 | 0 | 0 | 0 | 0 | 0 | 0 | 0 | 0 | 0 | 0 | 0
Industrial Sector Energy Related Emissions before CCS[crude oil if,other manufacturing 31T33,PM25] | NoSettings | 0 | 0 | 0 | 0 | 0 | 0 | 0 | 0 | 0 | 0 | 0 | 0 | 0 | 0 | 0 | 0 | 0 | 0 | 0 | 0 | 0 | 0 | 0 | 0 | 0 | 0 | 0 | 0 | 0 | 0 | 0
Industrial Sector Energy Related Emissions before CCS[crude oil if,other manufacturing 31T33,SOx] | NoSettings | 0 | 0 | 0 | 0 | 0 | 0 | 0 | 0 | 0 | 0 | 0 | 0 | 0 | 0 | 0 | 0 | 0 | 0 | 0 | 0 | 0 | 0 | 0 | 0 | 0 | 0 | 0 | 0 | 0 | 0 | 0
Industrial Sector Energy Related Emissions before CCS[crude oil if,other manufacturing 31T33,BC] | NoSettings | 0 | 0 | 0 | 0 | 0 | 0 | 0 | 0 | 0 | 0 | 0 | 0 | 0 | 0 | 0 | 0 | 0 | 0 | 0 | 0 | 0 | 0 | 0 | 0 | 0 | 0 | 0 | 0 | 0 | 0 | 0
Industrial Sector Energy Related Emissions before CCS[crude oil if,other manufacturing 31T33,OC] | NoSettings | 0 | 0 | 0 | 0 | 0 | 0 | 0 | 0 | 0 | 0 | 0 | 0 | 0 | 0 | 0 | 0 | 0 | 0 | 0 | 0 | 0 | 0 | 0 | 0 | 0 | 0 | 0 | 0 | 0 | 0 | 0
Industrial Sector Energy Related Emissions before CCS[crude oil if,other manufacturing 31T33,CH4] | NoSettings | 0 | 0 | 0 | 0 | 0 | 0 | 0 | 0 | 0 | 0 | 0 | 0 | 0 | 0 | 0 | 0 | 0 | 0 | 0 | 0 | 0 | 0 | 0 | 0 | 0 | 0 | 0 | 0 | 0 | 0 | 0
Industrial Sector Energy Related Emissions before CCS[crude oil if,other manufacturing 31T33,N2O] | NoSettings | 0 | 0 | 0 | 0 | 0 | 0 | 0 | 0 | 0 | 0 | 0 | 0 | 0 | 0 | 0 | 0 | 0 | 0 | 0 | 0 | 0 | 0 | 0 | 0 | 0 | 0 | 0 | 0 | 0 | 0 | 0
Industrial Sector Energy Related Emissions before CCS[crude oil if,other manufacturing 31T33,F gases] | NoSettings | 0 | 0 | 0 | 0 | 0 | 0 | 0 | 0 | 0 | 0 | 0 | 0 | 0 | 0 | 0 | 0 | 0 | 0 | 0 | 0 | 0 | 0 | 0 | 0 | 0 | 0 | 0 | 0 | 0 | 0 | 0
Industrial Sector Energy Related Emissions before CCS[crude oil if,energy pipelines and gas processing 352T353,CO2] | NoSettings | 0 | 671286000 | 711952000 | 717535000 | 672800000 | 622640000 | 579492000 | 579709000 | 577168000 | 579129000 | 567777000 | 556371000 | 567478000 | 575047000 | 584712000 | 593551000 | 602809000 | 595575000 | 581133000 | 570538000 | 560702000 | 552207000 | 546456000 | 542026000 | 533689000 | 531740000 | 525752000 | 526833000 | 526059000 | 526707000 | 529044000
Industrial Sector Energy Related Emissions before CCS[crude oil if,energy pipelines and gas processing 352T353,VOC] | NoSettings | 0 | 29009.8 | 30767.2 | 31008.4 | 29075.2 | 26907.5 | 25042.9 | 25052.3 | 24942.4 | 25027.2 | 24536.6 | 24043.7 | 24523.7 | 24850.8 | 25268.5 | 25650.5 | 26050.5 | 25737.9 | 25113.8 | 24655.9 | 24230.9 | 23863.7 | 23615.2 | 23423.8 | 23063.5 | 22979.3 | 22720.5 | 22767.2 | 22733.8 | 22761.8 | 22862.7
Industrial Sector Energy Related Emissions before CCS[crude oil if,energy pipelines and gas processing 352T353,CO] | NoSettings | 0 | 253636 | 269001 | 271111 | 254208 | 235256 | 218953 | 219035 | 218075 | 218816 | 214527 | 210217 | 214414 | 217274 | 220926 | 224265 | 227763 | 225030 | 219573 | 215570 | 211854 | 208644 | 206471 | 204797 | 201647 | 200911 | 198648 | 199057 | 198764 | 199009 | 199892
Industrial Sector Energy Related Emissions before CCS[crude oil if,energy pipelines and gas processing 352T353,NOx] | NoSettings | 0 | 415689 | 440871 | 444328 | 416626 | 385565 | 358846 | 358980 | 357407 | 358621 | 351592 | 344528 | 351406 | 356094 | 362079 | 367552 | 373285 | 368805 | 359862 | 353301 | 347210 | 341950 | 338389 | 335646 | 330483 | 329276 | 325568 | 326237 | 325758 | 326159 | 327606
Industrial Sector Energy Related Emissions before CCS[crude oil if,energy pipelines and gas processing 352T353,PM10] | NoSettings | 0 | 40054.5 | 42480.9 | 42814.1 | 40144.8 | 37151.8 | 34577.3 | 34590.2 | 34438.6 | 34555.6 | 33878.3 | 33197.7 | 33860.4 | 34312.1 | 34888.8 | 35416.2 | 35968.6 | 35536.9 | 34675.2 | 34043 | 33456.1 | 32949.2 | 32606.1 | 32341.8 | 31844.3 | 31728 | 31370.7 | 31435.2 | 31389 | 31427.7 | 31567.1
Industrial Sector Energy Related Emissions before CCS[crude oil if,energy pipelines and gas processing 352T353,PM25] | NoSettings | 0 | 40054.5 | 42480.9 | 42814.1 | 40144.8 | 37151.8 | 34577.3 | 34590.2 | 34438.6 | 34555.6 | 33878.3 | 33197.7 | 33860.4 | 34312.1 | 34888.8 | 35416.2 | 35968.6 | 35536.9 | 34675.2 | 34043 | 33456.1 | 32949.2 | 32606.1 | 32341.8 | 31844.3 | 31728 | 31370.7 | 31435.2 | 31389 | 31427.7 | 31567.1
Industrial Sector Energy Related Emissions before CCS[crude oil if,energy pipelines and gas processing 352T353,SOx] | NoSettings | 0 | 3061.65 | 3247.12 | 3272.59 | 3068.55 | 2839.78 | 2642.99 | 2643.98 | 2632.39 | 2641.33 | 2589.56 | 2537.54 | 2588.19 | 2622.72 | 2666.8 | 2707.11 | 2749.34 | 2716.34 | 2650.47 | 2602.15 | 2557.29 | 2518.55 | 2492.32 | 2472.11 | 2434.09 | 2425.2 | 2397.89 | 2402.82 | 2399.29 | 2402.24 | 2412.9
Industrial Sector Energy Related Emissions before CCS[crude oil if,energy pipelines and gas processing 352T353,BC] | NoSettings | 0 | 6604.05 | 7004.12 | 7059.05 | 6618.95 | 6125.48 | 5701 | 5703.13 | 5678.13 | 5697.42 | 5585.74 | 5473.53 | 5582.8 | 5657.27 | 5752.35 | 5839.31 | 5930.39 | 5859.21 | 5717.14 | 5612.91 | 5516.14 | 5432.57 | 5375.99 | 5332.41 | 5250.39 | 5231.21 | 5172.3 | 5182.94 | 5175.33 | 5181.7 | 5204.69
Industrial Sector Energy Related Emissions before CCS[crude oil if,energy pipelines and gas processing 352T353,OC] | NoSettings | 0 | 17142.7 | 18181.2 | 18323.8 | 17181.4 | 15900.4 | 14798.6 | 14804.1 | 14739.2 | 14789.3 | 14499.4 | 14208.1 | 14491.8 | 14685.1 | 14931.9 | 15157.6 | 15394 | 15209.3 | 14840.5 | 14569.9 | 14318.7 | 14101.8 | 13954.9 | 13841.8 | 13628.9 | 13579.1 | 13426.2 | 13453.8 | 13434 | 13450.6 | 13510.3
Industrial Sector Energy Related Emissions before CCS[crude oil if,energy pipelines and gas processing 352T353,CH4] | NoSettings | 0 | 12651.4 | 13417.9 | 13523.1 | 12680 | 11734.6 | 10921.4 | 10925.5 | 10877.6 | 10914.6 | 10700.7 | 10485.7 | 10695 | 10837.7 | 11019.8 | 11186.4 | 11360.9 | 11224.5 | 10952.4 | 10752.7 | 10567.3 | 10407.2 | 10298.8 | 10215.3 | 10058.2 | 10021.5 | 9908.63 | 9929.01 | 9914.42 | 9926.63 | 9970.67
Industrial Sector Energy Related Emissions before CCS[crude oil if,energy pipelines and gas processing 352T353,N2O] | NoSettings | 0 | 1265.14 | 1341.79 | 1352.31 | 1268 | 1173.46 | 1092.14 | 1092.55 | 1087.76 | 1091.46 | 1070.07 | 1048.57 | 1069.5 | 1083.77 | 1101.98 | 1118.64 | 1136.09 | 1122.45 | 1095.24 | 1075.27 | 1056.73 | 1040.72 | 1029.88 | 1021.53 | 1005.82 | 1002.15 | 990.863 | 992.901 | 991.442 | 992.663 | 997.067
Industrial Sector Energy Related Emissions before CCS[crude oil if,energy pipelines and gas processing 352T353,F gases] | NoSettings | 0 | 0 | 0 | 0 | 0 | 0 | 0 | 0 | 0 | 0 | 0 | 0 | 0 | 0 | 0 | 0 | 0 | 0 | 0 | 0 | 0 | 0 | 0 | 0 | 0 | 0 | 0 | 0 | 0 | 0 | 0
Industrial Sector Energy Related Emissions before CCS[crude oil if,water and waste 36T39,CO2] | NoSettings | 0 | 0 | 0 | 0 | 0 | 0 | 0 | 0 | 0 | 0 | 0 | 0 | 0 | 0 | 0 | 0 | 0 | 0 | 0 | 0 | 0 | 0 | 0 | 0 | 0 | 0 | 0 | 0 | 0 | 0 | 0
Industrial Sector Energy Related Emissions before CCS[crude oil if,water and waste 36T39,VOC] | NoSettings | 0 | 0 | 0 | 0 | 0 | 0 | 0 | 0 | 0 | 0 | 0 | 0 | 0 | 0 | 0 | 0 | 0 | 0 | 0 | 0 | 0 | 0 | 0 | 0 | 0 | 0 | 0 | 0 | 0 | 0 | 0
Industrial Sector Energy Related Emissions before CCS[crude oil if,water and waste 36T39,CO] | NoSettings | 0 | 0 | 0 | 0 | 0 | 0 | 0 | 0 | 0 | 0 | 0 | 0 | 0 | 0 | 0 | 0 | 0 | 0 | 0 | 0 | 0 | 0 | 0 | 0 | 0 | 0 | 0 | 0 | 0 | 0 | 0
Industrial Sector Energy Related Emissions before CCS[crude oil if,water and waste 36T39,NOx] | NoSettings | 0 | 0 | 0 | 0 | 0 | 0 | 0 | 0 | 0 | 0 | 0 | 0 | 0 | 0 | 0 | 0 | 0 | 0 | 0 | 0 | 0 | 0 | 0 | 0 | 0 | 0 | 0 | 0 | 0 | 0 | 0
Industrial Sector Energy Related Emissions before CCS[crude oil if,water and waste 36T39,PM10] | NoSettings | 0 | 0 | 0 | 0 | 0 | 0 | 0 | 0 | 0 | 0 | 0 | 0 | 0 | 0 | 0 | 0 | 0 | 0 | 0 | 0 | 0 | 0 | 0 | 0 | 0 | 0 | 0 | 0 | 0 | 0 | 0
Industrial Sector Energy Related Emissions before CCS[crude oil if,water and waste 36T39,PM25] | NoSettings | 0 | 0 | 0 | 0 | 0 | 0 | 0 | 0 | 0 | 0 | 0 | 0 | 0 | 0 | 0 | 0 | 0 | 0 | 0 | 0 | 0 | 0 | 0 | 0 | 0 | 0 | 0 | 0 | 0 | 0 | 0
Industrial Sector Energy Related Emissions before CCS[crude oil if,water and waste 36T39,SOx] | NoSettings | 0 | 0 | 0 | 0 | 0 | 0 | 0 | 0 | 0 | 0 | 0 | 0 | 0 | 0 | 0 | 0 | 0 | 0 | 0 | 0 | 0 | 0 | 0 | 0 | 0 | 0 | 0 | 0 | 0 | 0 | 0
Industrial Sector Energy Related Emissions before CCS[crude oil if,water and waste 36T39,BC] | NoSettings | 0 | 0 | 0 | 0 | 0 | 0 | 0 | 0 | 0 | 0 | 0 | 0 | 0 | 0 | 0 | 0 | 0 | 0 | 0 | 0 | 0 | 0 | 0 | 0 | 0 | 0 | 0 | 0 | 0 | 0 | 0
Industrial Sector Energy Related Emissions before CCS[crude oil if,water and waste 36T39,OC] | NoSettings | 0 | 0 | 0 | 0 | 0 | 0 | 0 | 0 | 0 | 0 | 0 | 0 | 0 | 0 | 0 | 0 | 0 | 0 | 0 | 0 | 0 | 0 | 0 | 0 | 0 | 0 | 0 | 0 | 0 | 0 | 0
Industrial Sector Energy Related Emissions before CCS[crude oil if,water and waste 36T39,CH4] | NoSettings | 0 | 0 | 0 | 0 | 0 | 0 | 0 | 0 | 0 | 0 | 0 | 0 | 0 | 0 | 0 | 0 | 0 | 0 | 0 | 0 | 0 | 0 | 0 | 0 | 0 | 0 | 0 | 0 | 0 | 0 | 0
Industrial Sector Energy Related Emissions before CCS[crude oil if,water and waste 36T39,N2O] | NoSettings | 0 | 0 | 0 | 0 | 0 | 0 | 0 | 0 | 0 | 0 | 0 | 0 | 0 | 0 | 0 | 0 | 0 | 0 | 0 | 0 | 0 | 0 | 0 | 0 | 0 | 0 | 0 | 0 | 0 | 0 | 0
Industrial Sector Energy Related Emissions before CCS[crude oil if,water and waste 36T39,F gases] | NoSettings | 0 | 0 | 0 | 0 | 0 | 0 | 0 | 0 | 0 | 0 | 0 | 0 | 0 | 0 | 0 | 0 | 0 | 0 | 0 | 0 | 0 | 0 | 0 | 0 | 0 | 0 | 0 | 0 | 0 | 0 | 0
Industrial Sector Energy Related Emissions before CCS[crude oil if,construction 41T43,CO2] | NoSettings | 0 | 0 | 0 | 0 | 0 | 0 | 0 | 0 | 0 | 0 | 0 | 0 | 0 | 0 | 0 | 0 | 0 | 0 | 0 | 0 | 0 | 0 | 0 | 0 | 0 | 0 | 0 | 0 | 0 | 0 | 0
Industrial Sector Energy Related Emissions before CCS[crude oil if,construction 41T43,VOC] | NoSettings | 0 | 0 | 0 | 0 | 0 | 0 | 0 | 0 | 0 | 0 | 0 | 0 | 0 | 0 | 0 | 0 | 0 | 0 | 0 | 0 | 0 | 0 | 0 | 0 | 0 | 0 | 0 | 0 | 0 | 0 | 0
Industrial Sector Energy Related Emissions before CCS[crude oil if,construction 41T43,CO] | NoSettings | 0 | 0 | 0 | 0 | 0 | 0 | 0 | 0 | 0 | 0 | 0 | 0 | 0 | 0 | 0 | 0 | 0 | 0 | 0 | 0 | 0 | 0 | 0 | 0 | 0 | 0 | 0 | 0 | 0 | 0 | 0
Industrial Sector Energy Related Emissions before CCS[crude oil if,construction 41T43,NOx] | NoSettings | 0 | 0 | 0 | 0 | 0 | 0 | 0 | 0 | 0 | 0 | 0 | 0 | 0 | 0 | 0 | 0 | 0 | 0 | 0 | 0 | 0 | 0 | 0 | 0 | 0 | 0 | 0 | 0 | 0 | 0 | 0
Industrial Sector Energy Related Emissions before CCS[crude oil if,construction 41T43,PM10] | NoSettings | 0 | 0 | 0 | 0 | 0 | 0 | 0 | 0 | 0 | 0 | 0 | 0 | 0 | 0 | 0 | 0 | 0 | 0 | 0 | 0 | 0 | 0 | 0 | 0 | 0 | 0 | 0 | 0 | 0 | 0 | 0
Industrial Sector Energy Related Emissions before CCS[crude oil if,construction 41T43,PM25] | NoSettings | 0 | 0 | 0 | 0 | 0 | 0 | 0 | 0 | 0 | 0 | 0 | 0 | 0 | 0 | 0 | 0 | 0 | 0 | 0 | 0 | 0 | 0 | 0 | 0 | 0 | 0 | 0 | 0 | 0 | 0 | 0
Industrial Sector Energy Related Emissions before CCS[crude oil if,construction 41T43,SOx] | NoSettings | 0 | 0 | 0 | 0 | 0 | 0 | 0 | 0 | 0 | 0 | 0 | 0 | 0 | 0 | 0 | 0 | 0 | 0 | 0 | 0 | 0 | 0 | 0 | 0 | 0 | 0 | 0 | 0 | 0 | 0 | 0
Industrial Sector Energy Related Emissions before CCS[crude oil if,construction 41T43,BC] | NoSettings | 0 | 0 | 0 | 0 | 0 | 0 | 0 | 0 | 0 | 0 | 0 | 0 | 0 | 0 | 0 | 0 | 0 | 0 | 0 | 0 | 0 | 0 | 0 | 0 | 0 | 0 | 0 | 0 | 0 | 0 | 0
Industrial Sector Energy Related Emissions before CCS[crude oil if,construction 41T43,OC] | NoSettings | 0 | 0 | 0 | 0 | 0 | 0 | 0 | 0 | 0 | 0 | 0 | 0 | 0 | 0 | 0 | 0 | 0 | 0 | 0 | 0 | 0 | 0 | 0 | 0 | 0 | 0 | 0 | 0 | 0 | 0 | 0
Industrial Sector Energy Related Emissions before CCS[crude oil if,construction 41T43,CH4] | NoSettings | 0 | 0 | 0 | 0 | 0 | 0 | 0 | 0 | 0 | 0 | 0 | 0 | 0 | 0 | 0 | 0 | 0 | 0 | 0 | 0 | 0 | 0 | 0 | 0 | 0 | 0 | 0 | 0 | 0 | 0 | 0
Industrial Sector Energy Related Emissions before CCS[crude oil if,construction 41T43,N2O] | NoSettings | 0 | 0 | 0 | 0 | 0 | 0 | 0 | 0 | 0 | 0 | 0 | 0 | 0 | 0 | 0 | 0 | 0 | 0 | 0 | 0 | 0 | 0 | 0 | 0 | 0 | 0 | 0 | 0 | 0 | 0 | 0
Industrial Sector Energy Related Emissions before CCS[crude oil if,construction 41T43,F gases] | NoSettings | 0 | 0 | 0 | 0 | 0 | 0 | 0 | 0 | 0 | 0 | 0 | 0 | 0 | 0 | 0 | 0 | 0 | 0 | 0 | 0 | 0 | 0 | 0 | 0 | 0 | 0 | 0 | 0 | 0 | 0 | 0
Industrial Sector Energy Related Emissions before CCS[heavy or residual fuel oil if,agriculture and forestry 01T03,CO2] | NoSettings | 0 | 0 | 0 | 0 | 0 | 0 | 0 | 0 | 0 | 0 | 0 | 0 | 0 | 0 | 0 | 0 | 0 | 0 | 0 | 0 | 0 | 0 | 0 | 0 | 0 | 0 | 0 | 0 | 0 | 0 | 0
Industrial Sector Energy Related Emissions before CCS[heavy or residual fuel oil if,agriculture and forestry 01T03,VOC] | NoSettings | 0 | 0 | 0 | 0 | 0 | 0 | 0 | 0 | 0 | 0 | 0 | 0 | 0 | 0 | 0 | 0 | 0 | 0 | 0 | 0 | 0 | 0 | 0 | 0 | 0 | 0 | 0 | 0 | 0 | 0 | 0
Industrial Sector Energy Related Emissions before CCS[heavy or residual fuel oil if,agriculture and forestry 01T03,CO] | NoSettings | 0 | 0 | 0 | 0 | 0 | 0 | 0 | 0 | 0 | 0 | 0 | 0 | 0 | 0 | 0 | 0 | 0 | 0 | 0 | 0 | 0 | 0 | 0 | 0 | 0 | 0 | 0 | 0 | 0 | 0 | 0
Industrial Sector Energy Related Emissions before CCS[heavy or residual fuel oil if,agriculture and forestry 01T03,NOx] | NoSettings | 0 | 0 | 0 | 0 | 0 | 0 | 0 | 0 | 0 | 0 | 0 | 0 | 0 | 0 | 0 | 0 | 0 | 0 | 0 | 0 | 0 | 0 | 0 | 0 | 0 | 0 | 0 | 0 | 0 | 0 | 0
Industrial Sector Energy Related Emissions before CCS[heavy or residual fuel oil if,agriculture and forestry 01T03,PM10] | NoSettings | 0 | 0 | 0 | 0 | 0 | 0 | 0 | 0 | 0 | 0 | 0 | 0 | 0 | 0 | 0 | 0 | 0 | 0 | 0 | 0 | 0 | 0 | 0 | 0 | 0 | 0 | 0 | 0 | 0 | 0 | 0
Industrial Sector Energy Related Emissions before CCS[heavy or residual fuel oil if,agriculture and forestry 01T03,PM25] | NoSettings | 0 | 0 | 0 | 0 | 0 | 0 | 0 | 0 | 0 | 0 | 0 | 0 | 0 | 0 | 0 | 0 | 0 | 0 | 0 | 0 | 0 | 0 | 0 | 0 | 0 | 0 | 0 | 0 | 0 | 0 | 0
Industrial Sector Energy Related Emissions before CCS[heavy or residual fuel oil if,agriculture and forestry 01T03,SOx] | NoSettings | 0 | 0 | 0 | 0 | 0 | 0 | 0 | 0 | 0 | 0 | 0 | 0 | 0 | 0 | 0 | 0 | 0 | 0 | 0 | 0 | 0 | 0 | 0 | 0 | 0 | 0 | 0 | 0 | 0 | 0 | 0
Industrial Sector Energy Related Emissions before CCS[heavy or residual fuel oil if,agriculture and forestry 01T03,BC] | NoSettings | 0 | 0 | 0 | 0 | 0 | 0 | 0 | 0 | 0 | 0 | 0 | 0 | 0 | 0 | 0 | 0 | 0 | 0 | 0 | 0 | 0 | 0 | 0 | 0 | 0 | 0 | 0 | 0 | 0 | 0 | 0
Industrial Sector Energy Related Emissions before CCS[heavy or residual fuel oil if,agriculture and forestry 01T03,OC] | NoSettings | 0 | 0 | 0 | 0 | 0 | 0 | 0 | 0 | 0 | 0 | 0 | 0 | 0 | 0 | 0 | 0 | 0 | 0 | 0 | 0 | 0 | 0 | 0 | 0 | 0 | 0 | 0 | 0 | 0 | 0 | 0
Industrial Sector Energy Related Emissions before CCS[heavy or residual fuel oil if,agriculture and forestry 01T03,CH4] | NoSettings | 0 | 0 | 0 | 0 | 0 | 0 | 0 | 0 | 0 | 0 | 0 | 0 | 0 | 0 | 0 | 0 | 0 | 0 | 0 | 0 | 0 | 0 | 0 | 0 | 0 | 0 | 0 | 0 | 0 | 0 | 0
Industrial Sector Energy Related Emissions before CCS[heavy or residual fuel oil if,agriculture and forestry 01T03,N2O] | NoSettings | 0 | 0 | 0 | 0 | 0 | 0 | 0 | 0 | 0 | 0 | 0 | 0 | 0 | 0 | 0 | 0 | 0 | 0 | 0 | 0 | 0 | 0 | 0 | 0 | 0 | 0 | 0 | 0 | 0 | 0 | 0
Industrial Sector Energy Related Emissions before CCS[heavy or residual fuel oil if,agriculture and forestry 01T03,F gases] | NoSettings | 0 | 0 | 0 | 0 | 0 | 0 | 0 | 0 | 0 | 0 | 0 | 0 | 0 | 0 | 0 | 0 | 0 | 0 | 0 | 0 | 0 | 0 | 0 | 0 | 0 | 0 | 0 | 0 | 0 | 0 | 0
Industrial Sector Energy Related Emissions before CCS[heavy or residual fuel oil if,coal mining 05,CO2] | NoSettings | 0 | 0 | 0 | 0 | 0 | 0 | 0 | 0 | 0 | 0 | 0 | 0 | 0 | 0 | 0 | 0 | 0 | 0 | 0 | 0 | 0 | 0 | 0 | 0 | 0 | 0 | 0 | 0 | 0 | 0 | 0
Industrial Sector Energy Related Emissions before CCS[heavy or residual fuel oil if,coal mining 05,VOC] | NoSettings | 0 | 0 | 0 | 0 | 0 | 0 | 0 | 0 | 0 | 0 | 0 | 0 | 0 | 0 | 0 | 0 | 0 | 0 | 0 | 0 | 0 | 0 | 0 | 0 | 0 | 0 | 0 | 0 | 0 | 0 | 0
Industrial Sector Energy Related Emissions before CCS[heavy or residual fuel oil if,coal mining 05,CO] | NoSettings | 0 | 0 | 0 | 0 | 0 | 0 | 0 | 0 | 0 | 0 | 0 | 0 | 0 | 0 | 0 | 0 | 0 | 0 | 0 | 0 | 0 | 0 | 0 | 0 | 0 | 0 | 0 | 0 | 0 | 0 | 0
Industrial Sector Energy Related Emissions before CCS[heavy or residual fuel oil if,coal mining 05,NOx] | NoSettings | 0 | 0 | 0 | 0 | 0 | 0 | 0 | 0 | 0 | 0 | 0 | 0 | 0 | 0 | 0 | 0 | 0 | 0 | 0 | 0 | 0 | 0 | 0 | 0 | 0 | 0 | 0 | 0 | 0 | 0 | 0
Industrial Sector Energy Related Emissions before CCS[heavy or residual fuel oil if,coal mining 05,PM10] | NoSettings | 0 | 0 | 0 | 0 | 0 | 0 | 0 | 0 | 0 | 0 | 0 | 0 | 0 | 0 | 0 | 0 | 0 | 0 | 0 | 0 | 0 | 0 | 0 | 0 | 0 | 0 | 0 | 0 | 0 | 0 | 0
Industrial Sector Energy Related Emissions before CCS[heavy or residual fuel oil if,coal mining 05,PM25] | NoSettings | 0 | 0 | 0 | 0 | 0 | 0 | 0 | 0 | 0 | 0 | 0 | 0 | 0 | 0 | 0 | 0 | 0 | 0 | 0 | 0 | 0 | 0 | 0 | 0 | 0 | 0 | 0 | 0 | 0 | 0 | 0
Industrial Sector Energy Related Emissions before CCS[heavy or residual fuel oil if,coal mining 05,SOx] | NoSettings | 0 | 0 | 0 | 0 | 0 | 0 | 0 | 0 | 0 | 0 | 0 | 0 | 0 | 0 | 0 | 0 | 0 | 0 | 0 | 0 | 0 | 0 | 0 | 0 | 0 | 0 | 0 | 0 | 0 | 0 | 0
Industrial Sector Energy Related Emissions before CCS[heavy or residual fuel oil if,coal mining 05,BC] | NoSettings | 0 | 0 | 0 | 0 | 0 | 0 | 0 | 0 | 0 | 0 | 0 | 0 | 0 | 0 | 0 | 0 | 0 | 0 | 0 | 0 | 0 | 0 | 0 | 0 | 0 | 0 | 0 | 0 | 0 | 0 | 0
Industrial Sector Energy Related Emissions before CCS[heavy or residual fuel oil if,coal mining 05,OC] | NoSettings | 0 | 0 | 0 | 0 | 0 | 0 | 0 | 0 | 0 | 0 | 0 | 0 | 0 | 0 | 0 | 0 | 0 | 0 | 0 | 0 | 0 | 0 | 0 | 0 | 0 | 0 | 0 | 0 | 0 | 0 | 0
Industrial Sector Energy Related Emissions before CCS[heavy or residual fuel oil if,coal mining 05,CH4] | NoSettings | 0 | 0 | 0 | 0 | 0 | 0 | 0 | 0 | 0 | 0 | 0 | 0 | 0 | 0 | 0 | 0 | 0 | 0 | 0 | 0 | 0 | 0 | 0 | 0 | 0 | 0 | 0 | 0 | 0 | 0 | 0
Industrial Sector Energy Related Emissions before CCS[heavy or residual fuel oil if,coal mining 05,N2O] | NoSettings | 0 | 0 | 0 | 0 | 0 | 0 | 0 | 0 | 0 | 0 | 0 | 0 | 0 | 0 | 0 | 0 | 0 | 0 | 0 | 0 | 0 | 0 | 0 | 0 | 0 | 0 | 0 | 0 | 0 | 0 | 0
Industrial Sector Energy Related Emissions before CCS[heavy or residual fuel oil if,coal mining 05,F gases] | NoSettings | 0 | 0 | 0 | 0 | 0 | 0 | 0 | 0 | 0 | 0 | 0 | 0 | 0 | 0 | 0 | 0 | 0 | 0 | 0 | 0 | 0 | 0 | 0 | 0 | 0 | 0 | 0 | 0 | 0 | 0 | 0
Industrial Sector Energy Related Emissions before CCS[heavy or residual fuel oil if,oil and gas extraction 06,CO2] | NoSettings | 0 | 0 | 0 | 0 | 0 | 0 | 0 | 0 | 0 | 0 | 0 | 0 | 0 | 0 | 0 | 0 | 0 | 0 | 0 | 0 | 0 | 0 | 0 | 0 | 0 | 0 | 0 | 0 | 0 | 0 | 0
Industrial Sector Energy Related Emissions before CCS[heavy or residual fuel oil if,oil and gas extraction 06,VOC] | NoSettings | 0 | 0 | 0 | 0 | 0 | 0 | 0 | 0 | 0 | 0 | 0 | 0 | 0 | 0 | 0 | 0 | 0 | 0 | 0 | 0 | 0 | 0 | 0 | 0 | 0 | 0 | 0 | 0 | 0 | 0 | 0
Industrial Sector Energy Related Emissions before CCS[heavy or residual fuel oil if,oil and gas extraction 06,CO] | NoSettings | 0 | 0 | 0 | 0 | 0 | 0 | 0 | 0 | 0 | 0 | 0 | 0 | 0 | 0 | 0 | 0 | 0 | 0 | 0 | 0 | 0 | 0 | 0 | 0 | 0 | 0 | 0 | 0 | 0 | 0 | 0
Industrial Sector Energy Related Emissions before CCS[heavy or residual fuel oil if,oil and gas extraction 06,NOx] | NoSettings | 0 | 0 | 0 | 0 | 0 | 0 | 0 | 0 | 0 | 0 | 0 | 0 | 0 | 0 | 0 | 0 | 0 | 0 | 0 | 0 | 0 | 0 | 0 | 0 | 0 | 0 | 0 | 0 | 0 | 0 | 0
Industrial Sector Energy Related Emissions before CCS[heavy or residual fuel oil if,oil and gas extraction 06,PM10] | NoSettings | 0 | 0 | 0 | 0 | 0 | 0 | 0 | 0 | 0 | 0 | 0 | 0 | 0 | 0 | 0 | 0 | 0 | 0 | 0 | 0 | 0 | 0 | 0 | 0 | 0 | 0 | 0 | 0 | 0 | 0 | 0
Industrial Sector Energy Related Emissions before CCS[heavy or residual fuel oil if,oil and gas extraction 06,PM25] | NoSettings | 0 | 0 | 0 | 0 | 0 | 0 | 0 | 0 | 0 | 0 | 0 | 0 | 0 | 0 | 0 | 0 | 0 | 0 | 0 | 0 | 0 | 0 | 0 | 0 | 0 | 0 | 0 | 0 | 0 | 0 | 0
Industrial Sector Energy Related Emissions before CCS[heavy or residual fuel oil if,oil and gas extraction 06,SOx] | NoSettings | 0 | 0 | 0 | 0 | 0 | 0 | 0 | 0 | 0 | 0 | 0 | 0 | 0 | 0 | 0 | 0 | 0 | 0 | 0 | 0 | 0 | 0 | 0 | 0 | 0 | 0 | 0 | 0 | 0 | 0 | 0
Industrial Sector Energy Related Emissions before CCS[heavy or residual fuel oil if,oil and gas extraction 06,BC] | NoSettings | 0 | 0 | 0 | 0 | 0 | 0 | 0 | 0 | 0 | 0 | 0 | 0 | 0 | 0 | 0 | 0 | 0 | 0 | 0 | 0 | 0 | 0 | 0 | 0 | 0 | 0 | 0 | 0 | 0 | 0 | 0
Industrial Sector Energy Related Emissions before CCS[heavy or residual fuel oil if,oil and gas extraction 06,OC] | NoSettings | 0 | 0 | 0 | 0 | 0 | 0 | 0 | 0 | 0 | 0 | 0 | 0 | 0 | 0 | 0 | 0 | 0 | 0 | 0 | 0 | 0 | 0 | 0 | 0 | 0 | 0 | 0 | 0 | 0 | 0 | 0
Industrial Sector Energy Related Emissions before CCS[heavy or residual fuel oil if,oil and gas extraction 06,CH4] | NoSettings | 0 | 0 | 0 | 0 | 0 | 0 | 0 | 0 | 0 | 0 | 0 | 0 | 0 | 0 | 0 | 0 | 0 | 0 | 0 | 0 | 0 | 0 | 0 | 0 | 0 | 0 | 0 | 0 | 0 | 0 | 0
Industrial Sector Energy Related Emissions before CCS[heavy or residual fuel oil if,oil and gas extraction 06,N2O] | NoSettings | 0 | 0 | 0 | 0 | 0 | 0 | 0 | 0 | 0 | 0 | 0 | 0 | 0 | 0 | 0 | 0 | 0 | 0 | 0 | 0 | 0 | 0 | 0 | 0 | 0 | 0 | 0 | 0 | 0 | 0 | 0
Industrial Sector Energy Related Emissions before CCS[heavy or residual fuel oil if,oil and gas extraction 06,F gases] | NoSettings | 0 | 0 | 0 | 0 | 0 | 0 | 0 | 0 | 0 | 0 | 0 | 0 | 0 | 0 | 0 | 0 | 0 | 0 | 0 | 0 | 0 | 0 | 0 | 0 | 0 | 0 | 0 | 0 | 0 | 0 | 0
Industrial Sector Energy Related Emissions before CCS[heavy or residual fuel oil if,other mining and quarrying 07T08,CO2] | NoSettings | 0 | 0 | 0 | 0 | 0 | 0 | 0 | 0 | 0 | 0 | 0 | 0 | 0 | 0 | 0 | 0 | 0 | 0 | 0 | 0 | 0 | 0 | 0 | 0 | 0 | 0 | 0 | 0 | 0 | 0 | 0
Industrial Sector Energy Related Emissions before CCS[heavy or residual fuel oil if,other mining and quarrying 07T08,VOC] | NoSettings | 0 | 0 | 0 | 0 | 0 | 0 | 0 | 0 | 0 | 0 | 0 | 0 | 0 | 0 | 0 | 0 | 0 | 0 | 0 | 0 | 0 | 0 | 0 | 0 | 0 | 0 | 0 | 0 | 0 | 0 | 0
Industrial Sector Energy Related Emissions before CCS[heavy or residual fuel oil if,other mining and quarrying 07T08,CO] | NoSettings | 0 | 0 | 0 | 0 | 0 | 0 | 0 | 0 | 0 | 0 | 0 | 0 | 0 | 0 | 0 | 0 | 0 | 0 | 0 | 0 | 0 | 0 | 0 | 0 | 0 | 0 | 0 | 0 | 0 | 0 | 0
Industrial Sector Energy Related Emissions before CCS[heavy or residual fuel oil if,other mining and quarrying 07T08,NOx] | NoSettings | 0 | 0 | 0 | 0 | 0 | 0 | 0 | 0 | 0 | 0 | 0 | 0 | 0 | 0 | 0 | 0 | 0 | 0 | 0 | 0 | 0 | 0 | 0 | 0 | 0 | 0 | 0 | 0 | 0 | 0 | 0
Industrial Sector Energy Related Emissions before CCS[heavy or residual fuel oil if,other mining and quarrying 07T08,PM10] | NoSettings | 0 | 0 | 0 | 0 | 0 | 0 | 0 | 0 | 0 | 0 | 0 | 0 | 0 | 0 | 0 | 0 | 0 | 0 | 0 | 0 | 0 | 0 | 0 | 0 | 0 | 0 | 0 | 0 | 0 | 0 | 0
Industrial Sector Energy Related Emissions before CCS[heavy or residual fuel oil if,other mining and quarrying 07T08,PM25] | NoSettings | 0 | 0 | 0 | 0 | 0 | 0 | 0 | 0 | 0 | 0 | 0 | 0 | 0 | 0 | 0 | 0 | 0 | 0 | 0 | 0 | 0 | 0 | 0 | 0 | 0 | 0 | 0 | 0 | 0 | 0 | 0
Industrial Sector Energy Related Emissions before CCS[heavy or residual fuel oil if,other mining and quarrying 07T08,SOx] | NoSettings | 0 | 0 | 0 | 0 | 0 | 0 | 0 | 0 | 0 | 0 | 0 | 0 | 0 | 0 | 0 | 0 | 0 | 0 | 0 | 0 | 0 | 0 | 0 | 0 | 0 | 0 | 0 | 0 | 0 | 0 | 0
Industrial Sector Energy Related Emissions before CCS[heavy or residual fuel oil if,other mining and quarrying 07T08,BC] | NoSettings | 0 | 0 | 0 | 0 | 0 | 0 | 0 | 0 | 0 | 0 | 0 | 0 | 0 | 0 | 0 | 0 | 0 | 0 | 0 | 0 | 0 | 0 | 0 | 0 | 0 | 0 | 0 | 0 | 0 | 0 | 0
Industrial Sector Energy Related Emissions before CCS[heavy or residual fuel oil if,other mining and quarrying 07T08,OC] | NoSettings | 0 | 0 | 0 | 0 | 0 | 0 | 0 | 0 | 0 | 0 | 0 | 0 | 0 | 0 | 0 | 0 | 0 | 0 | 0 | 0 | 0 | 0 | 0 | 0 | 0 | 0 | 0 | 0 | 0 | 0 | 0
Industrial Sector Energy Related Emissions before CCS[heavy or residual fuel oil if,other mining and quarrying 07T08,CH4] | NoSettings | 0 | 0 | 0 | 0 | 0 | 0 | 0 | 0 | 0 | 0 | 0 | 0 | 0 | 0 | 0 | 0 | 0 | 0 | 0 | 0 | 0 | 0 | 0 | 0 | 0 | 0 | 0 | 0 | 0 | 0 | 0
Industrial Sector Energy Related Emissions before CCS[heavy or residual fuel oil if,other mining and quarrying 07T08,N2O] | NoSettings | 0 | 0 | 0 | 0 | 0 | 0 | 0 | 0 | 0 | 0 | 0 | 0 | 0 | 0 | 0 | 0 | 0 | 0 | 0 | 0 | 0 | 0 | 0 | 0 | 0 | 0 | 0 | 0 | 0 | 0 | 0
Industrial Sector Energy Related Emissions before CCS[heavy or residual fuel oil if,other mining and quarrying 07T08,F gases] | NoSettings | 0 | 0 | 0 | 0 | 0 | 0 | 0 | 0 | 0 | 0 | 0 | 0 | 0 | 0 | 0 | 0 | 0 | 0 | 0 | 0 | 0 | 0 | 0 | 0 | 0 | 0 | 0 | 0 | 0 | 0 | 0
Industrial Sector Energy Related Emissions before CCS[heavy or residual fuel oil if,food beverage and tobacco 10T12,CO2] | NoSettings | 0 | 0 | 0 | 0 | 0 | 0 | 0 | 0 | 0 | 0 | 0 | 0 | 0 | 0 | 0 | 0 | 0 | 0 | 0 | 0 | 0 | 0 | 0 | 0 | 0 | 0 | 0 | 0 | 0 | 0 | 0
Industrial Sector Energy Related Emissions before CCS[heavy or residual fuel oil if,food beverage and tobacco 10T12,VOC] | NoSettings | 0 | 0 | 0 | 0 | 0 | 0 | 0 | 0 | 0 | 0 | 0 | 0 | 0 | 0 | 0 | 0 | 0 | 0 | 0 | 0 | 0 | 0 | 0 | 0 | 0 | 0 | 0 | 0 | 0 | 0 | 0
Industrial Sector Energy Related Emissions before CCS[heavy or residual fuel oil if,food beverage and tobacco 10T12,CO] | NoSettings | 0 | 0 | 0 | 0 | 0 | 0 | 0 | 0 | 0 | 0 | 0 | 0 | 0 | 0 | 0 | 0 | 0 | 0 | 0 | 0 | 0 | 0 | 0 | 0 | 0 | 0 | 0 | 0 | 0 | 0 | 0
Industrial Sector Energy Related Emissions before CCS[heavy or residual fuel oil if,food beverage and tobacco 10T12,NOx] | NoSettings | 0 | 0 | 0 | 0 | 0 | 0 | 0 | 0 | 0 | 0 | 0 | 0 | 0 | 0 | 0 | 0 | 0 | 0 | 0 | 0 | 0 | 0 | 0 | 0 | 0 | 0 | 0 | 0 | 0 | 0 | 0
Industrial Sector Energy Related Emissions before CCS[heavy or residual fuel oil if,food beverage and tobacco 10T12,PM10] | NoSettings | 0 | 0 | 0 | 0 | 0 | 0 | 0 | 0 | 0 | 0 | 0 | 0 | 0 | 0 | 0 | 0 | 0 | 0 | 0 | 0 | 0 | 0 | 0 | 0 | 0 | 0 | 0 | 0 | 0 | 0 | 0
Industrial Sector Energy Related Emissions before CCS[heavy or residual fuel oil if,food beverage and tobacco 10T12,PM25] | NoSettings | 0 | 0 | 0 | 0 | 0 | 0 | 0 | 0 | 0 | 0 | 0 | 0 | 0 | 0 | 0 | 0 | 0 | 0 | 0 | 0 | 0 | 0 | 0 | 0 | 0 | 0 | 0 | 0 | 0 | 0 | 0
Industrial Sector Energy Related Emissions before CCS[heavy or residual fuel oil if,food beverage and tobacco 10T12,SOx] | NoSettings | 0 | 0 | 0 | 0 | 0 | 0 | 0 | 0 | 0 | 0 | 0 | 0 | 0 | 0 | 0 | 0 | 0 | 0 | 0 | 0 | 0 | 0 | 0 | 0 | 0 | 0 | 0 | 0 | 0 | 0 | 0
Industrial Sector Energy Related Emissions before CCS[heavy or residual fuel oil if,food beverage and tobacco 10T12,BC] | NoSettings | 0 | 0 | 0 | 0 | 0 | 0 | 0 | 0 | 0 | 0 | 0 | 0 | 0 | 0 | 0 | 0 | 0 | 0 | 0 | 0 | 0 | 0 | 0 | 0 | 0 | 0 | 0 | 0 | 0 | 0 | 0
Industrial Sector Energy Related Emissions before CCS[heavy or residual fuel oil if,food beverage and tobacco 10T12,OC] | NoSettings | 0 | 0 | 0 | 0 | 0 | 0 | 0 | 0 | 0 | 0 | 0 | 0 | 0 | 0 | 0 | 0 | 0 | 0 | 0 | 0 | 0 | 0 | 0 | 0 | 0 | 0 | 0 | 0 | 0 | 0 | 0
Industrial Sector Energy Related Emissions before CCS[heavy or residual fuel oil if,food beverage and tobacco 10T12,CH4] | NoSettings | 0 | 0 | 0 | 0 | 0 | 0 | 0 | 0 | 0 | 0 | 0 | 0 | 0 | 0 | 0 | 0 | 0 | 0 | 0 | 0 | 0 | 0 | 0 | 0 | 0 | 0 | 0 | 0 | 0 | 0 | 0
Industrial Sector Energy Related Emissions before CCS[heavy or residual fuel oil if,food beverage and tobacco 10T12,N2O] | NoSettings | 0 | 0 | 0 | 0 | 0 | 0 | 0 | 0 | 0 | 0 | 0 | 0 | 0 | 0 | 0 | 0 | 0 | 0 | 0 | 0 | 0 | 0 | 0 | 0 | 0 | 0 | 0 | 0 | 0 | 0 | 0
Industrial Sector Energy Related Emissions before CCS[heavy or residual fuel oil if,food beverage and tobacco 10T12,F gases] | NoSettings | 0 | 0 | 0 | 0 | 0 | 0 | 0 | 0 | 0 | 0 | 0 | 0 | 0 | 0 | 0 | 0 | 0 | 0 | 0 | 0 | 0 | 0 | 0 | 0 | 0 | 0 | 0 | 0 | 0 | 0 | 0
Industrial Sector Energy Related Emissions before CCS[heavy or residual fuel oil if,textiles apparel and leather 13T15,CO2] | NoSettings | 0 | 0 | 0 | 0 | 0 | 0 | 0 | 0 | 0 | 0 | 0 | 0 | 0 | 0 | 0 | 0 | 0 | 0 | 0 | 0 | 0 | 0 | 0 | 0 | 0 | 0 | 0 | 0 | 0 | 0 | 0
Industrial Sector Energy Related Emissions before CCS[heavy or residual fuel oil if,textiles apparel and leather 13T15,VOC] | NoSettings | 0 | 0 | 0 | 0 | 0 | 0 | 0 | 0 | 0 | 0 | 0 | 0 | 0 | 0 | 0 | 0 | 0 | 0 | 0 | 0 | 0 | 0 | 0 | 0 | 0 | 0 | 0 | 0 | 0 | 0 | 0
Industrial Sector Energy Related Emissions before CCS[heavy or residual fuel oil if,textiles apparel and leather 13T15,CO] | NoSettings | 0 | 0 | 0 | 0 | 0 | 0 | 0 | 0 | 0 | 0 | 0 | 0 | 0 | 0 | 0 | 0 | 0 | 0 | 0 | 0 | 0 | 0 | 0 | 0 | 0 | 0 | 0 | 0 | 0 | 0 | 0
Industrial Sector Energy Related Emissions before CCS[heavy or residual fuel oil if,textiles apparel and leather 13T15,NOx] | NoSettings | 0 | 0 | 0 | 0 | 0 | 0 | 0 | 0 | 0 | 0 | 0 | 0 | 0 | 0 | 0 | 0 | 0 | 0 | 0 | 0 | 0 | 0 | 0 | 0 | 0 | 0 | 0 | 0 | 0 | 0 | 0
Industrial Sector Energy Related Emissions before CCS[heavy or residual fuel oil if,textiles apparel and leather 13T15,PM10] | NoSettings | 0 | 0 | 0 | 0 | 0 | 0 | 0 | 0 | 0 | 0 | 0 | 0 | 0 | 0 | 0 | 0 | 0 | 0 | 0 | 0 | 0 | 0 | 0 | 0 | 0 | 0 | 0 | 0 | 0 | 0 | 0
Industrial Sector Energy Related Emissions before CCS[heavy or residual fuel oil if,textiles apparel and leather 13T15,PM25] | NoSettings | 0 | 0 | 0 | 0 | 0 | 0 | 0 | 0 | 0 | 0 | 0 | 0 | 0 | 0 | 0 | 0 | 0 | 0 | 0 | 0 | 0 | 0 | 0 | 0 | 0 | 0 | 0 | 0 | 0 | 0 | 0
Industrial Sector Energy Related Emissions before CCS[heavy or residual fuel oil if,textiles apparel and leather 13T15,SOx] | NoSettings | 0 | 0 | 0 | 0 | 0 | 0 | 0 | 0 | 0 | 0 | 0 | 0 | 0 | 0 | 0 | 0 | 0 | 0 | 0 | 0 | 0 | 0 | 0 | 0 | 0 | 0 | 0 | 0 | 0 | 0 | 0
Industrial Sector Energy Related Emissions before CCS[heavy or residual fuel oil if,textiles apparel and leather 13T15,BC] | NoSettings | 0 | 0 | 0 | 0 | 0 | 0 | 0 | 0 | 0 | 0 | 0 | 0 | 0 | 0 | 0 | 0 | 0 | 0 | 0 | 0 | 0 | 0 | 0 | 0 | 0 | 0 | 0 | 0 | 0 | 0 | 0
Industrial Sector Energy Related Emissions before CCS[heavy or residual fuel oil if,textiles apparel and leather 13T15,OC] | NoSettings | 0 | 0 | 0 | 0 | 0 | 0 | 0 | 0 | 0 | 0 | 0 | 0 | 0 | 0 | 0 | 0 | 0 | 0 | 0 | 0 | 0 | 0 | 0 | 0 | 0 | 0 | 0 | 0 | 0 | 0 | 0
Industrial Sector Energy Related Emissions before CCS[heavy or residual fuel oil if,textiles apparel and leather 13T15,CH4] | NoSettings | 0 | 0 | 0 | 0 | 0 | 0 | 0 | 0 | 0 | 0 | 0 | 0 | 0 | 0 | 0 | 0 | 0 | 0 | 0 | 0 | 0 | 0 | 0 | 0 | 0 | 0 | 0 | 0 | 0 | 0 | 0
Industrial Sector Energy Related Emissions before CCS[heavy or residual fuel oil if,textiles apparel and leather 13T15,N2O] | NoSettings | 0 | 0 | 0 | 0 | 0 | 0 | 0 | 0 | 0 | 0 | 0 | 0 | 0 | 0 | 0 | 0 | 0 | 0 | 0 | 0 | 0 | 0 | 0 | 0 | 0 | 0 | 0 | 0 | 0 | 0 | 0
Industrial Sector Energy Related Emissions before CCS[heavy or residual fuel oil if,textiles apparel and leather 13T15,F gases] | NoSettings | 0 | 0 | 0 | 0 | 0 | 0 | 0 | 0 | 0 | 0 | 0 | 0 | 0 | 0 | 0 | 0 | 0 | 0 | 0 | 0 | 0 | 0 | 0 | 0 | 0 | 0 | 0 | 0 | 0 | 0 | 0
Industrial Sector Energy Related Emissions before CCS[heavy or residual fuel oil if,wood products 16,CO2] | NoSettings | 0 | 0 | 0 | 0 | 0 | 0 | 0 | 0 | 0 | 0 | 0 | 0 | 0 | 0 | 0 | 0 | 0 | 0 | 0 | 0 | 0 | 0 | 0 | 0 | 0 | 0 | 0 | 0 | 0 | 0 | 0
Industrial Sector Energy Related Emissions before CCS[heavy or residual fuel oil if,wood products 16,VOC] | NoSettings | 0 | 0 | 0 | 0 | 0 | 0 | 0 | 0 | 0 | 0 | 0 | 0 | 0 | 0 | 0 | 0 | 0 | 0 | 0 | 0 | 0 | 0 | 0 | 0 | 0 | 0 | 0 | 0 | 0 | 0 | 0
Industrial Sector Energy Related Emissions before CCS[heavy or residual fuel oil if,wood products 16,CO] | NoSettings | 0 | 0 | 0 | 0 | 0 | 0 | 0 | 0 | 0 | 0 | 0 | 0 | 0 | 0 | 0 | 0 | 0 | 0 | 0 | 0 | 0 | 0 | 0 | 0 | 0 | 0 | 0 | 0 | 0 | 0 | 0
Industrial Sector Energy Related Emissions before CCS[heavy or residual fuel oil if,wood products 16,NOx] | NoSettings | 0 | 0 | 0 | 0 | 0 | 0 | 0 | 0 | 0 | 0 | 0 | 0 | 0 | 0 | 0 | 0 | 0 | 0 | 0 | 0 | 0 | 0 | 0 | 0 | 0 | 0 | 0 | 0 | 0 | 0 | 0
Industrial Sector Energy Related Emissions before CCS[heavy or residual fuel oil if,wood products 16,PM10] | NoSettings | 0 | 0 | 0 | 0 | 0 | 0 | 0 | 0 | 0 | 0 | 0 | 0 | 0 | 0 | 0 | 0 | 0 | 0 | 0 | 0 | 0 | 0 | 0 | 0 | 0 | 0 | 0 | 0 | 0 | 0 | 0
Industrial Sector Energy Related Emissions before CCS[heavy or residual fuel oil if,wood products 16,PM25] | NoSettings | 0 | 0 | 0 | 0 | 0 | 0 | 0 | 0 | 0 | 0 | 0 | 0 | 0 | 0 | 0 | 0 | 0 | 0 | 0 | 0 | 0 | 0 | 0 | 0 | 0 | 0 | 0 | 0 | 0 | 0 | 0
Industrial Sector Energy Related Emissions before CCS[heavy or residual fuel oil if,wood products 16,SOx] | NoSettings | 0 | 0 | 0 | 0 | 0 | 0 | 0 | 0 | 0 | 0 | 0 | 0 | 0 | 0 | 0 | 0 | 0 | 0 | 0 | 0 | 0 | 0 | 0 | 0 | 0 | 0 | 0 | 0 | 0 | 0 | 0
Industrial Sector Energy Related Emissions before CCS[heavy or residual fuel oil if,wood products 16,BC] | NoSettings | 0 | 0 | 0 | 0 | 0 | 0 | 0 | 0 | 0 | 0 | 0 | 0 | 0 | 0 | 0 | 0 | 0 | 0 | 0 | 0 | 0 | 0 | 0 | 0 | 0 | 0 | 0 | 0 | 0 | 0 | 0
Industrial Sector Energy Related Emissions before CCS[heavy or residual fuel oil if,wood products 16,OC] | NoSettings | 0 | 0 | 0 | 0 | 0 | 0 | 0 | 0 | 0 | 0 | 0 | 0 | 0 | 0 | 0 | 0 | 0 | 0 | 0 | 0 | 0 | 0 | 0 | 0 | 0 | 0 | 0 | 0 | 0 | 0 | 0
Industrial Sector Energy Related Emissions before CCS[heavy or residual fuel oil if,wood products 16,CH4] | NoSettings | 0 | 0 | 0 | 0 | 0 | 0 | 0 | 0 | 0 | 0 | 0 | 0 | 0 | 0 | 0 | 0 | 0 | 0 | 0 | 0 | 0 | 0 | 0 | 0 | 0 | 0 | 0 | 0 | 0 | 0 | 0
Industrial Sector Energy Related Emissions before CCS[heavy or residual fuel oil if,wood products 16,N2O] | NoSettings | 0 | 0 | 0 | 0 | 0 | 0 | 0 | 0 | 0 | 0 | 0 | 0 | 0 | 0 | 0 | 0 | 0 | 0 | 0 | 0 | 0 | 0 | 0 | 0 | 0 | 0 | 0 | 0 | 0 | 0 | 0
Industrial Sector Energy Related Emissions before CCS[heavy or residual fuel oil if,wood products 16,F gases] | NoSettings | 0 | 0 | 0 | 0 | 0 | 0 | 0 | 0 | 0 | 0 | 0 | 0 | 0 | 0 | 0 | 0 | 0 | 0 | 0 | 0 | 0 | 0 | 0 | 0 | 0 | 0 | 0 | 0 | 0 | 0 | 0
Industrial Sector Energy Related Emissions before CCS[heavy or residual fuel oil if,pulp paper and printing 17T18,CO2] | NoSettings | 0 | 0 | 0 | 0 | 0 | 0 | 0 | 0 | 0 | 0 | 0 | 0 | 0 | 0 | 0 | 0 | 0 | 0 | 0 | 0 | 0 | 0 | 0 | 0 | 0 | 0 | 0 | 0 | 0 | 0 | 0
Industrial Sector Energy Related Emissions before CCS[heavy or residual fuel oil if,pulp paper and printing 17T18,VOC] | NoSettings | 0 | 0 | 0 | 0 | 0 | 0 | 0 | 0 | 0 | 0 | 0 | 0 | 0 | 0 | 0 | 0 | 0 | 0 | 0 | 0 | 0 | 0 | 0 | 0 | 0 | 0 | 0 | 0 | 0 | 0 | 0
Industrial Sector Energy Related Emissions before CCS[heavy or residual fuel oil if,pulp paper and printing 17T18,CO] | NoSettings | 0 | 0 | 0 | 0 | 0 | 0 | 0 | 0 | 0 | 0 | 0 | 0 | 0 | 0 | 0 | 0 | 0 | 0 | 0 | 0 | 0 | 0 | 0 | 0 | 0 | 0 | 0 | 0 | 0 | 0 | 0
Industrial Sector Energy Related Emissions before CCS[heavy or residual fuel oil if,pulp paper and printing 17T18,NOx] | NoSettings | 0 | 0 | 0 | 0 | 0 | 0 | 0 | 0 | 0 | 0 | 0 | 0 | 0 | 0 | 0 | 0 | 0 | 0 | 0 | 0 | 0 | 0 | 0 | 0 | 0 | 0 | 0 | 0 | 0 | 0 | 0
Industrial Sector Energy Related Emissions before CCS[heavy or residual fuel oil if,pulp paper and printing 17T18,PM10] | NoSettings | 0 | 0 | 0 | 0 | 0 | 0 | 0 | 0 | 0 | 0 | 0 | 0 | 0 | 0 | 0 | 0 | 0 | 0 | 0 | 0 | 0 | 0 | 0 | 0 | 0 | 0 | 0 | 0 | 0 | 0 | 0
Industrial Sector Energy Related Emissions before CCS[heavy or residual fuel oil if,pulp paper and printing 17T18,PM25] | NoSettings | 0 | 0 | 0 | 0 | 0 | 0 | 0 | 0 | 0 | 0 | 0 | 0 | 0 | 0 | 0 | 0 | 0 | 0 | 0 | 0 | 0 | 0 | 0 | 0 | 0 | 0 | 0 | 0 | 0 | 0 | 0
Industrial Sector Energy Related Emissions before CCS[heavy or residual fuel oil if,pulp paper and printing 17T18,SOx] | NoSettings | 0 | 0 | 0 | 0 | 0 | 0 | 0 | 0 | 0 | 0 | 0 | 0 | 0 | 0 | 0 | 0 | 0 | 0 | 0 | 0 | 0 | 0 | 0 | 0 | 0 | 0 | 0 | 0 | 0 | 0 | 0
Industrial Sector Energy Related Emissions before CCS[heavy or residual fuel oil if,pulp paper and printing 17T18,BC] | NoSettings | 0 | 0 | 0 | 0 | 0 | 0 | 0 | 0 | 0 | 0 | 0 | 0 | 0 | 0 | 0 | 0 | 0 | 0 | 0 | 0 | 0 | 0 | 0 | 0 | 0 | 0 | 0 | 0 | 0 | 0 | 0
Industrial Sector Energy Related Emissions before CCS[heavy or residual fuel oil if,pulp paper and printing 17T18,OC] | NoSettings | 0 | 0 | 0 | 0 | 0 | 0 | 0 | 0 | 0 | 0 | 0 | 0 | 0 | 0 | 0 | 0 | 0 | 0 | 0 | 0 | 0 | 0 | 0 | 0 | 0 | 0 | 0 | 0 | 0 | 0 | 0
Industrial Sector Energy Related Emissions before CCS[heavy or residual fuel oil if,pulp paper and printing 17T18,CH4] | NoSettings | 0 | 0 | 0 | 0 | 0 | 0 | 0 | 0 | 0 | 0 | 0 | 0 | 0 | 0 | 0 | 0 | 0 | 0 | 0 | 0 | 0 | 0 | 0 | 0 | 0 | 0 | 0 | 0 | 0 | 0 | 0
Industrial Sector Energy Related Emissions before CCS[heavy or residual fuel oil if,pulp paper and printing 17T18,N2O] | NoSettings | 0 | 0 | 0 | 0 | 0 | 0 | 0 | 0 | 0 | 0 | 0 | 0 | 0 | 0 | 0 | 0 | 0 | 0 | 0 | 0 | 0 | 0 | 0 | 0 | 0 | 0 | 0 | 0 | 0 | 0 | 0
Industrial Sector Energy Related Emissions before CCS[heavy or residual fuel oil if,pulp paper and printing 17T18,F gases] | NoSettings | 0 | 0 | 0 | 0 | 0 | 0 | 0 | 0 | 0 | 0 | 0 | 0 | 0 | 0 | 0 | 0 | 0 | 0 | 0 | 0 | 0 | 0 | 0 | 0 | 0 | 0 | 0 | 0 | 0 | 0 | 0
Industrial Sector Energy Related Emissions before CCS[heavy or residual fuel oil if,refined petroleum and coke 19,CO2] | NoSettings | 214643000000 | 230150000000 | 215919000000 | 220613000000 | 219224000000 | 217529000000 | 213239000000 | 212417000000 | 204373000000 | 200328000000 | 196342000000 | 193498000000 | 188856000000 | 188205000000 | 182650000000 | 179537000000 | 180628000000 | 176138000000 | 174233000000 | 174160000000 | 173987000000 | 171919000000 | 171162000000 | 170768000000 | 170611000000 | 169747000000 | 169374000000 | 168888000000 | 168400000000 | 167911000000 | 167424000000
Industrial Sector Energy Related Emissions before CCS[heavy or residual fuel oil if,refined petroleum and coke 19,VOC] | NoSettings | 2417950 | 2592630 | 2432320 | 2485200 | 2469560 | 2450460 | 2402130 | 2392870 | 2302260 | 2256690 | 2211790 | 2179750 | 2127460 | 2120120 | 2057550 | 2022480 | 2034770 | 1984190 | 1962730 | 1961900 | 1959960 | 1936670 | 1928130 | 1923700 | 1921930 | 1912200 | 1907990 | 1902520 | 1897020 | 1891520 | 1886030
Industrial Sector Energy Related Emissions before CCS[heavy or residual fuel oil if,refined petroleum and coke 19,CO] | NoSettings | 96249400 | 103203000 | 96821300 | 98926400 | 98303600 | 97543300 | 95619500 | 95250900 | 91643900 | 89830200 | 88042900 | 86767500 | 84686100 | 84394000 | 81903200 | 80507000 | 80996500 | 78982800 | 78128800 | 78095800 | 78018300 | 77091200 | 76751600 | 76574900 | 76504700 | 76117400 | 75949900 | 75731900 | 75513100 | 75294000 | 75075700
Industrial Sector Energy Related Emissions before CCS[heavy or residual fuel oil if,refined petroleum and coke 19,NOx] | NoSettings | 366323000 | 392787000 | 368499000 | 376511000 | 374141000 | 371247000 | 363925000 | 362523000 | 348794000 | 341891000 | 335089000 | 330235000 | 322313000 | 321201000 | 311721000 | 306407000 | 308271000 | 300607000 | 297356000 | 297231000 | 296936000 | 293407000 | 292115000 | 291442000 | 291175000 | 289701000 | 289063000 | 288234000 | 287401000 | 286567000 | 285736000
Industrial Sector Energy Related Emissions before CCS[heavy or residual fuel oil if,refined petroleum and coke 19,PM10] | NoSettings | 94451600 | 101275000 | 95012800 | 97078600 | 96467500 | 95721400 | 93833500 | 93471800 | 89932200 | 88152300 | 86398500 | 85146900 | 83104400 | 82817700 | 80373400 | 79003200 | 79483700 | 77507600 | 76669500 | 76637200 | 76561000 | 75651300 | 75318100 | 75144700 | 75075800 | 74695700 | 74531300 | 74317400 | 74102700 | 73887700 | 73673500
Industrial Sector Energy Related Emissions before CCS[heavy or residual fuel oil if,refined petroleum and coke 19,PM25] | NoSettings | 43220200 | 46342500 | 43477000 | 44422300 | 44142600 | 43801200 | 42937300 | 42771800 | 41152100 | 40337700 | 39535100 | 38962400 | 38027800 | 37896600 | 36778100 | 36151200 | 36371000 | 35466800 | 35083300 | 35068400 | 35033600 | 34617300 | 34464800 | 34385500 | 34354000 | 34180000 | 34104800 | 34006900 | 33908700 | 33810300 | 33712300
Industrial Sector Energy Related Emissions before CCS[heavy or residual fuel oil if,refined petroleum and coke 19,SOx] | NoSettings | 1826060000 | 1957980000 | 1836910000 | 1876850000 | 1865030000 | 1850610000 | 1814110000 | 1807120000 | 1738680000 | 1704270000 | 1670370000 | 1646170000 | 1606680000 | 1601140000 | 1553880000 | 1527390000 | 1536680000 | 1498480000 | 1482270000 | 1481650000 | 1480180000 | 1462590000 | 1456150000 | 1452790000 | 1451460000 | 1444110000 | 1440930000 | 1436800000 | 1432650000 | 1428490000 | 1424350000
Industrial Sector Energy Related Emissions before CCS[heavy or residual fuel oil if,refined petroleum and coke 19,BC] | NoSettings | 2740920 | 2938930 | 2757200 | 2817150 | 2799420 | 2777760 | 2722980 | 2712480 | 2609770 | 2558120 | 2507220 | 2470900 | 2411630 | 2403310 | 2332380 | 2292620 | 2306560 | 2249210 | 2224890 | 2223950 | 2221750 | 2195350 | 2185680 | 2180640 | 2178640 | 2167610 | 2162840 | 2156640 | 2150410 | 2144170 | 2137950
Industrial Sector Energy Related Emissions before CCS[heavy or residual fuel oil if,refined petroleum and coke 19,OC] | NoSettings | 1900640 | 2037940 | 1911930 | 1953500 | 1941200 | 1926190 | 1888200 | 1880920 | 1809690 | 1773880 | 1738580 | 1713400 | 1672300 | 1666530 | 1617340 | 1589770 | 1599440 | 1559670 | 1542810 | 1542160 | 1540630 | 1522320 | 1515610 | 1512130 | 1510740 | 1503090 | 1499780 | 1495480 | 1491160 | 1486830 | 1482520
Industrial Sector Energy Related Emissions before CCS[heavy or residual fuel oil if,refined petroleum and coke 19,CH4] | NoSettings | 8574300 | 9193730 | 8625250 | 8812780 | 8757300 | 8689570 | 8518180 | 8485350 | 8164020 | 8002450 | 7843230 | 7729620 | 7544200 | 7518170 | 7296280 | 7171900 | 7215510 | 7036120 | 6960050 | 6957110 | 6950200 | 6867610 | 6837360 | 6821620 | 6815360 | 6780860 | 6765930 | 6746520 | 6727030 | 6707510 | 6688060
Industrial Sector Energy Related Emissions before CCS[heavy or residual fuel oil if,refined petroleum and coke 19,N2O] | NoSettings | 1714860 | 1838750 | 1725050 | 1762560 | 1751460 | 1737910 | 1703640 | 1697070 | 1632800 | 1600490 | 1568650 | 1545920 | 1508840 | 1503630 | 1459260 | 1434380 | 1443100 | 1407220 | 1392010 | 1391420 | 1390040 | 1373520 | 1367470 | 1364320 | 1363070 | 1356170 | 1353190 | 1349300 | 1345410 | 1341500 | 1337610
Industrial Sector Energy Related Emissions before CCS[heavy or residual fuel oil if,refined petroleum and coke 19,F gases] | NoSettings | 0 | 0 | 0 | 0 | 0 | 0 | 0 | 0 | 0 | 0 | 0 | 0 | 0 | 0 | 0 | 0 | 0 | 0 | 0 | 0 | 0 | 0 | 0 | 0 | 0 | 0 | 0 | 0 | 0 | 0 | 0
Industrial Sector Energy Related Emissions before CCS[heavy or residual fuel oil if,chemicals 20,CO2] | NoSettings | 0 | 944266 | 1563220 | 2091750 | 2333140 | 2393800 | 2312560 | 2402930 | 3662080 | 3476760 | 3283850 | 3053980 | 3083340 | 3156850 | 3140400 | 3136070 | 3192590 | 3005600 | 2901950 | 2827430 | 2764030 | 2675270 | 2574320 | 2477480 | 2376190 | 2299160 | 2189830 | 2149200 | 2112720 | 2073470 | 2025560
Industrial Sector Energy Related Emissions before CCS[heavy or residual fuel oil if,chemicals 20,VOC] | NoSettings | 0 | 10.6371 | 17.6096 | 23.5635 | 26.2828 | 26.9661 | 26.051 | 27.069 | 41.2533 | 39.1656 | 36.9925 | 34.403 | 34.7338 | 35.5618 | 35.3766 | 35.3277 | 35.9644 | 33.8581 | 32.6904 | 31.851 | 31.1368 | 30.1368 | 28.9996 | 27.9088 | 26.7677 | 25.8999 | 24.6684 | 24.2107 | 23.7997 | 23.3576 | 22.8179
Industrial Sector Energy Related Emissions before CCS[heavy or residual fuel oil if,chemicals 20,CO] | NoSettings | 0 | 423.423 | 700.972 | 937.972 | 1046.22 | 1073.42 | 1036.99 | 1077.51 | 1642.13 | 1559.03 | 1472.53 | 1369.45 | 1382.62 | 1415.58 | 1408.2 | 1406.26 | 1431.61 | 1347.76 | 1301.28 | 1267.86 | 1239.44 | 1199.63 | 1154.36 | 1110.94 | 1065.52 | 1030.98 | 981.952 | 963.735 | 947.376 | 929.774 | 908.295
Industrial Sector Energy Related Emissions before CCS[heavy or residual fuel oil if,chemicals 20,NOx] | NoSettings | 0 | 1611.54 | 2667.88 | 3569.9 | 3981.87 | 4085.4 | 3946.75 | 4100.98 | 6249.92 | 5933.63 | 5604.41 | 5212.1 | 5262.21 | 5387.66 | 5359.59 | 5352.19 | 5448.66 | 5129.54 | 4952.64 | 4825.46 | 4717.26 | 4565.77 | 4393.47 | 4228.21 | 4055.34 | 3923.87 | 3737.29 | 3667.95 | 3605.69 | 3538.7 | 3456.95
Industrial Sector Energy Related Emissions before CCS[heavy or residual fuel oil if,chemicals 20,PM10] | NoSettings | 0 | 415.515 | 687.879 | 920.453 | 1026.67 | 1053.37 | 1017.62 | 1057.39 | 1611.46 | 1529.91 | 1445.03 | 1343.87 | 1356.79 | 1389.14 | 1381.9 | 1379.99 | 1404.87 | 1322.59 | 1276.97 | 1244.18 | 1216.29 | 1177.22 | 1132.8 | 1090.19 | 1045.62 | 1011.72 | 963.612 | 945.734 | 929.681 | 912.408 | 891.329
Industrial Sector Energy Related Emissions before CCS[heavy or residual fuel oil if,chemicals 20,PM25] | NoSettings | 0 | 190.136 | 314.767 | 421.191 | 469.797 | 482.011 | 465.654 | 483.85 | 737.39 | 700.073 | 661.23 | 614.944 | 620.856 | 635.657 | 632.346 | 631.473 | 642.854 | 605.203 | 584.332 | 569.327 | 556.561 | 538.687 | 518.359 | 498.861 | 478.465 | 462.954 | 440.94 | 432.759 | 425.413 | 417.509 | 407.864
Industrial Sector Energy Related Emissions before CCS[heavy or residual fuel oil if,chemicals 20,SOx] | NoSettings | 0 | 8033.26 | 13299 | 17795.4 | 19849 | 20365 | 19673.9 | 20442.7 | 31154.9 | 29578.2 | 27937.1 | 25981.5 | 26231.3 | 26856.6 | 26716.7 | 26679.8 | 27160.7 | 25569.9 | 24688.1 | 24054.2 | 23514.8 | 22759.6 | 21900.8 | 21077 | 20215.2 | 19559.9 | 18629.8 | 18284.1 | 17973.8 | 17639.8 | 17232.3
Industrial Sector Energy Related Emissions before CCS[heavy or residual fuel oil if,chemicals 20,BC] | NoSettings | 0 | 12.0579 | 19.9618 | 26.7109 | 29.7933 | 30.5679 | 29.5306 | 30.6846 | 46.7635 | 44.3969 | 41.9336 | 38.9982 | 39.3732 | 40.3118 | 40.1018 | 40.0464 | 40.7682 | 38.3805 | 37.0569 | 36.1053 | 35.2957 | 34.1622 | 32.8731 | 31.6366 | 30.3431 | 29.3594 | 27.9633 | 27.4445 | 26.9787 | 26.4774 | 25.8657
Industrial Sector Energy Related Emissions before CCS[heavy or residual fuel oil if,chemicals 20,OC] | NoSettings | 0 | 8.3613 | 13.8421 | 18.5221 | 20.6596 | 21.1968 | 20.4774 | 21.2776 | 32.4272 | 30.7862 | 29.078 | 27.0426 | 27.3026 | 27.9534 | 27.8078 | 27.7694 | 28.2699 | 26.6142 | 25.6964 | 25.0365 | 24.4751 | 23.6891 | 22.7952 | 21.9378 | 21.0408 | 20.3587 | 19.3906 | 19.0309 | 18.7078 | 18.3603 | 17.9361
Industrial Sector Energy Related Emissions before CCS[heavy or residual fuel oil if,chemicals 20,CH4] | NoSettings | 0 | 37.7203 | 62.4455 | 83.5585 | 93.2013 | 95.6244 | 92.3794 | 95.9893 | 146.288 | 138.885 | 131.179 | 121.996 | 123.169 | 126.106 | 125.449 | 125.276 | 127.533 | 120.064 | 115.923 | 112.947 | 110.414 | 106.868 | 102.835 | 98.9673 | 94.9209 | 91.8437 | 87.4765 | 85.8536 | 84.3963 | 82.8282 | 80.9147
Industrial Sector Energy Related Emissions before CCS[heavy or residual fuel oil if,chemicals 20,N2O] | NoSettings | 0 | 7.5441 | 12.4891 | 16.7117 | 18.6403 | 19.1249 | 18.4759 | 19.1979 | 29.2576 | 27.777 | 26.2358 | 24.3993 | 24.6339 | 25.2211 | 25.0898 | 25.0551 | 25.5067 | 24.0128 | 23.1847 | 22.5894 | 22.0828 | 21.3736 | 20.5671 | 19.7935 | 18.9842 | 18.3687 | 17.4953 | 17.1707 | 16.8793 | 16.5656 | 16.1829
Industrial Sector Energy Related Emissions before CCS[heavy or residual fuel oil if,chemicals 20,F gases] | NoSettings | 0 | 0 | 0 | 0 | 0 | 0 | 0 | 0 | 0 | 0 | 0 | 0 | 0 | 0 | 0 | 0 | 0 | 0 | 0 | 0 | 0 | 0 | 0 | 0 | 0 | 0 | 0 | 0 | 0 | 0 | 0
Industrial Sector Energy Related Emissions before CCS[heavy or residual fuel oil if,rubber and plastic products 22,CO2] | NoSettings | 0 | 0 | 0 | 0 | 0 | 0 | 0 | 0 | 0 | 0 | 0 | 0 | 0 | 0 | 0 | 0 | 0 | 0 | 0 | 0 | 0 | 0 | 0 | 0 | 0 | 0 | 0 | 0 | 0 | 0 | 0
Industrial Sector Energy Related Emissions before CCS[heavy or residual fuel oil if,rubber and plastic products 22,VOC] | NoSettings | 0 | 0 | 0 | 0 | 0 | 0 | 0 | 0 | 0 | 0 | 0 | 0 | 0 | 0 | 0 | 0 | 0 | 0 | 0 | 0 | 0 | 0 | 0 | 0 | 0 | 0 | 0 | 0 | 0 | 0 | 0
Industrial Sector Energy Related Emissions before CCS[heavy or residual fuel oil if,rubber and plastic products 22,CO] | NoSettings | 0 | 0 | 0 | 0 | 0 | 0 | 0 | 0 | 0 | 0 | 0 | 0 | 0 | 0 | 0 | 0 | 0 | 0 | 0 | 0 | 0 | 0 | 0 | 0 | 0 | 0 | 0 | 0 | 0 | 0 | 0
Industrial Sector Energy Related Emissions before CCS[heavy or residual fuel oil if,rubber and plastic products 22,NOx] | NoSettings | 0 | 0 | 0 | 0 | 0 | 0 | 0 | 0 | 0 | 0 | 0 | 0 | 0 | 0 | 0 | 0 | 0 | 0 | 0 | 0 | 0 | 0 | 0 | 0 | 0 | 0 | 0 | 0 | 0 | 0 | 0
Industrial Sector Energy Related Emissions before CCS[heavy or residual fuel oil if,rubber and plastic products 22,PM10] | NoSettings | 0 | 0 | 0 | 0 | 0 | 0 | 0 | 0 | 0 | 0 | 0 | 0 | 0 | 0 | 0 | 0 | 0 | 0 | 0 | 0 | 0 | 0 | 0 | 0 | 0 | 0 | 0 | 0 | 0 | 0 | 0
Industrial Sector Energy Related Emissions before CCS[heavy or residual fuel oil if,rubber and plastic products 22,PM25] | NoSettings | 0 | 0 | 0 | 0 | 0 | 0 | 0 | 0 | 0 | 0 | 0 | 0 | 0 | 0 | 0 | 0 | 0 | 0 | 0 | 0 | 0 | 0 | 0 | 0 | 0 | 0 | 0 | 0 | 0 | 0 | 0
Industrial Sector Energy Related Emissions before CCS[heavy or residual fuel oil if,rubber and plastic products 22,SOx] | NoSettings | 0 | 0 | 0 | 0 | 0 | 0 | 0 | 0 | 0 | 0 | 0 | 0 | 0 | 0 | 0 | 0 | 0 | 0 | 0 | 0 | 0 | 0 | 0 | 0 | 0 | 0 | 0 | 0 | 0 | 0 | 0
Industrial Sector Energy Related Emissions before CCS[heavy or residual fuel oil if,rubber and plastic products 22,BC] | NoSettings | 0 | 0 | 0 | 0 | 0 | 0 | 0 | 0 | 0 | 0 | 0 | 0 | 0 | 0 | 0 | 0 | 0 | 0 | 0 | 0 | 0 | 0 | 0 | 0 | 0 | 0 | 0 | 0 | 0 | 0 | 0
Industrial Sector Energy Related Emissions before CCS[heavy or residual fuel oil if,rubber and plastic products 22,OC] | NoSettings | 0 | 0 | 0 | 0 | 0 | 0 | 0 | 0 | 0 | 0 | 0 | 0 | 0 | 0 | 0 | 0 | 0 | 0 | 0 | 0 | 0 | 0 | 0 | 0 | 0 | 0 | 0 | 0 | 0 | 0 | 0
Industrial Sector Energy Related Emissions before CCS[heavy or residual fuel oil if,rubber and plastic products 22,CH4] | NoSettings | 0 | 0 | 0 | 0 | 0 | 0 | 0 | 0 | 0 | 0 | 0 | 0 | 0 | 0 | 0 | 0 | 0 | 0 | 0 | 0 | 0 | 0 | 0 | 0 | 0 | 0 | 0 | 0 | 0 | 0 | 0
Industrial Sector Energy Related Emissions before CCS[heavy or residual fuel oil if,rubber and plastic products 22,N2O] | NoSettings | 0 | 0 | 0 | 0 | 0 | 0 | 0 | 0 | 0 | 0 | 0 | 0 | 0 | 0 | 0 | 0 | 0 | 0 | 0 | 0 | 0 | 0 | 0 | 0 | 0 | 0 | 0 | 0 | 0 | 0 | 0
Industrial Sector Energy Related Emissions before CCS[heavy or residual fuel oil if,rubber and plastic products 22,F gases] | NoSettings | 0 | 0 | 0 | 0 | 0 | 0 | 0 | 0 | 0 | 0 | 0 | 0 | 0 | 0 | 0 | 0 | 0 | 0 | 0 | 0 | 0 | 0 | 0 | 0 | 0 | 0 | 0 | 0 | 0 | 0 | 0
Industrial Sector Energy Related Emissions before CCS[heavy or residual fuel oil if,glass and glass products 231,CO2] | NoSettings | 0 | 0 | 0 | 0 | 0 | 0 | 0 | 0 | 0 | 0 | 0 | 0 | 0 | 0 | 0 | 0 | 0 | 0 | 0 | 0 | 0 | 0 | 0 | 0 | 0 | 0 | 0 | 0 | 0 | 0 | 0
Industrial Sector Energy Related Emissions before CCS[heavy or residual fuel oil if,glass and glass products 231,VOC] | NoSettings | 0 | 0 | 0 | 0 | 0 | 0 | 0 | 0 | 0 | 0 | 0 | 0 | 0 | 0 | 0 | 0 | 0 | 0 | 0 | 0 | 0 | 0 | 0 | 0 | 0 | 0 | 0 | 0 | 0 | 0 | 0
Industrial Sector Energy Related Emissions before CCS[heavy or residual fuel oil if,glass and glass products 231,CO] | NoSettings | 0 | 0 | 0 | 0 | 0 | 0 | 0 | 0 | 0 | 0 | 0 | 0 | 0 | 0 | 0 | 0 | 0 | 0 | 0 | 0 | 0 | 0 | 0 | 0 | 0 | 0 | 0 | 0 | 0 | 0 | 0
Industrial Sector Energy Related Emissions before CCS[heavy or residual fuel oil if,glass and glass products 231,NOx] | NoSettings | 0 | 0 | 0 | 0 | 0 | 0 | 0 | 0 | 0 | 0 | 0 | 0 | 0 | 0 | 0 | 0 | 0 | 0 | 0 | 0 | 0 | 0 | 0 | 0 | 0 | 0 | 0 | 0 | 0 | 0 | 0
Industrial Sector Energy Related Emissions before CCS[heavy or residual fuel oil if,glass and glass products 231,PM10] | NoSettings | 0 | 0 | 0 | 0 | 0 | 0 | 0 | 0 | 0 | 0 | 0 | 0 | 0 | 0 | 0 | 0 | 0 | 0 | 0 | 0 | 0 | 0 | 0 | 0 | 0 | 0 | 0 | 0 | 0 | 0 | 0
Industrial Sector Energy Related Emissions before CCS[heavy or residual fuel oil if,glass and glass products 231,PM25] | NoSettings | 0 | 0 | 0 | 0 | 0 | 0 | 0 | 0 | 0 | 0 | 0 | 0 | 0 | 0 | 0 | 0 | 0 | 0 | 0 | 0 | 0 | 0 | 0 | 0 | 0 | 0 | 0 | 0 | 0 | 0 | 0
Industrial Sector Energy Related Emissions before CCS[heavy or residual fuel oil if,glass and glass products 231,SOx] | NoSettings | 0 | 0 | 0 | 0 | 0 | 0 | 0 | 0 | 0 | 0 | 0 | 0 | 0 | 0 | 0 | 0 | 0 | 0 | 0 | 0 | 0 | 0 | 0 | 0 | 0 | 0 | 0 | 0 | 0 | 0 | 0
Industrial Sector Energy Related Emissions before CCS[heavy or residual fuel oil if,glass and glass products 231,BC] | NoSettings | 0 | 0 | 0 | 0 | 0 | 0 | 0 | 0 | 0 | 0 | 0 | 0 | 0 | 0 | 0 | 0 | 0 | 0 | 0 | 0 | 0 | 0 | 0 | 0 | 0 | 0 | 0 | 0 | 0 | 0 | 0
Industrial Sector Energy Related Emissions before CCS[heavy or residual fuel oil if,glass and glass products 231,OC] | NoSettings | 0 | 0 | 0 | 0 | 0 | 0 | 0 | 0 | 0 | 0 | 0 | 0 | 0 | 0 | 0 | 0 | 0 | 0 | 0 | 0 | 0 | 0 | 0 | 0 | 0 | 0 | 0 | 0 | 0 | 0 | 0
Industrial Sector Energy Related Emissions before CCS[heavy or residual fuel oil if,glass and glass products 231,CH4] | NoSettings | 0 | 0 | 0 | 0 | 0 | 0 | 0 | 0 | 0 | 0 | 0 | 0 | 0 | 0 | 0 | 0 | 0 | 0 | 0 | 0 | 0 | 0 | 0 | 0 | 0 | 0 | 0 | 0 | 0 | 0 | 0
Industrial Sector Energy Related Emissions before CCS[heavy or residual fuel oil if,glass and glass products 231,N2O] | NoSettings | 0 | 0 | 0 | 0 | 0 | 0 | 0 | 0 | 0 | 0 | 0 | 0 | 0 | 0 | 0 | 0 | 0 | 0 | 0 | 0 | 0 | 0 | 0 | 0 | 0 | 0 | 0 | 0 | 0 | 0 | 0
Industrial Sector Energy Related Emissions before CCS[heavy or residual fuel oil if,glass and glass products 231,F gases] | NoSettings | 0 | 0 | 0 | 0 | 0 | 0 | 0 | 0 | 0 | 0 | 0 | 0 | 0 | 0 | 0 | 0 | 0 | 0 | 0 | 0 | 0 | 0 | 0 | 0 | 0 | 0 | 0 | 0 | 0 | 0 | 0
Industrial Sector Energy Related Emissions before CCS[heavy or residual fuel oil if,cement and other nonmetallic minerals 239,CO2] | NoSettings | 0 | 0 | 4747550 | 9708300 | 13663800 | 16971500 | 19528700 | 22692300 | 30872800 | 62620600 | 91248800 | 117181000 | 142743000 | 169212000 | 189872000 | 211564000 | 236031000 | 226848000 | 221138000 | 217706000 | 214706000 | 209572000 | 205520000 | 201506000 | 197512000 | 195393000 | 191495000 | 188997000 | 186492000 | 184032000 | 181612000
Industrial Sector Energy Related Emissions before CCS[heavy or residual fuel oil if,cement and other nonmetallic minerals 239,VOC] | NoSettings | 0 | 0 | 53.481 | 109.364 | 153.922 | 191.184 | 219.99 | 255.628 | 347.782 | 705.42 | 1027.92 | 1320.04 | 1608 | 1906.17 | 2138.9 | 2383.26 | 2658.89 | 2555.44 | 2491.11 | 2452.45 | 2418.65 | 2360.82 | 2315.18 | 2269.96 | 2224.97 | 2201.1 | 2157.19 | 2129.05 | 2100.83 | 2073.11 | 2045.86
Industrial Sector Energy Related Emissions before CCS[heavy or residual fuel oil if,cement and other nonmetallic minerals 239,CO] | NoSettings | 0 | 0 | 2128.87 | 4353.35 | 6127.05 | 7610.29 | 8756.97 | 10175.6 | 13843.9 | 28080.1 | 40917.4 | 52545.7 | 64008.4 | 75877.3 | 85141.5 | 94868.4 | 105840 | 101722 | 99161.5 | 97622.7 | 96277.3 | 93975.3 | 92158.2 | 90358.4 | 88567.4 | 87617.2 | 85869.4 | 84749.1 | 83625.9 | 82522.6 | 81437.7
Industrial Sector Energy Related Emissions before CCS[heavy or residual fuel oil if,cement and other nonmetallic minerals 239,NOx] | NoSettings | 0 | 0 | 8102.44 | 16568.8 | 23319.4 | 28964.6 | 33328.8 | 38728 | 52689.4 | 106872 | 155731 | 199987 | 243614 | 288787 | 324046 | 361067 | 402825 | 387152 | 377406 | 371550 | 366429 | 357668 | 350752 | 343902 | 337085 | 333469 | 326817 | 322553 | 318278 | 314079 | 309950
Industrial Sector Energy Related Emissions before CCS[heavy or residual fuel oil if,cement and other nonmetallic minerals 239,PM10] | NoSettings | 0 | 0 | 2089.11 | 4272.04 | 6012.61 | 7468.15 | 8593.41 | 9985.51 | 13585.3 | 27555.6 | 40153.1 | 51564.2 | 62812.8 | 74460 | 83551.2 | 93096.5 | 103863 | 99822.1 | 97309.4 | 95799.3 | 94479.1 | 92220.1 | 90436.9 | 88670.7 | 86913.1 | 85980.7 | 84265.5 | 83166.2 | 82064 | 80981.3 | 79916.6
Industrial Sector Energy Related Emissions before CCS[heavy or residual fuel oil if,cement and other nonmetallic minerals 239,PM25] | NoSettings | 0 | 0 | 955.958 | 1954.85 | 2751.32 | 3417.36 | 3932.26 | 4569.28 | 6216.5 | 12609.2 | 18373.7 | 23595.3 | 28742.6 | 34072.2 | 38232.3 | 42600.1 | 47526.9 | 45677.7 | 44527.9 | 43836.9 | 43232.7 | 42199 | 41383.1 | 40574.9 | 39770.6 | 39344 | 38559.1 | 38056.1 | 37551.7 | 37056.3 | 36569.1
Industrial Sector Energy Related Emissions before CCS[heavy or residual fuel oil if,cement and other nonmetallic minerals 239,SOx] | NoSettings | 0 | 0 | 40389.4 | 82592.6 | 116244 | 144384 | 166139 | 193053 | 262648 | 532740 | 776292 | 996905 | 1214380 | 1439560 | 1615320 | 1799860 | 2008020 | 1929890 | 1881310 | 1852120 | 1826590 | 1782920 | 1748440 | 1714300 | 1680320 | 1662290 | 1629130 | 1607870 | 1586570 | 1565630 | 1545050
Industrial Sector Energy Related Emissions before CCS[heavy or residual fuel oil if,cement and other nonmetallic minerals 239,BC] | NoSettings | 0 | 0 | 60.6245 | 123.972 | 174.482 | 216.72 | 249.374 | 289.772 | 394.235 | 799.643 | 1165.21 | 1496.36 | 1822.78 | 2160.78 | 2424.6 | 2701.59 | 3014.04 | 2896.77 | 2823.85 | 2780.03 | 2741.71 | 2676.16 | 2624.41 | 2573.16 | 2522.16 | 2495.1 | 2445.32 | 2413.42 | 2381.44 | 2350.02 | 2319.12
Industrial Sector Energy Related Emissions before CCS[heavy or residual fuel oil if,cement and other nonmetallic minerals 239,OC] | NoSettings | 0 | 0 | 42.0389 | 85.9657 | 120.991 | 150.28 | 172.924 | 200.937 | 273.375 | 554.497 | 807.996 | 1037.62 | 1263.97 | 1498.35 | 1681.29 | 1873.37 | 2090.03 | 2008.71 | 1958.14 | 1927.76 | 1901.19 | 1855.73 | 1819.85 | 1784.31 | 1748.94 | 1730.18 | 1695.66 | 1673.54 | 1651.36 | 1629.57 | 1608.15
Industrial Sector Energy Related Emissions before CCS[heavy or residual fuel oil if,cement and other nonmetallic minerals 239,CH4] | NoSettings | 0 | 0 | 189.649 | 387.815 | 545.824 | 677.957 | 780.108 | 906.483 | 1233.27 | 2501.49 | 3645.09 | 4680.99 | 5702.14 | 6759.47 | 7584.76 | 8451.28 | 9428.69 | 9061.83 | 8833.73 | 8696.64 | 8576.79 | 8371.72 | 8209.84 | 8049.51 | 7889.96 | 7805.31 | 7649.6 | 7549.81 | 7449.75 | 7351.47 | 7254.81
Industrial Sector Energy Related Emissions before CCS[heavy or residual fuel oil if,cement and other nonmetallic minerals 239,N2O] | NoSettings | 0 | 0 | 37.9298 | 77.563 | 109.165 | 135.591 | 156.022 | 181.297 | 246.654 | 500.298 | 729.019 | 936.198 | 1140.43 | 1351.89 | 1516.95 | 1690.26 | 1885.74 | 1812.37 | 1766.75 | 1739.33 | 1715.36 | 1674.34 | 1641.97 | 1609.9 | 1577.99 | 1561.06 | 1529.92 | 1509.96 | 1489.95 | 1470.29 | 1450.96
Industrial Sector Energy Related Emissions before CCS[heavy or residual fuel oil if,cement and other nonmetallic minerals 239,F gases] | NoSettings | 0 | 0 | 0 | 0 | 0 | 0 | 0 | 0 | 0 | 0 | 0 | 0 | 0 | 0 | 0 | 0 | 0 | 0 | 0 | 0 | 0 | 0 | 0 | 0 | 0 | 0 | 0 | 0 | 0 | 0 | 0
Industrial Sector Energy Related Emissions before CCS[heavy or residual fuel oil if,iron and steel 241,CO2] | NoSettings | 0 | 0 | 0 | 0 | 0 | 0 | 0 | 0 | 0 | 0 | 0 | 0 | 0 | 0 | 0 | 0 | 0 | 0 | 0 | 0 | 0 | 0 | 0 | 0 | 0 | 0 | 0 | 0 | 0 | 0 | 0
Industrial Sector Energy Related Emissions before CCS[heavy or residual fuel oil if,iron and steel 241,VOC] | NoSettings | 0 | 0 | 0 | 0 | 0 | 0 | 0 | 0 | 0 | 0 | 0 | 0 | 0 | 0 | 0 | 0 | 0 | 0 | 0 | 0 | 0 | 0 | 0 | 0 | 0 | 0 | 0 | 0 | 0 | 0 | 0
Industrial Sector Energy Related Emissions before CCS[heavy or residual fuel oil if,iron and steel 241,CO] | NoSettings | 0 | 0 | 0 | 0 | 0 | 0 | 0 | 0 | 0 | 0 | 0 | 0 | 0 | 0 | 0 | 0 | 0 | 0 | 0 | 0 | 0 | 0 | 0 | 0 | 0 | 0 | 0 | 0 | 0 | 0 | 0
Industrial Sector Energy Related Emissions before CCS[heavy or residual fuel oil if,iron and steel 241,NOx] | NoSettings | 0 | 0 | 0 | 0 | 0 | 0 | 0 | 0 | 0 | 0 | 0 | 0 | 0 | 0 | 0 | 0 | 0 | 0 | 0 | 0 | 0 | 0 | 0 | 0 | 0 | 0 | 0 | 0 | 0 | 0 | 0
Industrial Sector Energy Related Emissions before CCS[heavy or residual fuel oil if,iron and steel 241,PM10] | NoSettings | 0 | 0 | 0 | 0 | 0 | 0 | 0 | 0 | 0 | 0 | 0 | 0 | 0 | 0 | 0 | 0 | 0 | 0 | 0 | 0 | 0 | 0 | 0 | 0 | 0 | 0 | 0 | 0 | 0 | 0 | 0
Industrial Sector Energy Related Emissions before CCS[heavy or residual fuel oil if,iron and steel 241,PM25] | NoSettings | 0 | 0 | 0 | 0 | 0 | 0 | 0 | 0 | 0 | 0 | 0 | 0 | 0 | 0 | 0 | 0 | 0 | 0 | 0 | 0 | 0 | 0 | 0 | 0 | 0 | 0 | 0 | 0 | 0 | 0 | 0
Industrial Sector Energy Related Emissions before CCS[heavy or residual fuel oil if,iron and steel 241,SOx] | NoSettings | 0 | 0 | 0 | 0 | 0 | 0 | 0 | 0 | 0 | 0 | 0 | 0 | 0 | 0 | 0 | 0 | 0 | 0 | 0 | 0 | 0 | 0 | 0 | 0 | 0 | 0 | 0 | 0 | 0 | 0 | 0
Industrial Sector Energy Related Emissions before CCS[heavy or residual fuel oil if,iron and steel 241,BC] | NoSettings | 0 | 0 | 0 | 0 | 0 | 0 | 0 | 0 | 0 | 0 | 0 | 0 | 0 | 0 | 0 | 0 | 0 | 0 | 0 | 0 | 0 | 0 | 0 | 0 | 0 | 0 | 0 | 0 | 0 | 0 | 0
Industrial Sector Energy Related Emissions before CCS[heavy or residual fuel oil if,iron and steel 241,OC] | NoSettings | 0 | 0 | 0 | 0 | 0 | 0 | 0 | 0 | 0 | 0 | 0 | 0 | 0 | 0 | 0 | 0 | 0 | 0 | 0 | 0 | 0 | 0 | 0 | 0 | 0 | 0 | 0 | 0 | 0 | 0 | 0
Industrial Sector Energy Related Emissions before CCS[heavy or residual fuel oil if,iron and steel 241,CH4] | NoSettings | 0 | 0 | 0 | 0 | 0 | 0 | 0 | 0 | 0 | 0 | 0 | 0 | 0 | 0 | 0 | 0 | 0 | 0 | 0 | 0 | 0 | 0 | 0 | 0 | 0 | 0 | 0 | 0 | 0 | 0 | 0
Industrial Sector Energy Related Emissions before CCS[heavy or residual fuel oil if,iron and steel 241,N2O] | NoSettings | 0 | 0 | 0 | 0 | 0 | 0 | 0 | 0 | 0 | 0 | 0 | 0 | 0 | 0 | 0 | 0 | 0 | 0 | 0 | 0 | 0 | 0 | 0 | 0 | 0 | 0 | 0 | 0 | 0 | 0 | 0
Industrial Sector Energy Related Emissions before CCS[heavy or residual fuel oil if,iron and steel 241,F gases] | NoSettings | 0 | 0 | 0 | 0 | 0 | 0 | 0 | 0 | 0 | 0 | 0 | 0 | 0 | 0 | 0 | 0 | 0 | 0 | 0 | 0 | 0 | 0 | 0 | 0 | 0 | 0 | 0 | 0 | 0 | 0 | 0
Industrial Sector Energy Related Emissions before CCS[heavy or residual fuel oil if,other metals 242,CO2] | NoSettings | 0 | 0 | 0 | 0 | 0 | 0 | 0 | 0 | 0 | 0 | 0 | 0 | 0 | 0 | 0 | 0 | 0 | 0 | 0 | 0 | 0 | 0 | 0 | 0 | 0 | 0 | 0 | 0 | 0 | 0 | 0
Industrial Sector Energy Related Emissions before CCS[heavy or residual fuel oil if,other metals 242,VOC] | NoSettings | 0 | 0 | 0 | 0 | 0 | 0 | 0 | 0 | 0 | 0 | 0 | 0 | 0 | 0 | 0 | 0 | 0 | 0 | 0 | 0 | 0 | 0 | 0 | 0 | 0 | 0 | 0 | 0 | 0 | 0 | 0
Industrial Sector Energy Related Emissions before CCS[heavy or residual fuel oil if,other metals 242,CO] | NoSettings | 0 | 0 | 0 | 0 | 0 | 0 | 0 | 0 | 0 | 0 | 0 | 0 | 0 | 0 | 0 | 0 | 0 | 0 | 0 | 0 | 0 | 0 | 0 | 0 | 0 | 0 | 0 | 0 | 0 | 0 | 0
Industrial Sector Energy Related Emissions before CCS[heavy or residual fuel oil if,other metals 242,NOx] | NoSettings | 0 | 0 | 0 | 0 | 0 | 0 | 0 | 0 | 0 | 0 | 0 | 0 | 0 | 0 | 0 | 0 | 0 | 0 | 0 | 0 | 0 | 0 | 0 | 0 | 0 | 0 | 0 | 0 | 0 | 0 | 0
Industrial Sector Energy Related Emissions before CCS[heavy or residual fuel oil if,other metals 242,PM10] | NoSettings | 0 | 0 | 0 | 0 | 0 | 0 | 0 | 0 | 0 | 0 | 0 | 0 | 0 | 0 | 0 | 0 | 0 | 0 | 0 | 0 | 0 | 0 | 0 | 0 | 0 | 0 | 0 | 0 | 0 | 0 | 0
Industrial Sector Energy Related Emissions before CCS[heavy or residual fuel oil if,other metals 242,PM25] | NoSettings | 0 | 0 | 0 | 0 | 0 | 0 | 0 | 0 | 0 | 0 | 0 | 0 | 0 | 0 | 0 | 0 | 0 | 0 | 0 | 0 | 0 | 0 | 0 | 0 | 0 | 0 | 0 | 0 | 0 | 0 | 0
Industrial Sector Energy Related Emissions before CCS[heavy or residual fuel oil if,other metals 242,SOx] | NoSettings | 0 | 0 | 0 | 0 | 0 | 0 | 0 | 0 | 0 | 0 | 0 | 0 | 0 | 0 | 0 | 0 | 0 | 0 | 0 | 0 | 0 | 0 | 0 | 0 | 0 | 0 | 0 | 0 | 0 | 0 | 0
Industrial Sector Energy Related Emissions before CCS[heavy or residual fuel oil if,other metals 242,BC] | NoSettings | 0 | 0 | 0 | 0 | 0 | 0 | 0 | 0 | 0 | 0 | 0 | 0 | 0 | 0 | 0 | 0 | 0 | 0 | 0 | 0 | 0 | 0 | 0 | 0 | 0 | 0 | 0 | 0 | 0 | 0 | 0
Industrial Sector Energy Related Emissions before CCS[heavy or residual fuel oil if,other metals 242,OC] | NoSettings | 0 | 0 | 0 | 0 | 0 | 0 | 0 | 0 | 0 | 0 | 0 | 0 | 0 | 0 | 0 | 0 | 0 | 0 | 0 | 0 | 0 | 0 | 0 | 0 | 0 | 0 | 0 | 0 | 0 | 0 | 0
Industrial Sector Energy Related Emissions before CCS[heavy or residual fuel oil if,other metals 242,CH4] | NoSettings | 0 | 0 | 0 | 0 | 0 | 0 | 0 | 0 | 0 | 0 | 0 | 0 | 0 | 0 | 0 | 0 | 0 | 0 | 0 | 0 | 0 | 0 | 0 | 0 | 0 | 0 | 0 | 0 | 0 | 0 | 0
Industrial Sector Energy Related Emissions before CCS[heavy or residual fuel oil if,other metals 242,N2O] | NoSettings | 0 | 0 | 0 | 0 | 0 | 0 | 0 | 0 | 0 | 0 | 0 | 0 | 0 | 0 | 0 | 0 | 0 | 0 | 0 | 0 | 0 | 0 | 0 | 0 | 0 | 0 | 0 | 0 | 0 | 0 | 0
Industrial Sector Energy Related Emissions before CCS[heavy or residual fuel oil if,other metals 242,F gases] | NoSettings | 0 | 0 | 0 | 0 | 0 | 0 | 0 | 0 | 0 | 0 | 0 | 0 | 0 | 0 | 0 | 0 | 0 | 0 | 0 | 0 | 0 | 0 | 0 | 0 | 0 | 0 | 0 | 0 | 0 | 0 | 0
Industrial Sector Energy Related Emissions before CCS[heavy or residual fuel oil if,metal products except machinery and vehicles 25,CO2] | NoSettings | 0 | 0 | 0 | 0 | 0 | 0 | 0 | 0 | 0 | 0 | 0 | 0 | 0 | 0 | 0 | 0 | 0 | 0 | 0 | 0 | 0 | 0 | 0 | 0 | 0 | 0 | 0 | 0 | 0 | 0 | 0
Industrial Sector Energy Related Emissions before CCS[heavy or residual fuel oil if,metal products except machinery and vehicles 25,VOC] | NoSettings | 0 | 0 | 0 | 0 | 0 | 0 | 0 | 0 | 0 | 0 | 0 | 0 | 0 | 0 | 0 | 0 | 0 | 0 | 0 | 0 | 0 | 0 | 0 | 0 | 0 | 0 | 0 | 0 | 0 | 0 | 0
Industrial Sector Energy Related Emissions before CCS[heavy or residual fuel oil if,metal products except machinery and vehicles 25,CO] | NoSettings | 0 | 0 | 0 | 0 | 0 | 0 | 0 | 0 | 0 | 0 | 0 | 0 | 0 | 0 | 0 | 0 | 0 | 0 | 0 | 0 | 0 | 0 | 0 | 0 | 0 | 0 | 0 | 0 | 0 | 0 | 0
Industrial Sector Energy Related Emissions before CCS[heavy or residual fuel oil if,metal products except machinery and vehicles 25,NOx] | NoSettings | 0 | 0 | 0 | 0 | 0 | 0 | 0 | 0 | 0 | 0 | 0 | 0 | 0 | 0 | 0 | 0 | 0 | 0 | 0 | 0 | 0 | 0 | 0 | 0 | 0 | 0 | 0 | 0 | 0 | 0 | 0
Industrial Sector Energy Related Emissions before CCS[heavy or residual fuel oil if,metal products except machinery and vehicles 25,PM10] | NoSettings | 0 | 0 | 0 | 0 | 0 | 0 | 0 | 0 | 0 | 0 | 0 | 0 | 0 | 0 | 0 | 0 | 0 | 0 | 0 | 0 | 0 | 0 | 0 | 0 | 0 | 0 | 0 | 0 | 0 | 0 | 0
Industrial Sector Energy Related Emissions before CCS[heavy or residual fuel oil if,metal products except machinery and vehicles 25,PM25] | NoSettings | 0 | 0 | 0 | 0 | 0 | 0 | 0 | 0 | 0 | 0 | 0 | 0 | 0 | 0 | 0 | 0 | 0 | 0 | 0 | 0 | 0 | 0 | 0 | 0 | 0 | 0 | 0 | 0 | 0 | 0 | 0
Industrial Sector Energy Related Emissions before CCS[heavy or residual fuel oil if,metal products except machinery and vehicles 25,SOx] | NoSettings | 0 | 0 | 0 | 0 | 0 | 0 | 0 | 0 | 0 | 0 | 0 | 0 | 0 | 0 | 0 | 0 | 0 | 0 | 0 | 0 | 0 | 0 | 0 | 0 | 0 | 0 | 0 | 0 | 0 | 0 | 0
Industrial Sector Energy Related Emissions before CCS[heavy or residual fuel oil if,metal products except machinery and vehicles 25,BC] | NoSettings | 0 | 0 | 0 | 0 | 0 | 0 | 0 | 0 | 0 | 0 | 0 | 0 | 0 | 0 | 0 | 0 | 0 | 0 | 0 | 0 | 0 | 0 | 0 | 0 | 0 | 0 | 0 | 0 | 0 | 0 | 0
Industrial Sector Energy Related Emissions before CCS[heavy or residual fuel oil if,metal products except machinery and vehicles 25,OC] | NoSettings | 0 | 0 | 0 | 0 | 0 | 0 | 0 | 0 | 0 | 0 | 0 | 0 | 0 | 0 | 0 | 0 | 0 | 0 | 0 | 0 | 0 | 0 | 0 | 0 | 0 | 0 | 0 | 0 | 0 | 0 | 0
Industrial Sector Energy Related Emissions before CCS[heavy or residual fuel oil if,metal products except machinery and vehicles 25,CH4] | NoSettings | 0 | 0 | 0 | 0 | 0 | 0 | 0 | 0 | 0 | 0 | 0 | 0 | 0 | 0 | 0 | 0 | 0 | 0 | 0 | 0 | 0 | 0 | 0 | 0 | 0 | 0 | 0 | 0 | 0 | 0 | 0
Industrial Sector Energy Related Emissions before CCS[heavy or residual fuel oil if,metal products except machinery and vehicles 25,N2O] | NoSettings | 0 | 0 | 0 | 0 | 0 | 0 | 0 | 0 | 0 | 0 | 0 | 0 | 0 | 0 | 0 | 0 | 0 | 0 | 0 | 0 | 0 | 0 | 0 | 0 | 0 | 0 | 0 | 0 | 0 | 0 | 0
Industrial Sector Energy Related Emissions before CCS[heavy or residual fuel oil if,metal products except machinery and vehicles 25,F gases] | NoSettings | 0 | 0 | 0 | 0 | 0 | 0 | 0 | 0 | 0 | 0 | 0 | 0 | 0 | 0 | 0 | 0 | 0 | 0 | 0 | 0 | 0 | 0 | 0 | 0 | 0 | 0 | 0 | 0 | 0 | 0 | 0
Industrial Sector Energy Related Emissions before CCS[heavy or residual fuel oil if,computers and electronics 26,CO2] | NoSettings | 0 | 0 | 0 | 0 | 0 | 0 | 0 | 0 | 0 | 0 | 0 | 0 | 0 | 0 | 0 | 0 | 0 | 0 | 0 | 0 | 0 | 0 | 0 | 0 | 0 | 0 | 0 | 0 | 0 | 0 | 0
Industrial Sector Energy Related Emissions before CCS[heavy or residual fuel oil if,computers and electronics 26,VOC] | NoSettings | 0 | 0 | 0 | 0 | 0 | 0 | 0 | 0 | 0 | 0 | 0 | 0 | 0 | 0 | 0 | 0 | 0 | 0 | 0 | 0 | 0 | 0 | 0 | 0 | 0 | 0 | 0 | 0 | 0 | 0 | 0
Industrial Sector Energy Related Emissions before CCS[heavy or residual fuel oil if,computers and electronics 26,CO] | NoSettings | 0 | 0 | 0 | 0 | 0 | 0 | 0 | 0 | 0 | 0 | 0 | 0 | 0 | 0 | 0 | 0 | 0 | 0 | 0 | 0 | 0 | 0 | 0 | 0 | 0 | 0 | 0 | 0 | 0 | 0 | 0
Industrial Sector Energy Related Emissions before CCS[heavy or residual fuel oil if,computers and electronics 26,NOx] | NoSettings | 0 | 0 | 0 | 0 | 0 | 0 | 0 | 0 | 0 | 0 | 0 | 0 | 0 | 0 | 0 | 0 | 0 | 0 | 0 | 0 | 0 | 0 | 0 | 0 | 0 | 0 | 0 | 0 | 0 | 0 | 0
Industrial Sector Energy Related Emissions before CCS[heavy or residual fuel oil if,computers and electronics 26,PM10] | NoSettings | 0 | 0 | 0 | 0 | 0 | 0 | 0 | 0 | 0 | 0 | 0 | 0 | 0 | 0 | 0 | 0 | 0 | 0 | 0 | 0 | 0 | 0 | 0 | 0 | 0 | 0 | 0 | 0 | 0 | 0 | 0
Industrial Sector Energy Related Emissions before CCS[heavy or residual fuel oil if,computers and electronics 26,PM25] | NoSettings | 0 | 0 | 0 | 0 | 0 | 0 | 0 | 0 | 0 | 0 | 0 | 0 | 0 | 0 | 0 | 0 | 0 | 0 | 0 | 0 | 0 | 0 | 0 | 0 | 0 | 0 | 0 | 0 | 0 | 0 | 0
Industrial Sector Energy Related Emissions before CCS[heavy or residual fuel oil if,computers and electronics 26,SOx] | NoSettings | 0 | 0 | 0 | 0 | 0 | 0 | 0 | 0 | 0 | 0 | 0 | 0 | 0 | 0 | 0 | 0 | 0 | 0 | 0 | 0 | 0 | 0 | 0 | 0 | 0 | 0 | 0 | 0 | 0 | 0 | 0
Industrial Sector Energy Related Emissions before CCS[heavy or residual fuel oil if,computers and electronics 26,BC] | NoSettings | 0 | 0 | 0 | 0 | 0 | 0 | 0 | 0 | 0 | 0 | 0 | 0 | 0 | 0 | 0 | 0 | 0 | 0 | 0 | 0 | 0 | 0 | 0 | 0 | 0 | 0 | 0 | 0 | 0 | 0 | 0
Industrial Sector Energy Related Emissions before CCS[heavy or residual fuel oil if,computers and electronics 26,OC] | NoSettings | 0 | 0 | 0 | 0 | 0 | 0 | 0 | 0 | 0 | 0 | 0 | 0 | 0 | 0 | 0 | 0 | 0 | 0 | 0 | 0 | 0 | 0 | 0 | 0 | 0 | 0 | 0 | 0 | 0 | 0 | 0
Industrial Sector Energy Related Emissions before CCS[heavy or residual fuel oil if,computers and electronics 26,CH4] | NoSettings | 0 | 0 | 0 | 0 | 0 | 0 | 0 | 0 | 0 | 0 | 0 | 0 | 0 | 0 | 0 | 0 | 0 | 0 | 0 | 0 | 0 | 0 | 0 | 0 | 0 | 0 | 0 | 0 | 0 | 0 | 0
Industrial Sector Energy Related Emissions before CCS[heavy or residual fuel oil if,computers and electronics 26,N2O] | NoSettings | 0 | 0 | 0 | 0 | 0 | 0 | 0 | 0 | 0 | 0 | 0 | 0 | 0 | 0 | 0 | 0 | 0 | 0 | 0 | 0 | 0 | 0 | 0 | 0 | 0 | 0 | 0 | 0 | 0 | 0 | 0
Industrial Sector Energy Related Emissions before CCS[heavy or residual fuel oil if,computers and electronics 26,F gases] | NoSettings | 0 | 0 | 0 | 0 | 0 | 0 | 0 | 0 | 0 | 0 | 0 | 0 | 0 | 0 | 0 | 0 | 0 | 0 | 0 | 0 | 0 | 0 | 0 | 0 | 0 | 0 | 0 | 0 | 0 | 0 | 0
Industrial Sector Energy Related Emissions before CCS[heavy or residual fuel oil if,appliances and electrical equipment 27,CO2] | NoSettings | 0 | 0 | 0 | 0 | 0 | 0 | 0 | 0 | 0 | 0 | 0 | 0 | 0 | 0 | 0 | 0 | 0 | 0 | 0 | 0 | 0 | 0 | 0 | 0 | 0 | 0 | 0 | 0 | 0 | 0 | 0
Industrial Sector Energy Related Emissions before CCS[heavy or residual fuel oil if,appliances and electrical equipment 27,VOC] | NoSettings | 0 | 0 | 0 | 0 | 0 | 0 | 0 | 0 | 0 | 0 | 0 | 0 | 0 | 0 | 0 | 0 | 0 | 0 | 0 | 0 | 0 | 0 | 0 | 0 | 0 | 0 | 0 | 0 | 0 | 0 | 0
Industrial Sector Energy Related Emissions before CCS[heavy or residual fuel oil if,appliances and electrical equipment 27,CO] | NoSettings | 0 | 0 | 0 | 0 | 0 | 0 | 0 | 0 | 0 | 0 | 0 | 0 | 0 | 0 | 0 | 0 | 0 | 0 | 0 | 0 | 0 | 0 | 0 | 0 | 0 | 0 | 0 | 0 | 0 | 0 | 0
Industrial Sector Energy Related Emissions before CCS[heavy or residual fuel oil if,appliances and electrical equipment 27,NOx] | NoSettings | 0 | 0 | 0 | 0 | 0 | 0 | 0 | 0 | 0 | 0 | 0 | 0 | 0 | 0 | 0 | 0 | 0 | 0 | 0 | 0 | 0 | 0 | 0 | 0 | 0 | 0 | 0 | 0 | 0 | 0 | 0
Industrial Sector Energy Related Emissions before CCS[heavy or residual fuel oil if,appliances and electrical equipment 27,PM10] | NoSettings | 0 | 0 | 0 | 0 | 0 | 0 | 0 | 0 | 0 | 0 | 0 | 0 | 0 | 0 | 0 | 0 | 0 | 0 | 0 | 0 | 0 | 0 | 0 | 0 | 0 | 0 | 0 | 0 | 0 | 0 | 0
Industrial Sector Energy Related Emissions before CCS[heavy or residual fuel oil if,appliances and electrical equipment 27,PM25] | NoSettings | 0 | 0 | 0 | 0 | 0 | 0 | 0 | 0 | 0 | 0 | 0 | 0 | 0 | 0 | 0 | 0 | 0 | 0 | 0 | 0 | 0 | 0 | 0 | 0 | 0 | 0 | 0 | 0 | 0 | 0 | 0
Industrial Sector Energy Related Emissions before CCS[heavy or residual fuel oil if,appliances and electrical equipment 27,SOx] | NoSettings | 0 | 0 | 0 | 0 | 0 | 0 | 0 | 0 | 0 | 0 | 0 | 0 | 0 | 0 | 0 | 0 | 0 | 0 | 0 | 0 | 0 | 0 | 0 | 0 | 0 | 0 | 0 | 0 | 0 | 0 | 0
Industrial Sector Energy Related Emissions before CCS[heavy or residual fuel oil if,appliances and electrical equipment 27,BC] | NoSettings | 0 | 0 | 0 | 0 | 0 | 0 | 0 | 0 | 0 | 0 | 0 | 0 | 0 | 0 | 0 | 0 | 0 | 0 | 0 | 0 | 0 | 0 | 0 | 0 | 0 | 0 | 0 | 0 | 0 | 0 | 0
Industrial Sector Energy Related Emissions before CCS[heavy or residual fuel oil if,appliances and electrical equipment 27,OC] | NoSettings | 0 | 0 | 0 | 0 | 0 | 0 | 0 | 0 | 0 | 0 | 0 | 0 | 0 | 0 | 0 | 0 | 0 | 0 | 0 | 0 | 0 | 0 | 0 | 0 | 0 | 0 | 0 | 0 | 0 | 0 | 0
Industrial Sector Energy Related Emissions before CCS[heavy or residual fuel oil if,appliances and electrical equipment 27,CH4] | NoSettings | 0 | 0 | 0 | 0 | 0 | 0 | 0 | 0 | 0 | 0 | 0 | 0 | 0 | 0 | 0 | 0 | 0 | 0 | 0 | 0 | 0 | 0 | 0 | 0 | 0 | 0 | 0 | 0 | 0 | 0 | 0
Industrial Sector Energy Related Emissions before CCS[heavy or residual fuel oil if,appliances and electrical equipment 27,N2O] | NoSettings | 0 | 0 | 0 | 0 | 0 | 0 | 0 | 0 | 0 | 0 | 0 | 0 | 0 | 0 | 0 | 0 | 0 | 0 | 0 | 0 | 0 | 0 | 0 | 0 | 0 | 0 | 0 | 0 | 0 | 0 | 0
Industrial Sector Energy Related Emissions before CCS[heavy or residual fuel oil if,appliances and electrical equipment 27,F gases] | NoSettings | 0 | 0 | 0 | 0 | 0 | 0 | 0 | 0 | 0 | 0 | 0 | 0 | 0 | 0 | 0 | 0 | 0 | 0 | 0 | 0 | 0 | 0 | 0 | 0 | 0 | 0 | 0 | 0 | 0 | 0 | 0
Industrial Sector Energy Related Emissions before CCS[heavy or residual fuel oil if,other machinery 28,CO2] | NoSettings | 0 | 0 | 0 | 0 | 0 | 0 | 0 | 0 | 0 | 0 | 0 | 0 | 0 | 0 | 0 | 0 | 0 | 0 | 0 | 0 | 0 | 0 | 0 | 0 | 0 | 0 | 0 | 0 | 0 | 0 | 0
Industrial Sector Energy Related Emissions before CCS[heavy or residual fuel oil if,other machinery 28,VOC] | NoSettings | 0 | 0 | 0 | 0 | 0 | 0 | 0 | 0 | 0 | 0 | 0 | 0 | 0 | 0 | 0 | 0 | 0 | 0 | 0 | 0 | 0 | 0 | 0 | 0 | 0 | 0 | 0 | 0 | 0 | 0 | 0
Industrial Sector Energy Related Emissions before CCS[heavy or residual fuel oil if,other machinery 28,CO] | NoSettings | 0 | 0 | 0 | 0 | 0 | 0 | 0 | 0 | 0 | 0 | 0 | 0 | 0 | 0 | 0 | 0 | 0 | 0 | 0 | 0 | 0 | 0 | 0 | 0 | 0 | 0 | 0 | 0 | 0 | 0 | 0
Industrial Sector Energy Related Emissions before CCS[heavy or residual fuel oil if,other machinery 28,NOx] | NoSettings | 0 | 0 | 0 | 0 | 0 | 0 | 0 | 0 | 0 | 0 | 0 | 0 | 0 | 0 | 0 | 0 | 0 | 0 | 0 | 0 | 0 | 0 | 0 | 0 | 0 | 0 | 0 | 0 | 0 | 0 | 0
Industrial Sector Energy Related Emissions before CCS[heavy or residual fuel oil if,other machinery 28,PM10] | NoSettings | 0 | 0 | 0 | 0 | 0 | 0 | 0 | 0 | 0 | 0 | 0 | 0 | 0 | 0 | 0 | 0 | 0 | 0 | 0 | 0 | 0 | 0 | 0 | 0 | 0 | 0 | 0 | 0 | 0 | 0 | 0
Industrial Sector Energy Related Emissions before CCS[heavy or residual fuel oil if,other machinery 28,PM25] | NoSettings | 0 | 0 | 0 | 0 | 0 | 0 | 0 | 0 | 0 | 0 | 0 | 0 | 0 | 0 | 0 | 0 | 0 | 0 | 0 | 0 | 0 | 0 | 0 | 0 | 0 | 0 | 0 | 0 | 0 | 0 | 0
Industrial Sector Energy Related Emissions before CCS[heavy or residual fuel oil if,other machinery 28,SOx] | NoSettings | 0 | 0 | 0 | 0 | 0 | 0 | 0 | 0 | 0 | 0 | 0 | 0 | 0 | 0 | 0 | 0 | 0 | 0 | 0 | 0 | 0 | 0 | 0 | 0 | 0 | 0 | 0 | 0 | 0 | 0 | 0
Industrial Sector Energy Related Emissions before CCS[heavy or residual fuel oil if,other machinery 28,BC] | NoSettings | 0 | 0 | 0 | 0 | 0 | 0 | 0 | 0 | 0 | 0 | 0 | 0 | 0 | 0 | 0 | 0 | 0 | 0 | 0 | 0 | 0 | 0 | 0 | 0 | 0 | 0 | 0 | 0 | 0 | 0 | 0
Industrial Sector Energy Related Emissions before CCS[heavy or residual fuel oil if,other machinery 28,OC] | NoSettings | 0 | 0 | 0 | 0 | 0 | 0 | 0 | 0 | 0 | 0 | 0 | 0 | 0 | 0 | 0 | 0 | 0 | 0 | 0 | 0 | 0 | 0 | 0 | 0 | 0 | 0 | 0 | 0 | 0 | 0 | 0
Industrial Sector Energy Related Emissions before CCS[heavy or residual fuel oil if,other machinery 28,CH4] | NoSettings | 0 | 0 | 0 | 0 | 0 | 0 | 0 | 0 | 0 | 0 | 0 | 0 | 0 | 0 | 0 | 0 | 0 | 0 | 0 | 0 | 0 | 0 | 0 | 0 | 0 | 0 | 0 | 0 | 0 | 0 | 0
Industrial Sector Energy Related Emissions before CCS[heavy or residual fuel oil if,other machinery 28,N2O] | NoSettings | 0 | 0 | 0 | 0 | 0 | 0 | 0 | 0 | 0 | 0 | 0 | 0 | 0 | 0 | 0 | 0 | 0 | 0 | 0 | 0 | 0 | 0 | 0 | 0 | 0 | 0 | 0 | 0 | 0 | 0 | 0
Industrial Sector Energy Related Emissions before CCS[heavy or residual fuel oil if,other machinery 28,F gases] | NoSettings | 0 | 0 | 0 | 0 | 0 | 0 | 0 | 0 | 0 | 0 | 0 | 0 | 0 | 0 | 0 | 0 | 0 | 0 | 0 | 0 | 0 | 0 | 0 | 0 | 0 | 0 | 0 | 0 | 0 | 0 | 0
Industrial Sector Energy Related Emissions before CCS[heavy or residual fuel oil if,road vehicles 29,CO2] | NoSettings | 0 | 0 | 0 | 0 | 0 | 0 | 0 | 0 | 0 | 0 | 0 | 0 | 0 | 0 | 0 | 0 | 0 | 0 | 0 | 0 | 0 | 0 | 0 | 0 | 0 | 0 | 0 | 0 | 0 | 0 | 0
Industrial Sector Energy Related Emissions before CCS[heavy or residual fuel oil if,road vehicles 29,VOC] | NoSettings | 0 | 0 | 0 | 0 | 0 | 0 | 0 | 0 | 0 | 0 | 0 | 0 | 0 | 0 | 0 | 0 | 0 | 0 | 0 | 0 | 0 | 0 | 0 | 0 | 0 | 0 | 0 | 0 | 0 | 0 | 0
Industrial Sector Energy Related Emissions before CCS[heavy or residual fuel oil if,road vehicles 29,CO] | NoSettings | 0 | 0 | 0 | 0 | 0 | 0 | 0 | 0 | 0 | 0 | 0 | 0 | 0 | 0 | 0 | 0 | 0 | 0 | 0 | 0 | 0 | 0 | 0 | 0 | 0 | 0 | 0 | 0 | 0 | 0 | 0
Industrial Sector Energy Related Emissions before CCS[heavy or residual fuel oil if,road vehicles 29,NOx] | NoSettings | 0 | 0 | 0 | 0 | 0 | 0 | 0 | 0 | 0 | 0 | 0 | 0 | 0 | 0 | 0 | 0 | 0 | 0 | 0 | 0 | 0 | 0 | 0 | 0 | 0 | 0 | 0 | 0 | 0 | 0 | 0
Industrial Sector Energy Related Emissions before CCS[heavy or residual fuel oil if,road vehicles 29,PM10] | NoSettings | 0 | 0 | 0 | 0 | 0 | 0 | 0 | 0 | 0 | 0 | 0 | 0 | 0 | 0 | 0 | 0 | 0 | 0 | 0 | 0 | 0 | 0 | 0 | 0 | 0 | 0 | 0 | 0 | 0 | 0 | 0
Industrial Sector Energy Related Emissions before CCS[heavy or residual fuel oil if,road vehicles 29,PM25] | NoSettings | 0 | 0 | 0 | 0 | 0 | 0 | 0 | 0 | 0 | 0 | 0 | 0 | 0 | 0 | 0 | 0 | 0 | 0 | 0 | 0 | 0 | 0 | 0 | 0 | 0 | 0 | 0 | 0 | 0 | 0 | 0
Industrial Sector Energy Related Emissions before CCS[heavy or residual fuel oil if,road vehicles 29,SOx] | NoSettings | 0 | 0 | 0 | 0 | 0 | 0 | 0 | 0 | 0 | 0 | 0 | 0 | 0 | 0 | 0 | 0 | 0 | 0 | 0 | 0 | 0 | 0 | 0 | 0 | 0 | 0 | 0 | 0 | 0 | 0 | 0
Industrial Sector Energy Related Emissions before CCS[heavy or residual fuel oil if,road vehicles 29,BC] | NoSettings | 0 | 0 | 0 | 0 | 0 | 0 | 0 | 0 | 0 | 0 | 0 | 0 | 0 | 0 | 0 | 0 | 0 | 0 | 0 | 0 | 0 | 0 | 0 | 0 | 0 | 0 | 0 | 0 | 0 | 0 | 0
Industrial Sector Energy Related Emissions before CCS[heavy or residual fuel oil if,road vehicles 29,OC] | NoSettings | 0 | 0 | 0 | 0 | 0 | 0 | 0 | 0 | 0 | 0 | 0 | 0 | 0 | 0 | 0 | 0 | 0 | 0 | 0 | 0 | 0 | 0 | 0 | 0 | 0 | 0 | 0 | 0 | 0 | 0 | 0
Industrial Sector Energy Related Emissions before CCS[heavy or residual fuel oil if,road vehicles 29,CH4] | NoSettings | 0 | 0 | 0 | 0 | 0 | 0 | 0 | 0 | 0 | 0 | 0 | 0 | 0 | 0 | 0 | 0 | 0 | 0 | 0 | 0 | 0 | 0 | 0 | 0 | 0 | 0 | 0 | 0 | 0 | 0 | 0
Industrial Sector Energy Related Emissions before CCS[heavy or residual fuel oil if,road vehicles 29,N2O] | NoSettings | 0 | 0 | 0 | 0 | 0 | 0 | 0 | 0 | 0 | 0 | 0 | 0 | 0 | 0 | 0 | 0 | 0 | 0 | 0 | 0 | 0 | 0 | 0 | 0 | 0 | 0 | 0 | 0 | 0 | 0 | 0
Industrial Sector Energy Related Emissions before CCS[heavy or residual fuel oil if,road vehicles 29,F gases] | NoSettings | 0 | 0 | 0 | 0 | 0 | 0 | 0 | 0 | 0 | 0 | 0 | 0 | 0 | 0 | 0 | 0 | 0 | 0 | 0 | 0 | 0 | 0 | 0 | 0 | 0 | 0 | 0 | 0 | 0 | 0 | 0
Industrial Sector Energy Related Emissions before CCS[heavy or residual fuel oil if,nonroad vehicles 30,CO2] | NoSettings | 0 | 0 | 0 | 0 | 0 | 0 | 0 | 0 | 0 | 0 | 0 | 0 | 0 | 0 | 0 | 0 | 0 | 0 | 0 | 0 | 0 | 0 | 0 | 0 | 0 | 0 | 0 | 0 | 0 | 0 | 0
Industrial Sector Energy Related Emissions before CCS[heavy or residual fuel oil if,nonroad vehicles 30,VOC] | NoSettings | 0 | 0 | 0 | 0 | 0 | 0 | 0 | 0 | 0 | 0 | 0 | 0 | 0 | 0 | 0 | 0 | 0 | 0 | 0 | 0 | 0 | 0 | 0 | 0 | 0 | 0 | 0 | 0 | 0 | 0 | 0
Industrial Sector Energy Related Emissions before CCS[heavy or residual fuel oil if,nonroad vehicles 30,CO] | NoSettings | 0 | 0 | 0 | 0 | 0 | 0 | 0 | 0 | 0 | 0 | 0 | 0 | 0 | 0 | 0 | 0 | 0 | 0 | 0 | 0 | 0 | 0 | 0 | 0 | 0 | 0 | 0 | 0 | 0 | 0 | 0
Industrial Sector Energy Related Emissions before CCS[heavy or residual fuel oil if,nonroad vehicles 30,NOx] | NoSettings | 0 | 0 | 0 | 0 | 0 | 0 | 0 | 0 | 0 | 0 | 0 | 0 | 0 | 0 | 0 | 0 | 0 | 0 | 0 | 0 | 0 | 0 | 0 | 0 | 0 | 0 | 0 | 0 | 0 | 0 | 0
Industrial Sector Energy Related Emissions before CCS[heavy or residual fuel oil if,nonroad vehicles 30,PM10] | NoSettings | 0 | 0 | 0 | 0 | 0 | 0 | 0 | 0 | 0 | 0 | 0 | 0 | 0 | 0 | 0 | 0 | 0 | 0 | 0 | 0 | 0 | 0 | 0 | 0 | 0 | 0 | 0 | 0 | 0 | 0 | 0
Industrial Sector Energy Related Emissions before CCS[heavy or residual fuel oil if,nonroad vehicles 30,PM25] | NoSettings | 0 | 0 | 0 | 0 | 0 | 0 | 0 | 0 | 0 | 0 | 0 | 0 | 0 | 0 | 0 | 0 | 0 | 0 | 0 | 0 | 0 | 0 | 0 | 0 | 0 | 0 | 0 | 0 | 0 | 0 | 0
Industrial Sector Energy Related Emissions before CCS[heavy or residual fuel oil if,nonroad vehicles 30,SOx] | NoSettings | 0 | 0 | 0 | 0 | 0 | 0 | 0 | 0 | 0 | 0 | 0 | 0 | 0 | 0 | 0 | 0 | 0 | 0 | 0 | 0 | 0 | 0 | 0 | 0 | 0 | 0 | 0 | 0 | 0 | 0 | 0
Industrial Sector Energy Related Emissions before CCS[heavy or residual fuel oil if,nonroad vehicles 30,BC] | NoSettings | 0 | 0 | 0 | 0 | 0 | 0 | 0 | 0 | 0 | 0 | 0 | 0 | 0 | 0 | 0 | 0 | 0 | 0 | 0 | 0 | 0 | 0 | 0 | 0 | 0 | 0 | 0 | 0 | 0 | 0 | 0
Industrial Sector Energy Related Emissions before CCS[heavy or residual fuel oil if,nonroad vehicles 30,OC] | NoSettings | 0 | 0 | 0 | 0 | 0 | 0 | 0 | 0 | 0 | 0 | 0 | 0 | 0 | 0 | 0 | 0 | 0 | 0 | 0 | 0 | 0 | 0 | 0 | 0 | 0 | 0 | 0 | 0 | 0 | 0 | 0
Industrial Sector Energy Related Emissions before CCS[heavy or residual fuel oil if,nonroad vehicles 30,CH4] | NoSettings | 0 | 0 | 0 | 0 | 0 | 0 | 0 | 0 | 0 | 0 | 0 | 0 | 0 | 0 | 0 | 0 | 0 | 0 | 0 | 0 | 0 | 0 | 0 | 0 | 0 | 0 | 0 | 0 | 0 | 0 | 0
Industrial Sector Energy Related Emissions before CCS[heavy or residual fuel oil if,nonroad vehicles 30,N2O] | NoSettings | 0 | 0 | 0 | 0 | 0 | 0 | 0 | 0 | 0 | 0 | 0 | 0 | 0 | 0 | 0 | 0 | 0 | 0 | 0 | 0 | 0 | 0 | 0 | 0 | 0 | 0 | 0 | 0 | 0 | 0 | 0
Industrial Sector Energy Related Emissions before CCS[heavy or residual fuel oil if,nonroad vehicles 30,F gases] | NoSettings | 0 | 0 | 0 | 0 | 0 | 0 | 0 | 0 | 0 | 0 | 0 | 0 | 0 | 0 | 0 | 0 | 0 | 0 | 0 | 0 | 0 | 0 | 0 | 0 | 0 | 0 | 0 | 0 | 0 | 0 | 0
Industrial Sector Energy Related Emissions before CCS[heavy or residual fuel oil if,other manufacturing 31T33,CO2] | NoSettings | 4351590000 | 4086250000 | 4226980000 | 4391070000 | 4470070000 | 4582450000 | 4650820000 | 4693200000 | 4728770000 | 4770700000 | 4834250000 | 4891130000 | 4939900000 | 5012810000 | 5068840000 | 5098840000 | 5117580000 | 5158160000 | 5203120000 | 5253810000 | 5288880000 | 5346180000 | 5431190000 | 5545120000 | 5638290000 | 5699130000 | 5805880000 | 5897180000 | 5988490000 | 6079790000 | 6171090000
Industrial Sector Energy Related Emissions before CCS[heavy or residual fuel oil if,other manufacturing 31T33,VOC] | NoSettings | 49020.6 | 46031.6 | 47616.8 | 49465.3 | 50355.2 | 51621.2 | 52391.4 | 52868.8 | 53269.4 | 53741.9 | 54457.7 | 55098.5 | 55647.9 | 56469.2 | 57100.4 | 57438.4 | 57649.4 | 58106.6 | 58613 | 59184.1 | 59579.1 | 60224.6 | 61182.2 | 62465.6 | 63515.2 | 64200.6 | 65403.2 | 66431.7 | 67460.2 | 68488.7 | 69517.2
Industrial Sector Energy Related Emissions before CCS[heavy or residual fuel oil if,other manufacturing 31T33,CO] | NoSettings | 1951320 | 1832340 | 1895440 | 1969020 | 2004450 | 2054840 | 2085500 | 2104500 | 2120450 | 2139260 | 2167750 | 2193260 | 2215130 | 2247820 | 2272950 | 2286400 | 2294800 | 2313000 | 2333160 | 2355890 | 2371610 | 2397310 | 2435430 | 2486520 | 2528300 | 2555580 | 2603450 | 2644390 | 2685330 | 2726270 | 2767210
Industrial Sector Energy Related Emissions before CCS[heavy or residual fuel oil if,other manufacturing 31T33,NOx] | NoSettings | 7426680 | 6973840 | 7214010 | 7494050 | 7628880 | 7820680 | 7937370 | 8009690 | 8070380 | 8141960 | 8250410 | 8347480 | 8430720 | 8555140 | 8650780 | 8701980 | 8733960 | 8803220 | 8879940 | 8966460 | 9026300 | 9124090 | 9269180 | 9463620 | 9622630 | 9726460 | 9908660 | 10064500 | 10220300 | 10376100 | 10531900
Industrial Sector Energy Related Emissions before CCS[heavy or residual fuel oil if,other manufacturing 31T33,PM10] | NoSettings | 1914870 | 1798120 | 1860040 | 1932240 | 1967010 | 2016460 | 2046550 | 2065200 | 2080850 | 2099300 | 2127260 | 2152290 | 2173750 | 2205830 | 2230490 | 2243690 | 2251940 | 2269800 | 2289580 | 2311890 | 2327320 | 2352530 | 2389940 | 2440070 | 2481070 | 2507840 | 2554820 | 2595000 | 2635170 | 2675350 | 2715520
Industrial Sector Energy Related Emissions before CCS[heavy or residual fuel oil if,other manufacturing 31T33,PM25] | NoSettings | 876229 | 822801 | 851137 | 884177 | 900085 | 922714 | 936482 | 945014 | 952176 | 960620 | 973416 | 984869 | 994689 | 1009370 | 1020650 | 1026690 | 1030470 | 1038640 | 1047690 | 1057900 | 1064960 | 1076500 | 1093610 | 1116550 | 1135320 | 1147570 | 1169060 | 1187450 | 1205830 | 1224210 | 1242600
Industrial Sector Energy Related Emissions before CCS[heavy or residual fuel oil if,other manufacturing 31T33,SOx] | NoSettings | 37020800 | 34763500 | 35960700 | 37356600 | 38028700 | 38984800 | 39566500 | 39927000 | 40229600 | 40586400 | 41127000 | 41610900 | 42025800 | 42646000 | 43122700 | 43378000 | 43537400 | 43882600 | 44265100 | 44696400 | 44994700 | 45482200 | 46205400 | 47174600 | 47967300 | 48484900 | 49393100 | 50169800 | 50946500 | 51723300 | 52500000
Industrial Sector Energy Related Emissions before CCS[heavy or residual fuel oil if,other manufacturing 31T33,BC] | NoSettings | 55568.3 | 52180 | 53977 | 56072.3 | 57081.2 | 58516.3 | 59389.4 | 59930.5 | 60384.6 | 60920.2 | 61731.6 | 62457.9 | 63080.7 | 64011.7 | 64727.3 | 65110.4 | 65349.7 | 65867.9 | 66442 | 67089.3 | 67537 | 68268.8 | 69354.3 | 70809.1 | 71999 | 72775.8 | 74139 | 75304.9 | 76470.8 | 77636.7 | 78802.6
Industrial Sector Energy Related Emissions before CCS[heavy or residual fuel oil if,other manufacturing 31T33,OC] | NoSettings | 38532.7 | 36183.2 | 37429.3 | 38882.3 | 39581.8 | 40577 | 41182.4 | 41557.6 | 41872.6 | 42243.9 | 42806.6 | 43310.3 | 43742.1 | 44387.7 | 44883.9 | 45149.5 | 45315.5 | 45674.8 | 46072.9 | 46521.8 | 46832.3 | 47339.6 | 48092.4 | 49101.2 | 49926.3 | 50465 | 51410.3 | 52218.7 | 53027.2 | 53835.7 | 54644.1
Industrial Sector Energy Related Emissions before CCS[heavy or residual fuel oil if,other manufacturing 31T33,CH4] | NoSettings | 173832 | 163233 | 168854 | 175409 | 178565 | 183054 | 185785 | 187478 | 188899 | 190574 | 193112 | 195385 | 197333 | 200245 | 202484 | 203682 | 204431 | 206052 | 207848 | 209873 | 211273 | 213562 | 216958 | 221509 | 225231 | 227662 | 231926 | 235573 | 239220 | 242868 | 246515
Industrial Sector Energy Related Emissions before CCS[heavy or residual fuel oil if,other manufacturing 31T33,N2O] | NoSettings | 34766.4 | 32646.5 | 33770.8 | 35081.8 | 35712.9 | 36610.8 | 37157.1 | 37495.6 | 37779.7 | 38114.8 | 38622.5 | 39076.9 | 39466.6 | 40049 | 40496.7 | 40736.4 | 40886.1 | 41210.3 | 41569.5 | 41974.5 | 42254.7 | 42712.5 | 43391.7 | 44301.9 | 45046.3 | 45532.3 | 46385.2 | 47114.7 | 47844.1 | 48573.5 | 49303
Industrial Sector Energy Related Emissions before CCS[heavy or residual fuel oil if,other manufacturing 31T33,F gases] | NoSettings | 0 | 0 | 0 | 0 | 0 | 0 | 0 | 0 | 0 | 0 | 0 | 0 | 0 | 0 | 0 | 0 | 0 | 0 | 0 | 0 | 0 | 0 | 0 | 0 | 0 | 0 | 0 | 0 | 0 | 0 | 0
Industrial Sector Energy Related Emissions before CCS[heavy or residual fuel oil if,energy pipelines and gas processing 352T353,CO2] | NoSettings | 0 | 7058650 | 7035620 | 7246850 | 6755230 | 6207170 | 5667060 | 5648730 | 5416540 | 5329880 | 5124590 | 4951210 | 4932190 | 4982170 | 4920880 | 4912410 | 5018180 | 4839290 | 4673640 | 4587910 | 4505440 | 4387430 | 4325350 | 4283550 | 4216230 | 4181700 | 4128400 | 4127540 | 4112160 | 4107870 | 4116730
Industrial Sector Energy Related Emissions before CCS[heavy or residual fuel oil if,energy pipelines and gas processing 352T353,VOC] | NoSettings | 0 | 79.5156 | 79.2561 | 81.6356 | 76.0976 | 69.9236 | 63.8393 | 63.6328 | 61.0172 | 60.041 | 57.7284 | 55.7753 | 55.561 | 56.1241 | 55.4336 | 55.3382 | 56.5296 | 54.5145 | 52.6485 | 51.6827 | 50.7537 | 49.4244 | 48.7249 | 48.2541 | 47.4957 | 47.1067 | 46.5064 | 46.4967 | 46.3234 | 46.2751 | 46.3749
Industrial Sector Energy Related Emissions before CCS[heavy or residual fuel oil if,energy pipelines and gas processing 352T353,CO] | NoSettings | 0 | 3165.21 | 3154.88 | 3249.6 | 3029.15 | 2783.39 | 2541.2 | 2532.98 | 2428.86 | 2390 | 2297.94 | 2220.2 | 2211.67 | 2234.08 | 2206.6 | 2202.8 | 2250.23 | 2170.01 | 2095.73 | 2057.29 | 2020.31 | 1967.39 | 1939.55 | 1920.81 | 1890.62 | 1875.14 | 1851.24 | 1850.85 | 1843.96 | 1842.03 | 1846
Industrial Sector Energy Related Emissions before CCS[heavy or residual fuel oil if,energy pipelines and gas processing 352T353,NOx] | NoSettings | 0 | 12046.7 | 12007.4 | 12367.9 | 11528.9 | 10593.5 | 9671.73 | 9640.44 | 9244.18 | 9096.29 | 8745.92 | 8450.02 | 8417.55 | 8502.87 | 8398.25 | 8383.81 | 8564.31 | 8259.01 | 7976.3 | 7829.99 | 7689.25 | 7487.85 | 7381.88 | 7310.56 | 7195.66 | 7136.73 | 7045.77 | 7044.31 | 7018.05 | 7010.74 | 7025.84
Industrial Sector Energy Related Emissions before CCS[heavy or residual fuel oil if,energy pipelines and gas processing 352T353,PM10] | NoSettings | 0 | 3106.09 | 3095.95 | 3188.9 | 2972.57 | 2731.4 | 2493.73 | 2485.67 | 2383.49 | 2345.36 | 2255.02 | 2178.73 | 2170.36 | 2192.36 | 2165.38 | 2161.66 | 2208.2 | 2129.48 | 2056.59 | 2018.86 | 1982.57 | 1930.65 | 1903.32 | 1884.93 | 1855.31 | 1840.11 | 1816.66 | 1816.28 | 1809.51 | 1807.63 | 1811.52
Industrial Sector Energy Related Emissions before CCS[heavy or residual fuel oil if,energy pipelines and gas processing 352T353,PM25] | NoSettings | 0 | 1421.32 | 1416.68 | 1459.21 | 1360.22 | 1249.86 | 1141.11 | 1137.42 | 1090.66 | 1073.22 | 1031.88 | 996.967 | 993.136 | 1003.2 | 990.859 | 989.154 | 1010.45 | 974.431 | 941.076 | 923.813 | 907.207 | 883.446 | 870.944 | 862.529 | 848.972 | 842.019 | 831.288 | 831.115 | 828.017 | 827.154 | 828.937
Industrial Sector Energy Related Emissions before CCS[heavy or residual fuel oil if,energy pipelines and gas processing 352T353,SOx] | NoSettings | 0 | 60050.9 | 59854.9 | 61652 | 57469.6 | 52807 | 48212 | 48056.1 | 46080.8 | 45343.5 | 43597 | 42122 | 41960.2 | 42385.4 | 41864 | 41791.9 | 42691.7 | 41169.9 | 39760.6 | 39031.3 | 38329.7 | 37325.7 | 36797.5 | 36442 | 35869.2 | 35575.5 | 35122.1 | 35114.7 | 34983.9 | 34947.4 | 35022.7
Industrial Sector Energy Related Emissions before CCS[heavy or residual fuel oil if,energy pipelines and gas processing 352T353,BC] | NoSettings | 0 | 90.1365 | 89.8423 | 92.5397 | 86.2619 | 79.2633 | 72.3663 | 72.1322 | 69.1673 | 68.0607 | 65.4391 | 63.2252 | 62.9822 | 63.6206 | 62.8378 | 62.7297 | 64.0803 | 61.796 | 59.6807 | 58.5859 | 57.5329 | 56.026 | 55.2331 | 54.6994 | 53.8397 | 53.3988 | 52.7182 | 52.7073 | 52.5108 | 52.4561 | 52.5691
Industrial Sector Energy Related Emissions before CCS[heavy or residual fuel oil if,energy pipelines and gas processing 352T353,OC] | NoSettings | 0 | 62.5034 | 62.2994 | 64.1699 | 59.8166 | 54.9636 | 50.181 | 50.0187 | 47.9627 | 47.1954 | 45.3775 | 43.8423 | 43.6738 | 44.1165 | 43.5737 | 43.4987 | 44.4352 | 42.8512 | 41.3844 | 40.6253 | 39.8951 | 38.8501 | 38.3003 | 37.9303 | 37.3341 | 37.0284 | 36.5564 | 36.5488 | 36.4126 | 36.3747 | 36.453
Industrial Sector Energy Related Emissions before CCS[heavy or residual fuel oil if,energy pipelines and gas processing 352T353,CH4] | NoSettings | 0 | 281.97 | 281.05 | 289.488 | 269.849 | 247.956 | 226.381 | 225.648 | 216.373 | 212.911 | 204.711 | 197.785 | 197.025 | 199.022 | 196.573 | 196.235 | 200.46 | 193.314 | 186.697 | 183.272 | 179.978 | 175.264 | 172.783 | 171.114 | 168.425 | 167.045 | 164.916 | 164.882 | 164.267 | 164.096 | 164.45
Industrial Sector Energy Related Emissions before CCS[heavy or residual fuel oil if,energy pipelines and gas processing 352T353,N2O] | NoSettings | 0 | 56.394 | 56.21 | 57.8976 | 53.9699 | 49.5912 | 45.2761 | 45.1296 | 43.2746 | 42.5823 | 40.9421 | 39.5569 | 39.4049 | 39.8043 | 39.3146 | 39.247 | 40.0919 | 38.6628 | 37.3393 | 36.6544 | 35.9955 | 35.0527 | 34.5567 | 34.2228 | 33.6849 | 33.409 | 32.9833 | 32.9764 | 32.8535 | 32.8192 | 32.89
Industrial Sector Energy Related Emissions before CCS[heavy or residual fuel oil if,energy pipelines and gas processing 352T353,F gases] | NoSettings | 0 | 0 | 0 | 0 | 0 | 0 | 0 | 0 | 0 | 0 | 0 | 0 | 0 | 0 | 0 | 0 | 0 | 0 | 0 | 0 | 0 | 0 | 0 | 0 | 0 | 0 | 0 | 0 | 0 | 0 | 0
Industrial Sector Energy Related Emissions before CCS[heavy or residual fuel oil if,water and waste 36T39,CO2] | NoSettings | 0 | 0 | 0 | 0 | 0 | 0 | 0 | 0 | 0 | 0 | 0 | 0 | 0 | 0 | 0 | 0 | 0 | 0 | 0 | 0 | 0 | 0 | 0 | 0 | 0 | 0 | 0 | 0 | 0 | 0 | 0
Industrial Sector Energy Related Emissions before CCS[heavy or residual fuel oil if,water and waste 36T39,VOC] | NoSettings | 0 | 0 | 0 | 0 | 0 | 0 | 0 | 0 | 0 | 0 | 0 | 0 | 0 | 0 | 0 | 0 | 0 | 0 | 0 | 0 | 0 | 0 | 0 | 0 | 0 | 0 | 0 | 0 | 0 | 0 | 0
Industrial Sector Energy Related Emissions before CCS[heavy or residual fuel oil if,water and waste 36T39,CO] | NoSettings | 0 | 0 | 0 | 0 | 0 | 0 | 0 | 0 | 0 | 0 | 0 | 0 | 0 | 0 | 0 | 0 | 0 | 0 | 0 | 0 | 0 | 0 | 0 | 0 | 0 | 0 | 0 | 0 | 0 | 0 | 0
Industrial Sector Energy Related Emissions before CCS[heavy or residual fuel oil if,water and waste 36T39,NOx] | NoSettings | 0 | 0 | 0 | 0 | 0 | 0 | 0 | 0 | 0 | 0 | 0 | 0 | 0 | 0 | 0 | 0 | 0 | 0 | 0 | 0 | 0 | 0 | 0 | 0 | 0 | 0 | 0 | 0 | 0 | 0 | 0
Industrial Sector Energy Related Emissions before CCS[heavy or residual fuel oil if,water and waste 36T39,PM10] | NoSettings | 0 | 0 | 0 | 0 | 0 | 0 | 0 | 0 | 0 | 0 | 0 | 0 | 0 | 0 | 0 | 0 | 0 | 0 | 0 | 0 | 0 | 0 | 0 | 0 | 0 | 0 | 0 | 0 | 0 | 0 | 0
Industrial Sector Energy Related Emissions before CCS[heavy or residual fuel oil if,water and waste 36T39,PM25] | NoSettings | 0 | 0 | 0 | 0 | 0 | 0 | 0 | 0 | 0 | 0 | 0 | 0 | 0 | 0 | 0 | 0 | 0 | 0 | 0 | 0 | 0 | 0 | 0 | 0 | 0 | 0 | 0 | 0 | 0 | 0 | 0
Industrial Sector Energy Related Emissions before CCS[heavy or residual fuel oil if,water and waste 36T39,SOx] | NoSettings | 0 | 0 | 0 | 0 | 0 | 0 | 0 | 0 | 0 | 0 | 0 | 0 | 0 | 0 | 0 | 0 | 0 | 0 | 0 | 0 | 0 | 0 | 0 | 0 | 0 | 0 | 0 | 0 | 0 | 0 | 0
Industrial Sector Energy Related Emissions before CCS[heavy or residual fuel oil if,water and waste 36T39,BC] | NoSettings | 0 | 0 | 0 | 0 | 0 | 0 | 0 | 0 | 0 | 0 | 0 | 0 | 0 | 0 | 0 | 0 | 0 | 0 | 0 | 0 | 0 | 0 | 0 | 0 | 0 | 0 | 0 | 0 | 0 | 0 | 0
Industrial Sector Energy Related Emissions before CCS[heavy or residual fuel oil if,water and waste 36T39,OC] | NoSettings | 0 | 0 | 0 | 0 | 0 | 0 | 0 | 0 | 0 | 0 | 0 | 0 | 0 | 0 | 0 | 0 | 0 | 0 | 0 | 0 | 0 | 0 | 0 | 0 | 0 | 0 | 0 | 0 | 0 | 0 | 0
Industrial Sector Energy Related Emissions before CCS[heavy or residual fuel oil if,water and waste 36T39,CH4] | NoSettings | 0 | 0 | 0 | 0 | 0 | 0 | 0 | 0 | 0 | 0 | 0 | 0 | 0 | 0 | 0 | 0 | 0 | 0 | 0 | 0 | 0 | 0 | 0 | 0 | 0 | 0 | 0 | 0 | 0 | 0 | 0
Industrial Sector Energy Related Emissions before CCS[heavy or residual fuel oil if,water and waste 36T39,N2O] | NoSettings | 0 | 0 | 0 | 0 | 0 | 0 | 0 | 0 | 0 | 0 | 0 | 0 | 0 | 0 | 0 | 0 | 0 | 0 | 0 | 0 | 0 | 0 | 0 | 0 | 0 | 0 | 0 | 0 | 0 | 0 | 0
Industrial Sector Energy Related Emissions before CCS[heavy or residual fuel oil if,water and waste 36T39,F gases] | NoSettings | 0 | 0 | 0 | 0 | 0 | 0 | 0 | 0 | 0 | 0 | 0 | 0 | 0 | 0 | 0 | 0 | 0 | 0 | 0 | 0 | 0 | 0 | 0 | 0 | 0 | 0 | 0 | 0 | 0 | 0 | 0
Industrial Sector Energy Related Emissions before CCS[heavy or residual fuel oil if,construction 41T43,CO2] | NoSettings | 0 | 0 | 0 | 0 | 0 | 0 | 0 | 0 | 0 | 0 | 0 | 0 | 0 | 0 | 0 | 0 | 0 | 0 | 0 | 0 | 0 | 0 | 0 | 0 | 0 | 0 | 0 | 0 | 0 | 0 | 0
Industrial Sector Energy Related Emissions before CCS[heavy or residual fuel oil if,construction 41T43,VOC] | NoSettings | 0 | 0 | 0 | 0 | 0 | 0 | 0 | 0 | 0 | 0 | 0 | 0 | 0 | 0 | 0 | 0 | 0 | 0 | 0 | 0 | 0 | 0 | 0 | 0 | 0 | 0 | 0 | 0 | 0 | 0 | 0
Industrial Sector Energy Related Emissions before CCS[heavy or residual fuel oil if,construction 41T43,CO] | NoSettings | 0 | 0 | 0 | 0 | 0 | 0 | 0 | 0 | 0 | 0 | 0 | 0 | 0 | 0 | 0 | 0 | 0 | 0 | 0 | 0 | 0 | 0 | 0 | 0 | 0 | 0 | 0 | 0 | 0 | 0 | 0
Industrial Sector Energy Related Emissions before CCS[heavy or residual fuel oil if,construction 41T43,NOx] | NoSettings | 0 | 0 | 0 | 0 | 0 | 0 | 0 | 0 | 0 | 0 | 0 | 0 | 0 | 0 | 0 | 0 | 0 | 0 | 0 | 0 | 0 | 0 | 0 | 0 | 0 | 0 | 0 | 0 | 0 | 0 | 0
Industrial Sector Energy Related Emissions before CCS[heavy or residual fuel oil if,construction 41T43,PM10] | NoSettings | 0 | 0 | 0 | 0 | 0 | 0 | 0 | 0 | 0 | 0 | 0 | 0 | 0 | 0 | 0 | 0 | 0 | 0 | 0 | 0 | 0 | 0 | 0 | 0 | 0 | 0 | 0 | 0 | 0 | 0 | 0
Industrial Sector Energy Related Emissions before CCS[heavy or residual fuel oil if,construction 41T43,PM25] | NoSettings | 0 | 0 | 0 | 0 | 0 | 0 | 0 | 0 | 0 | 0 | 0 | 0 | 0 | 0 | 0 | 0 | 0 | 0 | 0 | 0 | 0 | 0 | 0 | 0 | 0 | 0 | 0 | 0 | 0 | 0 | 0
Industrial Sector Energy Related Emissions before CCS[heavy or residual fuel oil if,construction 41T43,SOx] | NoSettings | 0 | 0 | 0 | 0 | 0 | 0 | 0 | 0 | 0 | 0 | 0 | 0 | 0 | 0 | 0 | 0 | 0 | 0 | 0 | 0 | 0 | 0 | 0 | 0 | 0 | 0 | 0 | 0 | 0 | 0 | 0
Industrial Sector Energy Related Emissions before CCS[heavy or residual fuel oil if,construction 41T43,BC] | NoSettings | 0 | 0 | 0 | 0 | 0 | 0 | 0 | 0 | 0 | 0 | 0 | 0 | 0 | 0 | 0 | 0 | 0 | 0 | 0 | 0 | 0 | 0 | 0 | 0 | 0 | 0 | 0 | 0 | 0 | 0 | 0
Industrial Sector Energy Related Emissions before CCS[heavy or residual fuel oil if,construction 41T43,OC] | NoSettings | 0 | 0 | 0 | 0 | 0 | 0 | 0 | 0 | 0 | 0 | 0 | 0 | 0 | 0 | 0 | 0 | 0 | 0 | 0 | 0 | 0 | 0 | 0 | 0 | 0 | 0 | 0 | 0 | 0 | 0 | 0
Industrial Sector Energy Related Emissions before CCS[heavy or residual fuel oil if,construction 41T43,CH4] | NoSettings | 0 | 0 | 0 | 0 | 0 | 0 | 0 | 0 | 0 | 0 | 0 | 0 | 0 | 0 | 0 | 0 | 0 | 0 | 0 | 0 | 0 | 0 | 0 | 0 | 0 | 0 | 0 | 0 | 0 | 0 | 0
Industrial Sector Energy Related Emissions before CCS[heavy or residual fuel oil if,construction 41T43,N2O] | NoSettings | 0 | 0 | 0 | 0 | 0 | 0 | 0 | 0 | 0 | 0 | 0 | 0 | 0 | 0 | 0 | 0 | 0 | 0 | 0 | 0 | 0 | 0 | 0 | 0 | 0 | 0 | 0 | 0 | 0 | 0 | 0
Industrial Sector Energy Related Emissions before CCS[heavy or residual fuel oil if,construction 41T43,F gases] | NoSettings | 0 | 0 | 0 | 0 | 0 | 0 | 0 | 0 | 0 | 0 | 0 | 0 | 0 | 0 | 0 | 0 | 0 | 0 | 0 | 0 | 0 | 0 | 0 | 0 | 0 | 0 | 0 | 0 | 0 | 0 | 0
Industrial Sector Energy Related Emissions before CCS[LPG propane or butane if,agriculture and forestry 01T03,CO2] | NoSettings | 0 | 0 | 0 | 0 | 0 | 0 | 0 | 0 | 0 | 0 | 0 | 0 | 0 | 0 | 0 | 0 | 0 | 0 | 0 | 0 | 0 | 0 | 0 | 0 | 0 | 0 | 0 | 0 | 0 | 0 | 0
Industrial Sector Energy Related Emissions before CCS[LPG propane or butane if,agriculture and forestry 01T03,VOC] | NoSettings | 0 | 0 | 0 | 0 | 0 | 0 | 0 | 0 | 0 | 0 | 0 | 0 | 0 | 0 | 0 | 0 | 0 | 0 | 0 | 0 | 0 | 0 | 0 | 0 | 0 | 0 | 0 | 0 | 0 | 0 | 0
Industrial Sector Energy Related Emissions before CCS[LPG propane or butane if,agriculture and forestry 01T03,CO] | NoSettings | 0 | 0 | 0 | 0 | 0 | 0 | 0 | 0 | 0 | 0 | 0 | 0 | 0 | 0 | 0 | 0 | 0 | 0 | 0 | 0 | 0 | 0 | 0 | 0 | 0 | 0 | 0 | 0 | 0 | 0 | 0
Industrial Sector Energy Related Emissions before CCS[LPG propane or butane if,agriculture and forestry 01T03,NOx] | NoSettings | 0 | 0 | 0 | 0 | 0 | 0 | 0 | 0 | 0 | 0 | 0 | 0 | 0 | 0 | 0 | 0 | 0 | 0 | 0 | 0 | 0 | 0 | 0 | 0 | 0 | 0 | 0 | 0 | 0 | 0 | 0
Industrial Sector Energy Related Emissions before CCS[LPG propane or butane if,agriculture and forestry 01T03,PM10] | NoSettings | 0 | 0 | 0 | 0 | 0 | 0 | 0 | 0 | 0 | 0 | 0 | 0 | 0 | 0 | 0 | 0 | 0 | 0 | 0 | 0 | 0 | 0 | 0 | 0 | 0 | 0 | 0 | 0 | 0 | 0 | 0
Industrial Sector Energy Related Emissions before CCS[LPG propane or butane if,agriculture and forestry 01T03,PM25] | NoSettings | 0 | 0 | 0 | 0 | 0 | 0 | 0 | 0 | 0 | 0 | 0 | 0 | 0 | 0 | 0 | 0 | 0 | 0 | 0 | 0 | 0 | 0 | 0 | 0 | 0 | 0 | 0 | 0 | 0 | 0 | 0
Industrial Sector Energy Related Emissions before CCS[LPG propane or butane if,agriculture and forestry 01T03,SOx] | NoSettings | 0 | 0 | 0 | 0 | 0 | 0 | 0 | 0 | 0 | 0 | 0 | 0 | 0 | 0 | 0 | 0 | 0 | 0 | 0 | 0 | 0 | 0 | 0 | 0 | 0 | 0 | 0 | 0 | 0 | 0 | 0
Industrial Sector Energy Related Emissions before CCS[LPG propane or butane if,agriculture and forestry 01T03,BC] | NoSettings | 0 | 0 | 0 | 0 | 0 | 0 | 0 | 0 | 0 | 0 | 0 | 0 | 0 | 0 | 0 | 0 | 0 | 0 | 0 | 0 | 0 | 0 | 0 | 0 | 0 | 0 | 0 | 0 | 0 | 0 | 0
Industrial Sector Energy Related Emissions before CCS[LPG propane or butane if,agriculture and forestry 01T03,OC] | NoSettings | 0 | 0 | 0 | 0 | 0 | 0 | 0 | 0 | 0 | 0 | 0 | 0 | 0 | 0 | 0 | 0 | 0 | 0 | 0 | 0 | 0 | 0 | 0 | 0 | 0 | 0 | 0 | 0 | 0 | 0 | 0
Industrial Sector Energy Related Emissions before CCS[LPG propane or butane if,agriculture and forestry 01T03,CH4] | NoSettings | 0 | 0 | 0 | 0 | 0 | 0 | 0 | 0 | 0 | 0 | 0 | 0 | 0 | 0 | 0 | 0 | 0 | 0 | 0 | 0 | 0 | 0 | 0 | 0 | 0 | 0 | 0 | 0 | 0 | 0 | 0
Industrial Sector Energy Related Emissions before CCS[LPG propane or butane if,agriculture and forestry 01T03,N2O] | NoSettings | 0 | 0 | 0 | 0 | 0 | 0 | 0 | 0 | 0 | 0 | 0 | 0 | 0 | 0 | 0 | 0 | 0 | 0 | 0 | 0 | 0 | 0 | 0 | 0 | 0 | 0 | 0 | 0 | 0 | 0 | 0
Industrial Sector Energy Related Emissions before CCS[LPG propane or butane if,agriculture and forestry 01T03,F gases] | NoSettings | 0 | 0 | 0 | 0 | 0 | 0 | 0 | 0 | 0 | 0 | 0 | 0 | 0 | 0 | 0 | 0 | 0 | 0 | 0 | 0 | 0 | 0 | 0 | 0 | 0 | 0 | 0 | 0 | 0 | 0 | 0
Industrial Sector Energy Related Emissions before CCS[LPG propane or butane if,coal mining 05,CO2] | NoSettings | 0 | 0 | 0 | 0 | 0 | 0 | 0 | 0 | 0 | 0 | 0 | 0 | 0 | 0 | 0 | 0 | 0 | 0 | 0 | 0 | 0 | 0 | 0 | 0 | 0 | 0 | 0 | 0 | 0 | 0 | 0
Industrial Sector Energy Related Emissions before CCS[LPG propane or butane if,coal mining 05,VOC] | NoSettings | 0 | 0 | 0 | 0 | 0 | 0 | 0 | 0 | 0 | 0 | 0 | 0 | 0 | 0 | 0 | 0 | 0 | 0 | 0 | 0 | 0 | 0 | 0 | 0 | 0 | 0 | 0 | 0 | 0 | 0 | 0
Industrial Sector Energy Related Emissions before CCS[LPG propane or butane if,coal mining 05,CO] | NoSettings | 0 | 0 | 0 | 0 | 0 | 0 | 0 | 0 | 0 | 0 | 0 | 0 | 0 | 0 | 0 | 0 | 0 | 0 | 0 | 0 | 0 | 0 | 0 | 0 | 0 | 0 | 0 | 0 | 0 | 0 | 0
Industrial Sector Energy Related Emissions before CCS[LPG propane or butane if,coal mining 05,NOx] | NoSettings | 0 | 0 | 0 | 0 | 0 | 0 | 0 | 0 | 0 | 0 | 0 | 0 | 0 | 0 | 0 | 0 | 0 | 0 | 0 | 0 | 0 | 0 | 0 | 0 | 0 | 0 | 0 | 0 | 0 | 0 | 0
Industrial Sector Energy Related Emissions before CCS[LPG propane or butane if,coal mining 05,PM10] | NoSettings | 0 | 0 | 0 | 0 | 0 | 0 | 0 | 0 | 0 | 0 | 0 | 0 | 0 | 0 | 0 | 0 | 0 | 0 | 0 | 0 | 0 | 0 | 0 | 0 | 0 | 0 | 0 | 0 | 0 | 0 | 0
Industrial Sector Energy Related Emissions before CCS[LPG propane or butane if,coal mining 05,PM25] | NoSettings | 0 | 0 | 0 | 0 | 0 | 0 | 0 | 0 | 0 | 0 | 0 | 0 | 0 | 0 | 0 | 0 | 0 | 0 | 0 | 0 | 0 | 0 | 0 | 0 | 0 | 0 | 0 | 0 | 0 | 0 | 0
Industrial Sector Energy Related Emissions before CCS[LPG propane or butane if,coal mining 05,SOx] | NoSettings | 0 | 0 | 0 | 0 | 0 | 0 | 0 | 0 | 0 | 0 | 0 | 0 | 0 | 0 | 0 | 0 | 0 | 0 | 0 | 0 | 0 | 0 | 0 | 0 | 0 | 0 | 0 | 0 | 0 | 0 | 0
Industrial Sector Energy Related Emissions before CCS[LPG propane or butane if,coal mining 05,BC] | NoSettings | 0 | 0 | 0 | 0 | 0 | 0 | 0 | 0 | 0 | 0 | 0 | 0 | 0 | 0 | 0 | 0 | 0 | 0 | 0 | 0 | 0 | 0 | 0 | 0 | 0 | 0 | 0 | 0 | 0 | 0 | 0
Industrial Sector Energy Related Emissions before CCS[LPG propane or butane if,coal mining 05,OC] | NoSettings | 0 | 0 | 0 | 0 | 0 | 0 | 0 | 0 | 0 | 0 | 0 | 0 | 0 | 0 | 0 | 0 | 0 | 0 | 0 | 0 | 0 | 0 | 0 | 0 | 0 | 0 | 0 | 0 | 0 | 0 | 0
Industrial Sector Energy Related Emissions before CCS[LPG propane or butane if,coal mining 05,CH4] | NoSettings | 0 | 0 | 0 | 0 | 0 | 0 | 0 | 0 | 0 | 0 | 0 | 0 | 0 | 0 | 0 | 0 | 0 | 0 | 0 | 0 | 0 | 0 | 0 | 0 | 0 | 0 | 0 | 0 | 0 | 0 | 0
Industrial Sector Energy Related Emissions before CCS[LPG propane or butane if,coal mining 05,N2O] | NoSettings | 0 | 0 | 0 | 0 | 0 | 0 | 0 | 0 | 0 | 0 | 0 | 0 | 0 | 0 | 0 | 0 | 0 | 0 | 0 | 0 | 0 | 0 | 0 | 0 | 0 | 0 | 0 | 0 | 0 | 0 | 0
Industrial Sector Energy Related Emissions before CCS[LPG propane or butane if,coal mining 05,F gases] | NoSettings | 0 | 0 | 0 | 0 | 0 | 0 | 0 | 0 | 0 | 0 | 0 | 0 | 0 | 0 | 0 | 0 | 0 | 0 | 0 | 0 | 0 | 0 | 0 | 0 | 0 | 0 | 0 | 0 | 0 | 0 | 0
Industrial Sector Energy Related Emissions before CCS[LPG propane or butane if,oil and gas extraction 06,CO2] | NoSettings | 0 | 0 | 0 | 0 | 0 | 0 | 0 | 0 | 0 | 0 | 0 | 0 | 0 | 0 | 0 | 0 | 0 | 0 | 0 | 0 | 0 | 0 | 0 | 0 | 0 | 0 | 0 | 0 | 0 | 0 | 0
Industrial Sector Energy Related Emissions before CCS[LPG propane or butane if,oil and gas extraction 06,VOC] | NoSettings | 0 | 0 | 0 | 0 | 0 | 0 | 0 | 0 | 0 | 0 | 0 | 0 | 0 | 0 | 0 | 0 | 0 | 0 | 0 | 0 | 0 | 0 | 0 | 0 | 0 | 0 | 0 | 0 | 0 | 0 | 0
Industrial Sector Energy Related Emissions before CCS[LPG propane or butane if,oil and gas extraction 06,CO] | NoSettings | 0 | 0 | 0 | 0 | 0 | 0 | 0 | 0 | 0 | 0 | 0 | 0 | 0 | 0 | 0 | 0 | 0 | 0 | 0 | 0 | 0 | 0 | 0 | 0 | 0 | 0 | 0 | 0 | 0 | 0 | 0
Industrial Sector Energy Related Emissions before CCS[LPG propane or butane if,oil and gas extraction 06,NOx] | NoSettings | 0 | 0 | 0 | 0 | 0 | 0 | 0 | 0 | 0 | 0 | 0 | 0 | 0 | 0 | 0 | 0 | 0 | 0 | 0 | 0 | 0 | 0 | 0 | 0 | 0 | 0 | 0 | 0 | 0 | 0 | 0
Industrial Sector Energy Related Emissions before CCS[LPG propane or butane if,oil and gas extraction 06,PM10] | NoSettings | 0 | 0 | 0 | 0 | 0 | 0 | 0 | 0 | 0 | 0 | 0 | 0 | 0 | 0 | 0 | 0 | 0 | 0 | 0 | 0 | 0 | 0 | 0 | 0 | 0 | 0 | 0 | 0 | 0 | 0 | 0
Industrial Sector Energy Related Emissions before CCS[LPG propane or butane if,oil and gas extraction 06,PM25] | NoSettings | 0 | 0 | 0 | 0 | 0 | 0 | 0 | 0 | 0 | 0 | 0 | 0 | 0 | 0 | 0 | 0 | 0 | 0 | 0 | 0 | 0 | 0 | 0 | 0 | 0 | 0 | 0 | 0 | 0 | 0 | 0
Industrial Sector Energy Related Emissions before CCS[LPG propane or butane if,oil and gas extraction 06,SOx] | NoSettings | 0 | 0 | 0 | 0 | 0 | 0 | 0 | 0 | 0 | 0 | 0 | 0 | 0 | 0 | 0 | 0 | 0 | 0 | 0 | 0 | 0 | 0 | 0 | 0 | 0 | 0 | 0 | 0 | 0 | 0 | 0
Industrial Sector Energy Related Emissions before CCS[LPG propane or butane if,oil and gas extraction 06,BC] | NoSettings | 0 | 0 | 0 | 0 | 0 | 0 | 0 | 0 | 0 | 0 | 0 | 0 | 0 | 0 | 0 | 0 | 0 | 0 | 0 | 0 | 0 | 0 | 0 | 0 | 0 | 0 | 0 | 0 | 0 | 0 | 0
Industrial Sector Energy Related Emissions before CCS[LPG propane or butane if,oil and gas extraction 06,OC] | NoSettings | 0 | 0 | 0 | 0 | 0 | 0 | 0 | 0 | 0 | 0 | 0 | 0 | 0 | 0 | 0 | 0 | 0 | 0 | 0 | 0 | 0 | 0 | 0 | 0 | 0 | 0 | 0 | 0 | 0 | 0 | 0
Industrial Sector Energy Related Emissions before CCS[LPG propane or butane if,oil and gas extraction 06,CH4] | NoSettings | 0 | 0 | 0 | 0 | 0 | 0 | 0 | 0 | 0 | 0 | 0 | 0 | 0 | 0 | 0 | 0 | 0 | 0 | 0 | 0 | 0 | 0 | 0 | 0 | 0 | 0 | 0 | 0 | 0 | 0 | 0
Industrial Sector Energy Related Emissions before CCS[LPG propane or butane if,oil and gas extraction 06,N2O] | NoSettings | 0 | 0 | 0 | 0 | 0 | 0 | 0 | 0 | 0 | 0 | 0 | 0 | 0 | 0 | 0 | 0 | 0 | 0 | 0 | 0 | 0 | 0 | 0 | 0 | 0 | 0 | 0 | 0 | 0 | 0 | 0
Industrial Sector Energy Related Emissions before CCS[LPG propane or butane if,oil and gas extraction 06,F gases] | NoSettings | 0 | 0 | 0 | 0 | 0 | 0 | 0 | 0 | 0 | 0 | 0 | 0 | 0 | 0 | 0 | 0 | 0 | 0 | 0 | 0 | 0 | 0 | 0 | 0 | 0 | 0 | 0 | 0 | 0 | 0 | 0
Industrial Sector Energy Related Emissions before CCS[LPG propane or butane if,other mining and quarrying 07T08,CO2] | NoSettings | 0 | 0 | 0 | 0 | 0 | 0 | 0 | 0 | 0 | 0 | 0 | 0 | 0 | 0 | 0 | 0 | 0 | 0 | 0 | 0 | 0 | 0 | 0 | 0 | 0 | 0 | 0 | 0 | 0 | 0 | 0
Industrial Sector Energy Related Emissions before CCS[LPG propane or butane if,other mining and quarrying 07T08,VOC] | NoSettings | 0 | 0 | 0 | 0 | 0 | 0 | 0 | 0 | 0 | 0 | 0 | 0 | 0 | 0 | 0 | 0 | 0 | 0 | 0 | 0 | 0 | 0 | 0 | 0 | 0 | 0 | 0 | 0 | 0 | 0 | 0
Industrial Sector Energy Related Emissions before CCS[LPG propane or butane if,other mining and quarrying 07T08,CO] | NoSettings | 0 | 0 | 0 | 0 | 0 | 0 | 0 | 0 | 0 | 0 | 0 | 0 | 0 | 0 | 0 | 0 | 0 | 0 | 0 | 0 | 0 | 0 | 0 | 0 | 0 | 0 | 0 | 0 | 0 | 0 | 0
Industrial Sector Energy Related Emissions before CCS[LPG propane or butane if,other mining and quarrying 07T08,NOx] | NoSettings | 0 | 0 | 0 | 0 | 0 | 0 | 0 | 0 | 0 | 0 | 0 | 0 | 0 | 0 | 0 | 0 | 0 | 0 | 0 | 0 | 0 | 0 | 0 | 0 | 0 | 0 | 0 | 0 | 0 | 0 | 0
Industrial Sector Energy Related Emissions before CCS[LPG propane or butane if,other mining and quarrying 07T08,PM10] | NoSettings | 0 | 0 | 0 | 0 | 0 | 0 | 0 | 0 | 0 | 0 | 0 | 0 | 0 | 0 | 0 | 0 | 0 | 0 | 0 | 0 | 0 | 0 | 0 | 0 | 0 | 0 | 0 | 0 | 0 | 0 | 0
Industrial Sector Energy Related Emissions before CCS[LPG propane or butane if,other mining and quarrying 07T08,PM25] | NoSettings | 0 | 0 | 0 | 0 | 0 | 0 | 0 | 0 | 0 | 0 | 0 | 0 | 0 | 0 | 0 | 0 | 0 | 0 | 0 | 0 | 0 | 0 | 0 | 0 | 0 | 0 | 0 | 0 | 0 | 0 | 0
Industrial Sector Energy Related Emissions before CCS[LPG propane or butane if,other mining and quarrying 07T08,SOx] | NoSettings | 0 | 0 | 0 | 0 | 0 | 0 | 0 | 0 | 0 | 0 | 0 | 0 | 0 | 0 | 0 | 0 | 0 | 0 | 0 | 0 | 0 | 0 | 0 | 0 | 0 | 0 | 0 | 0 | 0 | 0 | 0
Industrial Sector Energy Related Emissions before CCS[LPG propane or butane if,other mining and quarrying 07T08,BC] | NoSettings | 0 | 0 | 0 | 0 | 0 | 0 | 0 | 0 | 0 | 0 | 0 | 0 | 0 | 0 | 0 | 0 | 0 | 0 | 0 | 0 | 0 | 0 | 0 | 0 | 0 | 0 | 0 | 0 | 0 | 0 | 0
Industrial Sector Energy Related Emissions before CCS[LPG propane or butane if,other mining and quarrying 07T08,OC] | NoSettings | 0 | 0 | 0 | 0 | 0 | 0 | 0 | 0 | 0 | 0 | 0 | 0 | 0 | 0 | 0 | 0 | 0 | 0 | 0 | 0 | 0 | 0 | 0 | 0 | 0 | 0 | 0 | 0 | 0 | 0 | 0
Industrial Sector Energy Related Emissions before CCS[LPG propane or butane if,other mining and quarrying 07T08,CH4] | NoSettings | 0 | 0 | 0 | 0 | 0 | 0 | 0 | 0 | 0 | 0 | 0 | 0 | 0 | 0 | 0 | 0 | 0 | 0 | 0 | 0 | 0 | 0 | 0 | 0 | 0 | 0 | 0 | 0 | 0 | 0 | 0
Industrial Sector Energy Related Emissions before CCS[LPG propane or butane if,other mining and quarrying 07T08,N2O] | NoSettings | 0 | 0 | 0 | 0 | 0 | 0 | 0 | 0 | 0 | 0 | 0 | 0 | 0 | 0 | 0 | 0 | 0 | 0 | 0 | 0 | 0 | 0 | 0 | 0 | 0 | 0 | 0 | 0 | 0 | 0 | 0
Industrial Sector Energy Related Emissions before CCS[LPG propane or butane if,other mining and quarrying 07T08,F gases] | NoSettings | 0 | 0 | 0 | 0 | 0 | 0 | 0 | 0 | 0 | 0 | 0 | 0 | 0 | 0 | 0 | 0 | 0 | 0 | 0 | 0 | 0 | 0 | 0 | 0 | 0 | 0 | 0 | 0 | 0 | 0 | 0
Industrial Sector Energy Related Emissions before CCS[LPG propane or butane if,food beverage and tobacco 10T12,CO2] | NoSettings | 0 | 0 | 0 | 0 | 0 | 0 | 0 | 0 | 0 | 0 | 0 | 0 | 0 | 0 | 0 | 0 | 0 | 0 | 0 | 0 | 0 | 0 | 0 | 0 | 0 | 0 | 0 | 0 | 0 | 0 | 0
Industrial Sector Energy Related Emissions before CCS[LPG propane or butane if,food beverage and tobacco 10T12,VOC] | NoSettings | 0 | 0 | 0 | 0 | 0 | 0 | 0 | 0 | 0 | 0 | 0 | 0 | 0 | 0 | 0 | 0 | 0 | 0 | 0 | 0 | 0 | 0 | 0 | 0 | 0 | 0 | 0 | 0 | 0 | 0 | 0
Industrial Sector Energy Related Emissions before CCS[LPG propane or butane if,food beverage and tobacco 10T12,CO] | NoSettings | 0 | 0 | 0 | 0 | 0 | 0 | 0 | 0 | 0 | 0 | 0 | 0 | 0 | 0 | 0 | 0 | 0 | 0 | 0 | 0 | 0 | 0 | 0 | 0 | 0 | 0 | 0 | 0 | 0 | 0 | 0
Industrial Sector Energy Related Emissions before CCS[LPG propane or butane if,food beverage and tobacco 10T12,NOx] | NoSettings | 0 | 0 | 0 | 0 | 0 | 0 | 0 | 0 | 0 | 0 | 0 | 0 | 0 | 0 | 0 | 0 | 0 | 0 | 0 | 0 | 0 | 0 | 0 | 0 | 0 | 0 | 0 | 0 | 0 | 0 | 0
Industrial Sector Energy Related Emissions before CCS[LPG propane or butane if,food beverage and tobacco 10T12,PM10] | NoSettings | 0 | 0 | 0 | 0 | 0 | 0 | 0 | 0 | 0 | 0 | 0 | 0 | 0 | 0 | 0 | 0 | 0 | 0 | 0 | 0 | 0 | 0 | 0 | 0 | 0 | 0 | 0 | 0 | 0 | 0 | 0
Industrial Sector Energy Related Emissions before CCS[LPG propane or butane if,food beverage and tobacco 10T12,PM25] | NoSettings | 0 | 0 | 0 | 0 | 0 | 0 | 0 | 0 | 0 | 0 | 0 | 0 | 0 | 0 | 0 | 0 | 0 | 0 | 0 | 0 | 0 | 0 | 0 | 0 | 0 | 0 | 0 | 0 | 0 | 0 | 0
Industrial Sector Energy Related Emissions before CCS[LPG propane or butane if,food beverage and tobacco 10T12,SOx] | NoSettings | 0 | 0 | 0 | 0 | 0 | 0 | 0 | 0 | 0 | 0 | 0 | 0 | 0 | 0 | 0 | 0 | 0 | 0 | 0 | 0 | 0 | 0 | 0 | 0 | 0 | 0 | 0 | 0 | 0 | 0 | 0
Industrial Sector Energy Related Emissions before CCS[LPG propane or butane if,food beverage and tobacco 10T12,BC] | NoSettings | 0 | 0 | 0 | 0 | 0 | 0 | 0 | 0 | 0 | 0 | 0 | 0 | 0 | 0 | 0 | 0 | 0 | 0 | 0 | 0 | 0 | 0 | 0 | 0 | 0 | 0 | 0 | 0 | 0 | 0 | 0
Industrial Sector Energy Related Emissions before CCS[LPG propane or butane if,food beverage and tobacco 10T12,OC] | NoSettings | 0 | 0 | 0 | 0 | 0 | 0 | 0 | 0 | 0 | 0 | 0 | 0 | 0 | 0 | 0 | 0 | 0 | 0 | 0 | 0 | 0 | 0 | 0 | 0 | 0 | 0 | 0 | 0 | 0 | 0 | 0
Industrial Sector Energy Related Emissions before CCS[LPG propane or butane if,food beverage and tobacco 10T12,CH4] | NoSettings | 0 | 0 | 0 | 0 | 0 | 0 | 0 | 0 | 0 | 0 | 0 | 0 | 0 | 0 | 0 | 0 | 0 | 0 | 0 | 0 | 0 | 0 | 0 | 0 | 0 | 0 | 0 | 0 | 0 | 0 | 0
Industrial Sector Energy Related Emissions before CCS[LPG propane or butane if,food beverage and tobacco 10T12,N2O] | NoSettings | 0 | 0 | 0 | 0 | 0 | 0 | 0 | 0 | 0 | 0 | 0 | 0 | 0 | 0 | 0 | 0 | 0 | 0 | 0 | 0 | 0 | 0 | 0 | 0 | 0 | 0 | 0 | 0 | 0 | 0 | 0
Industrial Sector Energy Related Emissions before CCS[LPG propane or butane if,food beverage and tobacco 10T12,F gases] | NoSettings | 0 | 0 | 0 | 0 | 0 | 0 | 0 | 0 | 0 | 0 | 0 | 0 | 0 | 0 | 0 | 0 | 0 | 0 | 0 | 0 | 0 | 0 | 0 | 0 | 0 | 0 | 0 | 0 | 0 | 0 | 0
Industrial Sector Energy Related Emissions before CCS[LPG propane or butane if,textiles apparel and leather 13T15,CO2] | NoSettings | 0 | 0 | 0 | 0 | 0 | 0 | 0 | 0 | 0 | 0 | 0 | 0 | 0 | 0 | 0 | 0 | 0 | 0 | 0 | 0 | 0 | 0 | 0 | 0 | 0 | 0 | 0 | 0 | 0 | 0 | 0
Industrial Sector Energy Related Emissions before CCS[LPG propane or butane if,textiles apparel and leather 13T15,VOC] | NoSettings | 0 | 0 | 0 | 0 | 0 | 0 | 0 | 0 | 0 | 0 | 0 | 0 | 0 | 0 | 0 | 0 | 0 | 0 | 0 | 0 | 0 | 0 | 0 | 0 | 0 | 0 | 0 | 0 | 0 | 0 | 0
Industrial Sector Energy Related Emissions before CCS[LPG propane or butane if,textiles apparel and leather 13T15,CO] | NoSettings | 0 | 0 | 0 | 0 | 0 | 0 | 0 | 0 | 0 | 0 | 0 | 0 | 0 | 0 | 0 | 0 | 0 | 0 | 0 | 0 | 0 | 0 | 0 | 0 | 0 | 0 | 0 | 0 | 0 | 0 | 0
Industrial Sector Energy Related Emissions before CCS[LPG propane or butane if,textiles apparel and leather 13T15,NOx] | NoSettings | 0 | 0 | 0 | 0 | 0 | 0 | 0 | 0 | 0 | 0 | 0 | 0 | 0 | 0 | 0 | 0 | 0 | 0 | 0 | 0 | 0 | 0 | 0 | 0 | 0 | 0 | 0 | 0 | 0 | 0 | 0
Industrial Sector Energy Related Emissions before CCS[LPG propane or butane if,textiles apparel and leather 13T15,PM10] | NoSettings | 0 | 0 | 0 | 0 | 0 | 0 | 0 | 0 | 0 | 0 | 0 | 0 | 0 | 0 | 0 | 0 | 0 | 0 | 0 | 0 | 0 | 0 | 0 | 0 | 0 | 0 | 0 | 0 | 0 | 0 | 0
Industrial Sector Energy Related Emissions before CCS[LPG propane or butane if,textiles apparel and leather 13T15,PM25] | NoSettings | 0 | 0 | 0 | 0 | 0 | 0 | 0 | 0 | 0 | 0 | 0 | 0 | 0 | 0 | 0 | 0 | 0 | 0 | 0 | 0 | 0 | 0 | 0 | 0 | 0 | 0 | 0 | 0 | 0 | 0 | 0
Industrial Sector Energy Related Emissions before CCS[LPG propane or butane if,textiles apparel and leather 13T15,SOx] | NoSettings | 0 | 0 | 0 | 0 | 0 | 0 | 0 | 0 | 0 | 0 | 0 | 0 | 0 | 0 | 0 | 0 | 0 | 0 | 0 | 0 | 0 | 0 | 0 | 0 | 0 | 0 | 0 | 0 | 0 | 0 | 0
Industrial Sector Energy Related Emissions before CCS[LPG propane or butane if,textiles apparel and leather 13T15,BC] | NoSettings | 0 | 0 | 0 | 0 | 0 | 0 | 0 | 0 | 0 | 0 | 0 | 0 | 0 | 0 | 0 | 0 | 0 | 0 | 0 | 0 | 0 | 0 | 0 | 0 | 0 | 0 | 0 | 0 | 0 | 0 | 0
Industrial Sector Energy Related Emissions before CCS[LPG propane or butane if,textiles apparel and leather 13T15,OC] | NoSettings | 0 | 0 | 0 | 0 | 0 | 0 | 0 | 0 | 0 | 0 | 0 | 0 | 0 | 0 | 0 | 0 | 0 | 0 | 0 | 0 | 0 | 0 | 0 | 0 | 0 | 0 | 0 | 0 | 0 | 0 | 0
Industrial Sector Energy Related Emissions before CCS[LPG propane or butane if,textiles apparel and leather 13T15,CH4] | NoSettings | 0 | 0 | 0 | 0 | 0 | 0 | 0 | 0 | 0 | 0 | 0 | 0 | 0 | 0 | 0 | 0 | 0 | 0 | 0 | 0 | 0 | 0 | 0 | 0 | 0 | 0 | 0 | 0 | 0 | 0 | 0
Industrial Sector Energy Related Emissions before CCS[LPG propane or butane if,textiles apparel and leather 13T15,N2O] | NoSettings | 0 | 0 | 0 | 0 | 0 | 0 | 0 | 0 | 0 | 0 | 0 | 0 | 0 | 0 | 0 | 0 | 0 | 0 | 0 | 0 | 0 | 0 | 0 | 0 | 0 | 0 | 0 | 0 | 0 | 0 | 0
Industrial Sector Energy Related Emissions before CCS[LPG propane or butane if,textiles apparel and leather 13T15,F gases] | NoSettings | 0 | 0 | 0 | 0 | 0 | 0 | 0 | 0 | 0 | 0 | 0 | 0 | 0 | 0 | 0 | 0 | 0 | 0 | 0 | 0 | 0 | 0 | 0 | 0 | 0 | 0 | 0 | 0 | 0 | 0 | 0
Industrial Sector Energy Related Emissions before CCS[LPG propane or butane if,wood products 16,CO2] | NoSettings | 0 | 0 | 0 | 0 | 0 | 0 | 0 | 0 | 0 | 0 | 0 | 0 | 0 | 0 | 0 | 0 | 0 | 0 | 0 | 0 | 0 | 0 | 0 | 0 | 0 | 0 | 0 | 0 | 0 | 0 | 0
Industrial Sector Energy Related Emissions before CCS[LPG propane or butane if,wood products 16,VOC] | NoSettings | 0 | 0 | 0 | 0 | 0 | 0 | 0 | 0 | 0 | 0 | 0 | 0 | 0 | 0 | 0 | 0 | 0 | 0 | 0 | 0 | 0 | 0 | 0 | 0 | 0 | 0 | 0 | 0 | 0 | 0 | 0
Industrial Sector Energy Related Emissions before CCS[LPG propane or butane if,wood products 16,CO] | NoSettings | 0 | 0 | 0 | 0 | 0 | 0 | 0 | 0 | 0 | 0 | 0 | 0 | 0 | 0 | 0 | 0 | 0 | 0 | 0 | 0 | 0 | 0 | 0 | 0 | 0 | 0 | 0 | 0 | 0 | 0 | 0
Industrial Sector Energy Related Emissions before CCS[LPG propane or butane if,wood products 16,NOx] | NoSettings | 0 | 0 | 0 | 0 | 0 | 0 | 0 | 0 | 0 | 0 | 0 | 0 | 0 | 0 | 0 | 0 | 0 | 0 | 0 | 0 | 0 | 0 | 0 | 0 | 0 | 0 | 0 | 0 | 0 | 0 | 0
Industrial Sector Energy Related Emissions before CCS[LPG propane or butane if,wood products 16,PM10] | NoSettings | 0 | 0 | 0 | 0 | 0 | 0 | 0 | 0 | 0 | 0 | 0 | 0 | 0 | 0 | 0 | 0 | 0 | 0 | 0 | 0 | 0 | 0 | 0 | 0 | 0 | 0 | 0 | 0 | 0 | 0 | 0
Industrial Sector Energy Related Emissions before CCS[LPG propane or butane if,wood products 16,PM25] | NoSettings | 0 | 0 | 0 | 0 | 0 | 0 | 0 | 0 | 0 | 0 | 0 | 0 | 0 | 0 | 0 | 0 | 0 | 0 | 0 | 0 | 0 | 0 | 0 | 0 | 0 | 0 | 0 | 0 | 0 | 0 | 0
Industrial Sector Energy Related Emissions before CCS[LPG propane or butane if,wood products 16,SOx] | NoSettings | 0 | 0 | 0 | 0 | 0 | 0 | 0 | 0 | 0 | 0 | 0 | 0 | 0 | 0 | 0 | 0 | 0 | 0 | 0 | 0 | 0 | 0 | 0 | 0 | 0 | 0 | 0 | 0 | 0 | 0 | 0
Industrial Sector Energy Related Emissions before CCS[LPG propane or butane if,wood products 16,BC] | NoSettings | 0 | 0 | 0 | 0 | 0 | 0 | 0 | 0 | 0 | 0 | 0 | 0 | 0 | 0 | 0 | 0 | 0 | 0 | 0 | 0 | 0 | 0 | 0 | 0 | 0 | 0 | 0 | 0 | 0 | 0 | 0
Industrial Sector Energy Related Emissions before CCS[LPG propane or butane if,wood products 16,OC] | NoSettings | 0 | 0 | 0 | 0 | 0 | 0 | 0 | 0 | 0 | 0 | 0 | 0 | 0 | 0 | 0 | 0 | 0 | 0 | 0 | 0 | 0 | 0 | 0 | 0 | 0 | 0 | 0 | 0 | 0 | 0 | 0
Industrial Sector Energy Related Emissions before CCS[LPG propane or butane if,wood products 16,CH4] | NoSettings | 0 | 0 | 0 | 0 | 0 | 0 | 0 | 0 | 0 | 0 | 0 | 0 | 0 | 0 | 0 | 0 | 0 | 0 | 0 | 0 | 0 | 0 | 0 | 0 | 0 | 0 | 0 | 0 | 0 | 0 | 0
Industrial Sector Energy Related Emissions before CCS[LPG propane or butane if,wood products 16,N2O] | NoSettings | 0 | 0 | 0 | 0 | 0 | 0 | 0 | 0 | 0 | 0 | 0 | 0 | 0 | 0 | 0 | 0 | 0 | 0 | 0 | 0 | 0 | 0 | 0 | 0 | 0 | 0 | 0 | 0 | 0 | 0 | 0
Industrial Sector Energy Related Emissions before CCS[LPG propane or butane if,wood products 16,F gases] | NoSettings | 0 | 0 | 0 | 0 | 0 | 0 | 0 | 0 | 0 | 0 | 0 | 0 | 0 | 0 | 0 | 0 | 0 | 0 | 0 | 0 | 0 | 0 | 0 | 0 | 0 | 0 | 0 | 0 | 0 | 0 | 0
Industrial Sector Energy Related Emissions before CCS[LPG propane or butane if,pulp paper and printing 17T18,CO2] | NoSettings | 0 | 0 | 0 | 0 | 0 | 0 | 0 | 0 | 0 | 0 | 0 | 0 | 0 | 0 | 0 | 0 | 0 | 0 | 0 | 0 | 0 | 0 | 0 | 0 | 0 | 0 | 0 | 0 | 0 | 0 | 0
Industrial Sector Energy Related Emissions before CCS[LPG propane or butane if,pulp paper and printing 17T18,VOC] | NoSettings | 0 | 0 | 0 | 0 | 0 | 0 | 0 | 0 | 0 | 0 | 0 | 0 | 0 | 0 | 0 | 0 | 0 | 0 | 0 | 0 | 0 | 0 | 0 | 0 | 0 | 0 | 0 | 0 | 0 | 0 | 0
Industrial Sector Energy Related Emissions before CCS[LPG propane or butane if,pulp paper and printing 17T18,CO] | NoSettings | 0 | 0 | 0 | 0 | 0 | 0 | 0 | 0 | 0 | 0 | 0 | 0 | 0 | 0 | 0 | 0 | 0 | 0 | 0 | 0 | 0 | 0 | 0 | 0 | 0 | 0 | 0 | 0 | 0 | 0 | 0
Industrial Sector Energy Related Emissions before CCS[LPG propane or butane if,pulp paper and printing 17T18,NOx] | NoSettings | 0 | 0 | 0 | 0 | 0 | 0 | 0 | 0 | 0 | 0 | 0 | 0 | 0 | 0 | 0 | 0 | 0 | 0 | 0 | 0 | 0 | 0 | 0 | 0 | 0 | 0 | 0 | 0 | 0 | 0 | 0
Industrial Sector Energy Related Emissions before CCS[LPG propane or butane if,pulp paper and printing 17T18,PM10] | NoSettings | 0 | 0 | 0 | 0 | 0 | 0 | 0 | 0 | 0 | 0 | 0 | 0 | 0 | 0 | 0 | 0 | 0 | 0 | 0 | 0 | 0 | 0 | 0 | 0 | 0 | 0 | 0 | 0 | 0 | 0 | 0
Industrial Sector Energy Related Emissions before CCS[LPG propane or butane if,pulp paper and printing 17T18,PM25] | NoSettings | 0 | 0 | 0 | 0 | 0 | 0 | 0 | 0 | 0 | 0 | 0 | 0 | 0 | 0 | 0 | 0 | 0 | 0 | 0 | 0 | 0 | 0 | 0 | 0 | 0 | 0 | 0 | 0 | 0 | 0 | 0
Industrial Sector Energy Related Emissions before CCS[LPG propane or butane if,pulp paper and printing 17T18,SOx] | NoSettings | 0 | 0 | 0 | 0 | 0 | 0 | 0 | 0 | 0 | 0 | 0 | 0 | 0 | 0 | 0 | 0 | 0 | 0 | 0 | 0 | 0 | 0 | 0 | 0 | 0 | 0 | 0 | 0 | 0 | 0 | 0
Industrial Sector Energy Related Emissions before CCS[LPG propane or butane if,pulp paper and printing 17T18,BC] | NoSettings | 0 | 0 | 0 | 0 | 0 | 0 | 0 | 0 | 0 | 0 | 0 | 0 | 0 | 0 | 0 | 0 | 0 | 0 | 0 | 0 | 0 | 0 | 0 | 0 | 0 | 0 | 0 | 0 | 0 | 0 | 0
Industrial Sector Energy Related Emissions before CCS[LPG propane or butane if,pulp paper and printing 17T18,OC] | NoSettings | 0 | 0 | 0 | 0 | 0 | 0 | 0 | 0 | 0 | 0 | 0 | 0 | 0 | 0 | 0 | 0 | 0 | 0 | 0 | 0 | 0 | 0 | 0 | 0 | 0 | 0 | 0 | 0 | 0 | 0 | 0
Industrial Sector Energy Related Emissions before CCS[LPG propane or butane if,pulp paper and printing 17T18,CH4] | NoSettings | 0 | 0 | 0 | 0 | 0 | 0 | 0 | 0 | 0 | 0 | 0 | 0 | 0 | 0 | 0 | 0 | 0 | 0 | 0 | 0 | 0 | 0 | 0 | 0 | 0 | 0 | 0 | 0 | 0 | 0 | 0
Industrial Sector Energy Related Emissions before CCS[LPG propane or butane if,pulp paper and printing 17T18,N2O] | NoSettings | 0 | 0 | 0 | 0 | 0 | 0 | 0 | 0 | 0 | 0 | 0 | 0 | 0 | 0 | 0 | 0 | 0 | 0 | 0 | 0 | 0 | 0 | 0 | 0 | 0 | 0 | 0 | 0 | 0 | 0 | 0
Industrial Sector Energy Related Emissions before CCS[LPG propane or butane if,pulp paper and printing 17T18,F gases] | NoSettings | 0 | 0 | 0 | 0 | 0 | 0 | 0 | 0 | 0 | 0 | 0 | 0 | 0 | 0 | 0 | 0 | 0 | 0 | 0 | 0 | 0 | 0 | 0 | 0 | 0 | 0 | 0 | 0 | 0 | 0 | 0
Industrial Sector Energy Related Emissions before CCS[LPG propane or butane if,refined petroleum and coke 19,CO2] | NoSettings | 2191200000 | 2510300000 | 2407100000 | 2532340000 | 2566840000 | 2594360000 | 2590230000 | 2623940000 | 2540800000 | 2744280000 | 2936260000 | 3140760000 | 3358070000 | 3606730000 | 3805070000 | 4003890000 | 4256060000 | 4194560000 | 4158130000 | 4163140000 | 4148020000 | 4150270000 | 4157060000 | 4178380000 | 4189860000 | 4204680000 | 4214990000 | 4259800000 | 4281700000 | 4303740000 | 4335020000
Industrial Sector Energy Related Emissions before CCS[LPG propane or butane if,refined petroleum and coke 19,VOC] | NoSettings | 141540 | 162152 | 155486 | 163576 | 165804 | 167582 | 167316 | 169493 | 164122 | 177266 | 189667 | 202877 | 216914 | 232976 | 245788 | 258631 | 274919 | 270947 | 268594 | 268918 | 267941 | 268086 | 268524 | 269902 | 270643 | 271601 | 272267 | 275161 | 276576 | 278000 | 280020
Industrial Sector Energy Related Emissions before CCS[LPG propane or butane if,refined petroleum and coke 19,CO] | NoSettings | 116976 | 134011 | 128501 | 135187 | 137029 | 138498 | 138278 | 140077 | 135639 | 146501 | 156750 | 167667 | 179268 | 192543 | 203131 | 213745 | 227207 | 223924 | 221979 | 222247 | 221439 | 221559 | 221922 | 223060 | 223673 | 224464 | 225015 | 227406 | 228576 | 229752 | 231422
Industrial Sector Energy Related Emissions before CCS[LPG propane or butane if,refined petroleum and coke 19,NOx] | NoSettings | 2299870 | 2634790 | 2526480 | 2657920 | 2694130 | 2723020 | 2718690 | 2754070 | 2666800 | 2880370 | 3081870 | 3296520 | 3524610 | 3785600 | 3993770 | 4202460 | 4467130 | 4402580 | 4364350 | 4369610 | 4353740 | 4356100 | 4363220 | 4385600 | 4397640 | 4413210 | 4424030 | 4471060 | 4494040 | 4517180 | 4550010
Industrial Sector Energy Related Emissions before CCS[LPG propane or butane if,refined petroleum and coke 19,PM10] | NoSettings | 123857 | 141894 | 136060 | 143139 | 145089 | 146645 | 146412 | 148317 | 143617 | 155119 | 165971 | 177530 | 189814 | 203869 | 215080 | 226318 | 240572 | 237096 | 235037 | 235320 | 234465 | 234592 | 234976 | 236181 | 236830 | 237668 | 238251 | 240783 | 242021 | 243267 | 245035
Industrial Sector Energy Related Emissions before CCS[LPG propane or butane if,refined petroleum and coke 19,PM25] | NoSettings | 123857 | 141894 | 136060 | 143139 | 145089 | 146645 | 146412 | 148317 | 143617 | 155119 | 165971 | 177530 | 189814 | 203869 | 215080 | 226318 | 240572 | 237096 | 235037 | 235320 | 234465 | 234592 | 234976 | 236181 | 236830 | 237668 | 238251 | 240783 | 242021 | 243267 | 245035
Industrial Sector Energy Related Emissions before CCS[LPG propane or butane if,refined petroleum and coke 19,SOx] | NoSettings | 0 | 0 | 0 | 0 | 0 | 0 | 0 | 0 | 0 | 0 | 0 | 0 | 0 | 0 | 0 | 0 | 0 | 0 | 0 | 0 | 0 | 0 | 0 | 0 | 0 | 0 | 0 | 0 | 0 | 0 | 0
Industrial Sector Energy Related Emissions before CCS[LPG propane or butane if,refined petroleum and coke 19,BC] | NoSettings | 20428.9 | 23403.9 | 22441.7 | 23609.3 | 23931 | 24187.5 | 24149.1 | 24463.4 | 23688.2 | 25585.3 | 27375.1 | 29281.8 | 31307.8 | 33626 | 35475.2 | 37328.9 | 39679.8 | 39106.5 | 38766.8 | 38813.6 | 38672.6 | 38693.5 | 38756.8 | 38955.6 | 39062.6 | 39200.9 | 39297 | 39714.7 | 39918.9 | 40124.4 | 40416
Industrial Sector Energy Related Emissions before CCS[LPG propane or butane if,refined petroleum and coke 19,OC] | NoSettings | 53015.3 | 60735.7 | 58238.9 | 61268.9 | 62103.6 | 62769.4 | 62669.6 | 63485.3 | 61473.6 | 66396.7 | 71041.5 | 75989.5 | 81247.2 | 87263.4 | 92062.1 | 96872.6 | 102974 | 101486 | 100604 | 100726 | 100360 | 100414 | 100578 | 101094 | 101372 | 101731 | 101980 | 103064 | 103594 | 104127 | 104884
Industrial Sector Energy Related Emissions before CCS[LPG propane or butane if,refined petroleum and coke 19,CH4] | NoSettings | 106958 | 122533 | 117496 | 123609 | 125293 | 126636 | 126435 | 128081 | 124022 | 133954 | 143325 | 153308 | 163915 | 176053 | 185734 | 195439 | 207748 | 204746 | 202968 | 203212 | 202474 | 202584 | 202915 | 203956 | 204516 | 205240 | 205743 | 207930 | 208999 | 210075 | 211602
Industrial Sector Energy Related Emissions before CCS[LPG propane or butane if,refined petroleum and coke 19,N2O] | NoSettings | 21391.5 | 24506.7 | 23499.2 | 24721.8 | 25058.6 | 25327.3 | 25287 | 25616.1 | 24804.4 | 26790.9 | 28665 | 30661.5 | 32783 | 35210.5 | 37146.8 | 39087.8 | 41549.5 | 40949.2 | 40593.5 | 40642.5 | 40494.8 | 40516.8 | 40583 | 40791.2 | 40903.2 | 41048 | 41148.6 | 41586.1 | 41799.9 | 42015.1 | 42320.4
Industrial Sector Energy Related Emissions before CCS[LPG propane or butane if,refined petroleum and coke 19,F gases] | NoSettings | 0 | 0 | 0 | 0 | 0 | 0 | 0 | 0 | 0 | 0 | 0 | 0 | 0 | 0 | 0 | 0 | 0 | 0 | 0 | 0 | 0 | 0 | 0 | 0 | 0 | 0 | 0 | 0 | 0 | 0 | 0
Industrial Sector Energy Related Emissions before CCS[LPG propane or butane if,chemicals 20,CO2] | NoSettings | 0 | 4733410 | 7953600 | 10817400 | 12354600 | 13086700 | 13079500 | 13763700 | 21942600 | 21430100 | 20913100 | 19957100 | 20835100 | 21714700 | 22485400 | 22967600 | 23331200 | 22680800 | 22317200 | 21958200 | 21625100 | 21396600 | 20995300 | 20661300 | 20156000 | 19802800 | 19242800 | 19225900 | 19235300 | 19209000 | 19090000
Industrial Sector Energy Related Emissions before CCS[LPG propane or butane if,chemicals 20,VOC] | NoSettings | 0 | 305.754 | 513.762 | 698.749 | 798.046 | 845.337 | 844.866 | 889.067 | 1417.38 | 1384.28 | 1350.88 | 1289.12 | 1345.84 | 1402.66 | 1452.44 | 1483.59 | 1507.07 | 1465.06 | 1441.57 | 1418.39 | 1396.87 | 1382.11 | 1356.19 | 1334.61 | 1301.97 | 1279.16 | 1242.99 | 1241.89 | 1242.5 | 1240.8 | 1233.12
Industrial Sector Energy Related Emissions before CCS[LPG propane or butane if,chemicals 20,CO] | NoSettings | 0 | 252.69 | 424.597 | 577.48 | 659.544 | 698.627 | 698.238 | 734.768 | 1171.39 | 1144.03 | 1116.43 | 1065.4 | 1112.27 | 1159.22 | 1200.37 | 1226.11 | 1245.52 | 1210.8 | 1191.39 | 1172.22 | 1154.44 | 1142.24 | 1120.82 | 1102.99 | 1076.01 | 1057.16 | 1027.27 | 1026.36 | 1026.86 | 1025.46 | 1019.11
Industrial Sector Energy Related Emissions before CCS[LPG propane or butane if,chemicals 20,NOx] | NoSettings | 0 | 4968.15 | 8348.04 | 11353.9 | 12967.3 | 13735.8 | 13728.1 | 14446.3 | 23030.8 | 22492.9 | 21950.3 | 20946.8 | 21868.4 | 22791.6 | 23600.6 | 24106.6 | 24488.3 | 23805.6 | 23423.9 | 23047.2 | 22697.6 | 22457.8 | 22036.6 | 21685.9 | 21155.6 | 20784.8 | 20197.2 | 20179.4 | 20189.2 | 20161.6 | 20036.7
Industrial Sector Energy Related Emissions before CCS[LPG propane or butane if,chemicals 20,PM10] | NoSettings | 0 | 267.554 | 449.574 | 611.449 | 698.341 | 739.723 | 739.311 | 777.989 | 1240.3 | 1211.33 | 1182.1 | 1128.07 | 1177.69 | 1227.41 | 1270.98 | 1298.23 | 1318.79 | 1282.02 | 1261.47 | 1241.18 | 1222.35 | 1209.44 | 1186.75 | 1167.87 | 1139.31 | 1119.34 | 1087.69 | 1086.74 | 1087.27 | 1085.78 | 1079.05
Industrial Sector Energy Related Emissions before CCS[LPG propane or butane if,chemicals 20,PM25] | NoSettings | 0 | 267.554 | 449.574 | 611.449 | 698.341 | 739.723 | 739.311 | 777.989 | 1240.3 | 1211.33 | 1182.1 | 1128.07 | 1177.69 | 1227.41 | 1270.98 | 1298.23 | 1318.79 | 1282.02 | 1261.47 | 1241.18 | 1222.35 | 1209.44 | 1186.75 | 1167.87 | 1139.31 | 1119.34 | 1087.69 | 1086.74 | 1087.27 | 1085.78 | 1079.05
Industrial Sector Energy Related Emissions before CCS[LPG propane or butane if,chemicals 20,SOx] | NoSettings | 0 | 0 | 0 | 0 | 0 | 0 | 0 | 0 | 0 | 0 | 0 | 0 | 0 | 0 | 0 | 0 | 0 | 0 | 0 | 0 | 0 | 0 | 0 | 0 | 0 | 0 | 0 | 0 | 0 | 0 | 0
Industrial Sector Energy Related Emissions before CCS[LPG propane or butane if,chemicals 20,BC] | NoSettings | 0 | 44.1302 | 74.1525 | 100.852 | 115.184 | 122.01 | 121.942 | 128.321 | 204.574 | 199.796 | 194.976 | 186.063 | 194.248 | 202.449 | 209.635 | 214.13 | 217.52 | 211.456 | 208.066 | 204.719 | 201.614 | 199.484 | 195.742 | 192.628 | 187.917 | 184.624 | 179.404 | 179.246 | 179.333 | 179.088 | 177.979
Industrial Sector Energy Related Emissions before CCS[LPG propane or butane if,chemicals 20,OC] | NoSettings | 0 | 114.523 | 192.434 | 261.723 | 298.916 | 316.629 | 316.452 | 333.008 | 530.892 | 518.493 | 505.984 | 482.854 | 504.097 | 525.379 | 544.026 | 555.691 | 564.489 | 548.752 | 539.955 | 531.27 | 523.21 | 517.683 | 507.974 | 499.891 | 487.665 | 479.12 | 465.573 | 465.163 | 465.39 | 464.753 | 461.875
Industrial Sector Energy Related Emissions before CCS[LPG propane or butane if,chemicals 20,CH4] | NoSettings | 0 | 231.048 | 388.233 | 528.022 | 603.058 | 638.793 | 638.438 | 671.839 | 1071.07 | 1046.05 | 1020.82 | 974.15 | 1017.01 | 1059.94 | 1097.56 | 1121.1 | 1138.85 | 1107.1 | 1089.35 | 1071.83 | 1055.57 | 1044.42 | 1024.83 | 1008.52 | 983.858 | 966.617 | 939.286 | 938.459 | 938.917 | 937.632 | 931.826
Industrial Sector Energy Related Emissions before CCS[LPG propane or butane if,chemicals 20,N2O] | NoSettings | 0 | 46.2096 | 77.6466 | 105.604 | 120.612 | 127.759 | 127.688 | 134.368 | 214.213 | 209.21 | 204.163 | 194.83 | 203.401 | 211.989 | 219.513 | 224.22 | 227.769 | 221.42 | 217.87 | 214.366 | 211.114 | 208.883 | 204.966 | 201.704 | 196.772 | 193.323 | 187.857 | 187.692 | 187.783 | 187.526 | 186.365
Industrial Sector Energy Related Emissions before CCS[LPG propane or butane if,chemicals 20,F gases] | NoSettings | 0 | 0 | 0 | 0 | 0 | 0 | 0 | 0 | 0 | 0 | 0 | 0 | 0 | 0 | 0 | 0 | 0 | 0 | 0 | 0 | 0 | 0 | 0 | 0 | 0 | 0 | 0 | 0 | 0 | 0 | 0
Industrial Sector Energy Related Emissions before CCS[LPG propane or butane if,rubber and plastic products 22,CO2] | NoSettings | 0 | 0 | 0 | 0 | 0 | 0 | 0 | 0 | 0 | 0 | 0 | 0 | 0 | 0 | 0 | 0 | 0 | 0 | 0 | 0 | 0 | 0 | 0 | 0 | 0 | 0 | 0 | 0 | 0 | 0 | 0
Industrial Sector Energy Related Emissions before CCS[LPG propane or butane if,rubber and plastic products 22,VOC] | NoSettings | 0 | 0 | 0 | 0 | 0 | 0 | 0 | 0 | 0 | 0 | 0 | 0 | 0 | 0 | 0 | 0 | 0 | 0 | 0 | 0 | 0 | 0 | 0 | 0 | 0 | 0 | 0 | 0 | 0 | 0 | 0
Industrial Sector Energy Related Emissions before CCS[LPG propane or butane if,rubber and plastic products 22,CO] | NoSettings | 0 | 0 | 0 | 0 | 0 | 0 | 0 | 0 | 0 | 0 | 0 | 0 | 0 | 0 | 0 | 0 | 0 | 0 | 0 | 0 | 0 | 0 | 0 | 0 | 0 | 0 | 0 | 0 | 0 | 0 | 0
Industrial Sector Energy Related Emissions before CCS[LPG propane or butane if,rubber and plastic products 22,NOx] | NoSettings | 0 | 0 | 0 | 0 | 0 | 0 | 0 | 0 | 0 | 0 | 0 | 0 | 0 | 0 | 0 | 0 | 0 | 0 | 0 | 0 | 0 | 0 | 0 | 0 | 0 | 0 | 0 | 0 | 0 | 0 | 0
Industrial Sector Energy Related Emissions before CCS[LPG propane or butane if,rubber and plastic products 22,PM10] | NoSettings | 0 | 0 | 0 | 0 | 0 | 0 | 0 | 0 | 0 | 0 | 0 | 0 | 0 | 0 | 0 | 0 | 0 | 0 | 0 | 0 | 0 | 0 | 0 | 0 | 0 | 0 | 0 | 0 | 0 | 0 | 0
Industrial Sector Energy Related Emissions before CCS[LPG propane or butane if,rubber and plastic products 22,PM25] | NoSettings | 0 | 0 | 0 | 0 | 0 | 0 | 0 | 0 | 0 | 0 | 0 | 0 | 0 | 0 | 0 | 0 | 0 | 0 | 0 | 0 | 0 | 0 | 0 | 0 | 0 | 0 | 0 | 0 | 0 | 0 | 0
Industrial Sector Energy Related Emissions before CCS[LPG propane or butane if,rubber and plastic products 22,SOx] | NoSettings | 0 | 0 | 0 | 0 | 0 | 0 | 0 | 0 | 0 | 0 | 0 | 0 | 0 | 0 | 0 | 0 | 0 | 0 | 0 | 0 | 0 | 0 | 0 | 0 | 0 | 0 | 0 | 0 | 0 | 0 | 0
Industrial Sector Energy Related Emissions before CCS[LPG propane or butane if,rubber and plastic products 22,BC] | NoSettings | 0 | 0 | 0 | 0 | 0 | 0 | 0 | 0 | 0 | 0 | 0 | 0 | 0 | 0 | 0 | 0 | 0 | 0 | 0 | 0 | 0 | 0 | 0 | 0 | 0 | 0 | 0 | 0 | 0 | 0 | 0
Industrial Sector Energy Related Emissions before CCS[LPG propane or butane if,rubber and plastic products 22,OC] | NoSettings | 0 | 0 | 0 | 0 | 0 | 0 | 0 | 0 | 0 | 0 | 0 | 0 | 0 | 0 | 0 | 0 | 0 | 0 | 0 | 0 | 0 | 0 | 0 | 0 | 0 | 0 | 0 | 0 | 0 | 0 | 0
Industrial Sector Energy Related Emissions before CCS[LPG propane or butane if,rubber and plastic products 22,CH4] | NoSettings | 0 | 0 | 0 | 0 | 0 | 0 | 0 | 0 | 0 | 0 | 0 | 0 | 0 | 0 | 0 | 0 | 0 | 0 | 0 | 0 | 0 | 0 | 0 | 0 | 0 | 0 | 0 | 0 | 0 | 0 | 0
Industrial Sector Energy Related Emissions before CCS[LPG propane or butane if,rubber and plastic products 22,N2O] | NoSettings | 0 | 0 | 0 | 0 | 0 | 0 | 0 | 0 | 0 | 0 | 0 | 0 | 0 | 0 | 0 | 0 | 0 | 0 | 0 | 0 | 0 | 0 | 0 | 0 | 0 | 0 | 0 | 0 | 0 | 0 | 0
Industrial Sector Energy Related Emissions before CCS[LPG propane or butane if,rubber and plastic products 22,F gases] | NoSettings | 0 | 0 | 0 | 0 | 0 | 0 | 0 | 0 | 0 | 0 | 0 | 0 | 0 | 0 | 0 | 0 | 0 | 0 | 0 | 0 | 0 | 0 | 0 | 0 | 0 | 0 | 0 | 0 | 0 | 0 | 0
Industrial Sector Energy Related Emissions before CCS[LPG propane or butane if,glass and glass products 231,CO2] | NoSettings | 0 | 0 | 0 | 0 | 0 | 0 | 0 | 0 | 0 | 0 | 0 | 0 | 0 | 0 | 0 | 0 | 0 | 0 | 0 | 0 | 0 | 0 | 0 | 0 | 0 | 0 | 0 | 0 | 0 | 0 | 0
Industrial Sector Energy Related Emissions before CCS[LPG propane or butane if,glass and glass products 231,VOC] | NoSettings | 0 | 0 | 0 | 0 | 0 | 0 | 0 | 0 | 0 | 0 | 0 | 0 | 0 | 0 | 0 | 0 | 0 | 0 | 0 | 0 | 0 | 0 | 0 | 0 | 0 | 0 | 0 | 0 | 0 | 0 | 0
Industrial Sector Energy Related Emissions before CCS[LPG propane or butane if,glass and glass products 231,CO] | NoSettings | 0 | 0 | 0 | 0 | 0 | 0 | 0 | 0 | 0 | 0 | 0 | 0 | 0 | 0 | 0 | 0 | 0 | 0 | 0 | 0 | 0 | 0 | 0 | 0 | 0 | 0 | 0 | 0 | 0 | 0 | 0
Industrial Sector Energy Related Emissions before CCS[LPG propane or butane if,glass and glass products 231,NOx] | NoSettings | 0 | 0 | 0 | 0 | 0 | 0 | 0 | 0 | 0 | 0 | 0 | 0 | 0 | 0 | 0 | 0 | 0 | 0 | 0 | 0 | 0 | 0 | 0 | 0 | 0 | 0 | 0 | 0 | 0 | 0 | 0
Industrial Sector Energy Related Emissions before CCS[LPG propane or butane if,glass and glass products 231,PM10] | NoSettings | 0 | 0 | 0 | 0 | 0 | 0 | 0 | 0 | 0 | 0 | 0 | 0 | 0 | 0 | 0 | 0 | 0 | 0 | 0 | 0 | 0 | 0 | 0 | 0 | 0 | 0 | 0 | 0 | 0 | 0 | 0
Industrial Sector Energy Related Emissions before CCS[LPG propane or butane if,glass and glass products 231,PM25] | NoSettings | 0 | 0 | 0 | 0 | 0 | 0 | 0 | 0 | 0 | 0 | 0 | 0 | 0 | 0 | 0 | 0 | 0 | 0 | 0 | 0 | 0 | 0 | 0 | 0 | 0 | 0 | 0 | 0 | 0 | 0 | 0
Industrial Sector Energy Related Emissions before CCS[LPG propane or butane if,glass and glass products 231,SOx] | NoSettings | 0 | 0 | 0 | 0 | 0 | 0 | 0 | 0 | 0 | 0 | 0 | 0 | 0 | 0 | 0 | 0 | 0 | 0 | 0 | 0 | 0 | 0 | 0 | 0 | 0 | 0 | 0 | 0 | 0 | 0 | 0
Industrial Sector Energy Related Emissions before CCS[LPG propane or butane if,glass and glass products 231,BC] | NoSettings | 0 | 0 | 0 | 0 | 0 | 0 | 0 | 0 | 0 | 0 | 0 | 0 | 0 | 0 | 0 | 0 | 0 | 0 | 0 | 0 | 0 | 0 | 0 | 0 | 0 | 0 | 0 | 0 | 0 | 0 | 0
Industrial Sector Energy Related Emissions before CCS[LPG propane or butane if,glass and glass products 231,OC] | NoSettings | 0 | 0 | 0 | 0 | 0 | 0 | 0 | 0 | 0 | 0 | 0 | 0 | 0 | 0 | 0 | 0 | 0 | 0 | 0 | 0 | 0 | 0 | 0 | 0 | 0 | 0 | 0 | 0 | 0 | 0 | 0
Industrial Sector Energy Related Emissions before CCS[LPG propane or butane if,glass and glass products 231,CH4] | NoSettings | 0 | 0 | 0 | 0 | 0 | 0 | 0 | 0 | 0 | 0 | 0 | 0 | 0 | 0 | 0 | 0 | 0 | 0 | 0 | 0 | 0 | 0 | 0 | 0 | 0 | 0 | 0 | 0 | 0 | 0 | 0
Industrial Sector Energy Related Emissions before CCS[LPG propane or butane if,glass and glass products 231,N2O] | NoSettings | 0 | 0 | 0 | 0 | 0 | 0 | 0 | 0 | 0 | 0 | 0 | 0 | 0 | 0 | 0 | 0 | 0 | 0 | 0 | 0 | 0 | 0 | 0 | 0 | 0 | 0 | 0 | 0 | 0 | 0 | 0
Industrial Sector Energy Related Emissions before CCS[LPG propane or butane if,glass and glass products 231,F gases] | NoSettings | 0 | 0 | 0 | 0 | 0 | 0 | 0 | 0 | 0 | 0 | 0 | 0 | 0 | 0 | 0 | 0 | 0 | 0 | 0 | 0 | 0 | 0 | 0 | 0 | 0 | 0 | 0 | 0 | 0 | 0 | 0
Industrial Sector Energy Related Emissions before CCS[LPG propane or butane if,cement and other nonmetallic minerals 239,CO2] | NoSettings | 30205000 | 29575400 | 53101100 | 78522300 | 100040000 | 119839000 | 136878000 | 155777000 | 210153000 | 410521000 | 605024000 | 789030000 | 987211000 | 1185960000 | 1380880000 | 1570190000 | 1745660000 | 1732590000 | 1721400000 | 1711490000 | 1700560000 | 1696910000 | 1696920000 | 1701240000 | 1696150000 | 1703690000 | 1703500000 | 1711450000 | 1718680000 | 1725660000 | 1732370000
Industrial Sector Energy Related Emissions before CCS[LPG propane or butane if,cement and other nonmetallic minerals 239,VOC] | NoSettings | 1951.09 | 1910.42 | 3430.06 | 5072.14 | 6462.09 | 7741 | 8841.64 | 10062.4 | 13574.8 | 26517.5 | 39081.5 | 50967.3 | 63768.8 | 76607.1 | 89198 | 101426 | 112761 | 111916 | 111193 | 110554 | 109848 | 109611 | 109612 | 109892 | 109563 | 110050 | 110037 | 110551 | 111018 | 111469 | 111902
Industrial Sector Energy Related Emissions before CCS[LPG propane or butane if,cement and other nonmetallic minerals 239,CO] | NoSettings | 1612.48 | 1578.86 | 2834.77 | 4191.86 | 5340.58 | 6397.53 | 7307.16 | 8316.04 | 11218.9 | 21915.4 | 32298.8 | 42121.8 | 52701.6 | 63311.8 | 73717.5 | 83823.3 | 93190.9 | 92493.2 | 91895.6 | 91366.8 | 90783.4 | 90588.1 | 90588.8 | 90819.7 | 90547.9 | 90950.4 | 90940.2 | 91364.7 | 91750.5 | 92123.3 | 92481.4
Industrial Sector Energy Related Emissions before CCS[LPG propane or butane if,cement and other nonmetallic minerals 239,NOx] | NoSettings | 31703 | 31042.2 | 55734.6 | 82416.5 | 105002 | 125782 | 143667 | 163502 | 220575 | 430880 | 635029 | 828160 | 1036170 | 1244780 | 1449370 | 1648060 | 1832230 | 1818520 | 1806770 | 1796370 | 1784900 | 1781060 | 1781070 | 1785610 | 1780270 | 1788180 | 1787980 | 1796330 | 1803910 | 1811240 | 1818280
Industrial Sector Energy Related Emissions before CCS[LPG propane or butane if,cement and other nonmetallic minerals 239,PM10] | NoSettings | 1707.33 | 1671.74 | 3001.52 | 4438.44 | 5654.73 | 6773.86 | 7736.99 | 8805.21 | 11878.8 | 23204.5 | 34198.7 | 44599.6 | 55801.7 | 67036 | 78053.8 | 88754.1 | 98672.7 | 97933.9 | 97301.2 | 96741.3 | 96123.6 | 95916.8 | 95917.6 | 96162.1 | 95874.3 | 96300.4 | 96289.7 | 96739.1 | 97147.6 | 97542.4 | 97921.5
Industrial Sector Energy Related Emissions before CCS[LPG propane or butane if,cement and other nonmetallic minerals 239,PM25] | NoSettings | 1707.33 | 1671.74 | 3001.52 | 4438.44 | 5654.73 | 6773.86 | 7736.99 | 8805.21 | 11878.8 | 23204.5 | 34198.7 | 44599.6 | 55801.7 | 67036 | 78053.8 | 88754.1 | 98672.7 | 97933.9 | 97301.2 | 96741.3 | 96123.6 | 95916.8 | 95917.6 | 96162.1 | 95874.3 | 96300.4 | 96289.7 | 96739.1 | 97147.6 | 97542.4 | 97921.5
Industrial Sector Energy Related Emissions before CCS[LPG propane or butane if,cement and other nonmetallic minerals 239,SOx] | NoSettings | 0 | 0 | 0 | 0 | 0 | 0 | 0 | 0 | 0 | 0 | 0 | 0 | 0 | 0 | 0 | 0 | 0 | 0 | 0 | 0 | 0 | 0 | 0 | 0 | 0 | 0 | 0 | 0 | 0 | 0 | 0
Industrial Sector Energy Related Emissions before CCS[LPG propane or butane if,cement and other nonmetallic minerals 239,BC] | NoSettings | 281.606 | 275.736 | 495.069 | 732.074 | 932.689 | 1117.28 | 1276.14 | 1452.33 | 1959.29 | 3827.34 | 5640.72 | 7356.23 | 9203.9 | 11056.9 | 12874.2 | 14639.1 | 16275 | 16153.2 | 16048.8 | 15956.5 | 15854.6 | 15820.5 | 15820.6 | 15860.9 | 15813.5 | 15883.8 | 15882 | 15956.1 | 16023.5 | 16088.6 | 16151.1
Industrial Sector Energy Related Emissions before CCS[LPG propane or butane if,cement and other nonmetallic minerals 239,OC] | NoSettings | 730.799 | 715.566 | 1284.76 | 1899.82 | 2420.43 | 2899.46 | 3311.72 | 3768.96 | 5084.57 | 9932.39 | 14638.3 | 19090.3 | 23885.2 | 28693.9 | 33409.9 | 37990 | 42235.6 | 41919.3 | 41648.5 | 41408.9 | 41144.4 | 41055.9 | 41056.2 | 41160.9 | 41037.7 | 41220.1 | 41215.5 | 41407.9 | 41582.8 | 41751.7 | 41914
Industrial Sector Energy Related Emissions before CCS[LPG propane or butane if,cement and other nonmetallic minerals 239,CH4] | NoSettings | 1474.38 | 1443.64 | 2591.99 | 3832.85 | 4883.19 | 5849.62 | 6681.34 | 7603.81 | 10258 | 20038.5 | 29532.6 | 38514.3 | 48188 | 57889.5 | 67404 | 76644.3 | 85209.6 | 84571.6 | 84025.2 | 83541.7 | 83008.3 | 82829.7 | 82830.4 | 83041.5 | 82793 | 83161 | 83151.7 | 83539.8 | 83892.6 | 84233.5 | 84560.8
Industrial Sector Energy Related Emissions before CCS[LPG propane or butane if,cement and other nonmetallic minerals 239,N2O] | NoSettings | 294.875 | 288.729 | 518.397 | 766.57 | 976.638 | 1169.92 | 1336.27 | 1520.76 | 2051.61 | 4007.69 | 5906.52 | 7702.86 | 9637.59 | 11577.9 | 13480.8 | 15328.9 | 17041.9 | 16914.3 | 16805 | 16708.3 | 16601.7 | 16565.9 | 16566.1 | 16608.3 | 16558.6 | 16632.2 | 16630.3 | 16708 | 16778.5 | 16846.7 | 16912.2
Industrial Sector Energy Related Emissions before CCS[LPG propane or butane if,cement and other nonmetallic minerals 239,F gases] | NoSettings | 0 | 0 | 0 | 0 | 0 | 0 | 0 | 0 | 0 | 0 | 0 | 0 | 0 | 0 | 0 | 0 | 0 | 0 | 0 | 0 | 0 | 0 | 0 | 0 | 0 | 0 | 0 | 0 | 0 | 0 | 0
Industrial Sector Energy Related Emissions before CCS[LPG propane or butane if,iron and steel 241,CO2] | NoSettings | 0 | 0 | 0 | 0 | 0 | 0 | 0 | 0 | 0 | 0 | 0 | 0 | 0 | 0 | 0 | 0 | 0 | 0 | 0 | 0 | 0 | 0 | 0 | 0 | 0 | 0 | 0 | 0 | 0 | 0 | 0
Industrial Sector Energy Related Emissions before CCS[LPG propane or butane if,iron and steel 241,VOC] | NoSettings | 0 | 0 | 0 | 0 | 0 | 0 | 0 | 0 | 0 | 0 | 0 | 0 | 0 | 0 | 0 | 0 | 0 | 0 | 0 | 0 | 0 | 0 | 0 | 0 | 0 | 0 | 0 | 0 | 0 | 0 | 0
Industrial Sector Energy Related Emissions before CCS[LPG propane or butane if,iron and steel 241,CO] | NoSettings | 0 | 0 | 0 | 0 | 0 | 0 | 0 | 0 | 0 | 0 | 0 | 0 | 0 | 0 | 0 | 0 | 0 | 0 | 0 | 0 | 0 | 0 | 0 | 0 | 0 | 0 | 0 | 0 | 0 | 0 | 0
Industrial Sector Energy Related Emissions before CCS[LPG propane or butane if,iron and steel 241,NOx] | NoSettings | 0 | 0 | 0 | 0 | 0 | 0 | 0 | 0 | 0 | 0 | 0 | 0 | 0 | 0 | 0 | 0 | 0 | 0 | 0 | 0 | 0 | 0 | 0 | 0 | 0 | 0 | 0 | 0 | 0 | 0 | 0
Industrial Sector Energy Related Emissions before CCS[LPG propane or butane if,iron and steel 241,PM10] | NoSettings | 0 | 0 | 0 | 0 | 0 | 0 | 0 | 0 | 0 | 0 | 0 | 0 | 0 | 0 | 0 | 0 | 0 | 0 | 0 | 0 | 0 | 0 | 0 | 0 | 0 | 0 | 0 | 0 | 0 | 0 | 0
Industrial Sector Energy Related Emissions before CCS[LPG propane or butane if,iron and steel 241,PM25] | NoSettings | 0 | 0 | 0 | 0 | 0 | 0 | 0 | 0 | 0 | 0 | 0 | 0 | 0 | 0 | 0 | 0 | 0 | 0 | 0 | 0 | 0 | 0 | 0 | 0 | 0 | 0 | 0 | 0 | 0 | 0 | 0
Industrial Sector Energy Related Emissions before CCS[LPG propane or butane if,iron and steel 241,SOx] | NoSettings | 0 | 0 | 0 | 0 | 0 | 0 | 0 | 0 | 0 | 0 | 0 | 0 | 0 | 0 | 0 | 0 | 0 | 0 | 0 | 0 | 0 | 0 | 0 | 0 | 0 | 0 | 0 | 0 | 0 | 0 | 0
Industrial Sector Energy Related Emissions before CCS[LPG propane or butane if,iron and steel 241,BC] | NoSettings | 0 | 0 | 0 | 0 | 0 | 0 | 0 | 0 | 0 | 0 | 0 | 0 | 0 | 0 | 0 | 0 | 0 | 0 | 0 | 0 | 0 | 0 | 0 | 0 | 0 | 0 | 0 | 0 | 0 | 0 | 0
Industrial Sector Energy Related Emissions before CCS[LPG propane or butane if,iron and steel 241,OC] | NoSettings | 0 | 0 | 0 | 0 | 0 | 0 | 0 | 0 | 0 | 0 | 0 | 0 | 0 | 0 | 0 | 0 | 0 | 0 | 0 | 0 | 0 | 0 | 0 | 0 | 0 | 0 | 0 | 0 | 0 | 0 | 0
Industrial Sector Energy Related Emissions before CCS[LPG propane or butane if,iron and steel 241,CH4] | NoSettings | 0 | 0 | 0 | 0 | 0 | 0 | 0 | 0 | 0 | 0 | 0 | 0 | 0 | 0 | 0 | 0 | 0 | 0 | 0 | 0 | 0 | 0 | 0 | 0 | 0 | 0 | 0 | 0 | 0 | 0 | 0
Industrial Sector Energy Related Emissions before CCS[LPG propane or butane if,iron and steel 241,N2O] | NoSettings | 0 | 0 | 0 | 0 | 0 | 0 | 0 | 0 | 0 | 0 | 0 | 0 | 0 | 0 | 0 | 0 | 0 | 0 | 0 | 0 | 0 | 0 | 0 | 0 | 0 | 0 | 0 | 0 | 0 | 0 | 0
Industrial Sector Energy Related Emissions before CCS[LPG propane or butane if,iron and steel 241,F gases] | NoSettings | 0 | 0 | 0 | 0 | 0 | 0 | 0 | 0 | 0 | 0 | 0 | 0 | 0 | 0 | 0 | 0 | 0 | 0 | 0 | 0 | 0 | 0 | 0 | 0 | 0 | 0 | 0 | 0 | 0 | 0 | 0
Industrial Sector Energy Related Emissions before CCS[LPG propane or butane if,other metals 242,CO2] | NoSettings | 0 | 0 | 0 | 0 | 0 | 0 | 0 | 0 | 0 | 0 | 0 | 0 | 0 | 0 | 0 | 0 | 0 | 0 | 0 | 0 | 0 | 0 | 0 | 0 | 0 | 0 | 0 | 0 | 0 | 0 | 0
Industrial Sector Energy Related Emissions before CCS[LPG propane or butane if,other metals 242,VOC] | NoSettings | 0 | 0 | 0 | 0 | 0 | 0 | 0 | 0 | 0 | 0 | 0 | 0 | 0 | 0 | 0 | 0 | 0 | 0 | 0 | 0 | 0 | 0 | 0 | 0 | 0 | 0 | 0 | 0 | 0 | 0 | 0
Industrial Sector Energy Related Emissions before CCS[LPG propane or butane if,other metals 242,CO] | NoSettings | 0 | 0 | 0 | 0 | 0 | 0 | 0 | 0 | 0 | 0 | 0 | 0 | 0 | 0 | 0 | 0 | 0 | 0 | 0 | 0 | 0 | 0 | 0 | 0 | 0 | 0 | 0 | 0 | 0 | 0 | 0
Industrial Sector Energy Related Emissions before CCS[LPG propane or butane if,other metals 242,NOx] | NoSettings | 0 | 0 | 0 | 0 | 0 | 0 | 0 | 0 | 0 | 0 | 0 | 0 | 0 | 0 | 0 | 0 | 0 | 0 | 0 | 0 | 0 | 0 | 0 | 0 | 0 | 0 | 0 | 0 | 0 | 0 | 0
Industrial Sector Energy Related Emissions before CCS[LPG propane or butane if,other metals 242,PM10] | NoSettings | 0 | 0 | 0 | 0 | 0 | 0 | 0 | 0 | 0 | 0 | 0 | 0 | 0 | 0 | 0 | 0 | 0 | 0 | 0 | 0 | 0 | 0 | 0 | 0 | 0 | 0 | 0 | 0 | 0 | 0 | 0
Industrial Sector Energy Related Emissions before CCS[LPG propane or butane if,other metals 242,PM25] | NoSettings | 0 | 0 | 0 | 0 | 0 | 0 | 0 | 0 | 0 | 0 | 0 | 0 | 0 | 0 | 0 | 0 | 0 | 0 | 0 | 0 | 0 | 0 | 0 | 0 | 0 | 0 | 0 | 0 | 0 | 0 | 0
Industrial Sector Energy Related Emissions before CCS[LPG propane or butane if,other metals 242,SOx] | NoSettings | 0 | 0 | 0 | 0 | 0 | 0 | 0 | 0 | 0 | 0 | 0 | 0 | 0 | 0 | 0 | 0 | 0 | 0 | 0 | 0 | 0 | 0 | 0 | 0 | 0 | 0 | 0 | 0 | 0 | 0 | 0
Industrial Sector Energy Related Emissions before CCS[LPG propane or butane if,other metals 242,BC] | NoSettings | 0 | 0 | 0 | 0 | 0 | 0 | 0 | 0 | 0 | 0 | 0 | 0 | 0 | 0 | 0 | 0 | 0 | 0 | 0 | 0 | 0 | 0 | 0 | 0 | 0 | 0 | 0 | 0 | 0 | 0 | 0
Industrial Sector Energy Related Emissions before CCS[LPG propane or butane if,other metals 242,OC] | NoSettings | 0 | 0 | 0 | 0 | 0 | 0 | 0 | 0 | 0 | 0 | 0 | 0 | 0 | 0 | 0 | 0 | 0 | 0 | 0 | 0 | 0 | 0 | 0 | 0 | 0 | 0 | 0 | 0 | 0 | 0 | 0
Industrial Sector Energy Related Emissions before CCS[LPG propane or butane if,other metals 242,CH4] | NoSettings | 0 | 0 | 0 | 0 | 0 | 0 | 0 | 0 | 0 | 0 | 0 | 0 | 0 | 0 | 0 | 0 | 0 | 0 | 0 | 0 | 0 | 0 | 0 | 0 | 0 | 0 | 0 | 0 | 0 | 0 | 0
Industrial Sector Energy Related Emissions before CCS[LPG propane or butane if,other metals 242,N2O] | NoSettings | 0 | 0 | 0 | 0 | 0 | 0 | 0 | 0 | 0 | 0 | 0 | 0 | 0 | 0 | 0 | 0 | 0 | 0 | 0 | 0 | 0 | 0 | 0 | 0 | 0 | 0 | 0 | 0 | 0 | 0 | 0
Industrial Sector Energy Related Emissions before CCS[LPG propane or butane if,other metals 242,F gases] | NoSettings | 0 | 0 | 0 | 0 | 0 | 0 | 0 | 0 | 0 | 0 | 0 | 0 | 0 | 0 | 0 | 0 | 0 | 0 | 0 | 0 | 0 | 0 | 0 | 0 | 0 | 0 | 0 | 0 | 0 | 0 | 0
Industrial Sector Energy Related Emissions before CCS[LPG propane or butane if,metal products except machinery and vehicles 25,CO2] | NoSettings | 0 | 0 | 0 | 0 | 0 | 0 | 0 | 0 | 0 | 0 | 0 | 0 | 0 | 0 | 0 | 0 | 0 | 0 | 0 | 0 | 0 | 0 | 0 | 0 | 0 | 0 | 0 | 0 | 0 | 0 | 0
Industrial Sector Energy Related Emissions before CCS[LPG propane or butane if,metal products except machinery and vehicles 25,VOC] | NoSettings | 0 | 0 | 0 | 0 | 0 | 0 | 0 | 0 | 0 | 0 | 0 | 0 | 0 | 0 | 0 | 0 | 0 | 0 | 0 | 0 | 0 | 0 | 0 | 0 | 0 | 0 | 0 | 0 | 0 | 0 | 0
Industrial Sector Energy Related Emissions before CCS[LPG propane or butane if,metal products except machinery and vehicles 25,CO] | NoSettings | 0 | 0 | 0 | 0 | 0 | 0 | 0 | 0 | 0 | 0 | 0 | 0 | 0 | 0 | 0 | 0 | 0 | 0 | 0 | 0 | 0 | 0 | 0 | 0 | 0 | 0 | 0 | 0 | 0 | 0 | 0
Industrial Sector Energy Related Emissions before CCS[LPG propane or butane if,metal products except machinery and vehicles 25,NOx] | NoSettings | 0 | 0 | 0 | 0 | 0 | 0 | 0 | 0 | 0 | 0 | 0 | 0 | 0 | 0 | 0 | 0 | 0 | 0 | 0 | 0 | 0 | 0 | 0 | 0 | 0 | 0 | 0 | 0 | 0 | 0 | 0
Industrial Sector Energy Related Emissions before CCS[LPG propane or butane if,metal products except machinery and vehicles 25,PM10] | NoSettings | 0 | 0 | 0 | 0 | 0 | 0 | 0 | 0 | 0 | 0 | 0 | 0 | 0 | 0 | 0 | 0 | 0 | 0 | 0 | 0 | 0 | 0 | 0 | 0 | 0 | 0 | 0 | 0 | 0 | 0 | 0
Industrial Sector Energy Related Emissions before CCS[LPG propane or butane if,metal products except machinery and vehicles 25,PM25] | NoSettings | 0 | 0 | 0 | 0 | 0 | 0 | 0 | 0 | 0 | 0 | 0 | 0 | 0 | 0 | 0 | 0 | 0 | 0 | 0 | 0 | 0 | 0 | 0 | 0 | 0 | 0 | 0 | 0 | 0 | 0 | 0
Industrial Sector Energy Related Emissions before CCS[LPG propane or butane if,metal products except machinery and vehicles 25,SOx] | NoSettings | 0 | 0 | 0 | 0 | 0 | 0 | 0 | 0 | 0 | 0 | 0 | 0 | 0 | 0 | 0 | 0 | 0 | 0 | 0 | 0 | 0 | 0 | 0 | 0 | 0 | 0 | 0 | 0 | 0 | 0 | 0
Industrial Sector Energy Related Emissions before CCS[LPG propane or butane if,metal products except machinery and vehicles 25,BC] | NoSettings | 0 | 0 | 0 | 0 | 0 | 0 | 0 | 0 | 0 | 0 | 0 | 0 | 0 | 0 | 0 | 0 | 0 | 0 | 0 | 0 | 0 | 0 | 0 | 0 | 0 | 0 | 0 | 0 | 0 | 0 | 0
Industrial Sector Energy Related Emissions before CCS[LPG propane or butane if,metal products except machinery and vehicles 25,OC] | NoSettings | 0 | 0 | 0 | 0 | 0 | 0 | 0 | 0 | 0 | 0 | 0 | 0 | 0 | 0 | 0 | 0 | 0 | 0 | 0 | 0 | 0 | 0 | 0 | 0 | 0 | 0 | 0 | 0 | 0 | 0 | 0
Industrial Sector Energy Related Emissions before CCS[LPG propane or butane if,metal products except machinery and vehicles 25,CH4] | NoSettings | 0 | 0 | 0 | 0 | 0 | 0 | 0 | 0 | 0 | 0 | 0 | 0 | 0 | 0 | 0 | 0 | 0 | 0 | 0 | 0 | 0 | 0 | 0 | 0 | 0 | 0 | 0 | 0 | 0 | 0 | 0
Industrial Sector Energy Related Emissions before CCS[LPG propane or butane if,metal products except machinery and vehicles 25,N2O] | NoSettings | 0 | 0 | 0 | 0 | 0 | 0 | 0 | 0 | 0 | 0 | 0 | 0 | 0 | 0 | 0 | 0 | 0 | 0 | 0 | 0 | 0 | 0 | 0 | 0 | 0 | 0 | 0 | 0 | 0 | 0 | 0
Industrial Sector Energy Related Emissions before CCS[LPG propane or butane if,metal products except machinery and vehicles 25,F gases] | NoSettings | 0 | 0 | 0 | 0 | 0 | 0 | 0 | 0 | 0 | 0 | 0 | 0 | 0 | 0 | 0 | 0 | 0 | 0 | 0 | 0 | 0 | 0 | 0 | 0 | 0 | 0 | 0 | 0 | 0 | 0 | 0
Industrial Sector Energy Related Emissions before CCS[LPG propane or butane if,computers and electronics 26,CO2] | NoSettings | 0 | 0 | 0 | 0 | 0 | 0 | 0 | 0 | 0 | 0 | 0 | 0 | 0 | 0 | 0 | 0 | 0 | 0 | 0 | 0 | 0 | 0 | 0 | 0 | 0 | 0 | 0 | 0 | 0 | 0 | 0
Industrial Sector Energy Related Emissions before CCS[LPG propane or butane if,computers and electronics 26,VOC] | NoSettings | 0 | 0 | 0 | 0 | 0 | 0 | 0 | 0 | 0 | 0 | 0 | 0 | 0 | 0 | 0 | 0 | 0 | 0 | 0 | 0 | 0 | 0 | 0 | 0 | 0 | 0 | 0 | 0 | 0 | 0 | 0
Industrial Sector Energy Related Emissions before CCS[LPG propane or butane if,computers and electronics 26,CO] | NoSettings | 0 | 0 | 0 | 0 | 0 | 0 | 0 | 0 | 0 | 0 | 0 | 0 | 0 | 0 | 0 | 0 | 0 | 0 | 0 | 0 | 0 | 0 | 0 | 0 | 0 | 0 | 0 | 0 | 0 | 0 | 0
Industrial Sector Energy Related Emissions before CCS[LPG propane or butane if,computers and electronics 26,NOx] | NoSettings | 0 | 0 | 0 | 0 | 0 | 0 | 0 | 0 | 0 | 0 | 0 | 0 | 0 | 0 | 0 | 0 | 0 | 0 | 0 | 0 | 0 | 0 | 0 | 0 | 0 | 0 | 0 | 0 | 0 | 0 | 0
Industrial Sector Energy Related Emissions before CCS[LPG propane or butane if,computers and electronics 26,PM10] | NoSettings | 0 | 0 | 0 | 0 | 0 | 0 | 0 | 0 | 0 | 0 | 0 | 0 | 0 | 0 | 0 | 0 | 0 | 0 | 0 | 0 | 0 | 0 | 0 | 0 | 0 | 0 | 0 | 0 | 0 | 0 | 0
Industrial Sector Energy Related Emissions before CCS[LPG propane or butane if,computers and electronics 26,PM25] | NoSettings | 0 | 0 | 0 | 0 | 0 | 0 | 0 | 0 | 0 | 0 | 0 | 0 | 0 | 0 | 0 | 0 | 0 | 0 | 0 | 0 | 0 | 0 | 0 | 0 | 0 | 0 | 0 | 0 | 0 | 0 | 0
Industrial Sector Energy Related Emissions before CCS[LPG propane or butane if,computers and electronics 26,SOx] | NoSettings | 0 | 0 | 0 | 0 | 0 | 0 | 0 | 0 | 0 | 0 | 0 | 0 | 0 | 0 | 0 | 0 | 0 | 0 | 0 | 0 | 0 | 0 | 0 | 0 | 0 | 0 | 0 | 0 | 0 | 0 | 0
Industrial Sector Energy Related Emissions before CCS[LPG propane or butane if,computers and electronics 26,BC] | NoSettings | 0 | 0 | 0 | 0 | 0 | 0 | 0 | 0 | 0 | 0 | 0 | 0 | 0 | 0 | 0 | 0 | 0 | 0 | 0 | 0 | 0 | 0 | 0 | 0 | 0 | 0 | 0 | 0 | 0 | 0 | 0
Industrial Sector Energy Related Emissions before CCS[LPG propane or butane if,computers and electronics 26,OC] | NoSettings | 0 | 0 | 0 | 0 | 0 | 0 | 0 | 0 | 0 | 0 | 0 | 0 | 0 | 0 | 0 | 0 | 0 | 0 | 0 | 0 | 0 | 0 | 0 | 0 | 0 | 0 | 0 | 0 | 0 | 0 | 0
Industrial Sector Energy Related Emissions before CCS[LPG propane or butane if,computers and electronics 26,CH4] | NoSettings | 0 | 0 | 0 | 0 | 0 | 0 | 0 | 0 | 0 | 0 | 0 | 0 | 0 | 0 | 0 | 0 | 0 | 0 | 0 | 0 | 0 | 0 | 0 | 0 | 0 | 0 | 0 | 0 | 0 | 0 | 0
Industrial Sector Energy Related Emissions before CCS[LPG propane or butane if,computers and electronics 26,N2O] | NoSettings | 0 | 0 | 0 | 0 | 0 | 0 | 0 | 0 | 0 | 0 | 0 | 0 | 0 | 0 | 0 | 0 | 0 | 0 | 0 | 0 | 0 | 0 | 0 | 0 | 0 | 0 | 0 | 0 | 0 | 0 | 0
Industrial Sector Energy Related Emissions before CCS[LPG propane or butane if,computers and electronics 26,F gases] | NoSettings | 0 | 0 | 0 | 0 | 0 | 0 | 0 | 0 | 0 | 0 | 0 | 0 | 0 | 0 | 0 | 0 | 0 | 0 | 0 | 0 | 0 | 0 | 0 | 0 | 0 | 0 | 0 | 0 | 0 | 0 | 0
Industrial Sector Energy Related Emissions before CCS[LPG propane or butane if,appliances and electrical equipment 27,CO2] | NoSettings | 0 | 0 | 0 | 0 | 0 | 0 | 0 | 0 | 0 | 0 | 0 | 0 | 0 | 0 | 0 | 0 | 0 | 0 | 0 | 0 | 0 | 0 | 0 | 0 | 0 | 0 | 0 | 0 | 0 | 0 | 0
Industrial Sector Energy Related Emissions before CCS[LPG propane or butane if,appliances and electrical equipment 27,VOC] | NoSettings | 0 | 0 | 0 | 0 | 0 | 0 | 0 | 0 | 0 | 0 | 0 | 0 | 0 | 0 | 0 | 0 | 0 | 0 | 0 | 0 | 0 | 0 | 0 | 0 | 0 | 0 | 0 | 0 | 0 | 0 | 0
Industrial Sector Energy Related Emissions before CCS[LPG propane or butane if,appliances and electrical equipment 27,CO] | NoSettings | 0 | 0 | 0 | 0 | 0 | 0 | 0 | 0 | 0 | 0 | 0 | 0 | 0 | 0 | 0 | 0 | 0 | 0 | 0 | 0 | 0 | 0 | 0 | 0 | 0 | 0 | 0 | 0 | 0 | 0 | 0
Industrial Sector Energy Related Emissions before CCS[LPG propane or butane if,appliances and electrical equipment 27,NOx] | NoSettings | 0 | 0 | 0 | 0 | 0 | 0 | 0 | 0 | 0 | 0 | 0 | 0 | 0 | 0 | 0 | 0 | 0 | 0 | 0 | 0 | 0 | 0 | 0 | 0 | 0 | 0 | 0 | 0 | 0 | 0 | 0
Industrial Sector Energy Related Emissions before CCS[LPG propane or butane if,appliances and electrical equipment 27,PM10] | NoSettings | 0 | 0 | 0 | 0 | 0 | 0 | 0 | 0 | 0 | 0 | 0 | 0 | 0 | 0 | 0 | 0 | 0 | 0 | 0 | 0 | 0 | 0 | 0 | 0 | 0 | 0 | 0 | 0 | 0 | 0 | 0
Industrial Sector Energy Related Emissions before CCS[LPG propane or butane if,appliances and electrical equipment 27,PM25] | NoSettings | 0 | 0 | 0 | 0 | 0 | 0 | 0 | 0 | 0 | 0 | 0 | 0 | 0 | 0 | 0 | 0 | 0 | 0 | 0 | 0 | 0 | 0 | 0 | 0 | 0 | 0 | 0 | 0 | 0 | 0 | 0
Industrial Sector Energy Related Emissions before CCS[LPG propane or butane if,appliances and electrical equipment 27,SOx] | NoSettings | 0 | 0 | 0 | 0 | 0 | 0 | 0 | 0 | 0 | 0 | 0 | 0 | 0 | 0 | 0 | 0 | 0 | 0 | 0 | 0 | 0 | 0 | 0 | 0 | 0 | 0 | 0 | 0 | 0 | 0 | 0
Industrial Sector Energy Related Emissions before CCS[LPG propane or butane if,appliances and electrical equipment 27,BC] | NoSettings | 0 | 0 | 0 | 0 | 0 | 0 | 0 | 0 | 0 | 0 | 0 | 0 | 0 | 0 | 0 | 0 | 0 | 0 | 0 | 0 | 0 | 0 | 0 | 0 | 0 | 0 | 0 | 0 | 0 | 0 | 0
Industrial Sector Energy Related Emissions before CCS[LPG propane or butane if,appliances and electrical equipment 27,OC] | NoSettings | 0 | 0 | 0 | 0 | 0 | 0 | 0 | 0 | 0 | 0 | 0 | 0 | 0 | 0 | 0 | 0 | 0 | 0 | 0 | 0 | 0 | 0 | 0 | 0 | 0 | 0 | 0 | 0 | 0 | 0 | 0
Industrial Sector Energy Related Emissions before CCS[LPG propane or butane if,appliances and electrical equipment 27,CH4] | NoSettings | 0 | 0 | 0 | 0 | 0 | 0 | 0 | 0 | 0 | 0 | 0 | 0 | 0 | 0 | 0 | 0 | 0 | 0 | 0 | 0 | 0 | 0 | 0 | 0 | 0 | 0 | 0 | 0 | 0 | 0 | 0
Industrial Sector Energy Related Emissions before CCS[LPG propane or butane if,appliances and electrical equipment 27,N2O] | NoSettings | 0 | 0 | 0 | 0 | 0 | 0 | 0 | 0 | 0 | 0 | 0 | 0 | 0 | 0 | 0 | 0 | 0 | 0 | 0 | 0 | 0 | 0 | 0 | 0 | 0 | 0 | 0 | 0 | 0 | 0 | 0
Industrial Sector Energy Related Emissions before CCS[LPG propane or butane if,appliances and electrical equipment 27,F gases] | NoSettings | 0 | 0 | 0 | 0 | 0 | 0 | 0 | 0 | 0 | 0 | 0 | 0 | 0 | 0 | 0 | 0 | 0 | 0 | 0 | 0 | 0 | 0 | 0 | 0 | 0 | 0 | 0 | 0 | 0 | 0 | 0
Industrial Sector Energy Related Emissions before CCS[LPG propane or butane if,other machinery 28,CO2] | NoSettings | 0 | 0 | 0 | 0 | 0 | 0 | 0 | 0 | 0 | 0 | 0 | 0 | 0 | 0 | 0 | 0 | 0 | 0 | 0 | 0 | 0 | 0 | 0 | 0 | 0 | 0 | 0 | 0 | 0 | 0 | 0
Industrial Sector Energy Related Emissions before CCS[LPG propane or butane if,other machinery 28,VOC] | NoSettings | 0 | 0 | 0 | 0 | 0 | 0 | 0 | 0 | 0 | 0 | 0 | 0 | 0 | 0 | 0 | 0 | 0 | 0 | 0 | 0 | 0 | 0 | 0 | 0 | 0 | 0 | 0 | 0 | 0 | 0 | 0
Industrial Sector Energy Related Emissions before CCS[LPG propane or butane if,other machinery 28,CO] | NoSettings | 0 | 0 | 0 | 0 | 0 | 0 | 0 | 0 | 0 | 0 | 0 | 0 | 0 | 0 | 0 | 0 | 0 | 0 | 0 | 0 | 0 | 0 | 0 | 0 | 0 | 0 | 0 | 0 | 0 | 0 | 0
Industrial Sector Energy Related Emissions before CCS[LPG propane or butane if,other machinery 28,NOx] | NoSettings | 0 | 0 | 0 | 0 | 0 | 0 | 0 | 0 | 0 | 0 | 0 | 0 | 0 | 0 | 0 | 0 | 0 | 0 | 0 | 0 | 0 | 0 | 0 | 0 | 0 | 0 | 0 | 0 | 0 | 0 | 0
Industrial Sector Energy Related Emissions before CCS[LPG propane or butane if,other machinery 28,PM10] | NoSettings | 0 | 0 | 0 | 0 | 0 | 0 | 0 | 0 | 0 | 0 | 0 | 0 | 0 | 0 | 0 | 0 | 0 | 0 | 0 | 0 | 0 | 0 | 0 | 0 | 0 | 0 | 0 | 0 | 0 | 0 | 0
Industrial Sector Energy Related Emissions before CCS[LPG propane or butane if,other machinery 28,PM25] | NoSettings | 0 | 0 | 0 | 0 | 0 | 0 | 0 | 0 | 0 | 0 | 0 | 0 | 0 | 0 | 0 | 0 | 0 | 0 | 0 | 0 | 0 | 0 | 0 | 0 | 0 | 0 | 0 | 0 | 0 | 0 | 0
Industrial Sector Energy Related Emissions before CCS[LPG propane or butane if,other machinery 28,SOx] | NoSettings | 0 | 0 | 0 | 0 | 0 | 0 | 0 | 0 | 0 | 0 | 0 | 0 | 0 | 0 | 0 | 0 | 0 | 0 | 0 | 0 | 0 | 0 | 0 | 0 | 0 | 0 | 0 | 0 | 0 | 0 | 0
Industrial Sector Energy Related Emissions before CCS[LPG propane or butane if,other machinery 28,BC] | NoSettings | 0 | 0 | 0 | 0 | 0 | 0 | 0 | 0 | 0 | 0 | 0 | 0 | 0 | 0 | 0 | 0 | 0 | 0 | 0 | 0 | 0 | 0 | 0 | 0 | 0 | 0 | 0 | 0 | 0 | 0 | 0
Industrial Sector Energy Related Emissions before CCS[LPG propane or butane if,other machinery 28,OC] | NoSettings | 0 | 0 | 0 | 0 | 0 | 0 | 0 | 0 | 0 | 0 | 0 | 0 | 0 | 0 | 0 | 0 | 0 | 0 | 0 | 0 | 0 | 0 | 0 | 0 | 0 | 0 | 0 | 0 | 0 | 0 | 0
Industrial Sector Energy Related Emissions before CCS[LPG propane or butane if,other machinery 28,CH4] | NoSettings | 0 | 0 | 0 | 0 | 0 | 0 | 0 | 0 | 0 | 0 | 0 | 0 | 0 | 0 | 0 | 0 | 0 | 0 | 0 | 0 | 0 | 0 | 0 | 0 | 0 | 0 | 0 | 0 | 0 | 0 | 0
Industrial Sector Energy Related Emissions before CCS[LPG propane or butane if,other machinery 28,N2O] | NoSettings | 0 | 0 | 0 | 0 | 0 | 0 | 0 | 0 | 0 | 0 | 0 | 0 | 0 | 0 | 0 | 0 | 0 | 0 | 0 | 0 | 0 | 0 | 0 | 0 | 0 | 0 | 0 | 0 | 0 | 0 | 0
Industrial Sector Energy Related Emissions before CCS[LPG propane or butane if,other machinery 28,F gases] | NoSettings | 0 | 0 | 0 | 0 | 0 | 0 | 0 | 0 | 0 | 0 | 0 | 0 | 0 | 0 | 0 | 0 | 0 | 0 | 0 | 0 | 0 | 0 | 0 | 0 | 0 | 0 | 0 | 0 | 0 | 0 | 0
Industrial Sector Energy Related Emissions before CCS[LPG propane or butane if,road vehicles 29,CO2] | NoSettings | 0 | 0 | 0 | 0 | 0 | 0 | 0 | 0 | 0 | 0 | 0 | 0 | 0 | 0 | 0 | 0 | 0 | 0 | 0 | 0 | 0 | 0 | 0 | 0 | 0 | 0 | 0 | 0 | 0 | 0 | 0
Industrial Sector Energy Related Emissions before CCS[LPG propane or butane if,road vehicles 29,VOC] | NoSettings | 0 | 0 | 0 | 0 | 0 | 0 | 0 | 0 | 0 | 0 | 0 | 0 | 0 | 0 | 0 | 0 | 0 | 0 | 0 | 0 | 0 | 0 | 0 | 0 | 0 | 0 | 0 | 0 | 0 | 0 | 0
Industrial Sector Energy Related Emissions before CCS[LPG propane or butane if,road vehicles 29,CO] | NoSettings | 0 | 0 | 0 | 0 | 0 | 0 | 0 | 0 | 0 | 0 | 0 | 0 | 0 | 0 | 0 | 0 | 0 | 0 | 0 | 0 | 0 | 0 | 0 | 0 | 0 | 0 | 0 | 0 | 0 | 0 | 0
Industrial Sector Energy Related Emissions before CCS[LPG propane or butane if,road vehicles 29,NOx] | NoSettings | 0 | 0 | 0 | 0 | 0 | 0 | 0 | 0 | 0 | 0 | 0 | 0 | 0 | 0 | 0 | 0 | 0 | 0 | 0 | 0 | 0 | 0 | 0 | 0 | 0 | 0 | 0 | 0 | 0 | 0 | 0
Industrial Sector Energy Related Emissions before CCS[LPG propane or butane if,road vehicles 29,PM10] | NoSettings | 0 | 0 | 0 | 0 | 0 | 0 | 0 | 0 | 0 | 0 | 0 | 0 | 0 | 0 | 0 | 0 | 0 | 0 | 0 | 0 | 0 | 0 | 0 | 0 | 0 | 0 | 0 | 0 | 0 | 0 | 0
Industrial Sector Energy Related Emissions before CCS[LPG propane or butane if,road vehicles 29,PM25] | NoSettings | 0 | 0 | 0 | 0 | 0 | 0 | 0 | 0 | 0 | 0 | 0 | 0 | 0 | 0 | 0 | 0 | 0 | 0 | 0 | 0 | 0 | 0 | 0 | 0 | 0 | 0 | 0 | 0 | 0 | 0 | 0
Industrial Sector Energy Related Emissions before CCS[LPG propane or butane if,road vehicles 29,SOx] | NoSettings | 0 | 0 | 0 | 0 | 0 | 0 | 0 | 0 | 0 | 0 | 0 | 0 | 0 | 0 | 0 | 0 | 0 | 0 | 0 | 0 | 0 | 0 | 0 | 0 | 0 | 0 | 0 | 0 | 0 | 0 | 0
Industrial Sector Energy Related Emissions before CCS[LPG propane or butane if,road vehicles 29,BC] | NoSettings | 0 | 0 | 0 | 0 | 0 | 0 | 0 | 0 | 0 | 0 | 0 | 0 | 0 | 0 | 0 | 0 | 0 | 0 | 0 | 0 | 0 | 0 | 0 | 0 | 0 | 0 | 0 | 0 | 0 | 0 | 0
Industrial Sector Energy Related Emissions before CCS[LPG propane or butane if,road vehicles 29,OC] | NoSettings | 0 | 0 | 0 | 0 | 0 | 0 | 0 | 0 | 0 | 0 | 0 | 0 | 0 | 0 | 0 | 0 | 0 | 0 | 0 | 0 | 0 | 0 | 0 | 0 | 0 | 0 | 0 | 0 | 0 | 0 | 0
Industrial Sector Energy Related Emissions before CCS[LPG propane or butane if,road vehicles 29,CH4] | NoSettings | 0 | 0 | 0 | 0 | 0 | 0 | 0 | 0 | 0 | 0 | 0 | 0 | 0 | 0 | 0 | 0 | 0 | 0 | 0 | 0 | 0 | 0 | 0 | 0 | 0 | 0 | 0 | 0 | 0 | 0 | 0
Industrial Sector Energy Related Emissions before CCS[LPG propane or butane if,road vehicles 29,N2O] | NoSettings | 0 | 0 | 0 | 0 | 0 | 0 | 0 | 0 | 0 | 0 | 0 | 0 | 0 | 0 | 0 | 0 | 0 | 0 | 0 | 0 | 0 | 0 | 0 | 0 | 0 | 0 | 0 | 0 | 0 | 0 | 0
Industrial Sector Energy Related Emissions before CCS[LPG propane or butane if,road vehicles 29,F gases] | NoSettings | 0 | 0 | 0 | 0 | 0 | 0 | 0 | 0 | 0 | 0 | 0 | 0 | 0 | 0 | 0 | 0 | 0 | 0 | 0 | 0 | 0 | 0 | 0 | 0 | 0 | 0 | 0 | 0 | 0 | 0 | 0
Industrial Sector Energy Related Emissions before CCS[LPG propane or butane if,nonroad vehicles 30,CO2] | NoSettings | 0 | 0 | 0 | 0 | 0 | 0 | 0 | 0 | 0 | 0 | 0 | 0 | 0 | 0 | 0 | 0 | 0 | 0 | 0 | 0 | 0 | 0 | 0 | 0 | 0 | 0 | 0 | 0 | 0 | 0 | 0
Industrial Sector Energy Related Emissions before CCS[LPG propane or butane if,nonroad vehicles 30,VOC] | NoSettings | 0 | 0 | 0 | 0 | 0 | 0 | 0 | 0 | 0 | 0 | 0 | 0 | 0 | 0 | 0 | 0 | 0 | 0 | 0 | 0 | 0 | 0 | 0 | 0 | 0 | 0 | 0 | 0 | 0 | 0 | 0
Industrial Sector Energy Related Emissions before CCS[LPG propane or butane if,nonroad vehicles 30,CO] | NoSettings | 0 | 0 | 0 | 0 | 0 | 0 | 0 | 0 | 0 | 0 | 0 | 0 | 0 | 0 | 0 | 0 | 0 | 0 | 0 | 0 | 0 | 0 | 0 | 0 | 0 | 0 | 0 | 0 | 0 | 0 | 0
Industrial Sector Energy Related Emissions before CCS[LPG propane or butane if,nonroad vehicles 30,NOx] | NoSettings | 0 | 0 | 0 | 0 | 0 | 0 | 0 | 0 | 0 | 0 | 0 | 0 | 0 | 0 | 0 | 0 | 0 | 0 | 0 | 0 | 0 | 0 | 0 | 0 | 0 | 0 | 0 | 0 | 0 | 0 | 0
Industrial Sector Energy Related Emissions before CCS[LPG propane or butane if,nonroad vehicles 30,PM10] | NoSettings | 0 | 0 | 0 | 0 | 0 | 0 | 0 | 0 | 0 | 0 | 0 | 0 | 0 | 0 | 0 | 0 | 0 | 0 | 0 | 0 | 0 | 0 | 0 | 0 | 0 | 0 | 0 | 0 | 0 | 0 | 0
Industrial Sector Energy Related Emissions before CCS[LPG propane or butane if,nonroad vehicles 30,PM25] | NoSettings | 0 | 0 | 0 | 0 | 0 | 0 | 0 | 0 | 0 | 0 | 0 | 0 | 0 | 0 | 0 | 0 | 0 | 0 | 0 | 0 | 0 | 0 | 0 | 0 | 0 | 0 | 0 | 0 | 0 | 0 | 0
Industrial Sector Energy Related Emissions before CCS[LPG propane or butane if,nonroad vehicles 30,SOx] | NoSettings | 0 | 0 | 0 | 0 | 0 | 0 | 0 | 0 | 0 | 0 | 0 | 0 | 0 | 0 | 0 | 0 | 0 | 0 | 0 | 0 | 0 | 0 | 0 | 0 | 0 | 0 | 0 | 0 | 0 | 0 | 0
Industrial Sector Energy Related Emissions before CCS[LPG propane or butane if,nonroad vehicles 30,BC] | NoSettings | 0 | 0 | 0 | 0 | 0 | 0 | 0 | 0 | 0 | 0 | 0 | 0 | 0 | 0 | 0 | 0 | 0 | 0 | 0 | 0 | 0 | 0 | 0 | 0 | 0 | 0 | 0 | 0 | 0 | 0 | 0
Industrial Sector Energy Related Emissions before CCS[LPG propane or butane if,nonroad vehicles 30,OC] | NoSettings | 0 | 0 | 0 | 0 | 0 | 0 | 0 | 0 | 0 | 0 | 0 | 0 | 0 | 0 | 0 | 0 | 0 | 0 | 0 | 0 | 0 | 0 | 0 | 0 | 0 | 0 | 0 | 0 | 0 | 0 | 0
Industrial Sector Energy Related Emissions before CCS[LPG propane or butane if,nonroad vehicles 30,CH4] | NoSettings | 0 | 0 | 0 | 0 | 0 | 0 | 0 | 0 | 0 | 0 | 0 | 0 | 0 | 0 | 0 | 0 | 0 | 0 | 0 | 0 | 0 | 0 | 0 | 0 | 0 | 0 | 0 | 0 | 0 | 0 | 0
Industrial Sector Energy Related Emissions before CCS[LPG propane or butane if,nonroad vehicles 30,N2O] | NoSettings | 0 | 0 | 0 | 0 | 0 | 0 | 0 | 0 | 0 | 0 | 0 | 0 | 0 | 0 | 0 | 0 | 0 | 0 | 0 | 0 | 0 | 0 | 0 | 0 | 0 | 0 | 0 | 0 | 0 | 0 | 0
Industrial Sector Energy Related Emissions before CCS[LPG propane or butane if,nonroad vehicles 30,F gases] | NoSettings | 0 | 0 | 0 | 0 | 0 | 0 | 0 | 0 | 0 | 0 | 0 | 0 | 0 | 0 | 0 | 0 | 0 | 0 | 0 | 0 | 0 | 0 | 0 | 0 | 0 | 0 | 0 | 0 | 0 | 0 | 0
Industrial Sector Energy Related Emissions before CCS[LPG propane or butane if,other manufacturing 31T33,CO2] | NoSettings | 1183070000000 | 1171640000000 | 1117660000000 | 1161040000000 | 1181930000000 | 1211650000000 | 1229730000000 | 1240930000000 | 1250340000000 | 1261420000000 | 1278230000000 | 1293270000000 | 1306160000000 | 1325440000000 | 1340250000000 | 1348190000000 | 1353140000000 | 1363870000000 | 1375760000000 | 1389160000000 | 1398440000000 | 1413590000000 | 1436060000000 | 1466180000000 | 1490820000000 | 1506910000000 | 1535140000000 | 1559280000000 | 1583420000000 | 1607560000000 | 1631700000000
Industrial Sector Energy Related Emissions before CCS[LPG propane or butane if,other manufacturing 31T33,VOC] | NoSettings | 76420100 | 75681700 | 72194800 | 74997300 | 76346700 | 78266200 | 79434100 | 80157900 | 80765300 | 81481500 | 82566900 | 83538300 | 84371200 | 85616600 | 86573400 | 87085900 | 87405900 | 88099100 | 88866900 | 89732700 | 90331800 | 91310400 | 92762200 | 94707900 | 96299500 | 97338400 | 99161900 | 100721000 | 102281000 | 103840000 | 105400000
Industrial Sector Energy Related Emissions before CCS[LPG propane or butane if,other manufacturing 31T33,CO] | NoSettings | 63157300 | 62547000 | 59665300 | 61981400 | 63096600 | 64682900 | 65648200 | 66246300 | 66748300 | 67340200 | 68237300 | 69040100 | 69728500 | 70757700 | 71548400 | 71972000 | 72236500 | 72809300 | 73443900 | 74159500 | 74654600 | 75463300 | 76663200 | 78271200 | 79586600 | 80445200 | 81952200 | 83240900 | 84529700 | 85818500 | 87107300
Industrial Sector Energy Related Emissions before CCS[LPG propane or butane if,other manufacturing 31T33,NOx] | NoSettings | 1241740000 | 1229740000 | 1173080000 | 1218620000 | 1240550000 | 1271740000 | 1290710000 | 1302470000 | 1312340000 | 1323980000 | 1341620000 | 1357400000 | 1370940000 | 1391170000 | 1406720000 | 1415050000 | 1420250000 | 1431510000 | 1443990000 | 1458050000 | 1467790000 | 1483690000 | 1507280000 | 1538900000 | 1564760000 | 1581640000 | 1611270000 | 1636610000 | 1661950000 | 1687280000 | 1712620000
Industrial Sector Energy Related Emissions before CCS[LPG propane or butane if,other manufacturing 31T33,PM10] | NoSettings | 66872400 | 66226300 | 63175000 | 65627300 | 66808100 | 68487800 | 69509900 | 70143200 | 70674700 | 71301400 | 72251200 | 73101300 | 73830100 | 74919900 | 75757200 | 76205700 | 76485700 | 77092200 | 77764100 | 78521800 | 79046000 | 79902300 | 81172800 | 82875400 | 84268100 | 85177300 | 86772900 | 88137500 | 89502100 | 90866600 | 92231200
Industrial Sector Energy Related Emissions before CCS[LPG propane or butane if,other manufacturing 31T33,PM25] | NoSettings | 66872400 | 66226300 | 63175000 | 65627300 | 66808100 | 68487800 | 69509900 | 70143200 | 70674700 | 71301400 | 72251200 | 73101300 | 73830100 | 74919900 | 75757200 | 76205700 | 76485700 | 77092200 | 77764100 | 78521800 | 79046000 | 79902300 | 81172800 | 82875400 | 84268100 | 85177300 | 86772900 | 88137500 | 89502100 | 90866600 | 92231200
Industrial Sector Energy Related Emissions before CCS[LPG propane or butane if,other manufacturing 31T33,SOx] | NoSettings | 0 | 0 | 0 | 0 | 0 | 0 | 0 | 0 | 0 | 0 | 0 | 0 | 0 | 0 | 0 | 0 | 0 | 0 | 0 | 0 | 0 | 0 | 0 | 0 | 0 | 0 | 0 | 0 | 0 | 0 | 0
Industrial Sector Energy Related Emissions before CCS[LPG propane or butane if,other manufacturing 31T33,BC] | NoSettings | 11029900 | 10923300 | 10420100 | 10824500 | 11019300 | 11296400 | 11464900 | 11569400 | 11657100 | 11760400 | 11917100 | 12057300 | 12177500 | 12357300 | 12495400 | 12569300 | 12615500 | 12715600 | 12826400 | 12951300 | 13037800 | 13179100 | 13388600 | 13669400 | 13899100 | 14049100 | 14312300 | 14537400 | 14762400 | 14987500 | 15212600
Industrial Sector Energy Related Emissions before CCS[LPG propane or butane if,other manufacturing 31T33,OC] | NoSettings | 28623900 | 28347300 | 27041200 | 28090900 | 28596300 | 29315300 | 29752800 | 30023900 | 30251400 | 30519600 | 30926200 | 31290000 | 31602000 | 32068500 | 32426900 | 32618800 | 32738700 | 32998300 | 33285900 | 33610200 | 33834600 | 34201100 | 34744900 | 35473700 | 36069900 | 36459000 | 37142000 | 37726100 | 38310200 | 38894300 | 39478400
Industrial Sector Energy Related Emissions before CCS[LPG propane or butane if,other manufacturing 31T33,CH4] | NoSettings | 57748200 | 57190200 | 54555300 | 56673000 | 57692700 | 59143200 | 60025800 | 60572700 | 61031700 | 61572900 | 62393100 | 63127200 | 63756600 | 64697700 | 65420700 | 65808000 | 66049800 | 66573600 | 67153800 | 67808100 | 68260800 | 69000300 | 70097400 | 71567700 | 72770400 | 73555500 | 74933400 | 76111800 | 77290200 | 78468600 | 79647000
Industrial Sector Energy Related Emissions before CCS[LPG propane or butane if,other manufacturing 31T33,N2O] | NoSettings | 11549600 | 11438000 | 10911100 | 11334600 | 11538500 | 11828600 | 12005200 | 12114500 | 12206300 | 12314600 | 12478600 | 12625400 | 12751300 | 12939500 | 13084100 | 13161600 | 13210000 | 13314700 | 13430800 | 13561600 | 13652200 | 13800100 | 14019500 | 14313500 | 14554100 | 14711100 | 14986700 | 15222400 | 15458000 | 15693700 | 15929400
Industrial Sector Energy Related Emissions before CCS[LPG propane or butane if,other manufacturing 31T33,F gases] | NoSettings | 0 | 0 | 0 | 0 | 0 | 0 | 0 | 0 | 0 | 0 | 0 | 0 | 0 | 0 | 0 | 0 | 0 | 0 | 0 | 0 | 0 | 0 | 0 | 0 | 0 | 0 | 0 | 0 | 0 | 0 | 0
Industrial Sector Energy Related Emissions before CCS[LPG propane or butane if,energy pipelines and gas processing 352T353,CO2] | NoSettings | 0 | 35383600 | 35796900 | 37476800 | 35770900 | 33934200 | 32051900 | 32355300 | 32455000 | 32852500 | 32635800 | 32355100 | 33328300 | 34270400 | 35233700 | 35977000 | 36672400 | 36518000 | 35942200 | 35630300 | 35249400 | 35090400 | 35276200 | 35723200 | 35764100 | 36017200 | 36277900 | 36923400 | 37439200 | 38056100 | 38798200
Industrial Sector Energy Related Emissions before CCS[LPG propane or butane if,energy pipelines and gas processing 352T353,VOC] | NoSettings | 0 | 2285.6 | 2312.3 | 2420.81 | 2310.62 | 2191.98 | 2070.39 | 2089.99 | 2096.43 | 2122.1 | 2108.1 | 2089.97 | 2152.84 | 2213.69 | 2275.92 | 2323.93 | 2368.85 | 2358.88 | 2321.68 | 2301.53 | 2276.93 | 2266.66 | 2278.66 | 2307.54 | 2310.18 | 2326.53 | 2343.36 | 2385.06 | 2418.38 | 2458.23 | 2506.17
Industrial Sector Energy Related Emissions before CCS[LPG propane or butane if,energy pipelines and gas processing 352T353,CO] | NoSettings | 0 | 1888.93 | 1910.99 | 2000.67 | 1909.6 | 1811.55 | 1711.07 | 1727.27 | 1732.59 | 1753.81 | 1742.24 | 1727.25 | 1779.21 | 1829.5 | 1880.93 | 1920.61 | 1957.73 | 1949.49 | 1918.75 | 1902.1 | 1881.77 | 1873.28 | 1883.2 | 1907.06 | 1909.24 | 1922.76 | 1936.67 | 1971.13 | 1998.67 | 2031.6 | 2071.22
Industrial Sector Energy Related Emissions before CCS[LPG propane or butane if,energy pipelines and gas processing 352T353,NOx] | NoSettings | 0 | 37138.3 | 37572.2 | 39335.4 | 37544.9 | 35617.1 | 33641.5 | 33959.9 | 34064.6 | 34481.7 | 34254.3 | 33959.7 | 34981.1 | 35970 | 36981.1 | 37761.2 | 38491.1 | 38329.1 | 37724.6 | 37397.3 | 36997.5 | 36830.7 | 37025.7 | 37494.8 | 37537.8 | 37803.4 | 38077 | 38754.5 | 39295.9 | 39943.4 | 40722.4
Industrial Sector Energy Related Emissions before CCS[LPG propane or butane if,energy pipelines and gas processing 352T353,PM10] | NoSettings | 0 | 2000.04 | 2023.41 | 2118.36 | 2021.93 | 1918.12 | 1811.72 | 1828.87 | 1834.51 | 1856.97 | 1844.72 | 1828.86 | 1883.87 | 1937.12 | 1991.57 | 2033.58 | 2072.89 | 2064.17 | 2031.61 | 2013.98 | 1992.46 | 1983.47 | 1993.97 | 2019.24 | 2021.55 | 2035.86 | 2050.59 | 2087.08 | 2116.24 | 2151.1 | 2193.05
Industrial Sector Energy Related Emissions before CCS[LPG propane or butane if,energy pipelines and gas processing 352T353,PM25] | NoSettings | 0 | 2000.04 | 2023.41 | 2118.36 | 2021.93 | 1918.12 | 1811.72 | 1828.87 | 1834.51 | 1856.97 | 1844.72 | 1828.86 | 1883.87 | 1937.12 | 1991.57 | 2033.58 | 2072.89 | 2064.17 | 2031.61 | 2013.98 | 1992.46 | 1983.47 | 1993.97 | 2019.24 | 2021.55 | 2035.86 | 2050.59 | 2087.08 | 2116.24 | 2151.1 | 2193.05
Industrial Sector Energy Related Emissions before CCS[LPG propane or butane if,energy pipelines and gas processing 352T353,SOx] | NoSettings | 0 | 0 | 0 | 0 | 0 | 0 | 0 | 0 | 0 | 0 | 0 | 0 | 0 | 0 | 0 | 0 | 0 | 0 | 0 | 0 | 0 | 0 | 0 | 0 | 0 | 0 | 0 | 0 | 0 | 0 | 0
Industrial Sector Energy Related Emissions before CCS[LPG propane or butane if,energy pipelines and gas processing 352T353,BC] | NoSettings | 0 | 329.886 | 333.74 | 349.402 | 333.497 | 316.373 | 298.825 | 301.653 | 302.583 | 306.288 | 304.268 | 301.651 | 310.724 | 319.508 | 328.489 | 335.418 | 341.902 | 340.463 | 335.094 | 332.186 | 328.635 | 327.153 | 328.885 | 333.052 | 333.434 | 335.794 | 338.223 | 344.242 | 349.051 | 354.802 | 361.721
Industrial Sector Energy Related Emissions before CCS[LPG propane or butane if,energy pipelines and gas processing 352T353,OC] | NoSettings | 0 | 856.091 | 866.092 | 906.737 | 865.462 | 821.025 | 775.484 | 782.824 | 785.236 | 794.852 | 789.61 | 782.818 | 806.365 | 829.159 | 852.466 | 870.448 | 887.275 | 883.54 | 869.606 | 862.06 | 852.845 | 848.999 | 853.494 | 864.309 | 865.298 | 871.422 | 877.728 | 893.347 | 905.827 | 920.752 | 938.708
Industrial Sector Energy Related Emissions before CCS[LPG propane or butane if,energy pipelines and gas processing 352T353,CH4] | NoSettings | 0 | 1727.15 | 1747.33 | 1829.33 | 1746.06 | 1656.4 | 1564.53 | 1579.33 | 1584.2 | 1603.6 | 1593.03 | 1579.32 | 1626.83 | 1672.82 | 1719.84 | 1756.12 | 1790.06 | 1782.53 | 1754.42 | 1739.19 | 1720.6 | 1712.84 | 1721.91 | 1743.73 | 1745.73 | 1758.08 | 1770.8 | 1802.31 | 1827.49 | 1857.6 | 1893.83
Industrial Sector Energy Related Emissions before CCS[LPG propane or butane if,energy pipelines and gas processing 352T353,N2O] | NoSettings | 0 | 345.43 | 349.466 | 365.866 | 349.211 | 331.281 | 312.905 | 315.867 | 316.84 | 320.721 | 318.605 | 315.865 | 325.366 | 334.563 | 343.968 | 351.223 | 358.013 | 356.506 | 350.883 | 347.839 | 344.121 | 342.568 | 344.382 | 348.746 | 349.145 | 351.616 | 354.161 | 360.463 | 365.498 | 371.52 | 378.766
Industrial Sector Energy Related Emissions before CCS[LPG propane or butane if,energy pipelines and gas processing 352T353,F gases] | NoSettings | 0 | 0 | 0 | 0 | 0 | 0 | 0 | 0 | 0 | 0 | 0 | 0 | 0 | 0 | 0 | 0 | 0 | 0 | 0 | 0 | 0 | 0 | 0 | 0 | 0 | 0 | 0 | 0 | 0 | 0 | 0
Industrial Sector Energy Related Emissions before CCS[LPG propane or butane if,water and waste 36T39,CO2] | NoSettings | 0 | 0 | 0 | 0 | 0 | 0 | 0 | 0 | 0 | 0 | 0 | 0 | 0 | 0 | 0 | 0 | 0 | 0 | 0 | 0 | 0 | 0 | 0 | 0 | 0 | 0 | 0 | 0 | 0 | 0 | 0
Industrial Sector Energy Related Emissions before CCS[LPG propane or butane if,water and waste 36T39,VOC] | NoSettings | 0 | 0 | 0 | 0 | 0 | 0 | 0 | 0 | 0 | 0 | 0 | 0 | 0 | 0 | 0 | 0 | 0 | 0 | 0 | 0 | 0 | 0 | 0 | 0 | 0 | 0 | 0 | 0 | 0 | 0 | 0
Industrial Sector Energy Related Emissions before CCS[LPG propane or butane if,water and waste 36T39,CO] | NoSettings | 0 | 0 | 0 | 0 | 0 | 0 | 0 | 0 | 0 | 0 | 0 | 0 | 0 | 0 | 0 | 0 | 0 | 0 | 0 | 0 | 0 | 0 | 0 | 0 | 0 | 0 | 0 | 0 | 0 | 0 | 0
Industrial Sector Energy Related Emissions before CCS[LPG propane or butane if,water and waste 36T39,NOx] | NoSettings | 0 | 0 | 0 | 0 | 0 | 0 | 0 | 0 | 0 | 0 | 0 | 0 | 0 | 0 | 0 | 0 | 0 | 0 | 0 | 0 | 0 | 0 | 0 | 0 | 0 | 0 | 0 | 0 | 0 | 0 | 0
Industrial Sector Energy Related Emissions before CCS[LPG propane or butane if,water and waste 36T39,PM10] | NoSettings | 0 | 0 | 0 | 0 | 0 | 0 | 0 | 0 | 0 | 0 | 0 | 0 | 0 | 0 | 0 | 0 | 0 | 0 | 0 | 0 | 0 | 0 | 0 | 0 | 0 | 0 | 0 | 0 | 0 | 0 | 0
Industrial Sector Energy Related Emissions before CCS[LPG propane or butane if,water and waste 36T39,PM25] | NoSettings | 0 | 0 | 0 | 0 | 0 | 0 | 0 | 0 | 0 | 0 | 0 | 0 | 0 | 0 | 0 | 0 | 0 | 0 | 0 | 0 | 0 | 0 | 0 | 0 | 0 | 0 | 0 | 0 | 0 | 0 | 0
Industrial Sector Energy Related Emissions before CCS[LPG propane or butane if,water and waste 36T39,SOx] | NoSettings | 0 | 0 | 0 | 0 | 0 | 0 | 0 | 0 | 0 | 0 | 0 | 0 | 0 | 0 | 0 | 0 | 0 | 0 | 0 | 0 | 0 | 0 | 0 | 0 | 0 | 0 | 0 | 0 | 0 | 0 | 0
Industrial Sector Energy Related Emissions before CCS[LPG propane or butane if,water and waste 36T39,BC] | NoSettings | 0 | 0 | 0 | 0 | 0 | 0 | 0 | 0 | 0 | 0 | 0 | 0 | 0 | 0 | 0 | 0 | 0 | 0 | 0 | 0 | 0 | 0 | 0 | 0 | 0 | 0 | 0 | 0 | 0 | 0 | 0
Industrial Sector Energy Related Emissions before CCS[LPG propane or butane if,water and waste 36T39,OC] | NoSettings | 0 | 0 | 0 | 0 | 0 | 0 | 0 | 0 | 0 | 0 | 0 | 0 | 0 | 0 | 0 | 0 | 0 | 0 | 0 | 0 | 0 | 0 | 0 | 0 | 0 | 0 | 0 | 0 | 0 | 0 | 0
Industrial Sector Energy Related Emissions before CCS[LPG propane or butane if,water and waste 36T39,CH4] | NoSettings | 0 | 0 | 0 | 0 | 0 | 0 | 0 | 0 | 0 | 0 | 0 | 0 | 0 | 0 | 0 | 0 | 0 | 0 | 0 | 0 | 0 | 0 | 0 | 0 | 0 | 0 | 0 | 0 | 0 | 0 | 0
Industrial Sector Energy Related Emissions before CCS[LPG propane or butane if,water and waste 36T39,N2O] | NoSettings | 0 | 0 | 0 | 0 | 0 | 0 | 0 | 0 | 0 | 0 | 0 | 0 | 0 | 0 | 0 | 0 | 0 | 0 | 0 | 0 | 0 | 0 | 0 | 0 | 0 | 0 | 0 | 0 | 0 | 0 | 0
Industrial Sector Energy Related Emissions before CCS[LPG propane or butane if,water and waste 36T39,F gases] | NoSettings | 0 | 0 | 0 | 0 | 0 | 0 | 0 | 0 | 0 | 0 | 0 | 0 | 0 | 0 | 0 | 0 | 0 | 0 | 0 | 0 | 0 | 0 | 0 | 0 | 0 | 0 | 0 | 0 | 0 | 0 | 0
Industrial Sector Energy Related Emissions before CCS[LPG propane or butane if,construction 41T43,CO2] | NoSettings | 0 | 0 | 0 | 0 | 0 | 0 | 0 | 0 | 0 | 0 | 0 | 0 | 0 | 0 | 0 | 0 | 0 | 0 | 0 | 0 | 0 | 0 | 0 | 0 | 0 | 0 | 0 | 0 | 0 | 0 | 0
Industrial Sector Energy Related Emissions before CCS[LPG propane or butane if,construction 41T43,VOC] | NoSettings | 0 | 0 | 0 | 0 | 0 | 0 | 0 | 0 | 0 | 0 | 0 | 0 | 0 | 0 | 0 | 0 | 0 | 0 | 0 | 0 | 0 | 0 | 0 | 0 | 0 | 0 | 0 | 0 | 0 | 0 | 0
Industrial Sector Energy Related Emissions before CCS[LPG propane or butane if,construction 41T43,CO] | NoSettings | 0 | 0 | 0 | 0 | 0 | 0 | 0 | 0 | 0 | 0 | 0 | 0 | 0 | 0 | 0 | 0 | 0 | 0 | 0 | 0 | 0 | 0 | 0 | 0 | 0 | 0 | 0 | 0 | 0 | 0 | 0
Industrial Sector Energy Related Emissions before CCS[LPG propane or butane if,construction 41T43,NOx] | NoSettings | 0 | 0 | 0 | 0 | 0 | 0 | 0 | 0 | 0 | 0 | 0 | 0 | 0 | 0 | 0 | 0 | 0 | 0 | 0 | 0 | 0 | 0 | 0 | 0 | 0 | 0 | 0 | 0 | 0 | 0 | 0
Industrial Sector Energy Related Emissions before CCS[LPG propane or butane if,construction 41T43,PM10] | NoSettings | 0 | 0 | 0 | 0 | 0 | 0 | 0 | 0 | 0 | 0 | 0 | 0 | 0 | 0 | 0 | 0 | 0 | 0 | 0 | 0 | 0 | 0 | 0 | 0 | 0 | 0 | 0 | 0 | 0 | 0 | 0
Industrial Sector Energy Related Emissions before CCS[LPG propane or butane if,construction 41T43,PM25] | NoSettings | 0 | 0 | 0 | 0 | 0 | 0 | 0 | 0 | 0 | 0 | 0 | 0 | 0 | 0 | 0 | 0 | 0 | 0 | 0 | 0 | 0 | 0 | 0 | 0 | 0 | 0 | 0 | 0 | 0 | 0 | 0
Industrial Sector Energy Related Emissions before CCS[LPG propane or butane if,construction 41T43,SOx] | NoSettings | 0 | 0 | 0 | 0 | 0 | 0 | 0 | 0 | 0 | 0 | 0 | 0 | 0 | 0 | 0 | 0 | 0 | 0 | 0 | 0 | 0 | 0 | 0 | 0 | 0 | 0 | 0 | 0 | 0 | 0 | 0
Industrial Sector Energy Related Emissions before CCS[LPG propane or butane if,construction 41T43,BC] | NoSettings | 0 | 0 | 0 | 0 | 0 | 0 | 0 | 0 | 0 | 0 | 0 | 0 | 0 | 0 | 0 | 0 | 0 | 0 | 0 | 0 | 0 | 0 | 0 | 0 | 0 | 0 | 0 | 0 | 0 | 0 | 0
Industrial Sector Energy Related Emissions before CCS[LPG propane or butane if,construction 41T43,OC] | NoSettings | 0 | 0 | 0 | 0 | 0 | 0 | 0 | 0 | 0 | 0 | 0 | 0 | 0 | 0 | 0 | 0 | 0 | 0 | 0 | 0 | 0 | 0 | 0 | 0 | 0 | 0 | 0 | 0 | 0 | 0 | 0
Industrial Sector Energy Related Emissions before CCS[LPG propane or butane if,construction 41T43,CH4] | NoSettings | 0 | 0 | 0 | 0 | 0 | 0 | 0 | 0 | 0 | 0 | 0 | 0 | 0 | 0 | 0 | 0 | 0 | 0 | 0 | 0 | 0 | 0 | 0 | 0 | 0 | 0 | 0 | 0 | 0 | 0 | 0
Industrial Sector Energy Related Emissions before CCS[LPG propane or butane if,construction 41T43,N2O] | NoSettings | 0 | 0 | 0 | 0 | 0 | 0 | 0 | 0 | 0 | 0 | 0 | 0 | 0 | 0 | 0 | 0 | 0 | 0 | 0 | 0 | 0 | 0 | 0 | 0 | 0 | 0 | 0 | 0 | 0 | 0 | 0
Industrial Sector Energy Related Emissions before CCS[LPG propane or butane if,construction 41T43,F gases] | NoSettings | 0 | 0 | 0 | 0 | 0 | 0 | 0 | 0 | 0 | 0 | 0 | 0 | 0 | 0 | 0 | 0 | 0 | 0 | 0 | 0 | 0 | 0 | 0 | 0 | 0 | 0 | 0 | 0 | 0 | 0 | 0
Industrial Sector Energy Related Emissions before CCS[hydrogen if,agriculture and forestry 01T03,CO2] | NoSettings | 0 | 0 | 0 | 0 | 0 | 0 | 0 | 0 | 0 | 0 | 0 | 0 | 0 | 0 | 0 | 0 | 0 | 0 | 0 | 0 | 0 | 0 | 0 | 0 | 0 | 0 | 0 | 0 | 0 | 0 | 0
Industrial Sector Energy Related Emissions before CCS[hydrogen if,agriculture and forestry 01T03,VOC] | NoSettings | 0 | 0 | 0 | 0 | 0 | 0 | 0 | 0 | 0 | 0 | 0 | 0 | 0 | 0 | 0 | 0 | 0 | 0 | 0 | 0 | 0 | 0 | 0 | 0 | 0 | 0 | 0 | 0 | 0 | 0 | 0
Industrial Sector Energy Related Emissions before CCS[hydrogen if,agriculture and forestry 01T03,CO] | NoSettings | 0 | 0 | 0 | 0 | 0 | 0 | 0 | 0 | 0 | 0 | 0 | 0 | 0 | 0 | 0 | 0 | 0 | 0 | 0 | 0 | 0 | 0 | 0 | 0 | 0 | 0 | 0 | 0 | 0 | 0 | 0
Industrial Sector Energy Related Emissions before CCS[hydrogen if,agriculture and forestry 01T03,NOx] | NoSettings | 0 | 0 | 0 | 0 | 0 | 0 | 0 | 0 | 0 | 0 | 0 | 0 | 0 | 0 | 0 | 0 | 0 | 0 | 0 | 0 | 0 | 0 | 0 | 0 | 0 | 0 | 0 | 0 | 0 | 0 | 0
Industrial Sector Energy Related Emissions before CCS[hydrogen if,agriculture and forestry 01T03,PM10] | NoSettings | 0 | 0 | 0 | 0 | 0 | 0 | 0 | 0 | 0 | 0 | 0 | 0 | 0 | 0 | 0 | 0 | 0 | 0 | 0 | 0 | 0 | 0 | 0 | 0 | 0 | 0 | 0 | 0 | 0 | 0 | 0
Industrial Sector Energy Related Emissions before CCS[hydrogen if,agriculture and forestry 01T03,PM25] | NoSettings | 0 | 0 | 0 | 0 | 0 | 0 | 0 | 0 | 0 | 0 | 0 | 0 | 0 | 0 | 0 | 0 | 0 | 0 | 0 | 0 | 0 | 0 | 0 | 0 | 0 | 0 | 0 | 0 | 0 | 0 | 0
Industrial Sector Energy Related Emissions before CCS[hydrogen if,agriculture and forestry 01T03,SOx] | NoSettings | 0 | 0 | 0 | 0 | 0 | 0 | 0 | 0 | 0 | 0 | 0 | 0 | 0 | 0 | 0 | 0 | 0 | 0 | 0 | 0 | 0 | 0 | 0 | 0 | 0 | 0 | 0 | 0 | 0 | 0 | 0
Industrial Sector Energy Related Emissions before CCS[hydrogen if,agriculture and forestry 01T03,BC] | NoSettings | 0 | 0 | 0 | 0 | 0 | 0 | 0 | 0 | 0 | 0 | 0 | 0 | 0 | 0 | 0 | 0 | 0 | 0 | 0 | 0 | 0 | 0 | 0 | 0 | 0 | 0 | 0 | 0 | 0 | 0 | 0
Industrial Sector Energy Related Emissions before CCS[hydrogen if,agriculture and forestry 01T03,OC] | NoSettings | 0 | 0 | 0 | 0 | 0 | 0 | 0 | 0 | 0 | 0 | 0 | 0 | 0 | 0 | 0 | 0 | 0 | 0 | 0 | 0 | 0 | 0 | 0 | 0 | 0 | 0 | 0 | 0 | 0 | 0 | 0
Industrial Sector Energy Related Emissions before CCS[hydrogen if,agriculture and forestry 01T03,CH4] | NoSettings | 0 | 0 | 0 | 0 | 0 | 0 | 0 | 0 | 0 | 0 | 0 | 0 | 0 | 0 | 0 | 0 | 0 | 0 | 0 | 0 | 0 | 0 | 0 | 0 | 0 | 0 | 0 | 0 | 0 | 0 | 0
Industrial Sector Energy Related Emissions before CCS[hydrogen if,agriculture and forestry 01T03,N2O] | NoSettings | 0 | 0 | 0 | 0 | 0 | 0 | 0 | 0 | 0 | 0 | 0 | 0 | 0 | 0 | 0 | 0 | 0 | 0 | 0 | 0 | 0 | 0 | 0 | 0 | 0 | 0 | 0 | 0 | 0 | 0 | 0
Industrial Sector Energy Related Emissions before CCS[hydrogen if,agriculture and forestry 01T03,F gases] | NoSettings | 0 | 0 | 0 | 0 | 0 | 0 | 0 | 0 | 0 | 0 | 0 | 0 | 0 | 0 | 0 | 0 | 0 | 0 | 0 | 0 | 0 | 0 | 0 | 0 | 0 | 0 | 0 | 0 | 0 | 0 | 0
Industrial Sector Energy Related Emissions before CCS[hydrogen if,coal mining 05,CO2] | NoSettings | 0 | 0 | 0 | 0 | 0 | 0 | 0 | 0 | 0 | 0 | 0 | 0 | 0 | 0 | 0 | 0 | 0 | 0 | 0 | 0 | 0 | 0 | 0 | 0 | 0 | 0 | 0 | 0 | 0 | 0 | 0
Industrial Sector Energy Related Emissions before CCS[hydrogen if,coal mining 05,VOC] | NoSettings | 0 | 0 | 0 | 0 | 0 | 0 | 0 | 0 | 0 | 0 | 0 | 0 | 0 | 0 | 0 | 0 | 0 | 0 | 0 | 0 | 0 | 0 | 0 | 0 | 0 | 0 | 0 | 0 | 0 | 0 | 0
Industrial Sector Energy Related Emissions before CCS[hydrogen if,coal mining 05,CO] | NoSettings | 0 | 0 | 0 | 0 | 0 | 0 | 0 | 0 | 0 | 0 | 0 | 0 | 0 | 0 | 0 | 0 | 0 | 0 | 0 | 0 | 0 | 0 | 0 | 0 | 0 | 0 | 0 | 0 | 0 | 0 | 0
Industrial Sector Energy Related Emissions before CCS[hydrogen if,coal mining 05,NOx] | NoSettings | 0 | 0 | 0 | 0 | 0 | 0 | 0 | 0 | 0 | 0 | 0 | 0 | 0 | 0 | 0 | 0 | 0 | 0 | 0 | 0 | 0 | 0 | 0 | 0 | 0 | 0 | 0 | 0 | 0 | 0 | 0
Industrial Sector Energy Related Emissions before CCS[hydrogen if,coal mining 05,PM10] | NoSettings | 0 | 0 | 0 | 0 | 0 | 0 | 0 | 0 | 0 | 0 | 0 | 0 | 0 | 0 | 0 | 0 | 0 | 0 | 0 | 0 | 0 | 0 | 0 | 0 | 0 | 0 | 0 | 0 | 0 | 0 | 0
Industrial Sector Energy Related Emissions before CCS[hydrogen if,coal mining 05,PM25] | NoSettings | 0 | 0 | 0 | 0 | 0 | 0 | 0 | 0 | 0 | 0 | 0 | 0 | 0 | 0 | 0 | 0 | 0 | 0 | 0 | 0 | 0 | 0 | 0 | 0 | 0 | 0 | 0 | 0 | 0 | 0 | 0
Industrial Sector Energy Related Emissions before CCS[hydrogen if,coal mining 05,SOx] | NoSettings | 0 | 0 | 0 | 0 | 0 | 0 | 0 | 0 | 0 | 0 | 0 | 0 | 0 | 0 | 0 | 0 | 0 | 0 | 0 | 0 | 0 | 0 | 0 | 0 | 0 | 0 | 0 | 0 | 0 | 0 | 0
Industrial Sector Energy Related Emissions before CCS[hydrogen if,coal mining 05,BC] | NoSettings | 0 | 0 | 0 | 0 | 0 | 0 | 0 | 0 | 0 | 0 | 0 | 0 | 0 | 0 | 0 | 0 | 0 | 0 | 0 | 0 | 0 | 0 | 0 | 0 | 0 | 0 | 0 | 0 | 0 | 0 | 0
Industrial Sector Energy Related Emissions before CCS[hydrogen if,coal mining 05,OC] | NoSettings | 0 | 0 | 0 | 0 | 0 | 0 | 0 | 0 | 0 | 0 | 0 | 0 | 0 | 0 | 0 | 0 | 0 | 0 | 0 | 0 | 0 | 0 | 0 | 0 | 0 | 0 | 0 | 0 | 0 | 0 | 0
Industrial Sector Energy Related Emissions before CCS[hydrogen if,coal mining 05,CH4] | NoSettings | 0 | 0 | 0 | 0 | 0 | 0 | 0 | 0 | 0 | 0 | 0 | 0 | 0 | 0 | 0 | 0 | 0 | 0 | 0 | 0 | 0 | 0 | 0 | 0 | 0 | 0 | 0 | 0 | 0 | 0 | 0
Industrial Sector Energy Related Emissions before CCS[hydrogen if,coal mining 05,N2O] | NoSettings | 0 | 0 | 0 | 0 | 0 | 0 | 0 | 0 | 0 | 0 | 0 | 0 | 0 | 0 | 0 | 0 | 0 | 0 | 0 | 0 | 0 | 0 | 0 | 0 | 0 | 0 | 0 | 0 | 0 | 0 | 0
Industrial Sector Energy Related Emissions before CCS[hydrogen if,coal mining 05,F gases] | NoSettings | 0 | 0 | 0 | 0 | 0 | 0 | 0 | 0 | 0 | 0 | 0 | 0 | 0 | 0 | 0 | 0 | 0 | 0 | 0 | 0 | 0 | 0 | 0 | 0 | 0 | 0 | 0 | 0 | 0 | 0 | 0
Industrial Sector Energy Related Emissions before CCS[hydrogen if,oil and gas extraction 06,CO2] | NoSettings | 0 | 0 | 0 | 0 | 0 | 0 | 0 | 0 | 0 | 0 | 0 | 0 | 0 | 0 | 0 | 0 | 0 | 0 | 0 | 0 | 0 | 0 | 0 | 0 | 0 | 0 | 0 | 0 | 0 | 0 | 0
Industrial Sector Energy Related Emissions before CCS[hydrogen if,oil and gas extraction 06,VOC] | NoSettings | 0 | 0 | 0 | 0 | 0 | 0 | 0 | 0 | 0 | 0 | 0 | 0 | 0 | 0 | 0 | 0 | 0 | 0 | 0 | 0 | 0 | 0 | 0 | 0 | 0 | 0 | 0 | 0 | 0 | 0 | 0
Industrial Sector Energy Related Emissions before CCS[hydrogen if,oil and gas extraction 06,CO] | NoSettings | 0 | 0 | 0 | 0 | 0 | 0 | 0 | 0 | 0 | 0 | 0 | 0 | 0 | 0 | 0 | 0 | 0 | 0 | 0 | 0 | 0 | 0 | 0 | 0 | 0 | 0 | 0 | 0 | 0 | 0 | 0
Industrial Sector Energy Related Emissions before CCS[hydrogen if,oil and gas extraction 06,NOx] | NoSettings | 0 | 0 | 0 | 0 | 0 | 0 | 0 | 0 | 0 | 0 | 0 | 0 | 0 | 0 | 0 | 0 | 0 | 0 | 0 | 0 | 0 | 0 | 0 | 0 | 0 | 0 | 0 | 0 | 0 | 0 | 0
Industrial Sector Energy Related Emissions before CCS[hydrogen if,oil and gas extraction 06,PM10] | NoSettings | 0 | 0 | 0 | 0 | 0 | 0 | 0 | 0 | 0 | 0 | 0 | 0 | 0 | 0 | 0 | 0 | 0 | 0 | 0 | 0 | 0 | 0 | 0 | 0 | 0 | 0 | 0 | 0 | 0 | 0 | 0
Industrial Sector Energy Related Emissions before CCS[hydrogen if,oil and gas extraction 06,PM25] | NoSettings | 0 | 0 | 0 | 0 | 0 | 0 | 0 | 0 | 0 | 0 | 0 | 0 | 0 | 0 | 0 | 0 | 0 | 0 | 0 | 0 | 0 | 0 | 0 | 0 | 0 | 0 | 0 | 0 | 0 | 0 | 0
Industrial Sector Energy Related Emissions before CCS[hydrogen if,oil and gas extraction 06,SOx] | NoSettings | 0 | 0 | 0 | 0 | 0 | 0 | 0 | 0 | 0 | 0 | 0 | 0 | 0 | 0 | 0 | 0 | 0 | 0 | 0 | 0 | 0 | 0 | 0 | 0 | 0 | 0 | 0 | 0 | 0 | 0 | 0
Industrial Sector Energy Related Emissions before CCS[hydrogen if,oil and gas extraction 06,BC] | NoSettings | 0 | 0 | 0 | 0 | 0 | 0 | 0 | 0 | 0 | 0 | 0 | 0 | 0 | 0 | 0 | 0 | 0 | 0 | 0 | 0 | 0 | 0 | 0 | 0 | 0 | 0 | 0 | 0 | 0 | 0 | 0
Industrial Sector Energy Related Emissions before CCS[hydrogen if,oil and gas extraction 06,OC] | NoSettings | 0 | 0 | 0 | 0 | 0 | 0 | 0 | 0 | 0 | 0 | 0 | 0 | 0 | 0 | 0 | 0 | 0 | 0 | 0 | 0 | 0 | 0 | 0 | 0 | 0 | 0 | 0 | 0 | 0 | 0 | 0
Industrial Sector Energy Related Emissions before CCS[hydrogen if,oil and gas extraction 06,CH4] | NoSettings | 0 | 0 | 0 | 0 | 0 | 0 | 0 | 0 | 0 | 0 | 0 | 0 | 0 | 0 | 0 | 0 | 0 | 0 | 0 | 0 | 0 | 0 | 0 | 0 | 0 | 0 | 0 | 0 | 0 | 0 | 0
Industrial Sector Energy Related Emissions before CCS[hydrogen if,oil and gas extraction 06,N2O] | NoSettings | 0 | 0 | 0 | 0 | 0 | 0 | 0 | 0 | 0 | 0 | 0 | 0 | 0 | 0 | 0 | 0 | 0 | 0 | 0 | 0 | 0 | 0 | 0 | 0 | 0 | 0 | 0 | 0 | 0 | 0 | 0
Industrial Sector Energy Related Emissions before CCS[hydrogen if,oil and gas extraction 06,F gases] | NoSettings | 0 | 0 | 0 | 0 | 0 | 0 | 0 | 0 | 0 | 0 | 0 | 0 | 0 | 0 | 0 | 0 | 0 | 0 | 0 | 0 | 0 | 0 | 0 | 0 | 0 | 0 | 0 | 0 | 0 | 0 | 0
Industrial Sector Energy Related Emissions before CCS[hydrogen if,other mining and quarrying 07T08,CO2] | NoSettings | 0 | 0 | 0 | 0 | 0 | 0 | 0 | 0 | 0 | 0 | 0 | 0 | 0 | 0 | 0 | 0 | 0 | 0 | 0 | 0 | 0 | 0 | 0 | 0 | 0 | 0 | 0 | 0 | 0 | 0 | 0
Industrial Sector Energy Related Emissions before CCS[hydrogen if,other mining and quarrying 07T08,VOC] | NoSettings | 0 | 0 | 0 | 0 | 0 | 0 | 0 | 0 | 0 | 0 | 0 | 0 | 0 | 0 | 0 | 0 | 0 | 0 | 0 | 0 | 0 | 0 | 0 | 0 | 0 | 0 | 0 | 0 | 0 | 0 | 0
Industrial Sector Energy Related Emissions before CCS[hydrogen if,other mining and quarrying 07T08,CO] | NoSettings | 0 | 0 | 0 | 0 | 0 | 0 | 0 | 0 | 0 | 0 | 0 | 0 | 0 | 0 | 0 | 0 | 0 | 0 | 0 | 0 | 0 | 0 | 0 | 0 | 0 | 0 | 0 | 0 | 0 | 0 | 0
Industrial Sector Energy Related Emissions before CCS[hydrogen if,other mining and quarrying 07T08,NOx] | NoSettings | 0 | 0 | 0 | 0 | 0 | 0 | 0 | 0 | 0 | 0 | 0 | 0 | 0 | 0 | 0 | 0 | 0 | 0 | 0 | 0 | 0 | 0 | 0 | 0 | 0 | 0 | 0 | 0 | 0 | 0 | 0
Industrial Sector Energy Related Emissions before CCS[hydrogen if,other mining and quarrying 07T08,PM10] | NoSettings | 0 | 0 | 0 | 0 | 0 | 0 | 0 | 0 | 0 | 0 | 0 | 0 | 0 | 0 | 0 | 0 | 0 | 0 | 0 | 0 | 0 | 0 | 0 | 0 | 0 | 0 | 0 | 0 | 0 | 0 | 0
Industrial Sector Energy Related Emissions before CCS[hydrogen if,other mining and quarrying 07T08,PM25] | NoSettings | 0 | 0 | 0 | 0 | 0 | 0 | 0 | 0 | 0 | 0 | 0 | 0 | 0 | 0 | 0 | 0 | 0 | 0 | 0 | 0 | 0 | 0 | 0 | 0 | 0 | 0 | 0 | 0 | 0 | 0 | 0
Industrial Sector Energy Related Emissions before CCS[hydrogen if,other mining and quarrying 07T08,SOx] | NoSettings | 0 | 0 | 0 | 0 | 0 | 0 | 0 | 0 | 0 | 0 | 0 | 0 | 0 | 0 | 0 | 0 | 0 | 0 | 0 | 0 | 0 | 0 | 0 | 0 | 0 | 0 | 0 | 0 | 0 | 0 | 0
Industrial Sector Energy Related Emissions before CCS[hydrogen if,other mining and quarrying 07T08,BC] | NoSettings | 0 | 0 | 0 | 0 | 0 | 0 | 0 | 0 | 0 | 0 | 0 | 0 | 0 | 0 | 0 | 0 | 0 | 0 | 0 | 0 | 0 | 0 | 0 | 0 | 0 | 0 | 0 | 0 | 0 | 0 | 0
Industrial Sector Energy Related Emissions before CCS[hydrogen if,other mining and quarrying 07T08,OC] | NoSettings | 0 | 0 | 0 | 0 | 0 | 0 | 0 | 0 | 0 | 0 | 0 | 0 | 0 | 0 | 0 | 0 | 0 | 0 | 0 | 0 | 0 | 0 | 0 | 0 | 0 | 0 | 0 | 0 | 0 | 0 | 0
Industrial Sector Energy Related Emissions before CCS[hydrogen if,other mining and quarrying 07T08,CH4] | NoSettings | 0 | 0 | 0 | 0 | 0 | 0 | 0 | 0 | 0 | 0 | 0 | 0 | 0 | 0 | 0 | 0 | 0 | 0 | 0 | 0 | 0 | 0 | 0 | 0 | 0 | 0 | 0 | 0 | 0 | 0 | 0
Industrial Sector Energy Related Emissions before CCS[hydrogen if,other mining and quarrying 07T08,N2O] | NoSettings | 0 | 0 | 0 | 0 | 0 | 0 | 0 | 0 | 0 | 0 | 0 | 0 | 0 | 0 | 0 | 0 | 0 | 0 | 0 | 0 | 0 | 0 | 0 | 0 | 0 | 0 | 0 | 0 | 0 | 0 | 0
Industrial Sector Energy Related Emissions before CCS[hydrogen if,other mining and quarrying 07T08,F gases] | NoSettings | 0 | 0 | 0 | 0 | 0 | 0 | 0 | 0 | 0 | 0 | 0 | 0 | 0 | 0 | 0 | 0 | 0 | 0 | 0 | 0 | 0 | 0 | 0 | 0 | 0 | 0 | 0 | 0 | 0 | 0 | 0
Industrial Sector Energy Related Emissions before CCS[hydrogen if,food beverage and tobacco 10T12,CO2] | NoSettings | 0 | 0 | 0 | 0 | 0 | 0 | 0 | 0 | 0 | 0 | 0 | 0 | 0 | 0 | 0 | 0 | 0 | 0 | 0 | 0 | 0 | 0 | 0 | 0 | 0 | 0 | 0 | 0 | 0 | 0 | 0
Industrial Sector Energy Related Emissions before CCS[hydrogen if,food beverage and tobacco 10T12,VOC] | NoSettings | 0 | 0 | 0 | 0 | 0 | 0 | 0 | 0 | 0 | 0 | 0 | 0 | 0 | 0 | 0 | 0 | 0 | 0 | 0 | 0 | 0 | 0 | 0 | 0 | 0 | 0 | 0 | 0 | 0 | 0 | 0
Industrial Sector Energy Related Emissions before CCS[hydrogen if,food beverage and tobacco 10T12,CO] | NoSettings | 0 | 0 | 0 | 0 | 0 | 0 | 0 | 0 | 0 | 0 | 0 | 0 | 0 | 0 | 0 | 0 | 0 | 0 | 0 | 0 | 0 | 0 | 0 | 0 | 0 | 0 | 0 | 0 | 0 | 0 | 0
Industrial Sector Energy Related Emissions before CCS[hydrogen if,food beverage and tobacco 10T12,NOx] | NoSettings | 0 | 0 | 0 | 0 | 0 | 0 | 0 | 0 | 0 | 0 | 0 | 0 | 0 | 0 | 0 | 0 | 0 | 0 | 0 | 0 | 0 | 0 | 0 | 0 | 0 | 0 | 0 | 0 | 0 | 0 | 0
Industrial Sector Energy Related Emissions before CCS[hydrogen if,food beverage and tobacco 10T12,PM10] | NoSettings | 0 | 0 | 0 | 0 | 0 | 0 | 0 | 0 | 0 | 0 | 0 | 0 | 0 | 0 | 0 | 0 | 0 | 0 | 0 | 0 | 0 | 0 | 0 | 0 | 0 | 0 | 0 | 0 | 0 | 0 | 0
Industrial Sector Energy Related Emissions before CCS[hydrogen if,food beverage and tobacco 10T12,PM25] | NoSettings | 0 | 0 | 0 | 0 | 0 | 0 | 0 | 0 | 0 | 0 | 0 | 0 | 0 | 0 | 0 | 0 | 0 | 0 | 0 | 0 | 0 | 0 | 0 | 0 | 0 | 0 | 0 | 0 | 0 | 0 | 0
Industrial Sector Energy Related Emissions before CCS[hydrogen if,food beverage and tobacco 10T12,SOx] | NoSettings | 0 | 0 | 0 | 0 | 0 | 0 | 0 | 0 | 0 | 0 | 0 | 0 | 0 | 0 | 0 | 0 | 0 | 0 | 0 | 0 | 0 | 0 | 0 | 0 | 0 | 0 | 0 | 0 | 0 | 0 | 0
Industrial Sector Energy Related Emissions before CCS[hydrogen if,food beverage and tobacco 10T12,BC] | NoSettings | 0 | 0 | 0 | 0 | 0 | 0 | 0 | 0 | 0 | 0 | 0 | 0 | 0 | 0 | 0 | 0 | 0 | 0 | 0 | 0 | 0 | 0 | 0 | 0 | 0 | 0 | 0 | 0 | 0 | 0 | 0
Industrial Sector Energy Related Emissions before CCS[hydrogen if,food beverage and tobacco 10T12,OC] | NoSettings | 0 | 0 | 0 | 0 | 0 | 0 | 0 | 0 | 0 | 0 | 0 | 0 | 0 | 0 | 0 | 0 | 0 | 0 | 0 | 0 | 0 | 0 | 0 | 0 | 0 | 0 | 0 | 0 | 0 | 0 | 0
Industrial Sector Energy Related Emissions before CCS[hydrogen if,food beverage and tobacco 10T12,CH4] | NoSettings | 0 | 0 | 0 | 0 | 0 | 0 | 0 | 0 | 0 | 0 | 0 | 0 | 0 | 0 | 0 | 0 | 0 | 0 | 0 | 0 | 0 | 0 | 0 | 0 | 0 | 0 | 0 | 0 | 0 | 0 | 0
Industrial Sector Energy Related Emissions before CCS[hydrogen if,food beverage and tobacco 10T12,N2O] | NoSettings | 0 | 0 | 0 | 0 | 0 | 0 | 0 | 0 | 0 | 0 | 0 | 0 | 0 | 0 | 0 | 0 | 0 | 0 | 0 | 0 | 0 | 0 | 0 | 0 | 0 | 0 | 0 | 0 | 0 | 0 | 0
Industrial Sector Energy Related Emissions before CCS[hydrogen if,food beverage and tobacco 10T12,F gases] | NoSettings | 0 | 0 | 0 | 0 | 0 | 0 | 0 | 0 | 0 | 0 | 0 | 0 | 0 | 0 | 0 | 0 | 0 | 0 | 0 | 0 | 0 | 0 | 0 | 0 | 0 | 0 | 0 | 0 | 0 | 0 | 0
Industrial Sector Energy Related Emissions before CCS[hydrogen if,textiles apparel and leather 13T15,CO2] | NoSettings | 0 | 0 | 0 | 0 | 0 | 0 | 0 | 0 | 0 | 0 | 0 | 0 | 0 | 0 | 0 | 0 | 0 | 0 | 0 | 0 | 0 | 0 | 0 | 0 | 0 | 0 | 0 | 0 | 0 | 0 | 0
Industrial Sector Energy Related Emissions before CCS[hydrogen if,textiles apparel and leather 13T15,VOC] | NoSettings | 0 | 0 | 0 | 0 | 0 | 0 | 0 | 0 | 0 | 0 | 0 | 0 | 0 | 0 | 0 | 0 | 0 | 0 | 0 | 0 | 0 | 0 | 0 | 0 | 0 | 0 | 0 | 0 | 0 | 0 | 0
Industrial Sector Energy Related Emissions before CCS[hydrogen if,textiles apparel and leather 13T15,CO] | NoSettings | 0 | 0 | 0 | 0 | 0 | 0 | 0 | 0 | 0 | 0 | 0 | 0 | 0 | 0 | 0 | 0 | 0 | 0 | 0 | 0 | 0 | 0 | 0 | 0 | 0 | 0 | 0 | 0 | 0 | 0 | 0
Industrial Sector Energy Related Emissions before CCS[hydrogen if,textiles apparel and leather 13T15,NOx] | NoSettings | 0 | 0 | 0 | 0 | 0 | 0 | 0 | 0 | 0 | 0 | 0 | 0 | 0 | 0 | 0 | 0 | 0 | 0 | 0 | 0 | 0 | 0 | 0 | 0 | 0 | 0 | 0 | 0 | 0 | 0 | 0