Total Energy Use by Sector[district heat and hydrogen sector,biofuel diesel] | Total Energy Use by Sector | district heat and hydrogen sector | biofuel diesel |  |  | 0 | 0 | 0 | 0 | 0 | 0 | 0 | 0 | 0 | 0 | 0 | 0 | 0 | 0 | 0 | 0 | 0 | 0 | 0 | 0 | 0 | 0 | 0 | 0 | 0 | 0 | 0 | 0 | 0 | 0 | 0
Total Energy Use by Sector[district heat and hydrogen sector,jet fuel or kerosene] | Total Energy Use by Sector | district heat and hydrogen sector | jet fuel or kerosene |  |  | 0 | 0 | 0 | 0 | 0 | 0 | 0 | 0 | 0 | 0 | 0 | 0 | 0 | 0 | 0 | 0 | 0 | 0 | 0 | 0 | 0 | 0 | 0 | 0 | 0 | 0 | 0 | 0 | 0 | 0 | 0
Total Energy Use by Sector[district heat and hydrogen sector,heat] | Total Energy Use by Sector | district heat and hydrogen sector | heat |  |  | 0 | 0 | 0 | 0 | 0 | 0 | 0 | 0 | 0 | 0 | 0 | 0 | 0 | 0 | 0 | 0 | 0 | 0 | 0 | 0 | 0 | 0 | 0 | 0 | 0 | 0 | 0 | 0 | 0 | 0 | 0
Total Energy Use by Sector[district heat and hydrogen sector,geothermal] | Total Energy Use by Sector | district heat and hydrogen sector | geothermal |  |  | 0 | 0 | 0 | 0 | 0 | 0 | 0 | 0 | 0 | 0 | 0 | 0 | 0 | 0 | 0 | 0 | 0 | 0 | 0 | 0 | 0 | 0 | 0 | 0 | 0 | 0 | 0 | 0 | 0 | 0 | 0
Total Energy Use by Sector[district heat and hydrogen sector,lignite] | Total Energy Use by Sector | district heat and hydrogen sector | lignite |  |  | 0 | 0 | 0 | 0 | 0 | 0 | 0 | 0 | 0 | 0 | 0 | 0 | 0 | 0 | 0 | 0 | 0 | 0 | 0 | 0 | 0 | 0 | 0 | 0 | 0 | 0 | 0 | 0 | 0 | 0 | 0
Total Energy Use by Sector[district heat and hydrogen sector,crude oil] | Total Energy Use by Sector | district heat and hydrogen sector | crude oil |  |  | 0 | 0 | 0 | 0 | 0 | 0 | 0 | 0 | 0 | 0 | 0 | 0 | 0 | 0 | 0 | 0 | 0 | 0 | 0 | 0 | 0 | 0 | 0 | 0 | 0 | 0 | 0 | 0 | 0 | 0 | 0
Total Energy Use by Sector[district heat and hydrogen sector,heavy or residual fuel oil] | Total Energy Use by Sector | district heat and hydrogen sector | heavy or residual fuel oil |  |  | 0 | 0 | 0 | 0 | 0 | 0 | 0 | 0 | 0 | 0 | 0 | 0 | 0 | 0 | 0 | 0 | 0 | 0 | 0 | 0 | 0 | 0 | 0 | 0 | 0 | 0 | 0 | 0 | 0 | 0 | 0
Total Energy Use by Sector[district heat and hydrogen sector,LPG propane or butane] | Total Energy Use by Sector | district heat and hydrogen sector | LPG propane or butane |  |  | 0 | 0 | 0 | 0 | 0 | 0 | 0 | 0 | 0 | 0 | 0 | 0 | 0 | 0 | 0 | 0 | 0 | 0 | 0 | 0 | 0 | 0 | 0 | 0 | 0 | 0 | 0 | 0 | 0 | 0 | 0
Total Energy Use by Sector[district heat and hydrogen sector,municipal solid waste] | Total Energy Use by Sector | district heat and hydrogen sector | municipal solid waste |  |  | 0 | 0 | 0 | 0 | 0 | 0 | 0 | 0 | 0 | 0 | 0 | 0 | 0 | 0 | 0 | 0 | 0 | 0 | 0 | 0 | 0 | 0 | 0 | 0 | 0 | 0 | 0 | 0 | 0 | 0 | 0
Total Energy Use by Sector[district heat and hydrogen sector,hydrogen] | Total Energy Use by Sector | district heat and hydrogen sector | hydrogen |  |  | 0 | 0 | 0 | 0 | 0 | 0 | 0 | 0 | 0 | 0 | 0 | 0 | 0 | 0 | 0 | 0 | 0 | 0 | 0 | 0 | 0 | 0 | 0 | 0 | 0 | 0 | 0 | 0 | 0 | 0 | 0
Total Energy Use by Sector[LULUCF sector,electricity] | Total Energy Use by Sector | LULUCF sector | electricity |  |  | 0 | 0 | 0 | 0 | 0 | 0 | 0 | 0 | 0 | 0 | 0 | 0 | 0 | 0 | 0 | 0 | 0 | 0 | 0 | 0 | 0 | 0 | 0 | 0 | 0 | 0 | 0 | 0 | 0 | 0 | 0
Total Energy Use by Sector[LULUCF sector,hard coal] | Total Energy Use by Sector | LULUCF sector | hard coal |  |  | 0 | 0 | 0 | 0 | 0 | 0 | 0 | 0 | 0 | 0 | 0 | 0 | 0 | 0 | 0 | 0 | 0 | 0 | 0 | 0 | 0 | 0 | 0 | 0 | 0 | 0 | 0 | 0 | 0 | 0 | 0
Total Energy Use by Sector[LULUCF sector,natural gas] | Total Energy Use by Sector | LULUCF sector | natural gas |  |  | 0 | 0 | 0 | 0 | 0 | 0 | 0 | 0 | 0 | 0 | 0 | 0 | 0 | 0 | 0 | 0 | 0 | 0 | 0 | 0 | 0 | 0 | 0 | 0 | 0 | 0 | 0 | 0 | 0 | 0 | 0
Total Energy Use by Sector[LULUCF sector,nuclear] | Total Energy Use by Sector | LULUCF sector | nuclear |  |  | 0 | 0 | 0 | 0 | 0 | 0 | 0 | 0 | 0 | 0 | 0 | 0 | 0 | 0 | 0 | 0 | 0 | 0 | 0 | 0 | 0 | 0 | 0 | 0 | 0 | 0 | 0 | 0 | 0 | 0 | 0
Total Energy Use by Sector[LULUCF sector,hydro] | Total Energy Use by Sector | LULUCF sector | hydro |  |  | 0 | 0 | 0 | 0 | 0 | 0 | 0 | 0 | 0 | 0 | 0 | 0 | 0 | 0 | 0 | 0 | 0 | 0 | 0 | 0 | 0 | 0 | 0 | 0 | 0 | 0 | 0 | 0 | 0 | 0 | 0
Total Energy Use by Sector[LULUCF sector,wind] | Total Energy Use by Sector | LULUCF sector | wind |  |  | 0 | 0 | 0 | 0 | 0 | 0 | 0 | 0 | 0 | 0 | 0 | 0 | 0 | 0 | 0 | 0 | 0 | 0 | 0 | 0 | 0 | 0 | 0 | 0 | 0 | 0 | 0 | 0 | 0 | 0 | 0
Total Energy Use by Sector[LULUCF sector,solar] | Total Energy Use by Sector | LULUCF sector | solar |  |  | 0 | 0 | 0 | 0 | 0 | 0 | 0 | 0 | 0 | 0 | 0 | 0 | 0 | 0 | 0 | 0 | 0 | 0 | 0 | 0 | 0 | 0 | 0 | 0 | 0 | 0 | 0 | 0 | 0 | 0 | 0
Total Energy Use by Sector[LULUCF sector,biomass] | Total Energy Use by Sector | LULUCF sector | biomass |  |  | 0 | 0 | 0 | 0 | 0 | 0 | 0 | 0 | 0 | 0 | 0 | 0 | 0 | 0 | 0 | 0 | 0 | 0 | 0 | 0 | 0 | 0 | 0 | 0 | 0 | 0 | 0 | 0 | 0 | 0 | 0
Total Energy Use by Sector[LULUCF sector,petroleum gasoline] | Total Energy Use by Sector | LULUCF sector | petroleum gasoline |  |  | 0 | 0 | 0 | 0 | 0 | 0 | 0 | 0 | 0 | 0 | 0 | 0 | 0 | 0 | 0 | 0 | 0 | 0 | 0 | 0 | 0 | 0 | 0 | 0 | 0 | 0 | 0 | 0 | 0 | 0 | 0
Total Energy Use by Sector[LULUCF sector,petroleum diesel] | Total Energy Use by Sector | LULUCF sector | petroleum diesel |  |  | 0 | 0 | 0 | 0 | 0 | 0 | 0 | 0 | 0 | 0 | 0 | 0 | 0 | 0 | 0 | 0 | 0 | 0 | 0 | 0 | 0 | 0 | 0 | 0 | 0 | 0 | 0 | 0 | 0 | 0 | 0
Total Energy Use by Sector[LULUCF sector,biofuel gasoline] | Total Energy Use by Sector | LULUCF sector | biofuel gasoline |  |  | 0 | 0 | 0 | 0 | 0 | 0 | 0 | 0 | 0 | 0 | 0 | 0 | 0 | 0 | 0 | 0 | 0 | 0 | 0 | 0 | 0 | 0 | 0 | 0 | 0 | 0 | 0 | 0 | 0 | 0 | 0
Total Energy Use by Sector[LULUCF sector,biofuel diesel] | Total Energy Use by Sector | LULUCF sector | biofuel diesel |  |  | 0 | 0 | 0 | 0 | 0 | 0 | 0 | 0 | 0 | 0 | 0 | 0 | 0 | 0 | 0 | 0 | 0 | 0 | 0 | 0 | 0 | 0 | 0 | 0 | 0 | 0 | 0 | 0 | 0 | 0 | 0
Total Energy Use by Sector[LULUCF sector,jet fuel or kerosene] | Total Energy Use by Sector | LULUCF sector | jet fuel or kerosene |  |  | 0 | 0 | 0 | 0 | 0 | 0 | 0 | 0 | 0 | 0 | 0 | 0 | 0 | 0 | 0 | 0 | 0 | 0 | 0 | 0 | 0 | 0 | 0 | 0 | 0 | 0 | 0 | 0 | 0 | 0 | 0
Total Energy Use by Sector[LULUCF sector,heat] | Total Energy Use by Sector | LULUCF sector | heat |  |  | 0 | 0 | 0 | 0 | 0 | 0 | 0 | 0 | 0 | 0 | 0 | 0 | 0 | 0 | 0 | 0 | 0 | 0 | 0 | 0 | 0 | 0 | 0 | 0 | 0 | 0 | 0 | 0 | 0 | 0 | 0
Total Energy Use by Sector[LULUCF sector,geothermal] | Total Energy Use by Sector | LULUCF sector | geothermal |  |  | 0 | 0 | 0 | 0 | 0 | 0 | 0 | 0 | 0 | 0 | 0 | 0 | 0 | 0 | 0 | 0 | 0 | 0 | 0 | 0 | 0 | 0 | 0 | 0 | 0 | 0 | 0 | 0 | 0 | 0 | 0
Total Energy Use by Sector[LULUCF sector,lignite] | Total Energy Use by Sector | LULUCF sector | lignite |  |  | 0 | 0 | 0 | 0 | 0 | 0 | 0 | 0 | 0 | 0 | 0 | 0 | 0 | 0 | 0 | 0 | 0 | 0 | 0 | 0 | 0 | 0 | 0 | 0 | 0 | 0 | 0 | 0 | 0 | 0 | 0
Total Energy Use by Sector[LULUCF sector,crude oil] | Total Energy Use by Sector | LULUCF sector | crude oil |  |  | 0 | 0 | 0 | 0 | 0 | 0 | 0 | 0 | 0 | 0 | 0 | 0 | 0 | 0 | 0 | 0 | 0 | 0 | 0 | 0 | 0 | 0 | 0 | 0 | 0 | 0 | 0 | 0 | 0 | 0 | 0
Total Energy Use by Sector[LULUCF sector,heavy or residual fuel oil] | Total Energy Use by Sector | LULUCF sector | heavy or residual fuel oil |  |  | 0 | 0 | 0 | 0 | 0 | 0 | 0 | 0 | 0 | 0 | 0 | 0 | 0 | 0 | 0 | 0 | 0 | 0 | 0 | 0 | 0 | 0 | 0 | 0 | 0 | 0 | 0 | 0 | 0 | 0 | 0
Total Energy Use by Sector[LULUCF sector,LPG propane or butane] | Total Energy Use by Sector | LULUCF sector | LPG propane or butane |  |  | 0 | 0 | 0 | 0 | 0 | 0 | 0 | 0 | 0 | 0 | 0 | 0 | 0 | 0 | 0 | 0 | 0 | 0 | 0 | 0 | 0 | 0 | 0 | 0 | 0 | 0 | 0 | 0 | 0 | 0 | 0
Total Energy Use by Sector[LULUCF sector,municipal solid waste] | Total Energy Use by Sector | LULUCF sector | municipal solid waste |  |  | 0 | 0 | 0 | 0 | 0 | 0 | 0 | 0 | 0 | 0 | 0 | 0 | 0 | 0 | 0 | 0 | 0 | 0 | 0 | 0 | 0 | 0 | 0 | 0 | 0 | 0 | 0 | 0 | 0 | 0 | 0
Total Energy Use by Sector[LULUCF sector,hydrogen] | Total Energy Use by Sector | LULUCF sector | hydrogen |  |  | 0 | 0 | 0 | 0 | 0 | 0 | 0 | 0 | 0 | 0 | 0 | 0 | 0 | 0 | 0 | 0 | 0 | 0 | 0 | 0 | 0 | 0 | 0 | 0 | 0 | 0 | 0 | 0 | 0 | 0 | 0
Total Energy Use by Sector[geoengineering sector,electricity] | Total Energy Use by Sector | geoengineering sector | electricity |  |  | 0 | 0 | 0 | 0 | 0 | 0 | 0 | 0 | 0 | 0 | 0 | 0 | 0 | 0 | 0 | 0 | 0 | 0 | 0 | 0 | 0 | 0 | 0 | 0 | 0 | 0 | 0 | 0 | 0 | 0 | 0
Total Energy Use by Sector[geoengineering sector,hard coal] | Total Energy Use by Sector | geoengineering sector | hard coal |  |  | 0 | 0 | 0 | 0 | 0 | 0 | 0 | 0 | 0 | 0 | 0 | 0 | 0 | 0 | 0 | 0 | 0 | 0 | 0 | 0 | 0 | 0 | 0 | 0 | 0 | 0 | 0 | 0 | 0 | 0 | 0
Total Energy Use by Sector[geoengineering sector,natural gas] | Total Energy Use by Sector | geoengineering sector | natural gas |  |  | 0 | 0 | 0 | 0 | 0 | 0 | 0 | 0 | 0 | 0 | 0 | 0 | 0 | 0 | 0 | 0 | 0 | 0 | 0 | 0 | 0 | 0 | 0 | 0 | 0 | 0 | 0 | 0 | 0 | 0 | 0
Total Energy Use by Sector[geoengineering sector,nuclear] | Total Energy Use by Sector | geoengineering sector | nuclear |  |  | 0 | 0 | 0 | 0 | 0 | 0 | 0 | 0 | 0 | 0 | 0 | 0 | 0 | 0 | 0 | 0 | 0 | 0 | 0 | 0 | 0 | 0 | 0 | 0 | 0 | 0 | 0 | 0 | 0 | 0 | 0
Total Energy Use by Sector[geoengineering sector,hydro] | Total Energy Use by Sector | geoengineering sector | hydro |  |  | 0 | 0 | 0 | 0 | 0 | 0 | 0 | 0 | 0 | 0 | 0 | 0 | 0 | 0 | 0 | 0 | 0 | 0 | 0 | 0 | 0 | 0 | 0 | 0 | 0 | 0 | 0 | 0 | 0 | 0 | 0
Total Energy Use by Sector[geoengineering sector,wind] | Total Energy Use by Sector | geoengineering sector | wind |  |  | 0 | 0 | 0 | 0 | 0 | 0 | 0 | 0 | 0 | 0 | 0 | 0 | 0 | 0 | 0 | 0 | 0 | 0 | 0 | 0 | 0 | 0 | 0 | 0 | 0 | 0 | 0 | 0 | 0 | 0 | 0
Total Energy Use by Sector[geoengineering sector,solar] | Total Energy Use by Sector | geoengineering sector | solar |  |  | 0 | 0 | 0 | 0 | 0 | 0 | 0 | 0 | 0 | 0 | 0 | 0 | 0 | 0 | 0 | 0 | 0 | 0 | 0 | 0 | 0 | 0 | 0 | 0 | 0 | 0 | 0 | 0 | 0 | 0 | 0
Total Energy Use by Sector[geoengineering sector,biomass] | Total Energy Use by Sector | geoengineering sector | biomass |  |  | 0 | 0 | 0 | 0 | 0 | 0 | 0 | 0 | 0 | 0 | 0 | 0 | 0 | 0 | 0 | 0 | 0 | 0 | 0 | 0 | 0 | 0 | 0 | 0 | 0 | 0 | 0 | 0 | 0 | 0 | 0
Total Energy Use by Sector[geoengineering sector,petroleum gasoline] | Total Energy Use by Sector | geoengineering sector | petroleum gasoline |  |  | 0 | 0 | 0 | 0 | 0 | 0 | 0 | 0 | 0 | 0 | 0 | 0 | 0 | 0 | 0 | 0 | 0 | 0 | 0 | 0 | 0 | 0 | 0 | 0 | 0 | 0 | 0 | 0 | 0 | 0 | 0
Total Energy Use by Sector[geoengineering sector,petroleum diesel] | Total Energy Use by Sector | geoengineering sector | petroleum diesel |  |  | 0 | 0 | 0 | 0 | 0 | 0 | 0 | 0 | 0 | 0 | 0 | 0 | 0 | 0 | 0 | 0 | 0 | 0 | 0 | 0 | 0 | 0 | 0 | 0 | 0 | 0 | 0 | 0 | 0 | 0 | 0
Total Energy Use by Sector[geoengineering sector,biofuel gasoline] | Total Energy Use by Sector | geoengineering sector | biofuel gasoline |  |  | 0 | 0 | 0 | 0 | 0 | 0 | 0 | 0 | 0 | 0 | 0 | 0 | 0 | 0 | 0 | 0 | 0 | 0 | 0 | 0 | 0 | 0 | 0 | 0 | 0 | 0 | 0 | 0 | 0 | 0 | 0
Total Energy Use by Sector[geoengineering sector,biofuel diesel] | Total Energy Use by Sector | geoengineering sector | biofuel diesel |  |  | 0 | 0 | 0 | 0 | 0 | 0 | 0 | 0 | 0 | 0 | 0 | 0 | 0 | 0 | 0 | 0 | 0 | 0 | 0 | 0 | 0 | 0 | 0 | 0 | 0 | 0 | 0 | 0 | 0 | 0 | 0
Total Energy Use by Sector[geoengineering sector,jet fuel or kerosene] | Total Energy Use by Sector | geoengineering sector | jet fuel or kerosene |  |  | 0 | 0 | 0 | 0 | 0 | 0 | 0 | 0 | 0 | 0 | 0 | 0 | 0 | 0 | 0 | 0 | 0 | 0 | 0 | 0 | 0 | 0 | 0 | 0 | 0 | 0 | 0 | 0 | 0 | 0 | 0
Total Energy Use by Sector[geoengineering sector,heat] | Total Energy Use by Sector | geoengineering sector | heat |  |  | 0 | 0 | 0 | 0 | 0 | 0 | 0 | 0 | 0 | 0 | 0 | 0 | 0 | 0 | 0 | 0 | 0 | 0 | 0 | 0 | 0 | 0 | 0 | 0 | 0 | 0 | 0 | 0 | 0 | 0 | 0
Total Energy Use by Sector[geoengineering sector,geothermal] | Total Energy Use by Sector | geoengineering sector | geothermal |  |  | 0 | 0 | 0 | 0 | 0 | 0 | 0 | 0 | 0 | 0 | 0 | 0 | 0 | 0 | 0 | 0 | 0 | 0 | 0 | 0 | 0 | 0 | 0 | 0 | 0 | 0 | 0 | 0 | 0 | 0 | 0
Total Energy Use by Sector[geoengineering sector,lignite] | Total Energy Use by Sector | geoengineering sector | lignite |  |  | 0 | 0 | 0 | 0 | 0 | 0 | 0 | 0 | 0 | 0 | 0 | 0 | 0 | 0 | 0 | 0 | 0 | 0 | 0 | 0 | 0 | 0 | 0 | 0 | 0 | 0 | 0 | 0 | 0 | 0 | 0
Total Energy Use by Sector[geoengineering sector,crude oil] | Total Energy Use by Sector | geoengineering sector | crude oil |  |  | 0 | 0 | 0 | 0 | 0 | 0 | 0 | 0 | 0 | 0 | 0 | 0 | 0 | 0 | 0 | 0 | 0 | 0 | 0 | 0 | 0 | 0 | 0 | 0 | 0 | 0 | 0 | 0 | 0 | 0 | 0
Total Energy Use by Sector[geoengineering sector,heavy or residual fuel oil] | Total Energy Use by Sector | geoengineering sector | heavy or residual fuel oil |  |  | 0 | 0 | 0 | 0 | 0 | 0 | 0 | 0 | 0 | 0 | 0 | 0 | 0 | 0 | 0 | 0 | 0 | 0 | 0 | 0 | 0 | 0 | 0 | 0 | 0 | 0 | 0 | 0 | 0 | 0 | 0
Total Energy Use by Sector[geoengineering sector,LPG propane or butane] | Total Energy Use by Sector | geoengineering sector | LPG propane or butane |  |  | 0 | 0 | 0 | 0 | 0 | 0 | 0 | 0 | 0 | 0 | 0 | 0 | 0 | 0 | 0 | 0 | 0 | 0 | 0 | 0 | 0 | 0 | 0 | 0 | 0 | 0 | 0 | 0 | 0 | 0 | 0
Total Energy Use by Sector[geoengineering sector,municipal solid waste] | Total Energy Use by Sector | geoengineering sector | municipal solid waste |  |  | 0 | 0 | 0 | 0 | 0 | 0 | 0 | 0 | 0 | 0 | 0 | 0 | 0 | 0 | 0 | 0 | 0 | 0 | 0 | 0 | 0 | 0 | 0 | 0 | 0 | 0 | 0 | 0 | 0 | 0 | 0
Total Energy Use by Sector[geoengineering sector,hydrogen] | Total Energy Use by Sector | geoengineering sector | hydrogen |  |  | 0 | 0 | 0 | 0 | 0 | 0 | 0 | 0 | 0 | 0 | 0 | 0 | 0 | 0 | 0 | 0 | 0 | 0 | 0 | 0 | 0 | 0 | 0 | 0 | 0 | 0 | 0 | 0 | 0 | 0 | 0
Output Distributed Solar PV Capacity | Output Distributed Solar PV Capacity |  |  |  |  | 8.7259 | 10.2552 | 11.346 | 12.6395 | 13.9334 | 15.2167 | 16.4359 | 17.7615 | 19.024 | 20.2855 | 21.5481 | 22.8416 | 24.0921 | 25.3657 | 26.6382 | 27.9208 | 29.2043 | 30.4869 | 31.7604 | 33.0329 | 34.3155 | 35.5991 | 36.8826 | 38.1541 | 39.4377 | 40.7102 | 41.9938 | 43.2773 | 44.5599 | 45.8224 | 47.095
BPHC BAU Pumped Hydro Capacity | BPHC BAU Pumped Hydro Capacity |  |  |  |  | 3912 | 3912 | 3912 | 3912 | 3912 | 3912 | 4108 | 4108 | 4108 | 4108 | 4912 | 4912 | 4912 | 4912 | 4912 | 4912 | 4912 | 4912 | 4912 | 4912 | 4912 | 4912 | 4912 | 4912 | 4912 | 4912 | 4912 | 4912 | 4912 | 4912 | 4912
GBSC BAU Grid Battery Storage Capacity | GBSC BAU Grid Battery Storage Capacity |  |  |  |  | 524 | 2842 | 5160 | 7563 | 13055 | 14769 | 14983 | 15586 | 16188 | 16577 | 16966 | 17554 | 18142 | 19501 | 20860 | 22219 | 24395 | 26571 | 28747 | 30924 | 33100 | 35535 | 37971 | 40406 | 42842 | 45277 | 47713 | 50148 | 52584 | 55020 | 57455
Output Distributed Solar PV Output | Output Distributed Solar PV Output |  |  |  |  | 15.953 | 18.496 | 20.866 | 22.972 | 24.96 | 26.873 | 28.881 | 30.957 | 33.05 | 35.187 | 37.364 | 39.479 | 41.579 | 43.681 | 45.774 | 47.787 | 49.997 | 52.087 | 54.197 | 56.296 | 58.378 | 60.492 | 62.587 | 64.702 | 66.81 | 68.923 | 71.076 | 73.22 | 75.352 | 77.445 | 79.587
Net Imports of Electricity | Net Imports of Electricity |  |  |  |  | 81585000 | 79198000 | 76721000 | 74234000 | 71757000 | 69299000 | 68812000 | 68325000 | 67838000 | 67350000 | 66863000 | 66366000 | 65878800 | 65391600 | 64904400 | 64417200 | 63930000 | 63432700 | 62945500 | 62458300 | 61971100 | 61483900 | 60996700 | 60502400 | 60014200 | 59525000 | 59525000 | 59525000 | 59525000 | 59525000 | 59525000
Curtailed Electricity Output[hard coal es] | Curtailed Electricity Output | hard coal es |  |  |  | 0 | 0 | 0 | 0 | 0 | 0 | 0 | 0 | 0 | 0 | 0 | 0 | 0 | 0 | 0 | 0 | 0 | 0 | 0 | 0 | 0 | 0 | 0 | 0 | 0 | 0 | 0 | 0 | 0 | 0 | 0
Curtailed Electricity Output[natural gas nonpeaker es] | Curtailed Electricity Output | natural gas nonpeaker es |  |  |  | 0 | 0 | 0 | 0 | 0 | 0 | 0 | 0 | 0 | 0 | 0 | 0 | 0 | 0 | 0 | 0 | 0 | 0 | 0 | 0 | 0 | 0 | 0 | 0 | 0 | 0 | 0 | 0 | 0 | 0 | 0
Curtailed Electricity Output[nuclear es] | Curtailed Electricity Output | nuclear es |  |  |  | 0 | 0 | 0 | 0 | 0 | 0 | 0 | 0 | 0 | 0 | 0 | 0 | 0 | 0 | 0 | 0 | 0 | 0 | 0 | 0 | 0 | 0 | 0 | 0 | 0 | 0 | 0 | 0 | 0 | 0 | 0
Curtailed Electricity Output[hydro es] | Curtailed Electricity Output | hydro es |  |  |  | 0 | 0 | 0 | 0 | 0 | 0 | 0 | 0 | 0 | 0 | 0 | 0 | 0 | 0 | 0 | 0 | 0 | 0 | 0 | 0 | 0 | 0 | 0 | 0 | 0 | 0 | 0 | 0 | 0 | 0 | 0
Curtailed Electricity Output[onshore wind es] | Curtailed Electricity Output | onshore wind es |  |  |  | 43224.5 | 43631.1 | 43707.5 | 44188.9 | 43167.5 | 53926 | 61155.7 | 62433.9 | 62092.3 | 61047.8 | 58176.1 | 59286.5 | 61274.1 | 64340.4 | 69222.5 | 72853.7 | 75221.4 | 77119.8 | 77645.2 | 78501.1 | 79194.4 | 79979.8 | 79986.4 | 77906.1 | 75620.2 | 72863.2 | 69957.3 | 68479.5 | 66969.4 | 65788 | 64464.4
Curtailed Electricity Output[solar PV es] | Curtailed Electricity Output | solar PV es |  |  |  | 605942 | 835877 | 1081870 | 1357570 | 1986000 | 3287760 | 4253700 | 4742060 | 5002410 | 5337950 | 5711470 | 6479460 | 7507210 | 9051050 | 10954200 | 12724000 | 14437200 | 15993900 | 17319900 | 18710600 | 20104300 | 21531700 | 22530400 | 22919000 | 23193800 | 23166000 | 23239500 | 23633000 | 23995600 | 24384400 | 24705400
Curtailed Electricity Output[solar thermal es] | Curtailed Electricity Output | solar thermal es |  |  |  | 0 | 0 | 0 | 0 | 0 | 0 | 0 | 0 | 0 | 0 | 0 | 0 | 0 | 0 | 0 | 0 | 0 | 0 | 0 | 0 | 0 | 0 | 0 | 0 | 0 | 0 | 0 | 0 | 0 | 0 | 0
Curtailed Electricity Output[biomass es] | Curtailed Electricity Output | biomass es |  |  |  | 0 | 0 | 0 | 0 | 0 | 0 | 0 | 0 | 0 | 0 | 0 | 0 | 0 | 0 | 0 | 0 | 0 | 0 | 0 | 0 | 0 | 0 | 0 | 0 | 0 | 0 | 0 | 0 | 0 | 0 | 0
Curtailed Electricity Output[geothermal es] | Curtailed Electricity Output | geothermal es |  |  |  | 0 | 0 | 0 | 0 | 0 | 0 | 0 | 0 | 0 | 0 | 0 | 0 | 0 | 0 | 0 | 0 | 0 | 0 | 0 | 0 | 0 | 0 | 0 | 0 | 0 | 0 | 0 | 0 | 0 | 0 | 0
Curtailed Electricity Output[petroleum es] | Curtailed Electricity Output | petroleum es |  |  |  | 0 | 0 | 0 | 0 | 0 | 0 | 0 | 0 | 0 | 0 | 0 | 0 | 0 | 0 | 0 | 0 | 0 | 0 | 0 | 0 | 0 | 0 | 0 | 0 | 0 | 0 | 0 | 0 | 0 | 0 | 0
Curtailed Electricity Output[natural gas peaker es] | Curtailed Electricity Output | natural gas peaker es |  |  |  | 0 | 0 | 0 | 0 | 0 | 0 | 0 | 0 | 0 | 0 | 0 | 0 | 0 | 0 | 0 | 0 | 0 | 0 | 0 | 0 | 0 | 0 | 0 | 0 | 0 | 0 | 0 | 0 | 0 | 0 | 0
Curtailed Electricity Output[lignite es] | Curtailed Electricity Output | lignite es |  |  |  | 0 | 0 | 0 | 0 | 0 | 0 | 0 | 0 | 0 | 0 | 0 | 0 | 0 | 0 | 0 | 0 | 0 | 0 | 0 | 0 | 0 | 0 | 0 | 0 | 0 | 0 | 0 | 0 | 0 | 0 | 0
Curtailed Electricity Output[offshore wind es] | Curtailed Electricity Output | offshore wind es |  |  |  | 0 | 0 | 0 | 0 | 0 | 0 | 0 | 0 | 0 | 0 | 0 | 0 | 6286.76 | 13850.2 | 23782.6 | 34248.1 | 44468.9 | 55240.1 | 65506.4 | 76502.2 | 87671 | 99069.4 | 110407 | 120020 | 129527 | 138731 | 143061 | 137620 | 132443 | 127941 | 123471
Curtailed Electricity Output[crude oil es] | Curtailed Electricity Output | crude oil es |  |  |  | 0 | 0 | 0 | 0 | 0 | 0 | 0 | 0 | 0 | 0 | 0 | 0 | 0 | 0 | 0 | 0 | 0 | 0 | 0 | 0 | 0 | 0 | 0 | 0 | 0 | 0 | 0 | 0 | 0 | 0 | 0
Curtailed Electricity Output[heavy or residual fuel oil es] | Curtailed Electricity Output | heavy or residual fuel oil es |  |  |  | 0 | 0 | 0 | 0 | 0 | 0 | 0 | 0 | 0 | 0 | 0 | 0 | 0 | 0 | 0 | 0 | 0 | 0 | 0 | 0 | 0 | 0 | 0 | 0 | 0 | 0 | 0 | 0 | 0 | 0 | 0
Curtailed Electricity Output[municipal solid waste es] | Curtailed Electricity Output | municipal solid waste es |  |  |  | 0 | 0 | 0 | 0 | 0 | 0 | 0 | 0 | 0 | 0 | 0 | 0 | 0 | 0 | 0 | 0 | 0 | 0 | 0 | 0 | 0 | 0 | 0 | 0 | 0 | 0 | 0 | 0 | 0 | 0 | 0
Imported Electricity[hard coal es] | Imported Electricity | hard coal es |  |  |  | 9880000 | 7900000 | 5930000 | 3950000 | 1980000 | 0 | 0 | 0 | 0 | 0 | 0 | 0 | 0 | 0 | 0 | 0 | 0 | 0 | 0 | 0 | 0 | 0 | 0 | 0 | 0 | 0 | 0 | 0 | 0 | 0 | 0
Imported Electricity[natural gas nonpeaker es] | Imported Electricity | natural gas nonpeaker es |  |  |  | 12000000 | 11600000 | 11100000 | 10600000 | 10100000 | 9630000 | 9150000 | 8670000 | 8190000 | 7710000 | 7230000 | 6740000 | 6260000 | 5780000 | 5300000 | 4820000 | 4340000 | 3850000 | 3370000 | 2890000 | 2410000 | 1930000 | 1450000 | 963000 | 482000 | 0 | 0 | 0 | 0 | 0 | 0
Imported Electricity[nuclear es] | Imported Electricity | nuclear es |  |  |  | 12600000 | 12600000 | 12600000 | 12600000 | 12600000 | 12600000 | 12600000 | 12600000 | 12600000 | 12600000 | 12600000 | 12600000 | 12600000 | 12600000 | 12600000 | 12600000 | 12600000 | 12600000 | 12600000 | 12600000 | 12600000 | 12600000 | 12600000 | 12600000 | 12600000 | 12600000 | 12600000 | 12600000 | 12600000 | 12600000 | 12600000
Imported Electricity[hydro es] | Imported Electricity | hydro es |  |  |  | 21600000 | 21600000 | 21600000 | 21600000 | 21600000 | 21600000 | 21600000 | 21600000 | 21600000 | 21600000 | 21600000 | 21600000 | 21600000 | 21600000 | 21600000 | 21600000 | 21600000 | 21600000 | 21600000 | 21600000 | 21600000 | 21600000 | 21600000 | 21600000 | 21600000 | 21600000 | 21600000 | 21600000 | 21600000 | 21600000 | 21600000
Imported Electricity[onshore wind es] | Imported Electricity | onshore wind es |  |  |  | 23000000 | 23000000 | 23000000 | 23000000 | 23000000 | 23000000 | 23000000 | 23000000 | 23000000 | 23000000 | 23000000 | 23000000 | 23000000 | 23000000 | 23000000 | 23000000 | 23000000 | 23000000 | 23000000 | 23000000 | 23000000 | 23000000 | 23000000 | 23000000 | 23000000 | 23000000 | 23000000 | 23000000 | 23000000 | 23000000 | 23000000
Imported Electricity[solar PV es] | Imported Electricity | solar PV es |  |  |  | 9110000 | 9110000 | 9110000 | 9110000 | 9110000 | 9110000 | 9110000 | 9110000 | 9110000 | 9110000 | 9110000 | 9110000 | 9110000 | 9110000 | 9110000 | 9110000 | 9110000 | 9110000 | 9110000 | 9110000 | 9110000 | 9110000 | 9110000 | 9110000 | 9110000 | 9110000 | 9110000 | 9110000 | 9110000 | 9110000 | 9110000
Imported Electricity[solar thermal es] | Imported Electricity | solar thermal es |  |  |  | 0 | 0 | 0 | 0 | 0 | 0 | 0 | 0 | 0 | 0 | 0 | 0 | 0 | 0 | 0 | 0 | 0 | 0 | 0 | 0 | 0 | 0 | 0 | 0 | 0 | 0 | 0 | 0 | 0 | 0 | 0
Imported Electricity[biomass es] | Imported Electricity | biomass es |  |  |  | 1380000 | 1380000 | 1380000 | 1380000 | 1380000 | 1380000 | 1380000 | 1380000 | 1380000 | 1380000 | 1380000 | 1380000 | 1380000 | 1380000 | 1380000 | 1380000 | 1380000 | 1380000 | 1380000 | 1380000 | 1380000 | 1380000 | 1380000 | 1380000 | 1380000 | 1380000 | 1380000 | 1380000 | 1380000 | 1380000 | 1380000
Imported Electricity[geothermal es] | Imported Electricity | geothermal es |  |  |  | 2750000 | 2750000 | 2750000 | 2750000 | 2750000 | 2750000 | 2750000 | 2750000 | 2750000 | 2750000 | 2750000 | 2750000 | 2750000 | 2750000 | 2750000 | 2750000 | 2750000 | 2750000 | 2750000 | 2750000 | 2750000 | 2750000 | 2750000 | 2750000 | 2750000 | 2750000 | 2750000 | 2750000 | 2750000 | 2750000 | 2750000
Imported Electricity[petroleum es] | Imported Electricity | petroleum es |  |  |  | 180000 | 173000 | 166000 | 159000 | 152000 | 144000 | 137000 | 130000 | 123000 | 115000 | 108000 | 101000 | 93800 | 86600 | 79400 | 72200 | 65000 | 57700 | 50500 | 43300 | 36100 | 28900 | 21700 | 14400 | 7220 | 0 | 0 | 0 | 0 | 0 | 0
Imported Electricity[natural gas peaker es] | Imported Electricity | natural gas peaker es |  |  |  | 0 | 0 | 0 | 0 | 0 | 0 | 0 | 0 | 0 | 0 | 0 | 0 | 0 | 0 | 0 | 0 | 0 | 0 | 0 | 0 | 0 | 0 | 0 | 0 | 0 | 0 | 0 | 0 | 0 | 0 | 0
Imported Electricity[lignite es] | Imported Electricity | lignite es |  |  |  | 0 | 0 | 0 | 0 | 0 | 0 | 0 | 0 | 0 | 0 | 0 | 0 | 0 | 0 | 0 | 0 | 0 | 0 | 0 | 0 | 0 | 0 | 0 | 0 | 0 | 0 | 0 | 0 | 0 | 0 | 0
Imported Electricity[offshore wind es] | Imported Electricity | offshore wind es |  |  |  | 0 | 0 | 0 | 0 | 0 | 0 | 0 | 0 | 0 | 0 | 0 | 0 | 0 | 0 | 0 | 0 | 0 | 0 | 0 | 0 | 0 | 0 | 0 | 0 | 0 | 0 | 0 | 0 | 0 | 0 | 0
Imported Electricity[crude oil es] | Imported Electricity | crude oil es |  |  |  | 0 | 0 | 0 | 0 | 0 | 0 | 0 | 0 | 0 | 0 | 0 | 0 | 0 | 0 | 0 | 0 | 0 | 0 | 0 | 0 | 0 | 0 | 0 | 0 | 0 | 0 | 0 | 0 | 0 | 0 | 0
Imported Electricity[heavy or residual fuel oil es] | Imported Electricity | heavy or residual fuel oil es |  |  |  | 0 | 0 | 0 | 0 | 0 | 0 | 0 | 0 | 0 | 0 | 0 | 0 | 0 | 0 | 0 | 0 | 0 | 0 | 0 | 0 | 0 | 0 | 0 | 0 | 0 | 0 | 0 | 0 | 0 | 0 | 0
Imported Electricity[municipal solid waste es] | Imported Electricity | municipal solid waste es |  |  |  | 0 | 0 | 0 | 0 | 0 | 0 | 0 | 0 | 0 | 0 | 0 | 0 | 0 | 0 | 0 | 0 | 0 | 0 | 0 | 0 | 0 | 0 | 0 | 0 | 0 | 0 | 0 | 0 | 0 | 0 | 0
Exported Electricity | Exported Electricity |  |  |  |  | 10915000 | 10915000 | 10915000 | 10915000 | 10915000 | 10915000 | 10915000 | 10915000 | 10915000 | 10915000 | 10915000 | 10915000 | 10915000 | 10915000 | 10915000 | 10915000 | 10915000 | 10915000 | 10915000 | 10915000 | 10915000 | 10915000 | 10915000 | 10915000 | 10915000 | 10915000 | 10915000 | 10915000 | 10915000 | 10915000 | 10915000
This Year Demand Response Capacity | This Year Demand Response Capacity |  |  |  |  | 2131.05 | 2154.05 | 2347.05 | 2347.05 | 2548.04 | 2636.04 | 2636.03 | 2636.03 | 2636.02 | 2636.02 | 2636.02 | 2636.04 | 2636.07 | 2636.11 | 2636.18 | 2636.28 | 2636.43 | 2636.63 | 2636.9 | 2637.24 | 2637.67 | 2638.21 | 2638.87 | 2639.66 | 2640.64 | 2641.81 | 2643.22 | 2644.91 | 2646.92 | 2649.28 | 2652.09

## NoSettings
Time | NoSettings | 2020 | 2021 | 2022 | 2023 | 2024 | 2025 | 2026 | 2027 | 2028 | 2029 | 2030 | 2031 | 2032 | 2033 | 2034 | 2035 | 2036 | 2037 | 2038 | 2039 | 2040 | 2041 | 2042 | 2043 | 2044 | 2045 | 2046 | 2047 | 2048 | 2049 | 2050
Industrial Fuel Use for Energy Purposes before CCS and Methane Capture[electricity if,agriculture and forestry 01T03] | NoSettings | 67900000000000 | 68600000000000 | 69400000000000 | 70100000000000 | 70900000000000 | 71600000000000 | 72300000000000 | 73100000000000 | 73800000000000 | 74600000000000 | 75300000000000 | 76000000000000 | 76800000000000 | 77500000000000 | 78300000000000 | 79000000000000 | 79800000000000 | 80500000000000 | 81200000000000 | 82000000000000 | 82700000000000 | 83500000000000 | 84200000000000 | 84900000000000 | 85700000000000 | 86400000000000 | 87200000000000 | 87900000000000 | 88600000000000 | 89400000000000 | 90100000000000
Industrial Fuel Use for Energy Purposes before CCS and Methane Capture[electricity if,coal mining 05] | NoSettings | 0 | 0 | 0 | 0 | 0 | 0 | 0 | 0 | 0 | 0 | 0 | 0 | 0 | 0 | 0 | 0 | 0 | 0 | 0 | 0 | 0 | 0 | 0 | 0 | 0 | 0 | 0 | 0 | 0 | 0 | 0
Industrial Fuel Use for Energy Purposes before CCS and Methane Capture[electricity if,oil and gas extraction 06] | NoSettings | 15000000000000 | 14000000000000 | 14100000000000 | 14800000000000 | 15100000000000 | 15600000000000 | 15700000000000 | 15700000000000 | 15900000000000 | 15700000000000 | 15500000000000 | 15500000000000 | 15400000000000 | 15500000000000 | 15700000000000 | 15600000000000 | 15500000000000 | 15600000000000 | 15700000000000 | 15800000000000 | 15600000000000 | 15500000000000 | 15400000000000 | 15400000000000 | 15500000000000 | 15500000000000 | 15500000000000 | 15500000000000 | 15500000000000 | 15600000000000 | 15600000000000
Industrial Fuel Use for Energy Purposes before CCS and Methane Capture[electricity if,other mining and quarrying 07T08] | NoSettings | 27500000000000 | 27400000000000 | 28800000000000 | 29500000000000 | 30000000000000 | 30600000000000 | 30800000000000 | 31000000000000 | 31000000000000 | 31100000000000 | 31100000000000 | 31300000000000 | 31300000000000 | 31400000000000 | 31500000000000 | 31800000000000 | 31900000000000 | 32100000000000 | 32400000000000 | 32600000000000 | 32700000000000 | 33000000000000 | 33400000000000 | 33800000000000 | 34100000000000 | 34400000000000 | 34800000000000 | 35200000000000 | 35500000000000 | 35900000000000 | 36300000000000
Industrial Fuel Use for Energy Purposes before CCS and Methane Capture[electricity if,food beverage and tobacco 10T12] | NoSettings | 13900000000000 | 13800000000000 | 14500000000000 | 14800000000000 | 15200000000000 | 15400000000000 | 15600000000000 | 15600000000000 | 15600000000000 | 15700000000000 | 15700000000000 | 15800000000000 | 15800000000000 | 15800000000000 | 15900000000000 | 16000000000000 | 16100000000000 | 16200000000000 | 16300000000000 | 16400000000000 | 16500000000000 | 16600000000000 | 16800000000000 | 17000000000000 | 17200000000000 | 17400000000000 | 17600000000000 | 17700000000000 | 17900000000000 | 18100000000000 | 18300000000000
Industrial Fuel Use for Energy Purposes before CCS and Methane Capture[electricity if,textiles apparel and leather 13T15] | NoSettings | 928000000000 | 923000000000 | 973000000000 | 993000000000 | 1010000000000 | 1030000000000 | 1040000000000 | 1050000000000 | 1050000000000 | 1050000000000 | 1050000000000 | 1050000000000 | 1060000000000 | 1060000000000 | 1060000000000 | 1070000000000 | 1080000000000 | 1080000000000 | 1090000000000 | 1100000000000 | 1100000000000 | 1110000000000 | 1130000000000 | 1140000000000 | 1150000000000 | 1160000000000 | 1170000000000 | 1190000000000 | 1200000000000 | 1210000000000 | 1220000000000
Industrial Fuel Use for Energy Purposes before CCS and Methane Capture[electricity if,wood products 16] | NoSettings | 1120000000000 | 1120000000000 | 1180000000000 | 1200000000000 | 1230000000000 | 1250000000000 | 1260000000000 | 1270000000000 | 1270000000000 | 1270000000000 | 1270000000000 | 1280000000000 | 1280000000000 | 1280000000000 | 1290000000000 | 1300000000000 | 1310000000000 | 1310000000000 | 1320000000000 | 1330000000000 | 1340000000000 | 1350000000000 | 1370000000000 | 1380000000000 | 1400000000000 | 1410000000000 | 1420000000000 | 1440000000000 | 1450000000000 | 1470000000000 | 1480000000000
Industrial Fuel Use for Energy Purposes before CCS and Methane Capture[electricity if,pulp paper and printing 17T18] | NoSettings | 5130000000000 | 5100000000000 | 5380000000000 | 5490000000000 | 5600000000000 | 5700000000000 | 5750000000000 | 5780000000000 | 5780000000000 | 5790000000000 | 5810000000000 | 5830000000000 | 5830000000000 | 5850000000000 | 5880000000000 | 5920000000000 | 5950000000000 | 5990000000000 | 6040000000000 | 6080000000000 | 6100000000000 | 6150000000000 | 6230000000000 | 6300000000000 | 6360000000000 | 6420000000000 | 6490000000000 | 6560000000000 | 6630000000000 | 6690000000000 | 6760000000000
Industrial Fuel Use for Energy Purposes before CCS and Methane Capture[electricity if,refined petroleum and coke 19] | NoSettings | 19600000000000 | 21000000000000 | 19700000000000 | 20000000000000 | 19900000000000 | 19700000000000 | 19200000000000 | 19100000000000 | 18300000000000 | 17900000000000 | 17500000000000 | 17200000000000 | 16800000000000 | 16700000000000 | 16100000000000 | 15800000000000 | 15900000000000 | 15400000000000 | 15200000000000 | 15200000000000 | 15100000000000 | 14900000000000 | 14800000000000 | 14700000000000 | 14700000000000 | 14600000000000 | 14500000000000 | 14400000000000 | 14400000000000 | 14300000000000 | 14200000000000
Industrial Fuel Use for Energy Purposes before CCS and Methane Capture[electricity if,chemicals 20] | NoSettings | 7690000000000 | 7650000000000 | 8070000000000 | 8240000000000 | 8400000000000 | 8550000000000 | 8630000000000 | 8670000000000 | 8680000000000 | 8690000000000 | 8710000000000 | 8740000000000 | 8750000000000 | 8770000000000 | 8820000000000 | 8890000000000 | 8930000000000 | 8990000000000 | 9060000000000 | 9120000000000 | 9160000000000 | 9230000000000 | 9340000000000 | 9460000000000 | 9540000000000 | 9630000000000 | 9740000000000 | 9840000000000 | 9940000000000 | 10000000000000 | 10100000000000
Industrial Fuel Use for Energy Purposes before CCS and Methane Capture[electricity if,rubber and plastic products 22] | NoSettings | 5530000000000 | 5500000000000 | 5800000000000 | 5920000000000 | 6040000000000 | 6140000000000 | 6200000000000 | 6230000000000 | 6240000000000 | 6240000000000 | 6260000000000 | 6280000000000 | 6290000000000 | 6300000000000 | 6340000000000 | 6390000000000 | 6420000000000 | 6460000000000 | 6510000000000 | 6550000000000 | 6580000000000 | 6630000000000 | 6710000000000 | 6800000000000 | 6860000000000 | 6920000000000 | 7000000000000 | 7070000000000 | 7140000000000 | 7220000000000 | 7290000000000
Industrial Fuel Use for Energy Purposes before CCS and Methane Capture[electricity if,glass and glass products 231] | NoSettings | 10500000000000 | 10400000000000 | 11000000000000 | 11200000000000 | 11400000000000 | 11600000000000 | 11700000000000 | 11800000000000 | 11800000000000 | 11800000000000 | 11800000000000 | 11900000000000 | 11900000000000 | 11900000000000 | 12000000000000 | 12100000000000 | 12100000000000 | 12200000000000 | 12300000000000 | 12400000000000 | 12400000000000 | 12500000000000 | 12700000000000 | 12900000000000 | 13000000000000 | 13100000000000 | 13200000000000 | 13400000000000 | 13500000000000 | 13700000000000 | 13800000000000
Industrial Fuel Use for Energy Purposes before CCS and Methane Capture[electricity if,cement and other nonmetallic minerals 239] | NoSettings | 12900000000000 | 12800000000000 | 13500000000000 | 13800000000000 | 14100000000000 | 14300000000000 | 14500000000000 | 14500000000000 | 14500000000000 | 14600000000000 | 14600000000000 | 14700000000000 | 14700000000000 | 14700000000000 | 14800000000000 | 14900000000000 | 15000000000000 | 15100000000000 | 15200000000000 | 15300000000000 | 15300000000000 | 15500000000000 | 15700000000000 | 15900000000000 | 16000000000000 | 16100000000000 | 16300000000000 | 16500000000000 | 16700000000000 | 16800000000000 | 17000000000000
Industrial Fuel Use for Energy Purposes before CCS and Methane Capture[electricity if,iron and steel 241] | NoSettings | 2320000000000 | 2070000000000 | 2250000000000 | 2260000000000 | 2350000000000 | 2460000000000 | 2460000000000 | 2480000000000 | 2480000000000 | 2500000000000 | 2530000000000 | 2540000000000 | 2530000000000 | 2520000000000 | 2530000000000 | 2540000000000 | 2530000000000 | 2540000000000 | 2570000000000 | 2580000000000 | 2570000000000 | 2580000000000 | 2640000000000 | 2690000000000 | 2700000000000 | 2720000000000 | 2750000000000 | 2780000000000 | 2820000000000 | 2860000000000 | 2920000000000
Industrial Fuel Use for Energy Purposes before CCS and Methane Capture[electricity if,other metals 242] | NoSettings | 4290000000000 | 4510000000000 | 4690000000000 | 4820000000000 | 4880000000000 | 4890000000000 | 4960000000000 | 4970000000000 | 4980000000000 | 4970000000000 | 4960000000000 | 4970000000000 | 4990000000000 | 5020000000000 | 5060000000000 | 5100000000000 | 5150000000000 | 5180000000000 | 5220000000000 | 5250000000000 | 5310000000000 | 5350000000000 | 5390000000000 | 5440000000000 | 5510000000000 | 5560000000000 | 5620000000000 | 5690000000000 | 5730000000000 | 5780000000000 | 5800000000000
Industrial Fuel Use for Energy Purposes before CCS and Methane Capture[electricity if,metal products except machinery and vehicles 25] | NoSettings | 0 | 0 | 0 | 0 | 0 | 0 | 0 | 0 | 0 | 0 | 0 | 0 | 0 | 0 | 0 | 0 | 0 | 0 | 0 | 0 | 0 | 0 | 0 | 0 | 0 | 0 | 0 | 0 | 0 | 0 | 0
Industrial Fuel Use for Energy Purposes before CCS and Methane Capture[electricity if,computers and electronics 26] | NoSettings | 10800000000000 | 10700000000000 | 11300000000000 | 11600000000000 | 11800000000000 | 12000000000000 | 12100000000000 | 12200000000000 | 12200000000000 | 12200000000000 | 12300000000000 | 12300000000000 | 12300000000000 | 12300000000000 | 12400000000000 | 12500000000000 | 12600000000000 | 12700000000000 | 12800000000000 | 12800000000000 | 12900000000000 | 13000000000000 | 13200000000000 | 13300000000000 | 13400000000000 | 13600000000000 | 13700000000000 | 13900000000000 | 14000000000000 | 14200000000000 | 14300000000000
Industrial Fuel Use for Energy Purposes before CCS and Methane Capture[electricity if,appliances and electrical equipment 27] | NoSettings | 622000000000 | 601000000000 | 627000000000 | 634000000000 | 641000000000 | 654000000000 | 661000000000 | 663000000000 | 660000000000 | 657000000000 | 658000000000 | 661000000000 | 659000000000 | 656000000000 | 657000000000 | 660000000000 | 661000000000 | 663000000000 | 668000000000 | 671000000000 | 673000000000 | 677000000000 | 686000000000 | 696000000000 | 702000000000 | 707000000000 | 714000000000 | 718000000000 | 724000000000 | 731000000000 | 739000000000
Industrial Fuel Use for Energy Purposes before CCS and Methane Capture[electricity if,other machinery 28] | NoSettings | 2270000000000 | 2260000000000 | 2380000000000 | 2430000000000 | 2480000000000 | 2530000000000 | 2550000000000 | 2560000000000 | 2560000000000 | 2570000000000 | 2570000000000 | 2580000000000 | 2590000000000 | 2590000000000 | 2610000000000 | 2630000000000 | 2640000000000 | 2660000000000 | 2680000000000 | 2690000000000 | 2710000000000 | 2730000000000 | 2760000000000 | 2800000000000 | 2820000000000 | 2840000000000 | 2880000000000 | 2910000000000 | 2940000000000 | 2970000000000 | 3000000000000
Industrial Fuel Use for Energy Purposes before CCS and Methane Capture[electricity if,road vehicles 29] | NoSettings | 292000000000 | 290000000000 | 306000000000 | 312000000000 | 319000000000 | 324000000000 | 327000000000 | 329000000000 | 329000000000 | 330000000000 | 330000000000 | 332000000000 | 332000000000 | 333000000000 | 335000000000 | 337000000000 | 339000000000 | 341000000000 | 344000000000 | 346000000000 | 347000000000 | 350000000000 | 354000000000 | 359000000000 | 362000000000 | 365000000000 | 370000000000 | 373000000000 | 377000000000 | 381000000000 | 385000000000
Industrial Fuel Use for Energy Purposes before CCS and Methane Capture[electricity if,nonroad vehicles 30] | NoSettings | 3020000000000 | 3000000000000 | 3160000000000 | 3230000000000 | 3300000000000 | 3350000000000 | 3390000000000 | 3400000000000 | 3400000000000 | 3410000000000 | 3420000000000 | 3430000000000 | 3430000000000 | 3440000000000 | 3460000000000 | 3490000000000 | 3500000000000 | 3530000000000 | 3550000000000 | 3580000000000 | 3590000000000 | 3620000000000 | 3660000000000 | 3710000000000 | 3740000000000 | 3780000000000 | 3820000000000 | 3860000000000 | 3900000000000 | 3940000000000 | 3980000000000
Industrial Fuel Use for Energy Purposes before CCS and Methane Capture[electricity if,other manufacturing 31T33] | NoSettings | 469000000000 | 466000000000 | 491000000000 | 502000000000 | 512000000000 | 521000000000 | 526000000000 | 528000000000 | 529000000000 | 529000000000 | 530000000000 | 532000000000 | 533000000000 | 534000000000 | 537000000000 | 541000000000 | 544000000000 | 547000000000 | 552000000000 | 555000000000 | 558000000000 | 562000000000 | 569000000000 | 576000000000 | 581000000000 | 586000000000 | 593000000000 | 599000000000 | 606000000000 | 612000000000 | 618000000000
Industrial Fuel Use for Energy Purposes before CCS and Methane Capture[electricity if,energy pipelines and gas processing 352T353] | NoSettings | 0 | 0 | 0 | 0 | 0 | 0 | 0 | 0 | 0 | 0 | 0 | 0 | 0 | 0 | 0 | 0 | 0 | 0 | 0 | 0 | 0 | 0 | 0 | 0 | 0 | 0 | 0 | 0 | 0 | 0 | 0
Industrial Fuel Use for Energy Purposes before CCS and Methane Capture[electricity if,water and waste 36T39] | NoSettings | 51000000000000 | 50100000000000 | 51400000000000 | 51500000000000 | 51200000000000 | 51000000000000 | 50800000000000 | 50600000000000 | 50400000000000 | 50200000000000 | 50000000000000 | 49700000000000 | 49500000000000 | 49300000000000 | 49100000000000 | 48900000000000 | 48700000000000 | 48500000000000 | 48300000000000 | 48000000000000 | 47800000000000 | 47600000000000 | 47400000000000 | 47200000000000 | 47000000000000 | 46800000000000 | 46600000000000 | 46300000000000 | 46100000000000 | 45900000000000 | 45700000000000
Industrial Fuel Use for Energy Purposes before CCS and Methane Capture[electricity if,construction 41T43] | NoSettings | 3040000000000 | 3030000000000 | 3190000000000 | 3260000000000 | 3330000000000 | 3380000000000 | 3410000000000 | 3430000000000 | 3430000000000 | 3440000000000 | 3450000000000 | 3460000000000 | 3460000000000 | 3470000000000 | 3490000000000 | 3520000000000 | 3540000000000 | 3560000000000 | 3580000000000 | 3610000000000 | 3620000000000 | 3650000000000 | 3700000000000 | 3740000000000 | 3780000000000 | 3810000000000 | 3850000000000 | 3890000000000 | 3930000000000 | 3970000000000 | 4010000000000
Industrial Fuel Use for Energy Purposes before CCS and Methane Capture[hard coal if,agriculture and forestry 01T03] | NoSettings | 0 | 0 | 0 | 0 | 0 | 0 | 0 | 0 | 0 | 0 | 0 | 0 | 0 | 0 | 0 | 0 | 0 | 0 | 0 | 0 | 0 | 0 | 0 | 0 | 0 | 0 | 0 | 0 | 0 | 0 | 0
Industrial Fuel Use for Energy Purposes before CCS and Methane Capture[hard coal if,coal mining 05] | NoSettings | 0 | 0 | 0 | 0 | 0 | 0 | 0 | 0 | 0 | 0 | 0 | 0 | 0 | 0 | 0 | 0 | 0 | 0 | 0 | 0 | 0 | 0 | 0 | 0 | 0 | 0 | 0 | 0 | 0 | 0 | 0
Industrial Fuel Use for Energy Purposes before CCS and Methane Capture[hard coal if,oil and gas extraction 06] | NoSettings | 0 | 0 | 0 | 0 | 0 | 0 | 0 | 0 | 0 | 0 | 0 | 0 | 0 | 0 | 0 | 0 | 0 | 0 | 0 | 0 | 0 | 0 | 0 | 0 | 0 | 0 | 0 | 0 | 0 | 0 | 0
Industrial Fuel Use for Energy Purposes before CCS and Methane Capture[hard coal if,other mining and quarrying 07T08] | NoSettings | 0 | 0 | 0 | 0 | 0 | 0 | 0 | 0 | 0 | 0 | 0 | 0 | 0 | 0 | 0 | 0 | 0 | 0 | 0 | 0 | 0 | 0 | 0 | 0 | 0 | 0 | 0 | 0 | 0 | 0 | 0
Industrial Fuel Use for Energy Purposes before CCS and Methane Capture[hard coal if,food beverage and tobacco 10T12] | NoSettings | 0 | 0 | 0 | 0 | 0 | 0 | 0 | 0 | 0 | 0 | 0 | 0 | 0 | 0 | 0 | 0 | 0 | 0 | 0 | 0 | 0 | 0 | 0 | 0 | 0 | 0 | 0 | 0 | 0 | 0 | 0
Industrial Fuel Use for Energy Purposes before CCS and Methane Capture[hard coal if,textiles apparel and leather 13T15] | NoSettings | 0 | 0 | 0 | 0 | 0 | 0 | 0 | 0 | 0 | 0 | 0 | 0 | 0 | 0 | 0 | 0 | 0 | 0 | 0 | 0 | 0 | 0 | 0 | 0 | 0 | 0 | 0 | 0 | 0 | 0 | 0
Industrial Fuel Use for Energy Purposes before CCS and Methane Capture[hard coal if,wood products 16] | NoSettings | 0 | 0 | 0 | 0 | 0 | 0 | 0 | 0 | 0 | 0 | 0 | 0 | 0 | 0 | 0 | 0 | 0 | 0 | 0 | 0 | 0 | 0 | 0 | 0 | 0 | 0 | 0 | 0 | 0 | 0 | 0
Industrial Fuel Use for Energy Purposes before CCS and Methane Capture[hard coal if,pulp paper and printing 17T18] | NoSettings | 0 | 0 | 0 | 0 | 0 | 0 | 0 | 0 | 0 | 0 | 0 | 0 | 0 | 0 | 0 | 0 | 0 | 0 | 0 | 0 | 0 | 0 | 0 | 0 | 0 | 0 | 0 | 0 | 0 | 0 | 0
Industrial Fuel Use for Energy Purposes before CCS and Methane Capture[hard coal if,refined petroleum and coke 19] | NoSettings | 58081200000000 | 58081200000000 | 58081200000000 | 58081200000000 | 58081200000000 | 58081200000000 | 58081200000000 | 58081200000000 | 58081200000000 | 58081200000000 | 58081200000000 | 58081200000000 | 58081200000000 | 58081200000000 | 58081200000000 | 58081200000000 | 58081200000000 | 58081200000000 | 58081200000000 | 58081200000000 | 58081200000000 | 58081200000000 | 58081200000000 | 58081200000000 | 58081200000000 | 40220300000000 | 43792500000000 | 40220300000000 | 36648100000000 | 33075900000000 | 29503800000000
Industrial Fuel Use for Energy Purposes before CCS and Methane Capture[hard coal if,chemicals 20] | NoSettings | 0 | 0 | 0 | 0 | 0 | 0 | 0 | 0 | 0 | 0 | 0 | 0 | 0 | 0 | 0 | 0 | 0 | 0 | 0 | 0 | 0 | 0 | 0 | 0 | 0 | 0 | 0 | 0 | 0 | 0 | 0
Industrial Fuel Use for Energy Purposes before CCS and Methane Capture[hard coal if,rubber and plastic products 22] | NoSettings | 0 | 0 | 0 | 0 | 0 | 0 | 0 | 0 | 0 | 0 | 0 | 0 | 0 | 0 | 0 | 0 | 0 | 0 | 0 | 0 | 0 | 0 | 0 | 0 | 0 | 0 | 0 | 0 | 0 | 0 | 0
Industrial Fuel Use for Energy Purposes before CCS and Methane Capture[hard coal if,glass and glass products 231] | NoSettings | 0 | 0 | 0 | 0 | 0 | 0 | 0 | 0 | 0 | 0 | 0 | 0 | 0 | 0 | 0 | 0 | 0 | 0 | 0 | 0 | 0 | 0 | 0 | 0 | 0 | 0 | 0 | 0 | 0 | 0 | 0
Industrial Fuel Use for Energy Purposes before CCS and Methane Capture[hard coal if,cement and other nonmetallic minerals 239] | NoSettings | 35775800000000 | 34877000000000 | 33978200000000 | 33079400000000 | 32180600000000 | 31281800000000 | 30383000000000 | 29484200000000 | 28585400000000 | 27686600000000 | 26787800000000 | 25888900000000 | 24990100000000 | 24091300000000 | 23192500000000 | 22293700000000 | 22293700000000 | 22293700000000 | 22293700000000 | 22293700000000 | 22293700000000 | 22293700000000 | 22293700000000 | 22293700000000 | 22293700000000 | 22293700000000 | 22293700000000 | 22293700000000 | 22293700000000 | 22293700000000 | 22293700000000
Industrial Fuel Use for Energy Purposes before CCS and Methane Capture[hard coal if,iron and steel 241] | NoSettings | 0 | 0 | 0 | 0 | 0 | 0 | 0 | 0 | 0 | 0 | 0 | 0 | 0 | 0 | 0 | 0 | 0 | 0 | 0 | 0 | 0 | 0 | 0 | 0 | 0 | 0 | 0 | 0 | 0 | 0 | 0
Industrial Fuel Use for Energy Purposes before CCS and Methane Capture[hard coal if,other metals 242] | NoSettings | 0 | 0 | 0 | 0 | 0 | 0 | 0 | 0 | 0 | 0 | 0 | 0 | 0 | 0 | 0 | 0 | 0 | 0 | 0 | 0 | 0 | 0 | 0 | 0 | 0 | 0 | 0 | 0 | 0 | 0 | 0
Industrial Fuel Use for Energy Purposes before CCS and Methane Capture[hard coal if,metal products except machinery and vehicles 25] | NoSettings | 0 | 0 | 0 | 0 | 0 | 0 | 0 | 0 | 0 | 0 | 0 | 0 | 0 | 0 | 0 | 0 | 0 | 0 | 0 | 0 | 0 | 0 | 0 | 0 | 0 | 0 | 0 | 0 | 0 | 0 | 0
Industrial Fuel Use for Energy Purposes before CCS and Methane Capture[hard coal if,computers and electronics 26] | NoSettings | 0 | 0 | 0 | 0 | 0 | 0 | 0 | 0 | 0 | 0 | 0 | 0 | 0 | 0 | 0 | 0 | 0 | 0 | 0 | 0 | 0 | 0 | 0 | 0 | 0 | 0 | 0 | 0 | 0 | 0 | 0
Industrial Fuel Use for Energy Purposes before CCS and Methane Capture[hard coal if,appliances and electrical equipment 27] | NoSettings | 0 | 0 | 0 | 0 | 0 | 0 | 0 | 0 | 0 | 0 | 0 | 0 | 0 | 0 | 0 | 0 | 0 | 0 | 0 | 0 | 0 | 0 | 0 | 0 | 0 | 0 | 0 | 0 | 0 | 0 | 0
Industrial Fuel Use for Energy Purposes before CCS and Methane Capture[hard coal if,other machinery 28] | NoSettings | 0 | 0 | 0 | 0 | 0 | 0 | 0 | 0 | 0 | 0 | 0 | 0 | 0 | 0 | 0 | 0 | 0 | 0 | 0 | 0 | 0 | 0 | 0 | 0 | 0 | 0 | 0 | 0 | 0 | 0 | 0
Industrial Fuel Use for Energy Purposes before CCS and Methane Capture[hard coal if,road vehicles 29] | NoSettings | 0 | 0 | 0 | 0 | 0 | 0 | 0 | 0 | 0 | 0 | 0 | 0 | 0 | 0 | 0 | 0 | 0 | 0 | 0 | 0 | 0 | 0 | 0 | 0 | 0 | 0 | 0 | 0 | 0 | 0 | 0
Industrial Fuel Use for Energy Purposes before CCS and Methane Capture[hard coal if,nonroad vehicles 30] | NoSettings | 0 | 0 | 0 | 0 | 0 | 0 | 0 | 0 | 0 | 0 | 0 | 0 | 0 | 0 | 0 | 0 | 0 | 0 | 0 | 0 | 0 | 0 | 0 | 0 | 0 | 0 | 0 | 0 | 0 | 0 | 0
Industrial Fuel Use for Energy Purposes before CCS and Methane Capture[hard coal if,other manufacturing 31T33] | NoSettings | 383136000000 | 351694000000 | 344022000000 | 332647000000 | 314093000000 | 296381000000 | 277667000000 | 259536000000 | 240175000000 | 221868000000 | 205241000000 | 191316000000 | 176278000000 | 162393000000 | 145737000000 | 146922000000 | 142256000000 | 137272000000 | 133276000000 | 129648000000 | 126739000000 | 124271000000 | 121757000000 | 119596000000 | 117689000000 | 430043000000 | 364914000000 | 425662000000 | 486410000000 | 547157000000 | 607905000000
Industrial Fuel Use for Energy Purposes before CCS and Methane Capture[hard coal if,energy pipelines and gas processing 352T353] | NoSettings | 0 | 0 | 0 | 0 | 0 | 0 | 0 | 0 | 0 | 0 | 0 | 0 | 0 | 0 | 0 | 0 | 0 | 0 | 0 | 0 | 0 | 0 | 0 | 0 | 0 | 0 | 0 | 0 | 0 | 0 | 0
Industrial Fuel Use for Energy Purposes before CCS and Methane Capture[hard coal if,water and waste 36T39] | NoSettings | 0 | 0 | 0 | 0 | 0 | 0 | 0 | 0 | 0 | 0 | 0 | 0 | 0 | 0 | 0 | 0 | 0 | 0 | 0 | 0 | 0 | 0 | 0 | 0 | 0 | 0 | 0 | 0 | 0 | 0 | 0
Industrial Fuel Use for Energy Purposes before CCS and Methane Capture[hard coal if,construction 41T43] | NoSettings | 0 | 0 | 0 | 0 | 0 | 0 | 0 | 0 | 0 | 0 | 0 | 0 | 0 | 0 | 0 | 0 | 0 | 0 | 0 | 0 | 0 | 0 | 0 | 0 | 0 | 0 | 0 | 0 | 0 | 0 | 0
Industrial Fuel Use for Energy Purposes before CCS and Methane Capture[natural gas if,agriculture and forestry 01T03] | NoSettings | 12353600000000 | 11933800000000 | 11513900000000 | 11094000000000 | 10674200000000 | 10254300000000 | 9834450000000 | 9414590000000 | 8994720000000 | 8574860000000 | 8155000000000 | 7735140000000 | 7315280000000 | 6895420000000 | 6475560000000 | 6055690000000 | 5635830000000 | 5215970000000 | 4796110000000 | 4376250000000 | 3956390000000 | 3536520000000 | 3116660000000 | 2696800000000 | 2279430000000 | 1886950000000 | 1462360000000 | 1048720000000 | 635084000000 | 221446000000 | 0
Industrial Fuel Use for Energy Purposes before CCS and Methane Capture[natural gas if,coal mining 05] | NoSettings | 29800000 | 29800000 | 30200000 | 30900000 | 31500000 | 32100000 | 32400000 | 32500000 | 32500000 | 32600000 | 32700000 | 32800000 | 32800000 | 32900000 | 33100000 | 33300000 | 33500000 | 33700000 | 34000000 | 34200000 | 34300000 | 34600000 | 35000000 | 35500000 | 35800000 | 36100000 | 36500000 | 36900000 | 37300000 | 37700000 | 38000000
Industrial Fuel Use for Energy Purposes before CCS and Methane Capture[natural gas if,oil and gas extraction 06] | NoSettings | 251525000000000 | 230515000000000 | 240522000000000 | 251657000000000 | 257156000000000 | 265836000000000 | 268172000000000 | 268167000000000 | 270725000000000 | 268237000000000 | 264590000000000 | 264286000000000 | 262291000000000 | 264594000000000 | 267100000000000 | 266381000000000 | 264737000000000 | 265879000000000 | 267692000000000 | 268671000000000 | 266420000000000 | 263500000000000 | 262079000000000 | 262188000000000 | 263623000000000 | 264629000000000 | 264344000000000 | 264724000000000 | 265104000000000 | 265484000000000 | 265864000000000
Industrial Fuel Use for Energy Purposes before CCS and Methane Capture[natural gas if,other mining and quarrying 07T08] | NoSettings | 8347190000000 | 8333190000000 | 8468070000000 | 8647610000000 | 8822910000000 | 8975090000000 | 9058060000000 | 9099820000000 | 9109460000000 | 9118150000000 | 9142440000000 | 9176320000000 | 9186420000000 | 9209150000000 | 9258860000000 | 9328180000000 | 9377710000000 | 9432670000000 | 9508810000000 | 9569840000000 | 9613200000000 | 9685260000000 | 9805100000000 | 9928730000000 | 10019700000000 | 10105500000000 | 10225400000000 | 10330900000000 | 10436400000000 | 10541900000000 | 10647500000000
Industrial Fuel Use for Energy Purposes before CCS and Methane Capture[natural gas if,food beverage and tobacco 10T12] | NoSettings | 67229000000000 | 67116300000000 | 68202600000000 | 69648700000000 | 71060600000000 | 72286200000000 | 72954400000000 | 73290800000000 | 73368400000000 | 73438400000000 | 73634100000000 | 73907000000000 | 73988300000000 | 74171400000000 | 74571800000000 | 75130000000000 | 75529000000000 | 75971700000000 | 76584900000000 | 77076400000000 | 77425600000000 | 78006000000000 | 78971200000000 | 79966900000000 | 80699700000000 | 81390800000000 | 82356400000000 | 83206200000000 | 84056000000000 | 84905800000000 | 85755700000000
Industrial Fuel Use for Energy Purposes before CCS and Methane Capture[natural gas if,textiles apparel and leather 13T15] | NoSettings | 3123100000000 | 3117860000000 | 3168330000000 | 3235500000000 | 3301090000000 | 3358030000000 | 3389070000000 | 3404690000000 | 3408300000000 | 3411550000000 | 3420640000000 | 3433320000000 | 3437100000000 | 3445600000000 | 3464200000000 | 3490140000000 | 3508670000000 | 3529230000000 | 3557720000000 | 3580550000000 | 3596780000000 | 3623740000000 | 3668580000000 | 3714830000000 | 3748870000000 | 3780980000000 | 3825830000000 | 3865310000000 | 3904790000000 | 3944270000000 | 3983740000000
Industrial Fuel Use for Energy Purposes before CCS and Methane Capture[natural gas if,wood products 16] | NoSettings | 13725100000000 | 13702000000000 | 13923800000000 | 14219000000000 | 14507300000000 | 14757500000000 | 14893900000000 | 14962600000000 | 14978400000000 | 14992700000000 | 15032700000000 | 15088400000000 | 15105000000000 | 15142400000000 | 15224100000000 | 15338100000000 | 15419500000000 | 15509900000000 | 15635100000000 | 15735400000000 | 15806700000000 | 15925200000000 | 16122300000000 | 16325600000000 | 16475200000000 | 16616300000000 | 16813400000000 | 16986900000000 | 17160400000000 | 17333900000000 | 17507300000000
Industrial Fuel Use for Energy Purposes before CCS and Methane Capture[natural gas if,pulp paper and printing 17T18] | NoSettings | 18017300000000 | 17987100000000 | 18278200000000 | 18665800000000 | 19044100000000 | 19372600000000 | 19551700000000 | 19641800000000 | 19662600000000 | 19681400000000 | 19733800000000 | 19807000000000 | 19828800000000 | 19877800000000 | 19985100000000 | 20134800000000 | 20241700000000 | 20360300000000 | 20524600000000 | 20656400000000 | 20750000000000 | 20905500000000 | 21164200000000 | 21431000000000 | 21627400000000 | 21812600000000 | 22071400000000 | 22299200000000 | 22526900000000 | 22754700000000 | 22982400000000
Industrial Fuel Use for Energy Purposes before CCS and Methane Capture[natural gas if,refined petroleum and coke 19] | NoSettings | 158342000000000 | 169270000000000 | 158381000000000 | 161408000000000 | 159985000000000 | 158347000000000 | 154834000000000 | 153850000000000 | 147660000000000 | 144353000000000 | 141108000000000 | 138699000000000 | 135015000000000 | 134198000000000 | 129898000000000 | 127354000000000 | 127797000000000 | 124324000000000 | 122689000000000 | 122345000000000 | 121936000000000 | 120202000000000 | 119391000000000 | 118838000000000 | 118452000000000 | 117577000000000 | 117035000000000 | 116416000000000 | 115797000000000 | 115178000000000 | 114559000000000
Industrial Fuel Use for Energy Purposes before CCS and Methane Capture[natural gas if,chemicals 20] | NoSettings | 145252000000000 | 145008000000000 | 147355000000000 | 150480000000000 | 153530000000000 | 156178000000000 | 157622000000000 | 158349000000000 | 158516000000000 | 158667000000000 | 159090000000000 | 159680000000000 | 159856000000000 | 160251000000000 | 161116000000000 | 162322000000000 | 163184000000000 | 164141000000000 | 165466000000000 | 166527000000000 | 167282000000000 | 168536000000000 | 170621000000000 | 172773000000000 | 174356000000000 | 175849000000000 | 177935000000000 | 179771000000000 | 181607000000000 | 183443000000000 | 185280000000000
Industrial Fuel Use for Energy Purposes before CCS and Methane Capture[natural gas if,rubber and plastic products 22] | NoSettings | 1638690000000 | 1635940000000 | 1662420000000 | 1697670000000 | 1732080000000 | 1761960000000 | 1778240000000 | 1786440000000 | 1788330000000 | 1790040000000 | 1794810000000 | 1801460000000 | 1803440000000 | 1807910000000 | 1817670000000 | 1831270000000 | 1841000000000 | 1851790000000 | 1866730000000 | 1878710000000 | 1887230000000 | 1901370000000 | 1924900000000 | 1949170000000 | 1967030000000 | 1983880000000 | 2007410000000 | 2028130000000 | 2048840000000 | 2069560000000 | 2090270000000
Industrial Fuel Use for Energy Purposes before CCS and Methane Capture[natural gas if,glass and glass products 231] | NoSettings | 13693700000000 | 13670700000000 | 13892000000000 | 14186600000000 | 14474200000000 | 14723800000000 | 14859900000000 | 14928400000000 | 14944200000000 | 14958500000000 | 14998300000000 | 15053900000000 | 15070500000000 | 15107800000000 | 15189300000000 | 15303100000000 | 15384300000000 | 15474500000000 | 15599400000000 | 15699500000000 | 15770600000000 | 15888800000000 | 16085500000000 | 16288300000000 | 16437500000000 | 16578300000000 | 16775000000000 | 16948100000000 | 17121200000000 | 17294300000000 | 17467400000000
Industrial Fuel Use for Energy Purposes before CCS and Methane Capture[natural gas if,cement and other nonmetallic minerals 239] | NoSettings | 4658520000000 | 4556690000000 | 4454860000000 | 4353040000000 | 4251210000000 | 4149390000000 | 4047560000000 | 3945730000000 | 3843910000000 | 3742080000000 | 3640260000000 | 3538430000000 | 3436600000000 | 3334780000000 | 3232950000000 | 3131130000000 | 3131130000000 | 3131130000000 | 3131130000000 | 3131130000000 | 3131130000000 | 3131130000000 | 3131130000000 | 3131130000000 | 3131130000000 | 3131130000000 | 3131130000000 | 3131130000000 | 3131130000000 | 3131130000000 | 3131130000000
Industrial Fuel Use for Energy Purposes before CCS and Methane Capture[natural gas if,iron and steel 241] | NoSettings | 0 | 0 | 0 | 0 | 0 | 0 | 0 | 0 | 0 | 0 | 0 | 0 | 0 | 0 | 0 | 0 | 0 | 0 | 0 | 0 | 0 | 0 | 0 | 0 | 0 | 0 | 0 | 0 | 0 | 0 | 0
Industrial Fuel Use for Energy Purposes before CCS and Methane Capture[natural gas if,other metals 242] | NoSettings | 0 | 0 | 0 | 0 | 0 | 0 | 0 | 0 | 0 | 0 | 0 | 0 | 0 | 0 | 0 | 0 | 0 | 0 | 0 | 0 | 0 | 0 | 0 | 0 | 0 | 0 | 0 | 0 | 0 | 0 | 0
Industrial Fuel Use for Energy Purposes before CCS and Methane Capture[natural gas if,metal products except machinery and vehicles 25] | NoSettings | 7754210000000 | 7741200000000 | 7866500000000 | 8033290000000 | 8196140000000 | 8337500000000 | 8414580000000 | 8453370000000 | 8462330000000 | 8470400000000 | 8492970000000 | 8524440000000 | 8533820000000 | 8554940000000 | 8601120000000 | 8665510000000 | 8711530000000 | 8762580000000 | 8833310000000 | 8890000000000 | 8930280000000 | 8997220000000 | 9108560000000 | 9223400000000 | 9307920000000 | 9387630000000 | 9499000000000 | 9597020000000 | 9695040000000 | 9793050000000 | 9891070000000
Industrial Fuel Use for Energy Purposes before CCS and Methane Capture[natural gas if,computers and electronics 26] | NoSettings | 400066000000 | 399395000000 | 405859000000 | 414464000000 | 422866000000 | 430160000000 | 434136000000 | 436138000000 | 436600000000 | 437016000000 | 438181000000 | 439805000000 | 440289000000 | 441378000000 | 443761000000 | 447083000000 | 449457000000 | 452091000000 | 455740000000 | 458665000000 | 460743000000 | 464197000000 | 469941000000 | 475866000000 | 480227000000 | 484339000000 | 490085000000 | 495142000000 | 500199000000 | 505257000000 | 510314000000
Industrial Fuel Use for Energy Purposes before CCS and Methane Capture[natural gas if,appliances and electrical equipment 27] | NoSettings | 0 | 0 | 0 | 0 | 0 | 0 | 0 | 0 | 0 | 0 | 0 | 0 | 0 | 0 | 0 | 0 | 0 | 0 | 0 | 0 | 0 | 0 | 0 | 0 | 0 | 0 | 0 | 0 | 0 | 0 | 0
Industrial Fuel Use for Energy Purposes before CCS and Methane Capture[natural gas if,other machinery 28] | NoSettings | 1556070000000 | 1553460000000 | 1578600000000 | 1612070000000 | 1644750000000 | 1673120000000 | 1688590000000 | 1696370000000 | 1698170000000 | 1699790000000 | 1704320000000 | 1710630000000 | 1712520000000 | 1716750000000 | 1726020000000 | 1738940000000 | 1748180000000 | 1758420000000 | 1772610000000 | 1783990000000 | 1792070000000 | 1805510000000 | 1827850000000 | 1850890000000 | 1867860000000 | 1883850000000 | 1906200000000 | 1925870000000 | 1945540000000 | 1965210000000 | 1984880000000
Industrial Fuel Use for Energy Purposes before CCS and Methane Capture[natural gas if,road vehicles 29] | NoSettings | 180665000000 | 180362000000 | 183281000000 | 187167000000 | 190961000000 | 194255000000 | 196050000000 | 196954000000 | 197163000000 | 197351000000 | 197877000000 | 198610000000 | 198829000000 | 199321000000 | 200397000000 | 201897000000 | 202969000000 | 204159000000 | 205806000000 | 207127000000 | 208066000000 | 209625000000 | 212219000000 | 214895000000 | 216864000000 | 218722000000 | 221316000000 | 223600000000 | 225884000000 | 228167000000 | 230451000000
Industrial Fuel Use for Energy Purposes before CCS and Methane Capture[natural gas if,nonroad vehicles 30] | NoSettings | 3368390000000 | 3362740000000 | 3417170000000 | 3489630000000 | 3560370000000 | 3621770000000 | 3655250000000 | 3672110000000 | 3676000000000 | 3679500000000 | 3689310000000 | 3702980000000 | 3707050000000 | 3716230000000 | 3736290000000 | 3764260000000 | 3784250000000 | 3806430000000 | 3837150000000 | 3861780000000 | 3879270000000 | 3908350000000 | 3956710000000 | 4006600000000 | 4043320000000 | 4077940000000 | 4126320000000 | 4168900000000 | 4211480000000 | 4254060000000 | 4296640000000
Industrial Fuel Use for Energy Purposes before CCS and Methane Capture[natural gas if,other manufacturing 31T33] | NoSettings | 29679000000000 | 29629200000000 | 30108800000000 | 30747100000000 | 31370400000000 | 31911500000000 | 32206500000000 | 32355000000000 | 32389300000000 | 32420200000000 | 32506500000000 | 32627000000000 | 32662900000000 | 32743700000000 | 32920500000000 | 33166900000000 | 33343100000000 | 33538500000000 | 33809200000000 | 34026200000000 | 34180400000000 | 34436600000000 | 34862700000000 | 35302200000000 | 35625700000000 | 35930800000000 | 36357100000000 | 36732300000000 | 37107400000000 | 37482600000000 | 37857700000000
Industrial Fuel Use for Energy Purposes before CCS and Methane Capture[natural gas if,energy pipelines and gas processing 352T353] | NoSettings | 20028800000000 | 19995200000000 | 20318900000000 | 20749700000000 | 21170300000000 | 21535500000000 | 21734500000000 | 21834800000000 | 21857900000000 | 21878700000000 | 21937000000000 | 22018300000000 | 22042600000000 | 22097100000000 | 22216400000000 | 22382700000000 | 22501600000000 | 22633400000000 | 22816100000000 | 22962500000000 | 23066600000000 | 23239500000000 | 23527100000000 | 23823700000000 | 24042000000000 | 24247900000000 | 24535600000000 | 24788700000000 | 25041900000000 | 25295100000000 | 25548300000000
Industrial Fuel Use for Energy Purposes before CCS and Methane Capture[natural gas if,water and waste 36T39] | NoSettings | 352541000000 | 350607000000 | 370627000000 | 376861000000 | 383294000000 | 389888000000 | 396714000000 | 403771000000 | 411060000000 | 418582000000 | 426339000000 | 431851000000 | 437351000000 | 442840000000 | 448317000000 | 453783000000 | 459237000000 | 464680000000 | 470111000000 | 475530000000 | 480938000000 | 486364000000 | 491777000000 | 497179000000 | 502569000000 | 507947000000 | 513355000000 | 518751000000 | 524147000000 | 529543000000 | 534938000000
Industrial Fuel Use for Energy Purposes before CCS and Methane Capture[natural gas if,construction 41T43] | NoSettings | 1781270000000 | 1778280000000 | 1807060000000 | 1845380000000 | 1882790000000 | 1915260000000 | 1932970000000 | 1941880000000 | 1943930000000 | 1945790000000 | 1950970000000 | 1958200000000 | 1960360000000 | 1965210000000 | 1975820000000 | 1990610000000 | 2001180000000 | 2012910000000 | 2029160000000 | 2042180000000 | 2051430000000 | 2066810000000 | 2092380000000 | 2118770000000 | 2138180000000 | 2156490000000 | 2182080000000 | 2204590000000 | 2227110000000 | 2249620000000 | 2272140000000
Industrial Fuel Use for Energy Purposes before CCS and Methane Capture[biomass if,agriculture and forestry 01T03] | NoSettings | 0 | 0 | 0 | 0 | 0 | 0 | 0 | 0 | 0 | 0 | 0 | 0 | 0 | 0 | 0 | 0 | 0 | 0 | 0 | 0 | 0 | 0 | 0 | 0 | 0 | 0 | 0 | 0 | 0 | 0 | 0
Industrial Fuel Use for Energy Purposes before CCS and Methane Capture[biomass if,coal mining 05] | NoSettings | 0 | 0 | 0 | 0 | 0 | 0 | 0 | 0 | 0 | 0 | 0 | 0 | 0 | 0 | 0 | 0 | 0 | 0 | 0 | 0 | 0 | 0 | 0 | 0 | 0 | 0 | 0 | 0 | 0 | 0 | 0
Industrial Fuel Use for Energy Purposes before CCS and Methane Capture[biomass if,oil and gas extraction 06] | NoSettings | 0 | 0 | 0 | 0 | 0 | 0 | 0 | 0 | 0 | 0 | 0 | 0 | 0 | 0 | 0 | 0 | 0 | 0 | 0 | 0 | 0 | 0 | 0 | 0 | 0 | 0 | 0 | 0 | 0 | 0 | 0
Industrial Fuel Use for Energy Purposes before CCS and Methane Capture[biomass if,other mining and quarrying 07T08] | NoSettings | 0 | 0 | 0 | 0 | 0 | 0 | 0 | 0 | 0 | 0 | 0 | 0 | 0 | 0 | 0 | 0 | 0 | 0 | 0 | 0 | 0 | 0 | 0 | 0 | 0 | 0 | 0 | 0 | 0 | 0 | 0
Industrial Fuel Use for Energy Purposes before CCS and Methane Capture[biomass if,food beverage and tobacco 10T12] | NoSettings | 0 | 0 | 0 | 0 | 0 | 0 | 0 | 0 | 0 | 0 | 0 | 0 | 0 | 0 | 0 | 0 | 0 | 0 | 0 | 0 | 0 | 0 | 0 | 0 | 0 | 0 | 0 | 0 | 0 | 0 | 0
Industrial Fuel Use for Energy Purposes before CCS and Methane Capture[biomass if,textiles apparel and leather 13T15] | NoSettings | 0 | 0 | 0 | 0 | 0 | 0 | 0 | 0 | 0 | 0 | 0 | 0 | 0 | 0 | 0 | 0 | 0 | 0 | 0 | 0 | 0 | 0 | 0 | 0 | 0 | 0 | 0 | 0 | 0 | 0 | 0
Industrial Fuel Use for Energy Purposes before CCS and Methane Capture[biomass if,wood products 16] | NoSettings | 13349000000000 | 13349000000000 | 13349000000000 | 13349000000000 | 13349000000000 | 13349000000000 | 13349000000000 | 13349000000000 | 13349000000000 | 13349000000000 | 13349000000000 | 13349000000000 | 13349000000000 | 13349000000000 | 13349000000000 | 13349000000000 | 13349000000000 | 13349000000000 | 13349000000000 | 13349000000000 | 13349000000000 | 13349000000000 | 13349000000000 | 13349000000000 | 13349000000000 | 13349000000000 | 13349000000000 | 13349000000000 | 13349000000000 | 13349000000000 | 13349000000000
Industrial Fuel Use for Energy Purposes before CCS and Methane Capture[biomass if,pulp paper and printing 17T18] | NoSettings | 11311300000000 | 11311300000000 | 11311300000000 | 11311300000000 | 11311300000000 | 11311300000000 | 11311300000000 | 11311300000000 | 11311300000000 | 11311300000000 | 11311300000000 | 11311300000000 | 11311300000000 | 11311300000000 | 11311300000000 | 11311300000000 | 11311300000000 | 11311300000000 | 11311300000000 | 11311300000000 | 11311300000000 | 11311300000000 | 11311300000000 | 11311300000000 | 11311300000000 | 11311300000000 | 11311300000000 | 11311300000000 | 11311300000000 | 11311300000000 | 11311300000000
Industrial Fuel Use for Energy Purposes before CCS and Methane Capture[biomass if,refined petroleum and coke 19] | NoSettings | 0 | 0 | 0 | 0 | 0 | 0 | 0 | 0 | 0 | 0 | 0 | 0 | 0 | 0 | 0 | 0 | 0 | 0 | 0 | 0 | 0 | 0 | 0 | 0 | 0 | 0 | 0 | 0 | 0 | 0 | 0
Industrial Fuel Use for Energy Purposes before CCS and Methane Capture[biomass if,chemicals 20] | NoSettings | 0 | 0 | 0 | 0 | 0 | 0 | 0 | 0 | 0 | 0 | 0 | 0 | 0 | 0 | 0 | 0 | 0 | 0 | 0 | 0 | 0 | 0 | 0 | 0 | 0 | 0 | 0 | 0 | 0 | 0 | 0
Industrial Fuel Use for Energy Purposes before CCS and Methane Capture[biomass if,rubber and plastic products 22] | NoSettings | 0 | 0 | 0 | 0 | 0 | 0 | 0 | 0 | 0 | 0 | 0 | 0 | 0 | 0 | 0 | 0 | 0 | 0 | 0 | 0 | 0 | 0 | 0 | 0 | 0 | 0 | 0 | 0 | 0 | 0 | 0
Industrial Fuel Use for Energy Purposes before CCS and Methane Capture[biomass if,glass and glass products 231] | NoSettings | 0 | 0 | 0 | 0 | 0 | 0 | 0 | 0 | 0 | 0 | 0 | 0 | 0 | 0 | 0 | 0 | 0 | 0 | 0 | 0 | 0 | 0 | 0 | 0 | 0 | 0 | 0 | 0 | 0 | 0 | 0
Industrial Fuel Use for Energy Purposes before CCS and Methane Capture[biomass if,cement and other nonmetallic minerals 239] | NoSettings | 1504830000000 | 1464700000000 | 1424570000000 | 1384440000000 | 1344310000000 | 1304180000000 | 1264050000000 | 1223930000000 | 1183800000000 | 1143670000000 | 1103540000000 | 1063410000000 | 1023280000000 | 983153000000 | 943024000000 | 902896000000 | 902896000000 | 902896000000 | 902896000000 | 902896000000 | 902896000000 | 902896000000 | 902896000000 | 902896000000 | 902896000000 | 902896000000 | 902896000000 | 902896000000 | 902896000000 | 902896000000 | 902896000000
Industrial Fuel Use for Energy Purposes before CCS and Methane Capture[biomass if,iron and steel 241] | NoSettings | 0 | 0 | 0 | 0 | 0 | 0 | 0 | 0 | 0 | 0 | 0 | 0 | 0 | 0 | 0 | 0 | 0 | 0 | 0 | 0 | 0 | 0 | 0 | 0 | 0 | 0 | 0 | 0 | 0 | 0 | 0
Industrial Fuel Use for Energy Purposes before CCS and Methane Capture[biomass if,other metals 242] | NoSettings | 0 | 0 | 0 | 0 | 0 | 0 | 0 | 0 | 0 | 0 | 0 | 0 | 0 | 0 | 0 | 0 | 0 | 0 | 0 | 0 | 0 | 0 | 0 | 0 | 0 | 0 | 0 | 0 | 0 | 0 | 0
Industrial Fuel Use for Energy Purposes before CCS and Methane Capture[biomass if,metal products except machinery and vehicles 25] | NoSettings | 0 | 0 | 0 | 0 | 0 | 0 | 0 | 0 | 0 | 0 | 0 | 0 | 0 | 0 | 0 | 0 | 0 | 0 | 0 | 0 | 0 | 0 | 0 | 0 | 0 | 0 | 0 | 0 | 0 | 0 | 0
Industrial Fuel Use for Energy Purposes before CCS and Methane Capture[biomass if,computers and electronics 26] | NoSettings | 0 | 0 | 0 | 0 | 0 | 0 | 0 | 0 | 0 | 0 | 0 | 0 | 0 | 0 | 0 | 0 | 0 | 0 | 0 | 0 | 0 | 0 | 0 | 0 | 0 | 0 | 0 | 0 | 0 | 0 | 0
Industrial Fuel Use for Energy Purposes before CCS and Methane Capture[biomass if,appliances and electrical equipment 27] | NoSettings | 0 | 0 | 0 | 0 | 0 | 0 | 0 | 0 | 0 | 0 | 0 | 0 | 0 | 0 | 0 | 0 | 0 | 0 | 0 | 0 | 0 | 0 | 0 | 0 | 0 | 0 | 0 | 0 | 0 | 0 | 0
Industrial Fuel Use for Energy Purposes before CCS and Methane Capture[biomass if,other machinery 28] | NoSettings | 0 | 0 | 0 | 0 | 0 | 0 | 0 | 0 | 0 | 0 | 0 | 0 | 0 | 0 | 0 | 0 | 0 | 0 | 0 | 0 | 0 | 0 | 0 | 0 | 0 | 0 | 0 | 0 | 0 | 0 | 0
Industrial Fuel Use for Energy Purposes before CCS and Methane Capture[biomass if,road vehicles 29] | NoSettings | 0 | 0 | 0 | 0 | 0 | 0 | 0 | 0 | 0 | 0 | 0 | 0 | 0 | 0 | 0 | 0 | 0 | 0 | 0 | 0 | 0 | 0 | 0 | 0 | 0 | 0 | 0 | 0 | 0 | 0 | 0
Industrial Fuel Use for Energy Purposes before CCS and Methane Capture[biomass if,nonroad vehicles 30] | NoSettings | 0 | 0 | 0 | 0 | 0 | 0 | 0 | 0 | 0 | 0 | 0 | 0 | 0 | 0 | 0 | 0 | 0 | 0 | 0 | 0 | 0 | 0 | 0 | 0 | 0 | 0 | 0 | 0 | 0 | 0 | 0
Industrial Fuel Use for Energy Purposes before CCS and Methane Capture[biomass if,other manufacturing 31T33] | NoSettings | 0 | 0 | 0 | 0 | 0 | 0 | 0 | 0 | 0 | 0 | 0 | 0 | 0 | 0 | 0 | 0 | 0 | 0 | 0 | 0 | 0 | 0 | 0 | 0 | 0 | 0 | 0 | 0 | 0 | 0 | 0
Industrial Fuel Use for Energy Purposes before CCS and Methane Capture[biomass if,energy pipelines and gas processing 352T353] | NoSettings | 0 | 0 | 0 | 0 | 0 | 0 | 0 | 0 | 0 | 0 | 0 | 0 | 0 | 0 | 0 | 0 | 0 | 0 | 0 | 0 | 0 | 0 | 0 | 0 | 0 | 0 | 0 | 0 | 0 | 0 | 0
Industrial Fuel Use for Energy Purposes before CCS and Methane Capture[biomass if,water and waste 36T39] | NoSettings | 0 | 0 | 0 | 0 | 0 | 0 | 0 | 0 | 0 | 0 | 0 | 0 | 0 | 0 | 0 | 0 | 0 | 0 | 0 | 0 | 0 | 0 | 0 | 0 | 0 | 0 | 0 | 0 | 0 | 0 | 0
Industrial Fuel Use for Energy Purposes before CCS and Methane Capture[biomass if,construction 41T43] | NoSettings | 0 | 0 | 0 | 0 | 0 | 0 | 0 | 0 | 0 | 0 | 0 | 0 | 0 | 0 | 0 | 0 | 0 | 0 | 0 | 0 | 0 | 0 | 0 | 0 | 0 | 0 | 0 | 0 | 0 | 0 | 0
Industrial Fuel Use for Energy Purposes before CCS and Methane Capture[petroleum diesel if,agriculture and forestry 01T03] | NoSettings | 24793600000000 | 24524800000000 | 24256000000000 | 23987200000000 | 23718400000000 | 23449700000000 | 23180900000000 | 22912100000000 | 22643300000000 | 22374600000000 | 22105800000000 | 21837000000000 | 21568200000000 | 21299400000000 | 21030700000000 | 20761900000000 | 20493100000000 | 20224300000000 | 19955600000000 | 19686800000000 | 19418000000000 | 19149200000000 | 18880400000000 | 18611700000000 | 18342900000000 | 18074100000000 | 17805300000000 | 17536500000000 | 17267800000000 | 16999000000000 | 16730200000000
Industrial Fuel Use for Energy Purposes before CCS and Methane Capture[petroleum diesel if,coal mining 05] | NoSettings | 0 | 0 | 0 | 0 | 0 | 0 | 0 | 0 | 0 | 0 | 0 | 0 | 0 | 0 | 0 | 0 | 0 | 0 | 0 | 0 | 0 | 0 | 0 | 0 | 0 | 0 | 0 | 0 | 0 | 0 | 0
Industrial Fuel Use for Energy Purposes before CCS and Methane Capture[petroleum diesel if,oil and gas extraction 06] | NoSettings | 1725150000000 | 1578370000000 | 1568900000000 | 1615160000000 | 1624370000000 | 1653060000000 | 1642040000000 | 1617230000000 | 1608380000000 | 1570260000000 | 1526540000000 | 1503080000000 | 1470810000000 | 1463180000000 | 1456880000000 | 1433400000000 | 1405620000000 | 1393170000000 | 1384520000000 | 1371820000000 | 1343170000000 | 1311900000000 | 1288770000000 | 1273630000000 | 1265210000000 | 1254970000000 | 1237670000000 | 1223930000000 | 1210190000000 | 1196450000000 | 1182710000000
Industrial Fuel Use for Energy Purposes before CCS and Methane Capture[petroleum diesel if,other mining and quarrying 07T08] | NoSettings | 0 | 0 | 0 | 0 | 0 | 0 | 0 | 0 | 0 | 0 | 0 | 0 | 0 | 0 | 0 | 0 | 0 | 0 | 0 | 0 | 0 | 0 | 0 | 0 | 0 | 0 | 0 | 0 | 0 | 0 | 0
Industrial Fuel Use for Energy Purposes before CCS and Methane Capture[petroleum diesel if,food beverage and tobacco 10T12] | NoSettings | 0 | 0 | 0 | 0 | 0 | 0 | 0 | 0 | 0 | 0 | 0 | 0 | 0 | 0 | 0 | 0 | 0 | 0 | 0 | 0 | 0 | 0 | 0 | 0 | 0 | 0 | 0 | 0 | 0 | 0 | 0
Industrial Fuel Use for Energy Purposes before CCS and Methane Capture[petroleum diesel if,textiles apparel and leather 13T15] | NoSettings | 0 | 0 | 0 | 0 | 0 | 0 | 0 | 0 | 0 | 0 | 0 | 0 | 0 | 0 | 0 | 0 | 0 | 0 | 0 | 0 | 0 | 0 | 0 | 0 | 0 | 0 | 0 | 0 | 0 | 0 | 0
Industrial Fuel Use for Energy Purposes before CCS and Methane Capture[petroleum diesel if,wood products 16] | NoSettings | 0 | 0 | 0 | 0 | 0 | 0 | 0 | 0 | 0 | 0 | 0 | 0 | 0 | 0 | 0 | 0 | 0 | 0 | 0 | 0 | 0 | 0 | 0 | 0 | 0 | 0 | 0 | 0 | 0 | 0 | 0
Industrial Fuel Use for Energy Purposes before CCS and Methane Capture[petroleum diesel if,pulp paper and printing 17T18] | NoSettings | 0 | 0 | 0 | 0 | 0 | 0 | 0 | 0 | 0 | 0 | 0 | 0 | 0 | 0 | 0 | 0 | 0 | 0 | 0 | 0 | 0 | 0 | 0 | 0 | 0 | 0 | 0 | 0 | 0 | 0 | 0
Industrial Fuel Use for Energy Purposes before CCS and Methane Capture[petroleum diesel if,refined petroleum and coke 19] | NoSettings | 82148400000 | 88070800000 | 82621200000 | 84412400000 | 83877800000 | 83226500000 | 81582700000 | 81265700000 | 78188700000 | 76626100000 | 75088300000 | 73987300000 | 72198200000 | 71936000000 | 69800000000 | 68598800000 | 69003700000 | 67289900000 | 66564100000 | 66536600000 | 66472000000 | 65682200000 | 65394100000 | 65244400000 | 65185800000 | 64856000000 | 64714300000 | 64528300000 | 64342200000 | 64156100000 | 63970100000
Industrial Fuel Use for Energy Purposes before CCS and Methane Capture[petroleum diesel if,chemicals 20] | NoSettings | 0 | 0 | 0 | 0 | 0 | 0 | 0 | 0 | 0 | 0 | 0 | 0 | 0 | 0 | 0 | 0 | 0 | 0 | 0 | 0 | 0 | 0 | 0 | 0 | 0 | 0 | 0 | 0 | 0 | 0 | 0
Industrial Fuel Use for Energy Purposes before CCS and Methane Capture[petroleum diesel if,rubber and plastic products 22] | NoSettings | 0 | 0 | 0 | 0 | 0 | 0 | 0 | 0 | 0 | 0 | 0 | 0 | 0 | 0 | 0 | 0 | 0 | 0 | 0 | 0 | 0 | 0 | 0 | 0 | 0 | 0 | 0 | 0 | 0 | 0 | 0
Industrial Fuel Use for Energy Purposes before CCS and Methane Capture[petroleum diesel if,glass and glass products 231] | NoSettings | 0 | 0 | 0 | 0 | 0 | 0 | 0 | 0 | 0 | 0 | 0 | 0 | 0 | 0 | 0 | 0 | 0 | 0 | 0 | 0 | 0 | 0 | 0 | 0 | 0 | 0 | 0 | 0 | 0 | 0 | 0
Industrial Fuel Use for Energy Purposes before CCS and Methane Capture[petroleum diesel if,cement and other nonmetallic minerals 239] | NoSettings | 1732270000000 | 1698400000000 | 1664530000000 | 1630660000000 | 1596790000000 | 1562920000000 | 1529050000000 | 1495180000000 | 1461310000000 | 1427440000000 | 1393570000000 | 1359700000000 | 1325830000000 | 1291960000000 | 1258090000000 | 1224220000000 | 1224220000000 | 1224220000000 | 1224220000000 | 1224220000000 | 1224220000000 | 1224220000000 | 1224220000000 | 1224220000000 | 1224220000000 | 1224220000000 | 1224220000000 | 1224220000000 | 1224220000000 | 1224220000000 | 1224220000000
Industrial Fuel Use for Energy Purposes before CCS and Methane Capture[petroleum diesel if,iron and steel 241] | NoSettings | 0 | 0 | 0 | 0 | 0 | 0 | 0 | 0 | 0 | 0 | 0 | 0 | 0 | 0 | 0 | 0 | 0 | 0 | 0 | 0 | 0 | 0 | 0 | 0 | 0 | 0 | 0 | 0 | 0 | 0 | 0
Industrial Fuel Use for Energy Purposes before CCS and Methane Capture[petroleum diesel if,other metals 242] | NoSettings | 0 | 0 | 0 | 0 | 0 | 0 | 0 | 0 | 0 | 0 | 0 | 0 | 0 | 0 | 0 | 0 | 0 | 0 | 0 | 0 | 0 | 0 | 0 | 0 | 0 | 0 | 0 | 0 | 0 | 0 | 0
Industrial Fuel Use for Energy Purposes before CCS and Methane Capture[petroleum diesel if,metal products except machinery and vehicles 25] | NoSettings | 0 | 0 | 0 | 0 | 0 | 0 | 0 | 0 | 0 | 0 | 0 | 0 | 0 | 0 | 0 | 0 | 0 | 0 | 0 | 0 | 0 | 0 | 0 | 0 | 0 | 0 | 0 | 0 | 0 | 0 | 0
Industrial Fuel Use for Energy Purposes before CCS and Methane Capture[petroleum diesel if,computers and electronics 26] | NoSettings | 0 | 0 | 0 | 0 | 0 | 0 | 0 | 0 | 0 | 0 | 0 | 0 | 0 | 0 | 0 | 0 | 0 | 0 | 0 | 0 | 0 | 0 | 0 | 0 | 0 | 0 | 0 | 0 | 0 | 0 | 0
Industrial Fuel Use for Energy Purposes before CCS and Methane Capture[petroleum diesel if,appliances and electrical equipment 27] | NoSettings | 0 | 0 | 0 | 0 | 0 | 0 | 0 | 0 | 0 | 0 | 0 | 0 | 0 | 0 | 0 | 0 | 0 | 0 | 0 | 0 | 0 | 0 | 0 | 0 | 0 | 0 | 0 | 0 | 0 | 0 | 0
Industrial Fuel Use for Energy Purposes before CCS and Methane Capture[petroleum diesel if,other machinery 28] | NoSettings | 0 | 0 | 0 | 0 | 0 | 0 | 0 | 0 | 0 | 0 | 0 | 0 | 0 | 0 | 0 | 0 | 0 | 0 | 0 | 0 | 0 | 0 | 0 | 0 | 0 | 0 | 0 | 0 | 0 | 0 | 0
Industrial Fuel Use for Energy Purposes before CCS and Methane Capture[petroleum diesel if,road vehicles 29] | NoSettings | 0 | 0 | 0 | 0 | 0 | 0 | 0 | 0 | 0 | 0 | 0 | 0 | 0 | 0 | 0 | 0 | 0 | 0 | 0 | 0 | 0 | 0 | 0 | 0 | 0 | 0 | 0 | 0 | 0 | 0 | 0
Industrial Fuel Use for Energy Purposes before CCS and Methane Capture[petroleum diesel if,nonroad vehicles 30] | NoSettings | 0 | 0 | 0 | 0 | 0 | 0 | 0 | 0 | 0 | 0 | 0 | 0 | 0 | 0 | 0 | 0 | 0 | 0 | 0 | 0 | 0 | 0 | 0 | 0 | 0 | 0 | 0 | 0 | 0 | 0 | 0
Industrial Fuel Use for Energy Purposes before CCS and Methane Capture[petroleum diesel if,other manufacturing 31T33] | NoSettings | 9762100000000 | 9166860000000 | 9482550000000 | 9850650000000 | 10027900000000 | 10280000000000 | 10433400000000 | 10528400000000 | 10608200000000 | 10702300000000 | 10844900000000 | 10972500000000 | 11081900000000 | 11245400000000 | 11371100000000 | 11438400000000 | 11480500000000 | 11571500000000 | 11672400000000 | 11786100000000 | 11864700000000 | 11993300000000 | 12184000000000 | 12439600000000 | 12648600000000 | 12785100000000 | 13024600000000 | 13229400000000 | 13434200000000 | 13639000000000 | 13843800000000
Industrial Fuel Use for Energy Purposes before CCS and Methane Capture[petroleum diesel if,energy pipelines and gas processing 352T353] | NoSettings | 0 | 0 | 0 | 0 | 0 | 0 | 0 | 0 | 0 | 0 | 0 | 0 | 0 | 0 | 0 | 0 | 0 | 0 | 0 | 0 | 0 | 0 | 0 | 0 | 0 | 0 | 0 | 0 | 0 | 0 | 0
Industrial Fuel Use for Energy Purposes before CCS and Methane Capture[petroleum diesel if,water and waste 36T39] | NoSettings | 0 | 0 | 0 | 0 | 0 | 0 | 0 | 0 | 0 | 0 | 0 | 0 | 0 | 0 | 0 | 0 | 0 | 0 | 0 | 0 | 0 | 0 | 0 | 0 | 0 | 0 | 0 | 0 | 0 | 0 | 0
Industrial Fuel Use for Energy Purposes before CCS and Methane Capture[petroleum diesel if,construction 41T43] | NoSettings | 29707700000000 | 27896300000000 | 28857000000000 | 29977200000000 | 30516500000000 | 31283700000000 | 31750500000000 | 32039800000000 | 32282600000000 | 32568900000000 | 33002700000000 | 33391000000000 | 33724000000000 | 34221700000000 | 34604200000000 | 34809100000000 | 34937000000000 | 35214000000000 | 35520900000000 | 35867000000000 | 36106400000000 | 36497600000000 | 37077900000000 | 37855700000000 | 38491800000000 | 38907100000000 | 39635900000000 | 40259200000000 | 40882500000000 | 41505800000000 | 42129100000000
Industrial Fuel Use for Energy Purposes before CCS and Methane Capture[heat if,agriculture and forestry 01T03] | NoSettings | 0 | 0 | 0 | 0 | 0 | 0 | 0 | 0 | 0 | 0 | 0 | 0 | 0 | 0 | 0 | 0 | 0 | 0 | 0 | 0 | 0 | 0 | 0 | 0 | 0 | 0 | 0 | 0 | 0 | 0 | 0
Industrial Fuel Use for Energy Purposes before CCS and Methane Capture[heat if,coal mining 05] | NoSettings | 0 | 0 | 0 | 0 | 0 | 0 | 0 | 0 | 0 | 0 | 0 | 0 | 0 | 0 | 0 | 0 | 0 | 0 | 0 | 0 | 0 | 0 | 0 | 0 | 0 | 0 | 0 | 0 | 0 | 0 | 0
Industrial Fuel Use for Energy Purposes before CCS and Methane Capture[heat if,oil and gas extraction 06] | NoSettings | 0 | 0 | 0 | 0 | 0 | 0 | 0 | 0 | 0 | 0 | 0 | 0 | 0 | 0 | 0 | 0 | 0 | 0 | 0 | 0 | 0 | 0 | 0 | 0 | 0 | 0 | 0 | 0 | 0 | 0 | 0
Industrial Fuel Use for Energy Purposes before CCS and Methane Capture[heat if,other mining and quarrying 07T08] | NoSettings | 0 | 0 | 0 | 0 | 0 | 0 | 0 | 0 | 0 | 0 | 0 | 0 | 0 | 0 | 0 | 0 | 0 | 0 | 0 | 0 | 0 | 0 | 0 | 0 | 0 | 0 | 0 | 0 | 0 | 0 | 0
Industrial Fuel Use for Energy Purposes before CCS and Methane Capture[heat if,food beverage and tobacco 10T12] | NoSettings | 0 | 0 | 0 | 0 | 0 | 0 | 0 | 0 | 0 | 0 | 0 | 0 | 0 | 0 | 0 | 0 | 0 | 0 | 0 | 0 | 0 | 0 | 0 | 0 | 0 | 0 | 0 | 0 | 0 | 0 | 0
Industrial Fuel Use for Energy Purposes before CCS and Methane Capture[heat if,textiles apparel and leather 13T15] | NoSettings | 0 | 0 | 0 | 0 | 0 | 0 | 0 | 0 | 0 | 0 | 0 | 0 | 0 | 0 | 0 | 0 | 0 | 0 | 0 | 0 | 0 | 0 | 0 | 0 | 0 | 0 | 0 | 0 | 0 | 0 | 0
Industrial Fuel Use for Energy Purposes before CCS and Methane Capture[heat if,wood products 16] | NoSettings | 0 | 0 | 0 | 0 | 0 | 0 | 0 | 0 | 0 | 0 | 0 | 0 | 0 | 0 | 0 | 0 | 0 | 0 | 0 | 0 | 0 | 0 | 0 | 0 | 0 | 0 | 0 | 0 | 0 | 0 | 0
Industrial Fuel Use for Energy Purposes before CCS and Methane Capture[heat if,pulp paper and printing 17T18] | NoSettings | 0 | 0 | 0 | 0 | 0 | 0 | 0 | 0 | 0 | 0 | 0 | 0 | 0 | 0 | 0 | 0 | 0 | 0 | 0 | 0 | 0 | 0 | 0 | 0 | 0 | 0 | 0 | 0 | 0 | 0 | 0
Industrial Fuel Use for Energy Purposes before CCS and Methane Capture[heat if,refined petroleum and coke 19] | NoSettings | 0 | 0 | 0 | 0 | 0 | 0 | 0 | 0 | 0 | 0 | 0 | 0 | 0 | 0 | 0 | 0 | 0 | 0 | 0 | 0 | 0 | 0 | 0 | 0 | 0 | 0 | 0 | 0 | 0 | 0 | 0
Industrial Fuel Use for Energy Purposes before CCS and Methane Capture[heat if,chemicals 20] | NoSettings | 0 | 0 | 0 | 0 | 0 | 0 | 0 | 0 | 0 | 0 | 0 | 0 | 0 | 0 | 0 | 0 | 0 | 0 | 0 | 0 | 0 | 0 | 0 | 0 | 0 | 0 | 0 | 0 | 0 | 0 | 0
Industrial Fuel Use for Energy Purposes before CCS and Methane Capture[heat if,rubber and plastic products 22] | NoSettings | 0 | 0 | 0 | 0 | 0 | 0 | 0 | 0 | 0 | 0 | 0 | 0 | 0 | 0 | 0 | 0 | 0 | 0 | 0 | 0 | 0 | 0 | 0 | 0 | 0 | 0 | 0 | 0 | 0 | 0 | 0
Industrial Fuel Use for Energy Purposes before CCS and Methane Capture[heat if,glass and glass products 231] | NoSettings | 0 | 0 | 0 | 0 | 0 | 0 | 0 | 0 | 0 | 0 | 0 | 0 | 0 | 0 | 0 | 0 | 0 | 0 | 0 | 0 | 0 | 0 | 0 | 0 | 0 | 0 | 0 | 0 | 0 | 0 | 0
Industrial Fuel Use for Energy Purposes before CCS and Methane Capture[heat if,cement and other nonmetallic minerals 239] | NoSettings | 0 | 0 | 0 | 0 | 0 | 0 | 0 | 0 | 0 | 0 | 0 | 0 | 0 | 0 | 0 | 0 | 0 | 0 | 0 | 0 | 0 | 0 | 0 | 0 | 0 | 0 | 0 | 0 | 0 | 0 | 0
Industrial Fuel Use for Energy Purposes before CCS and Methane Capture[heat if,iron and steel 241] | NoSettings | 0 | 0 | 0 | 0 | 0 | 0 | 0 | 0 | 0 | 0 | 0 | 0 | 0 | 0 | 0 | 0 | 0 | 0 | 0 | 0 | 0 | 0 | 0 | 0 | 0 | 0 | 0 | 0 | 0 | 0 | 0
Industrial Fuel Use for Energy Purposes before CCS and Methane Capture[heat if,other metals 242] | NoSettings | 0 | 0 | 0 | 0 | 0 | 0 | 0 | 0 | 0 | 0 | 0 | 0 | 0 | 0 | 0 | 0 | 0 | 0 | 0 | 0 | 0 | 0 | 0 | 0 | 0 | 0 | 0 | 0 | 0 | 0 | 0
Industrial Fuel Use for Energy Purposes before CCS and Methane Capture[heat if,metal products except machinery and vehicles 25] | NoSettings | 0 | 0 | 0 | 0 | 0 | 0 | 0 | 0 | 0 | 0 | 0 | 0 | 0 | 0 | 0 | 0 | 0 | 0 | 0 | 0 | 0 | 0 | 0 | 0 | 0 | 0 | 0 | 0 | 0 | 0 | 0
Industrial Fuel Use for Energy Purposes before CCS and Methane Capture[heat if,computers and electronics 26] | NoSettings | 0 | 0 | 0 | 0 | 0 | 0 | 0 | 0 | 0 | 0 | 0 | 0 | 0 | 0 | 0 | 0 | 0 | 0 | 0 | 0 | 0 | 0 | 0 | 0 | 0 | 0 | 0 | 0 | 0 | 0 | 0
Industrial Fuel Use for Energy Purposes before CCS and Methane Capture[heat if,appliances and electrical equipment 27] | NoSettings | 0 | 0 | 0 | 0 | 0 | 0 | 0 | 0 | 0 | 0 | 0 | 0 | 0 | 0 | 0 | 0 | 0 | 0 | 0 | 0 | 0 | 0 | 0 | 0 | 0 | 0 | 0 | 0 | 0 | 0 | 0
Industrial Fuel Use for Energy Purposes before CCS and Methane Capture[heat if,other machinery 28] | NoSettings | 0 | 0 | 0 | 0 | 0 | 0 | 0 | 0 | 0 | 0 | 0 | 0 | 0 | 0 | 0 | 0 | 0 | 0 | 0 | 0 | 0 | 0 | 0 | 0 | 0 | 0 | 0 | 0 | 0 | 0 | 0
Industrial Fuel Use for Energy Purposes before CCS and Methane Capture[heat if,road vehicles 29] | NoSettings | 0 | 0 | 0 | 0 | 0 | 0 | 0 | 0 | 0 | 0 | 0 | 0 | 0 | 0 | 0 | 0 | 0 | 0 | 0 | 0 | 0 | 0 | 0 | 0 | 0 | 0 | 0 | 0 | 0 | 0 | 0
Industrial Fuel Use for Energy Purposes before CCS and Methane Capture[heat if,nonroad vehicles 30] | NoSettings | 0 | 0 | 0 | 0 | 0 | 0 | 0 | 0 | 0 | 0 | 0 | 0 | 0 | 0 | 0 | 0 | 0 | 0 | 0 | 0 | 0 | 0 | 0 | 0 | 0 | 0 | 0 | 0 | 0 | 0 | 0
Industrial Fuel Use for Energy Purposes before CCS and Methane Capture[heat if,other manufacturing 31T33] | NoSettings | 0 | 0 | 0 | 0 | 0 | 0 | 0 | 0 | 0 | 0 | 0 | 0 | 0 | 0 | 0 | 0 | 0 | 0 | 0 | 0 | 0 | 0 | 0 | 0 | 0 | 0 | 0 | 0 | 0 | 0 | 0
Industrial Fuel Use for Energy Purposes before CCS and Methane Capture[heat if,energy pipelines and gas processing 352T353] | NoSettings | 0 | 0 | 0 | 0 | 0 | 0 | 0 | 0 | 0 | 0 | 0 | 0 | 0 | 0 | 0 | 0 | 0 | 0 | 0 | 0 | 0 | 0 | 0 | 0 | 0 | 0 | 0 | 0 | 0 | 0 | 0
Industrial Fuel Use for Energy Purposes before CCS and Methane Capture[heat if,water and waste 36T39] | NoSettings | 0 | 0 | 0 | 0 | 0 | 0 | 0 | 0 | 0 | 0 | 0 | 0 | 0 | 0 | 0 | 0 | 0 | 0 | 0 | 0 | 0 | 0 | 0 | 0 | 0 | 0 | 0 | 0 | 0 | 0 | 0
Industrial Fuel Use for Energy Purposes before CCS and Methane Capture[heat if,construction 41T43] | NoSettings | 0 | 0 | 0 | 0 | 0 | 0 | 0 | 0 | 0 | 0 | 0 | 0 | 0 | 0 | 0 | 0 | 0 | 0 | 0 | 0 | 0 | 0 | 0 | 0 | 0 | 0 | 0 | 0 | 0 | 0 | 0
Industrial Fuel Use for Energy Purposes before CCS and Methane Capture[crude oil if,agriculture and forestry 01T03] | NoSettings | 0 | 0 | 0 | 0 | 0 | 0 | 0 | 0 | 0 | 0 | 0 | 0 | 0 | 0 | 0 | 0 | 0 | 0 | 0 | 0 | 0 | 0 | 0 | 0 | 0 | 0 | 0 | 0 | 0 | 0 | 0
Industrial Fuel Use for Energy Purposes before CCS and Methane Capture[crude oil if,coal mining 05] | NoSettings | 0 | 0 | 0 | 0 | 0 | 0 | 0 | 0 | 0 | 0 | 0 | 0 | 0 | 0 | 0 | 0 | 0 | 0 | 0 | 0 | 0 | 0 | 0 | 0 | 0 | 0 | 0 | 0 | 0 | 0 | 0
Industrial Fuel Use for Energy Purposes before CCS and Methane Capture[crude oil if,oil and gas extraction 06] | NoSettings | 0 | 0 | 0 | 0 | 0 | 0 | 0 | 0 | 0 | 0 | 0 | 0 | 0 | 0 | 0 | 0 | 0 | 0 | 0 | 0 | 0 | 0 | 0 | 0 | 0 | 0 | 0 | 0 | 0 | 0 | 0
Industrial Fuel Use for Energy Purposes before CCS and Methane Capture[crude oil if,other mining and quarrying 07T08] | NoSettings | 0 | 0 | 0 | 0 | 0 | 0 | 0 | 0 | 0 | 0 | 0 | 0 | 0 | 0 | 0 | 0 | 0 | 0 | 0 | 0 | 0 | 0 | 0 | 0 | 0 | 0 | 0 | 0 | 0 | 0 | 0
Industrial Fuel Use for Energy Purposes before CCS and Methane Capture[crude oil if,food beverage and tobacco 10T12] | NoSettings | 0 | 0 | 0 | 0 | 0 | 0 | 0 | 0 | 0 | 0 | 0 | 0 | 0 | 0 | 0 | 0 | 0 | 0 | 0 | 0 | 0 | 0 | 0 | 0 | 0 | 0 | 0 | 0 | 0 | 0 | 0
Industrial Fuel Use for Energy Purposes before CCS and Methane Capture[crude oil if,textiles apparel and leather 13T15] | NoSettings | 0 | 0 | 0 | 0 | 0 | 0 | 0 | 0 | 0 | 0 | 0 | 0 | 0 | 0 | 0 | 0 | 0 | 0 | 0 | 0 | 0 | 0 | 0 | 0 | 0 | 0 | 0 | 0 | 0 | 0 | 0
Industrial Fuel Use for Energy Purposes before CCS and Methane Capture[crude oil if,wood products 16] | NoSettings | 0 | 0 | 0 | 0 | 0 | 0 | 0 | 0 | 0 | 0 | 0 | 0 | 0 | 0 | 0 | 0 | 0 | 0 | 0 | 0 | 0 | 0 | 0 | 0 | 0 | 0 | 0 | 0 | 0 | 0 | 0
Industrial Fuel Use for Energy Purposes before CCS and Methane Capture[crude oil if,pulp paper and printing 17T18] | NoSettings | 0 | 0 | 0 | 0 | 0 | 0 | 0 | 0 | 0 | 0 | 0 | 0 | 0 | 0 | 0 | 0 | 0 | 0 | 0 | 0 | 0 | 0 | 0 | 0 | 0 | 0 | 0 | 0 | 0 | 0 | 0
Industrial Fuel Use for Energy Purposes before CCS and Methane Capture[crude oil if,refined petroleum and coke 19] | NoSettings | 329908000000000 | 419771000000000 | 419771000000000 | 419771000000000 | 419771000000000 | 419771000000000 | 419771000000000 | 419771000000000 | 419771000000000 | 419771000000000 | 419771000000000 | 419771000000000 | 419771000000000 | 419771000000000 | 419771000000000 | 419771000000000 | 419771000000000 | 419771000000000 | 419771000000000 | 419771000000000 | 419771000000000 | 419771000000000 | 419771000000000 | 419771000000000 | 419771000000000 | 419771000000000 | 419771000000000 | 419771000000000 | 419771000000000 | 419771000000000 | 419771000000000
Industrial Fuel Use for Energy Purposes before CCS and Methane Capture[crude oil if,chemicals 20] | NoSettings | 0 | 0 | 0 | 0 | 0 | 0 | 0 | 0 | 0 | 0 | 0 | 0 | 0 | 0 | 0 | 0 | 0 | 0 | 0 | 0 | 0 | 0 | 0 | 0 | 0 | 0 | 0 | 0 | 0 | 0 | 0
Industrial Fuel Use for Energy Purposes before CCS and Methane Capture[crude oil if,rubber and plastic products 22] | NoSettings | 0 | 0 | 0 | 0 | 0 | 0 | 0 | 0 | 0 | 0 | 0 | 0 | 0 | 0 | 0 | 0 | 0 | 0 | 0 | 0 | 0 | 0 | 0 | 0 | 0 | 0 | 0 | 0 | 0 | 0 | 0
Industrial Fuel Use for Energy Purposes before CCS and Methane Capture[crude oil if,glass and glass products 231] | NoSettings | 0 | 0 | 0 | 0 | 0 | 0 | 0 | 0 | 0 | 0 | 0 | 0 | 0 | 0 | 0 | 0 | 0 | 0 | 0 | 0 | 0 | 0 | 0 | 0 | 0 | 0 | 0 | 0 | 0 | 0 | 0
Industrial Fuel Use for Energy Purposes before CCS and Methane Capture[crude oil if,cement and other nonmetallic minerals 239] | NoSettings | 0 | 0 | 0 | 0 | 0 | 0 | 0 | 0 | 0 | 0 | 0 | 0 | 0 | 0 | 0 | 0 | 0 | 0 | 0 | 0 | 0 | 0 | 0 | 0 | 0 | 0 | 0 | 0 | 0 | 0 | 0
Industrial Fuel Use for Energy Purposes before CCS and Methane Capture[crude oil if,iron and steel 241] | NoSettings | 0 | 0 | 0 | 0 | 0 | 0 | 0 | 0 | 0 | 0 | 0 | 0 | 0 | 0 | 0 | 0 | 0 | 0 | 0 | 0 | 0 | 0 | 0 | 0 | 0 | 0 | 0 | 0 | 0 | 0 | 0
Industrial Fuel Use for Energy Purposes before CCS and Methane Capture[crude oil if,other metals 242] | NoSettings | 0 | 0 | 0 | 0 | 0 | 0 | 0 | 0 | 0 | 0 | 0 | 0 | 0 | 0 | 0 | 0 | 0 | 0 | 0 | 0 | 0 | 0 | 0 | 0 | 0 | 0 | 0 | 0 | 0 | 0 | 0
Industrial Fuel Use for Energy Purposes before CCS and Methane Capture[crude oil if,metal products except machinery and vehicles 25] | NoSettings | 0 | 0 | 0 | 0 | 0 | 0 | 0 | 0 | 0 | 0 | 0 | 0 | 0 | 0 | 0 | 0 | 0 | 0 | 0 | 0 | 0 | 0 | 0 | 0 | 0 | 0 | 0 | 0 | 0 | 0 | 0
Industrial Fuel Use for Energy Purposes before CCS and Methane Capture[crude oil if,computers and electronics 26] | NoSettings | 0 | 0 | 0 | 0 | 0 | 0 | 0 | 0 | 0 | 0 | 0 | 0 | 0 | 0 | 0 | 0 | 0 | 0 | 0 | 0 | 0 | 0 | 0 | 0 | 0 | 0 | 0 | 0 | 0 | 0 | 0
Industrial Fuel Use for Energy Purposes before CCS and Methane Capture[crude oil if,appliances and electrical equipment 27] | NoSettings | 0 | 0 | 0 | 0 | 0 | 0 | 0 | 0 | 0 | 0 | 0 | 0 | 0 | 0 | 0 | 0 | 0 | 0 | 0 | 0 | 0 | 0 | 0 | 0 | 0 | 0 | 0 | 0 | 0 | 0 | 0
Industrial Fuel Use for Energy Purposes before CCS and Methane Capture[crude oil if,other machinery 28] | NoSettings | 0 | 0 | 0 | 0 | 0 | 0 | 0 | 0 | 0 | 0 | 0 | 0 | 0 | 0 | 0 | 0 | 0 | 0 | 0 | 0 | 0 | 0 | 0 | 0 | 0 | 0 | 0 | 0 | 0 | 0 | 0
Industrial Fuel Use for Energy Purposes before CCS and Methane Capture[crude oil if,road vehicles 29] | NoSettings | 0 | 0 | 0 | 0 | 0 | 0 | 0 | 0 | 0 | 0 | 0 | 0 | 0 | 0 | 0 | 0 | 0 | 0 | 0 | 0 | 0 | 0 | 0 | 0 | 0 | 0 | 0 | 0 | 0 | 0 | 0
Industrial Fuel Use for Energy Purposes before CCS and Methane Capture[crude oil if,nonroad vehicles 30] | NoSettings | 0 | 0 | 0 | 0 | 0 | 0 | 0 | 0 | 0 | 0 | 0 | 0 | 0 | 0 | 0 | 0 | 0 | 0 | 0 | 0 | 0 | 0 | 0 | 0 | 0 | 0 | 0 | 0 | 0 | 0 | 0
Industrial Fuel Use for Energy Purposes before CCS and Methane Capture[crude oil if,other manufacturing 31T33] | NoSettings | 0 | 0 | 0 | 0 | 0 | 0 | 0 | 0 | 0 | 0 | 0 | 0 | 0 | 0 | 0 | 0 | 0 | 0 | 0 | 0 | 0 | 0 | 0 | 0 | 0 | 0 | 0 | 0 | 0 | 0 | 0
Industrial Fuel Use for Energy Purposes before CCS and Methane Capture[crude oil if,energy pipelines and gas processing 352T353] | NoSettings | 0 | 0 | 0 | 0 | 0 | 0 | 0 | 0 | 0 | 0 | 0 | 0 | 0 | 0 | 0 | 0 | 0 | 0 | 0 | 0 | 0 | 0 | 0 | 0 | 0 | 0 | 0 | 0 | 0 | 0 | 0
Industrial Fuel Use for Energy Purposes before CCS and Methane Capture[crude oil if,water and waste 36T39] | NoSettings | 0 | 0 | 0 | 0 | 0 | 0 | 0 | 0 | 0 | 0 | 0 | 0 | 0 | 0 | 0 | 0 | 0 | 0 | 0 | 0 | 0 | 0 | 0 | 0 | 0 | 0 | 0 | 0 | 0 | 0 | 0
Industrial Fuel Use for Energy Purposes before CCS and Methane Capture[crude oil if,construction 41T43] | NoSettings | 0 | 0 | 0 | 0 | 0 | 0 | 0 | 0 | 0 | 0 | 0 | 0 | 0 | 0 | 0 | 0 | 0 | 0 | 0 | 0 | 0 | 0 | 0 | 0 | 0 | 0 | 0 | 0 | 0 | 0 | 0
Industrial Fuel Use for Energy Purposes before CCS and Methane Capture[heavy or residual fuel oil if,agriculture and forestry 01T03] | NoSettings | 0 | 0 | 0 | 0 | 0 | 0 | 0 | 0 | 0 | 0 | 0 | 0 | 0 | 0 | 0 | 0 | 0 | 0 | 0 | 0 | 0 | 0 | 0 | 0 | 0 | 0 | 0 | 0 | 0 | 0 | 0
Industrial Fuel Use for Energy Purposes before CCS and Methane Capture[heavy or residual fuel oil if,coal mining 05] | NoSettings | 0 | 0 | 0 | 0 | 0 | 0 | 0 | 0 | 0 | 0 | 0 | 0 | 0 | 0 | 0 | 0 | 0 | 0 | 0 | 0 | 0 | 0 | 0 | 0 | 0 | 0 | 0 | 0 | 0 | 0 | 0
Industrial Fuel Use for Energy Purposes before CCS and Methane Capture[heavy or residual fuel oil if,oil and gas extraction 06] | NoSettings | 0 | 0 | 0 | 0 | 0 | 0 | 0 | 0 | 0 | 0 | 0 | 0 | 0 | 0 | 0 | 0 | 0 | 0 | 0 | 0 | 0 | 0 | 0 | 0 | 0 | 0 | 0 | 0 | 0 | 0 | 0
Industrial Fuel Use for Energy Purposes before CCS and Methane Capture[heavy or residual fuel oil if,other mining and quarrying 07T08] | NoSettings | 0 | 0 | 0 | 0 | 0 | 0 | 0 | 0 | 0 | 0 | 0 | 0 | 0 | 0 | 0 | 0 | 0 | 0 | 0 | 0 | 0 | 0 | 0 | 0 | 0 | 0 | 0 | 0 | 0 | 0 | 0
Industrial Fuel Use for Energy Purposes before CCS and Methane Capture[heavy or residual fuel oil if,food beverage and tobacco 10T12] | NoSettings | 0 | 0 | 0 | 0 | 0 | 0 | 0 | 0 | 0 | 0 | 0 | 0 | 0 | 0 | 0 | 0 | 0 | 0 | 0 | 0 | 0 | 0 | 0 | 0 | 0 | 0 | 0 | 0 | 0 | 0 | 0
Industrial Fuel Use for Energy Purposes before CCS and Methane Capture[heavy or residual fuel oil if,textiles apparel and leather 13T15] | NoSettings | 0 | 0 | 0 | 0 | 0 | 0 | 0 | 0 | 0 | 0 | 0 | 0 | 0 | 0 | 0 | 0 | 0 | 0 | 0 | 0 | 0 | 0 | 0 | 0 | 0 | 0 | 0 | 0 | 0 | 0 | 0
Industrial Fuel Use for Energy Purposes before CCS and Methane Capture[heavy or residual fuel oil if,wood products 16] | NoSettings | 0 | 0 | 0 | 0 | 0 | 0 | 0 | 0 | 0 | 0 | 0 | 0 | 0 | 0 | 0 | 0 | 0 | 0 | 0 | 0 | 0 | 0 | 0 | 0 | 0 | 0 | 0 | 0 | 0 | 0 | 0
Industrial Fuel Use for Energy Purposes before CCS and Methane Capture[heavy or residual fuel oil if,pulp paper and printing 17T18] | NoSettings | 0 | 0 | 0 | 0 | 0 | 0 | 0 | 0 | 0 | 0 | 0 | 0 | 0 | 0 | 0 | 0 | 0 | 0 | 0 | 0 | 0 | 0 | 0 | 0 | 0 | 0 | 0 | 0 | 0 | 0 | 0
Industrial Fuel Use for Energy Purposes before CCS and Methane Capture[heavy or residual fuel oil if,refined petroleum and coke 19] | NoSettings | 2858100000000 | 3064150000000 | 2874550000000 | 2936870000000 | 2918270000000 | 2895610000000 | 2838420000000 | 2827390000000 | 2720330000000 | 2665970000000 | 2612460000000 | 2574160000000 | 2511910000000 | 2502790000000 | 2428480000000 | 2386680000000 | 2400770000000 | 2341140000000 | 2315890000000 | 2314940000000 | 2312690000000 | 2285210000000 | 2275180000000 | 2269980000000 | 2267940000000 | 2256460000000 | 2251540000000 | 2245060000000 | 2238590000000 | 2232110000000 | 2225640000000
Industrial Fuel Use for Energy Purposes before CCS and Methane Capture[heavy or residual fuel oil if,chemicals 20] | NoSettings | 0 | 0 | 0 | 0 | 0 | 0 | 0 | 0 | 0 | 0 | 0 | 0 | 0 | 0 | 0 | 0 | 0 | 0 | 0 | 0 | 0 | 0 | 0 | 0 | 0 | 0 | 0 | 0 | 0 | 0 | 0
Industrial Fuel Use for Energy Purposes before CCS and Methane Capture[heavy or residual fuel oil if,rubber and plastic products 22] | NoSettings | 0 | 0 | 0 | 0 | 0 | 0 | 0 | 0 | 0 | 0 | 0 | 0 | 0 | 0 | 0 | 0 | 0 | 0 | 0 | 0 | 0 | 0 | 0 | 0 | 0 | 0 | 0 | 0 | 0 | 0 | 0
Industrial Fuel Use for Energy Purposes before CCS and Methane Capture[heavy or residual fuel oil if,glass and glass products 231] | NoSettings | 0 | 0 | 0 | 0 | 0 | 0 | 0 | 0 | 0 | 0 | 0 | 0 | 0 | 0 | 0 | 0 | 0 | 0 | 0 | 0 | 0 | 0 | 0 | 0 | 0 | 0 | 0 | 0 | 0 | 0 | 0
Industrial Fuel Use for Energy Purposes before CCS and Methane Capture[heavy or residual fuel oil if,cement and other nonmetallic minerals 239] | NoSettings | 0 | 0 | 0 | 0 | 0 | 0 | 0 | 0 | 0 | 0 | 0 | 0 | 0 | 0 | 0 | 0 | 0 | 0 | 0 | 0 | 0 | 0 | 0 | 0 | 0 | 0 | 0 | 0 | 0 | 0 | 0
Industrial Fuel Use for Energy Purposes before CCS and Methane Capture[heavy or residual fuel oil if,iron and steel 241] | NoSettings | 0 | 0 | 0 | 0 | 0 | 0 | 0 | 0 | 0 | 0 | 0 | 0 | 0 | 0 | 0 | 0 | 0 | 0 | 0 | 0 | 0 | 0 | 0 | 0 | 0 | 0 | 0 | 0 | 0 | 0 | 0
Industrial Fuel Use for Energy Purposes before CCS and Methane Capture[heavy or residual fuel oil if,other metals 242] | NoSettings | 0 | 0 | 0 | 0 | 0 | 0 | 0 | 0 | 0 | 0 | 0 | 0 | 0 | 0 | 0 | 0 | 0 | 0 | 0 | 0 | 0 | 0 | 0 | 0 | 0 | 0 | 0 | 0 | 0 | 0 | 0
Industrial Fuel Use for Energy Purposes before CCS and Methane Capture[heavy or residual fuel oil if,metal products except machinery and vehicles 25] | NoSettings | 0 | 0 | 0 | 0 | 0 | 0 | 0 | 0 | 0 | 0 | 0 | 0 | 0 | 0 | 0 | 0 | 0 | 0 | 0 | 0 | 0 | 0 | 0 | 0 | 0 | 0 | 0 | 0 | 0 | 0 | 0
Industrial Fuel Use for Energy Purposes before CCS and Methane Capture[heavy or residual fuel oil if,computers and electronics 26] | NoSettings | 0 | 0 | 0 | 0 | 0 | 0 | 0 | 0 | 0 | 0 | 0 | 0 | 0 | 0 | 0 | 0 | 0 | 0 | 0 | 0 | 0 | 0 | 0 | 0 | 0 | 0 | 0 | 0 | 0 | 0 | 0
Industrial Fuel Use for Energy Purposes before CCS and Methane Capture[heavy or residual fuel oil if,appliances and electrical equipment 27] | NoSettings | 0 | 0 | 0 | 0 | 0 | 0 | 0 | 0 | 0 | 0 | 0 | 0 | 0 | 0 | 0 | 0 | 0 | 0 | 0 | 0 | 0 | 0 | 0 | 0 | 0 | 0 | 0 | 0 | 0 | 0 | 0
Industrial Fuel Use for Energy Purposes before CCS and Methane Capture[heavy or residual fuel oil if,other machinery 28] | NoSettings | 0 | 0 | 0 | 0 | 0 | 0 | 0 | 0 | 0 | 0 | 0 | 0 | 0 | 0 | 0 | 0 | 0 | 0 | 0 | 0 | 0 | 0 | 0 | 0 | 0 | 0 | 0 | 0 | 0 | 0 | 0
Industrial Fuel Use for Energy Purposes before CCS and Methane Capture[heavy or residual fuel oil if,road vehicles 29] | NoSettings | 0 | 0 | 0 | 0 | 0 | 0 | 0 | 0 | 0 | 0 | 0 | 0 | 0 | 0 | 0 | 0 | 0 | 0 | 0 | 0 | 0 | 0 | 0 | 0 | 0 | 0 | 0 | 0 | 0 | 0 | 0
Industrial Fuel Use for Energy Purposes before CCS and Methane Capture[heavy or residual fuel oil if,nonroad vehicles 30] | NoSettings | 0 | 0 | 0 | 0 | 0 | 0 | 0 | 0 | 0 | 0 | 0 | 0 | 0 | 0 | 0 | 0 | 0 | 0 | 0 | 0 | 0 | 0 | 0 | 0 | 0 | 0 | 0 | 0 | 0 | 0 | 0
Industrial Fuel Use for Energy Purposes before CCS and Methane Capture[heavy or residual fuel oil if,other manufacturing 31T33] | NoSettings | 57944000000 | 54410800000 | 56284700000 | 58469600000 | 59521600000 | 61018000000 | 61928400000 | 62492700000 | 62966200000 | 63524700000 | 64370800000 | 65128200000 | 65777600000 | 66748400000 | 67494500000 | 67894000000 | 68143500000 | 68683900000 | 69282500000 | 69957600000 | 70424500000 | 71187400000 | 72319400000 | 73836400000 | 75077100000 | 75887200000 | 77308700000 | 78524400000 | 79740100000 | 80955900000 | 82171600000
Industrial Fuel Use for Energy Purposes before CCS and Methane Capture[heavy or residual fuel oil if,energy pipelines and gas processing 352T353] | NoSettings | 0 | 0 | 0 | 0 | 0 | 0 | 0 | 0 | 0 | 0 | 0 | 0 | 0 | 0 | 0 | 0 | 0 | 0 | 0 | 0 | 0 | 0 | 0 | 0 | 0 | 0 | 0 | 0 | 0 | 0 | 0
Industrial Fuel Use for Energy Purposes before CCS and Methane Capture[heavy or residual fuel oil if,water and waste 36T39] | NoSettings | 0 | 0 | 0 | 0 | 0 | 0 | 0 | 0 | 0 | 0 | 0 | 0 | 0 | 0 | 0 | 0 | 0 | 0 | 0 | 0 | 0 | 0 | 0 | 0 | 0 | 0 | 0 | 0 | 0 | 0 | 0
Industrial Fuel Use for Energy Purposes before CCS and Methane Capture[heavy or residual fuel oil if,construction 41T43] | NoSettings | 0 | 0 | 0 | 0 | 0 | 0 | 0 | 0 | 0 | 0 | 0 | 0 | 0 | 0 | 0 | 0 | 0 | 0 | 0 | 0 | 0 | 0 | 0 | 0 | 0 | 0 | 0 | 0 | 0 | 0 | 0
Industrial Fuel Use for Energy Purposes before CCS and Methane Capture[LPG propane or butane if,agriculture and forestry 01T03] | NoSettings | 0 | 0 | 0 | 0 | 0 | 0 | 0 | 0 | 0 | 0 | 0 | 0 | 0 | 0 | 0 | 0 | 0 | 0 | 0 | 0 | 0 | 0 | 0 | 0 | 0 | 0 | 0 | 0 | 0 | 0 | 0
Industrial Fuel Use for Energy Purposes before CCS and Methane Capture[LPG propane or butane if,coal mining 05] | NoSettings | 0 | 0 | 0 | 0 | 0 | 0 | 0 | 0 | 0 | 0 | 0 | 0 | 0 | 0 | 0 | 0 | 0 | 0 | 0 | 0 | 0 | 0 | 0 | 0 | 0 | 0 | 0 | 0 | 0 | 0 | 0
Industrial Fuel Use for Energy Purposes before CCS and Methane Capture[LPG propane or butane if,oil and gas extraction 06] | NoSettings | 0 | 0 | 0 | 0 | 0 | 0 | 0 | 0 | 0 | 0 | 0 | 0 | 0 | 0 | 0 | 0 | 0 | 0 | 0 | 0 | 0 | 0 | 0 | 0 | 0 | 0 | 0 | 0 | 0 | 0 | 0
Industrial Fuel Use for Energy Purposes before CCS and Methane Capture[LPG propane or butane if,other mining and quarrying 07T08] | NoSettings | 0 | 0 | 0 | 0 | 0 | 0 | 0 | 0 | 0 | 0 | 0 | 0 | 0 | 0 | 0 | 0 | 0 | 0 | 0 | 0 | 0 | 0 | 0 | 0 | 0 | 0 | 0 | 0 | 0 | 0 | 0
Industrial Fuel Use for Energy Purposes before CCS and Methane Capture[LPG propane or butane if,food beverage and tobacco 10T12] | NoSettings | 0 | 0 | 0 | 0 | 0 | 0 | 0 | 0 | 0 | 0 | 0 | 0 | 0 | 0 | 0 | 0 | 0 | 0 | 0 | 0 | 0 | 0 | 0 | 0 | 0 | 0 | 0 | 0 | 0 | 0 | 0
Industrial Fuel Use for Energy Purposes before CCS and Methane Capture[LPG propane or butane if,textiles apparel and leather 13T15] | NoSettings | 0 | 0 | 0 | 0 | 0 | 0 | 0 | 0 | 0 | 0 | 0 | 0 | 0 | 0 | 0 | 0 | 0 | 0 | 0 | 0 | 0 | 0 | 0 | 0 | 0 | 0 | 0 | 0 | 0 | 0 | 0
Industrial Fuel Use for Energy Purposes before CCS and Methane Capture[LPG propane or butane if,wood products 16] | NoSettings | 0 | 0 | 0 | 0 | 0 | 0 | 0 | 0 | 0 | 0 | 0 | 0 | 0 | 0 | 0 | 0 | 0 | 0 | 0 | 0 | 0 | 0 | 0 | 0 | 0 | 0 | 0 | 0 | 0 | 0 | 0
Industrial Fuel Use for Energy Purposes before CCS and Methane Capture[LPG propane or butane if,pulp paper and printing 17T18] | NoSettings | 0 | 0 | 0 | 0 | 0 | 0 | 0 | 0 | 0 | 0 | 0 | 0 | 0 | 0 | 0 | 0 | 0 | 0 | 0 | 0 | 0 | 0 | 0 | 0 | 0 | 0 | 0 | 0 | 0 | 0 | 0
Industrial Fuel Use for Energy Purposes before CCS and Methane Capture[LPG propane or butane if,refined petroleum and coke 19] | NoSettings | 35652500000 | 38222800000 | 35857700000 | 36635100000 | 36403100000 | 36120400000 | 35407000000 | 35269400000 | 33934000000 | 33255800000 | 32588400000 | 32110600000 | 31334100000 | 31220300000 | 30293300000 | 29772000000 | 29947700000 | 29203900000 | 28888900000 | 28877000000 | 28848900000 | 28506100000 | 28381100000 | 28316200000 | 28290700000 | 28147600000 | 28086100000 | 28005300000 | 27924600000 | 27843800000 | 27763100000
Industrial Fuel Use for Energy Purposes before CCS and Methane Capture[LPG propane or butane if,chemicals 20] | NoSettings | 0 | 0 | 0 | 0 | 0 | 0 | 0 | 0 | 0 | 0 | 0 | 0 | 0 | 0 | 0 | 0 | 0 | 0 | 0 | 0 | 0 | 0 | 0 | 0 | 0 | 0 | 0 | 0 | 0 | 0 | 0
Industrial Fuel Use for Energy Purposes before CCS and Methane Capture[LPG propane or butane if,rubber and plastic products 22] | NoSettings | 0 | 0 | 0 | 0 | 0 | 0 | 0 | 0 | 0 | 0 | 0 | 0 | 0 | 0 | 0 | 0 | 0 | 0 | 0 | 0 | 0 | 0 | 0 | 0 | 0 | 0 | 0 | 0 | 0 | 0 | 0
Industrial Fuel Use for Energy Purposes before CCS and Methane Capture[LPG propane or butane if,glass and glass products 231] | NoSettings | 0 | 0 | 0 | 0 | 0 | 0 | 0 | 0 | 0 | 0 | 0 | 0 | 0 | 0 | 0 | 0 | 0 | 0 | 0 | 0 | 0 | 0 | 0 | 0 | 0 | 0 | 0 | 0 | 0 | 0 | 0
Industrial Fuel Use for Energy Purposes before CCS and Methane Capture[LPG propane or butane if,cement and other nonmetallic minerals 239] | NoSettings | 491459000 | 481214000 | 470970000 | 460726000 | 450481000 | 440237000 | 429992000 | 419748000 | 409504000 | 399259000 | 389015000 | 378770000 | 368526000 | 358282000 | 348037000 | 337793000 | 337793000 | 337793000 | 337793000 | 337793000 | 337793000 | 337793000 | 337793000 | 337793000 | 337793000 | 337793000 | 337793000 | 337793000 | 337793000 | 337793000 | 337793000
Industrial Fuel Use for Energy Purposes before CCS and Methane Capture[LPG propane or butane if,iron and steel 241] | NoSettings | 0 | 0 | 0 | 0 | 0 | 0 | 0 | 0 | 0 | 0 | 0 | 0 | 0 | 0 | 0 | 0 | 0 | 0 | 0 | 0 | 0 | 0 | 0 | 0 | 0 | 0 | 0 | 0 | 0 | 0 | 0
Industrial Fuel Use for Energy Purposes before CCS and Methane Capture[LPG propane or butane if,other metals 242] | NoSettings | 0 | 0 | 0 | 0 | 0 | 0 | 0 | 0 | 0 | 0 | 0 | 0 | 0 | 0 | 0 | 0 | 0 | 0 | 0 | 0 | 0 | 0 | 0 | 0 | 0 | 0 | 0 | 0 | 0 | 0 | 0
Industrial Fuel Use for Energy Purposes before CCS and Methane Capture[LPG propane or butane if,metal products except machinery and vehicles 25] | NoSettings | 0 | 0 | 0 | 0 | 0 | 0 | 0 | 0 | 0 | 0 | 0 | 0 | 0 | 0 | 0 | 0 | 0 | 0 | 0 | 0 | 0 | 0 | 0 | 0 | 0 | 0 | 0 | 0 | 0 | 0 | 0
Industrial Fuel Use for Energy Purposes before CCS and Methane Capture[LPG propane or butane if,computers and electronics 26] | NoSettings | 0 | 0 | 0 | 0 | 0 | 0 | 0 | 0 | 0 | 0 | 0 | 0 | 0 | 0 | 0 | 0 | 0 | 0 | 0 | 0 | 0 | 0 | 0 | 0 | 0 | 0 | 0 | 0 | 0 | 0 | 0
Industrial Fuel Use for Energy Purposes before CCS and Methane Capture[LPG propane or butane if,appliances and electrical equipment 27] | NoSettings | 0 | 0 | 0 | 0 | 0 | 0 | 0 | 0 | 0 | 0 | 0 | 0 | 0 | 0 | 0 | 0 | 0 | 0 | 0 | 0 | 0 | 0 | 0 | 0 | 0 | 0 | 0 | 0 | 0 | 0 | 0
Industrial Fuel Use for Energy Purposes before CCS and Methane Capture[LPG propane or butane if,other machinery 28] | NoSettings | 0 | 0 | 0 | 0 | 0 | 0 | 0 | 0 | 0 | 0 | 0 | 0 | 0 | 0 | 0 | 0 | 0 | 0 | 0 | 0 | 0 | 0 | 0 | 0 | 0 | 0 | 0 | 0 | 0 | 0 | 0
Industrial Fuel Use for Energy Purposes before CCS and Methane Capture[LPG propane or butane if,road vehicles 29] | NoSettings | 0 | 0 | 0 | 0 | 0 | 0 | 0 | 0 | 0 | 0 | 0 | 0 | 0 | 0 | 0 | 0 | 0 | 0 | 0 | 0 | 0 | 0 | 0 | 0 | 0 | 0 | 0 | 0 | 0 | 0 | 0
Industrial Fuel Use for Energy Purposes before CCS and Methane Capture[LPG propane or butane if,nonroad vehicles 30] | NoSettings | 0 | 0 | 0 | 0 | 0 | 0 | 0 | 0 | 0 | 0 | 0 | 0 | 0 | 0 | 0 | 0 | 0 | 0 | 0 | 0 | 0 | 0 | 0 | 0 | 0 | 0 | 0 | 0 | 0 | 0 | 0
Industrial Fuel Use for Energy Purposes before CCS and Methane Capture[LPG propane or butane if,other manufacturing 31T33] | NoSettings | 19249400000000 | 19063400000000 | 18185100000000 | 18891000000000 | 19230900000000 | 19714400000000 | 20008600000000 | 20190900000000 | 20343900000000 | 20524300000000 | 20797700000000 | 21042400000000 | 21252200000000 | 21565900000000 | 21806900000000 | 21936000000000 | 22016600000000 | 22191200000000 | 22384600000000 | 22602700000000 | 22753600000000 | 23000100000000 | 23365800000000 | 23855900000000 | 24256800000000 | 24518500000000 | 24977800000000 | 25370600000000 | 25763400000000 | 26156200000000 | 26549000000000
Industrial Fuel Use for Energy Purposes before CCS and Methane Capture[LPG propane or butane if,energy pipelines and gas processing 352T353] | NoSettings | 0 | 0 | 0 | 0 | 0 | 0 | 0 | 0 | 0 | 0 | 0 | 0 | 0 | 0 | 0 | 0 | 0 | 0 | 0 | 0 | 0 | 0 | 0 | 0 | 0 | 0 | 0 | 0 | 0 | 0 | 0
Industrial Fuel Use for Energy Purposes before CCS and Methane Capture[LPG propane or butane if,water and waste 36T39] | NoSettings | 0 | 0 | 0 | 0 | 0 | 0 | 0 | 0 | 0 | 0 | 0 | 0 | 0 | 0 | 0 | 0 | 0 | 0 | 0 | 0 | 0 | 0 | 0 | 0 | 0 | 0 | 0 | 0 | 0 | 0 | 0
Industrial Fuel Use for Energy Purposes before CCS and Methane Capture[LPG propane or butane if,construction 41T43] | NoSettings | 0 | 0 | 0 | 0 | 0 | 0 | 0 | 0 | 0 | 0 | 0 | 0 | 0 | 0 | 0 | 0 | 0 | 0 | 0 | 0 | 0 | 0 | 0 | 0 | 0 | 0 | 0 | 0 | 0 | 0 | 0
Industrial Fuel Use for Energy Purposes before CCS and Methane Capture[hydrogen if,agriculture and forestry 01T03] | NoSettings | 0 | 0 | 0 | 0 | 0 | 0 | 0 | 0 | 0 | 0 | 0 | 0 | 0 | 0 | 0 | 0 | 0 | 0 | 0 | 0 | 0 | 0 | 0 | 0 | 0 | 0 | 0 | 0 | 0 | 0 | 0
Industrial Fuel Use for Energy Purposes before CCS and Methane Capture[hydrogen if,coal mining 05] | NoSettings | 0 | 0 | 0 | 0 | 0 | 0 | 0 | 0 | 0 | 0 | 0 | 0 | 0 | 0 | 0 | 0 | 0 | 0 | 0 | 0 | 0 | 0 | 0 | 0 | 0 | 0 | 0 | 0 | 0 | 0 | 0
Industrial Fuel Use for Energy Purposes before CCS and Methane Capture[hydrogen if,oil and gas extraction 06] | NoSettings | 0 | 0 | 0 | 0 | 0 | 0 | 0 | 0 | 0 | 0 | 0 | 0 | 0 | 0 | 0 | 0 | 0 | 0 | 0 | 0 | 0 | 0 | 0 | 0 | 0 | 0 | 0 | 0 | 0 | 0 | 0
Industrial Fuel Use for Energy Purposes before CCS and Methane Capture[hydrogen if,other mining and quarrying 07T08] | NoSettings | 0 | 0 | 0 | 0 | 0 | 0 | 0 | 0 | 0 | 0 | 0 | 0 | 0 | 0 | 0 | 0 | 0 | 0 | 0 | 0 | 0 | 0 | 0 | 0 | 0 | 0 | 0 | 0 | 0 | 0 | 0
Industrial Fuel Use for Energy Purposes before CCS and Methane Capture[hydrogen if,food beverage and tobacco 10T12] | NoSettings | 0 | 0 | 0 | 0 | 0 | 0 | 0 | 0 | 0 | 0 | 0 | 0 | 0 | 0 | 0 | 0 | 0 | 0 | 0 | 0 | 0 | 0 | 0 | 0 | 0 | 0 | 0 | 0 | 0 | 0 | 0
Industrial Fuel Use for Energy Purposes before CCS and Methane Capture[hydrogen if,textiles apparel and leather 13T15] | NoSettings | 0 | 0 | 0 | 0 | 0 | 0 | 0 | 0 | 0 | 0 | 0 | 0 | 0 | 0 | 0 | 0 | 0 | 0 | 0 | 0 | 0 | 0 | 0 | 0 | 0 | 0 | 0 | 0 | 0 | 0 | 0
Industrial Fuel Use for Energy Purposes before CCS and Methane Capture[hydrogen if,wood products 16] | NoSettings | 0 | 0 | 0 | 0 | 0 | 0 | 0 | 0 | 0 | 0 | 0 | 0 | 0 | 0 | 0 | 0 | 0 | 0 | 0 | 0 | 0 | 0 | 0 | 0 | 0 | 0 | 0 | 0 | 0 | 0 | 0
Industrial Fuel Use for Energy Purposes before CCS and Methane Capture[hydrogen if,pulp paper and printing 17T18] | NoSettings | 0 | 0 | 0 | 0 | 0 | 0 | 0 | 0 | 0 | 0 | 0 | 0 | 0 | 0 | 0 | 0 | 0 | 0 | 0 | 0 | 0 | 0 | 0 | 0 | 0 | 0 | 0 | 0 | 0 | 0 | 0
Industrial Fuel Use for Energy Purposes before CCS and Methane Capture[hydrogen if,refined petroleum and coke 19] | NoSettings | 0 | 0 | 0 | 0 | 0 | 0 | 0 | 0 | 0 | 0 | 0 | 0 | 0 | 0 | 0 | 0 | 0 | 0 | 0 | 0 | 0 | 0 | 0 | 0 | 0 | 0 | 0 | 0 | 0 | 0 | 0
Industrial Fuel Use for Energy Purposes before CCS and Methane Capture[hydrogen if,chemicals 20] | NoSettings | 0 | 0 | 0 | 0 | 0 | 0 | 0 | 0 | 0 | 0 | 0 | 0 | 0 | 0 | 0 | 0 | 0 | 0 | 0 | 0 | 0 | 0 | 0 | 0 | 0 | 0 | 0 | 0 | 0 | 0 | 0
Industrial Fuel Use for Energy Purposes before CCS and Methane Capture[hydrogen if,rubber and plastic products 22] | NoSettings | 0 | 0 | 0 | 0 | 0 | 0 | 0 | 0 | 0 | 0 | 0 | 0 | 0 | 0 | 0 | 0 | 0 | 0 | 0 | 0 | 0 | 0 | 0 | 0 | 0 | 0 | 0 | 0 | 0 | 0 | 0
Industrial Fuel Use for Energy Purposes before CCS and Methane Capture[hydrogen if,glass and glass products 231] | NoSettings | 0 | 0 | 0 | 0 | 0 | 0 | 0 | 0 | 0 | 0 | 0 | 0 | 0 | 0 | 0 | 0 | 0 | 0 | 0 | 0 | 0 | 0 | 0 | 0 | 0 | 0 | 0 | 0 | 0 | 0 | 0
Industrial Fuel Use for Energy Purposes before CCS and Methane Capture[hydrogen if,cement and other nonmetallic minerals 239] | NoSettings | 0 | 0 | 0 | 0 | 0 | 0 | 0 | 0 | 0 | 0 | 0 | 0 | 0 | 0 | 0 | 0 | 0 | 0 | 0 | 0 | 0 | 0 | 0 | 0 | 0 | 0 | 0 | 0 | 0 | 0 | 0
Industrial Fuel Use for Energy Purposes before CCS and Methane Capture[hydrogen if,iron and steel 241] | NoSettings | 0 | 0 | 0 | 0 | 0 | 0 | 0 | 0 | 0 | 0 | 0 | 0 | 0 | 0 | 0 | 0 | 0 | 0 | 0 | 0 | 0 | 0 | 0 | 0 | 0 | 0 | 0 | 0 | 0 | 0 | 0
Industrial Fuel Use for Energy Purposes before CCS and Methane Capture[hydrogen if,other metals 242] | NoSettings | 0 | 0 | 0 | 0 | 0 | 0 | 0 | 0 | 0 | 0 | 0 | 0 | 0 | 0 | 0 | 0 | 0 | 0 | 0 | 0 | 0 | 0 | 0 | 0 | 0 | 0 | 0 | 0 | 0 | 0 | 0
Industrial Fuel Use for Energy Purposes before CCS and Methane Capture[hydrogen if,metal products except machinery and vehicles 25] | NoSettings | 0 | 0 | 0 | 0 | 0 | 0 | 0 | 0 | 0 | 0 | 0 | 0 | 0 | 0 | 0 | 0 | 0 | 0 | 0 | 0 | 0 | 0 | 0 | 0 | 0 | 0 | 0 | 0 | 0 | 0 | 0
Industrial Fuel Use for Energy Purposes before CCS and Methane Capture[hydrogen if,computers and electronics 26] | NoSettings | 0 | 0 | 0 | 0 | 0 | 0 | 0 | 0 | 0 | 0 | 0 | 0 | 0 | 0 | 0 | 0 | 0 | 0 | 0 | 0 | 0 | 0 | 0 | 0 | 0 | 0 | 0 | 0 | 0 | 0 | 0
Industrial Fuel Use for Energy Purposes before CCS and Methane Capture[hydrogen if,appliances and electrical equipment 27] | NoSettings | 0 | 0 | 0 | 0 | 0 | 0 | 0 | 0 | 0 | 0 | 0 | 0 | 0 | 0 | 0 | 0 | 0 | 0 | 0 | 0 | 0 | 0 | 0 | 0 | 0 | 0 | 0 | 0 | 0 | 0 | 0
Industrial Fuel Use for Energy Purposes before CCS and Methane Capture[hydrogen if,other machinery 28] | NoSettings | 0 | 0 | 0 | 0 | 0 | 0 | 0 | 0 | 0 | 0 | 0 | 0 | 0 | 0 | 0 | 0 | 0 | 0 | 0 | 0 | 0 | 0 | 0 | 0 | 0 | 0 | 0 | 0 | 0 | 0 | 0
Industrial Fuel Use for Energy Purposes before CCS and Methane Capture[hydrogen if,road vehicles 29] | NoSettings | 0 | 0 | 0 | 0 | 0 | 0 | 0 | 0 | 0 | 0 | 0 | 0 | 0 | 0 | 0 | 0 | 0 | 0 | 0 | 0 | 0 | 0 | 0 | 0 | 0 | 0 | 0 | 0 | 0 | 0 | 0
Industrial Fuel Use for Energy Purposes before CCS and Methane Capture[hydrogen if,nonroad vehicles 30] | NoSettings | 0 | 0 | 0 | 0 | 0 | 0 | 0 | 0 | 0 | 0 | 0 | 0 | 0 | 0 | 0 | 0 | 0 | 0 | 0 | 0 | 0 | 0 | 0 | 0 | 0 | 0 | 0 | 0 | 0 | 0 | 0
Industrial Fuel Use for Energy Purposes before CCS and Methane Capture[hydrogen if,other manufacturing 31T33] | NoSettings | 0 | 0 | 0 | 0 | 0 | 0 | 0 | 0 | 0 | 0 | 0 | 0 | 0 | 0 | 0 | 0 | 0 | 0 | 0 | 0 | 0 | 0 | 0 | 0 | 0 | 0 | 0 | 0 | 0 | 0 | 0
Industrial Fuel Use for Energy Purposes before CCS and Methane Capture[hydrogen if,energy pipelines and gas processing 352T353] | NoSettings | 0 | 0 | 0 | 0 | 0 | 0 | 0 | 0 | 0 | 0 | 0 | 0 | 0 | 0 | 0 | 0 | 0 | 0 | 0 | 0 | 0 | 0 | 0 | 0 | 0 | 0 | 0 | 0 | 0 | 0 | 0
Industrial Fuel Use for Energy Purposes before CCS and Methane Capture[hydrogen if,water and waste 36T39] | NoSettings | 0 | 0 | 0 | 0 | 0 | 0 | 0 | 0 | 0 | 0 | 0 | 0 | 0 | 0 | 0 | 0 | 0 | 0 | 0 | 0 | 0 | 0 | 0 | 0 | 0 | 0 | 0 | 0 | 0 | 0 | 0
Industrial Fuel Use for Energy Purposes before CCS and Methane Capture[hydrogen if,construction 41T43] | NoSettings | 0 | 0 | 0 | 0 | 0 | 0 | 0 | 0 | 0 | 0 | 0 | 0 | 0 | 0 | 0 | 0 | 0 | 0 | 0 | 0 | 0 | 0 | 0 | 0 | 0 | 0 | 0 | 0 | 0 | 0 | 0
Transportation Sector Fuel Used[LDVs,passenger,battery electric vehicle,electricity tf] | NoSettings | 6596640000000 | 11096900000000 | 16565000000000 | 22509700000000 | 28431800000000 | 34217600000000 | 40044100000000 | 46791600000000 | 54592100000000 | 64266000000000 | 75843700000000 | 88271800000000 | 102602000000000 | 115588000000000 | 129543000000000 | 143426000000000 | 158534000000000 | 175069000000000 | 192944000000000 | 211753000000000 | 230727000000000 | 249560000000000 | 267340000000000 | 283903000000000 | 299863000000000 | 314169000000000 | 326911000000000 | 338149000000000 | 348004000000000 | 356586000000000 | 364028000000000
Transportation Sector Fuel Used[LDVs,passenger,battery electric vehicle,natural gas tf] | NoSettings | 0 | 0 | 0 | 0 | 0 | 0 | 0 | 0 | 0 | 0 | 0 | 0 | 0 | 0 | 0 | 0 | 0 | 0 | 0 | 0 | 0 | 0 | 0 | 0 | 0 | 0 | 0 | 0 | 0 | 0 | 0
Transportation Sector Fuel Used[LDVs,passenger,battery electric vehicle,petroleum gasoline tf] | NoSettings | 0 | 0 | 0 | 0 | 0 | 0 | 0 | 0 | 0 | 0 | 0 | 0 | 0 | 0 | 0 | 0 | 0 | 0 | 0 | 0 | 0 | 0 | 0 | 0 | 0 | 0 | 0 | 0 | 0 | 0 | 0
Transportation Sector Fuel Used[LDVs,passenger,battery electric vehicle,petroleum diesel tf] | NoSettings | 0 | 0 | 0 | 0 | 0 | 0 | 0 | 0 | 0 | 0 | 0 | 0 | 0 | 0 | 0 | 0 | 0 | 0 | 0 | 0 | 0 | 0 | 0 | 0 | 0 | 0 | 0 | 0 | 0 | 0 | 0
Transportation Sector Fuel Used[LDVs,passenger,battery electric vehicle,biofuel gasoline tf] | NoSettings | 0 | 0 | 0 | 0 | 0 | 0 | 0 | 0 | 0 | 0 | 0 | 0 | 0 | 0 | 0 | 0 | 0 | 0 | 0 | 0 | 0 | 0 | 0 | 0 | 0 | 0 | 0 | 0 | 0 | 0 | 0
Transportation Sector Fuel Used[LDVs,passenger,battery electric vehicle,biofuel diesel tf] | NoSettings | 0 | 0 | 0 | 0 | 0 | 0 | 0 | 0 | 0 | 0 | 0 | 0 | 0 | 0 | 0 | 0 | 0 | 0 | 0 | 0 | 0 | 0 | 0 | 0 | 0 | 0 | 0 | 0 | 0 | 0 | 0
Transportation Sector Fuel Used[LDVs,passenger,battery electric vehicle,jet fuel tf] | NoSettings | 0 | 0 | 0 | 0 | 0 | 0 | 0 | 0 | 0 | 0 | 0 | 0 | 0 | 0 | 0 | 0 | 0 | 0 | 0 | 0 | 0 | 0 | 0 | 0 | 0 | 0 | 0 | 0 | 0 | 0 | 0
Transportation Sector Fuel Used[LDVs,passenger,battery electric vehicle,heavy or residual fuel oil tf] | NoSettings | 0 | 0 | 0 | 0 | 0 | 0 | 0 | 0 | 0 | 0 | 0 | 0 | 0 | 0 | 0 | 0 | 0 | 0 | 0 | 0 | 0 | 0 | 0 | 0 | 0 | 0 | 0 | 0 | 0 | 0 | 0
Transportation Sector Fuel Used[LDVs,passenger,battery electric vehicle,LPG propane or butane tf] | NoSettings | 0 | 0 | 0 | 0 | 0 | 0 | 0 | 0 | 0 | 0 | 0 | 0 | 0 | 0 | 0 | 0 | 0 | 0 | 0 | 0 | 0 | 0 | 0 | 0 | 0 | 0 | 0 | 0 | 0 | 0 | 0
Transportation Sector Fuel Used[LDVs,passenger,battery electric vehicle,hydrogen tf] | NoSettings | 0 | 0 | 0 | 0 | 0 | 0 | 0 | 0 | 0 | 0 | 0 | 0 | 0 | 0 | 0 | 0 | 0 | 0 | 0 | 0 | 0 | 0 | 0 | 0 | 0 | 0 | 0 | 0 | 0 | 0 | 0
Transportation Sector Fuel Used[LDVs,passenger,natural gas vehicle,electricity tf] | NoSettings | 0 | 0 | 0 | 0 | 0 | 0 | 0 | 0 | 0 | 0 | 0 | 0 | 0 | 0 | 0 | 0 | 0 | 0 | 0 | 0 | 0 | 0 | 0 | 0 | 0 | 0 | 0 | 0 | 0 | 0 | 0
Transportation Sector Fuel Used[LDVs,passenger,natural gas vehicle,natural gas tf] | NoSettings | 465849000000 | 456164000000 | 384739000000 | 316503000000 | 252563000000 | 194280000000 | 142990000000 | 99610900000 | 63906600000 | 36010800000 | 16023000000 | 4007750000 | 0 | 0 | 0 | 0 | 0 | 0 | 0 | 0 | 0 | 0 | 0 | 0 | 0 | 0 | 0 | 0 | 0 | 0 | 0
Transportation Sector Fuel Used[LDVs,passenger,natural gas vehicle,petroleum gasoline tf] | NoSettings | 0 | 0 | 0 | 0 | 0 | 0 | 0 | 0 | 0 | 0 | 0 | 0 | 0 | 0 | 0 | 0 | 0 | 0 | 0 | 0 | 0 | 0 | 0 | 0 | 0 | 0 | 0 | 0 | 0 | 0 | 0
Transportation Sector Fuel Used[LDVs,passenger,natural gas vehicle,petroleum diesel tf] | NoSettings | 0 | 0 | 0 | 0 | 0 | 0 | 0 | 0 | 0 | 0 | 0 | 0 | 0 | 0 | 0 | 0 | 0 | 0 | 0 | 0 | 0 | 0 | 0 | 0 | 0 | 0 | 0 | 0 | 0 | 0 | 0
Transportation Sector Fuel Used[LDVs,passenger,natural gas vehicle,biofuel gasoline tf] | NoSettings | 0 | 0 | 0 | 0 | 0 | 0 | 0 | 0 | 0 | 0 | 0 | 0 | 0 | 0 | 0 | 0 | 0 | 0 | 0 | 0 | 0 | 0 | 0 | 0 | 0 | 0 | 0 | 0 | 0 | 0 | 0
Transportation Sector Fuel Used[LDVs,passenger,natural gas vehicle,biofuel diesel tf] | NoSettings | 0 | 0 | 0 | 0 | 0 | 0 | 0 | 0 | 0 | 0 | 0 | 0 | 0 | 0 | 0 | 0 | 0 | 0 | 0 | 0 | 0 | 0 | 0 | 0 | 0 | 0 | 0 | 0 | 0 | 0 | 0
Transportation Sector Fuel Used[LDVs,passenger,natural gas vehicle,jet fuel tf] | NoSettings | 0 | 0 | 0 | 0 | 0 | 0 | 0 | 0 | 0 | 0 | 0 | 0 | 0 | 0 | 0 | 0 | 0 | 0 | 0 | 0 | 0 | 0 | 0 | 0 | 0 | 0 | 0 | 0 | 0 | 0 | 0
Transportation Sector Fuel Used[LDVs,passenger,natural gas vehicle,heavy or residual fuel oil tf] | NoSettings | 0 | 0 | 0 | 0 | 0 | 0 | 0 | 0 | 0 | 0 | 0 | 0 | 0 | 0 | 0 | 0 | 0 | 0 | 0 | 0 | 0 | 0 | 0 | 0 | 0 | 0 | 0 | 0 | 0 | 0 | 0
Transportation Sector Fuel Used[LDVs,passenger,natural gas vehicle,LPG propane or butane tf] | NoSettings | 0 | 0 | 0 | 0 | 0 | 0 | 0 | 0 | 0 | 0 | 0 | 0 | 0 | 0 | 0 | 0 | 0 | 0 | 0 | 0 | 0 | 0 | 0 | 0 | 0 | 0 | 0 | 0 | 0 | 0 | 0
Transportation Sector Fuel Used[LDVs,passenger,natural gas vehicle,hydrogen tf] | NoSettings | 0 | 0 | 0 | 0 | 0 | 0 | 0 | 0 | 0 | 0 | 0 | 0 | 0 | 0 | 0 | 0 | 0 | 0 | 0 | 0 | 0 | 0 | 0 | 0 | 0 | 0 | 0 | 0 | 0 | 0 | 0
Transportation Sector Fuel Used[LDVs,passenger,gasoline vehicle,electricity tf] | NoSettings | 0 | 0 | 0 | 0 | 0 | 0 | 0 | 0 | 0 | 0 | 0 | 0 | 0 | 0 | 0 | 0 | 0 | 0 | 0 | 0 | 0 | 0 | 0 | 0 | 0 | 0 | 0 | 0 | 0 | 0 | 0
Transportation Sector Fuel Used[LDVs,passenger,gasoline vehicle,natural gas tf] | NoSettings | 0 | 0 | 0 | 0 | 0 | 0 | 0 | 0 | 0 | 0 | 0 | 0 | 0 | 0 | 0 | 0 | 0 | 0 | 0 | 0 | 0 | 0 | 0 | 0 | 0 | 0 | 0 | 0 | 0 | 0 | 0
Transportation Sector Fuel Used[LDVs,passenger,gasoline vehicle,petroleum gasoline tf] | NoSettings | 1368830000000000 | 1544690000000000 | 1529720000000000 | 1512730000000000 | 1482050000000000 | 1448530000000000 | 1412540000000000 | 1375360000000000 | 1337650000000000 | 1296550000000000 | 1248860000000000 | 1197910000000000 | 1144880000000000 | 1099950000000000 | 1054910000000000 | 1012940000000000 | 969105000000000 | 922361000000000 | 871935000000000 | 818233000000000 | 764903000000000 | 712483000000000 | 663537000000000 | 618402000000000 | 574961000000000 | 536167000000000 | 501712000000000 | 471392000000000 | 444912000000000 | 421916000000000 | 402026000000000
Transportation Sector Fuel Used[LDVs,passenger,gasoline vehicle,petroleum diesel tf] | NoSettings | 0 | 0 | 0 | 0 | 0 | 0 | 0 | 0 | 0 | 0 | 0 | 0 | 0 | 0 | 0 | 0 | 0 | 0 | 0 | 0 | 0 | 0 | 0 | 0 | 0 | 0 | 0 | 0 | 0 | 0 | 0
Transportation Sector Fuel Used[LDVs,passenger,gasoline vehicle,biofuel gasoline tf] | NoSettings | 105566000000000 | 119488000000000 | 118685000000000 | 117718000000000 | 115675000000000 | 113396000000000 | 110907000000000 | 108308000000000 | 105649000000000 | 102554000000000 | 99073100000000 | 95031300000000 | 90824600000000 | 87259800000000 | 83686900000000 | 80357100000000 | 76879900000000 | 73171700000000 | 69171300000000 | 64911100000000 | 60680400000000 | 56521800000000 | 52638900000000 | 49058300000000 | 45612100000000 | 42534600000000 | 39801200000000 | 37395900000000 | 35295200000000 | 33470900000000 | 31893000000000
Transportation Sector Fuel Used[LDVs,passenger,gasoline vehicle,biofuel diesel tf] | NoSettings | 0 | 0 | 0 | 0 | 0 | 0 | 0 | 0 | 0 | 0 | 0 | 0 | 0 | 0 | 0 | 0 | 0 | 0 | 0 | 0 | 0 | 0 | 0 | 0 | 0 | 0 | 0 | 0 | 0 | 0 | 0
Transportation Sector Fuel Used[LDVs,passenger,gasoline vehicle,jet fuel tf] | NoSettings | 0 | 0 | 0 | 0 | 0 | 0 | 0 | 0 | 0 | 0 | 0 | 0 | 0 | 0 | 0 | 0 | 0 | 0 | 0 | 0 | 0 | 0 | 0 | 0 | 0 | 0 | 0 | 0 | 0 | 0 | 0
Transportation Sector Fuel Used[LDVs,passenger,gasoline vehicle,heavy or residual fuel oil tf] | NoSettings | 0 | 0 | 0 | 0 | 0 | 0 | 0 | 0 | 0 | 0 | 0 | 0 | 0 | 0 | 0 | 0 | 0 | 0 | 0 | 0 | 0 | 0 | 0 | 0 | 0 | 0 | 0 | 0 | 0 | 0 | 0
Transportation Sector Fuel Used[LDVs,passenger,gasoline vehicle,LPG propane or butane tf] | NoSettings | 0 | 0 | 0 | 0 | 0 | 0 | 0 | 0 | 0 | 0 | 0 | 0 | 0 | 0 | 0 | 0 | 0 | 0 | 0 | 0 | 0 | 0 | 0 | 0 | 0 | 0 | 0 | 0 | 0 | 0 | 0
Transportation Sector Fuel Used[LDVs,passenger,gasoline vehicle,hydrogen tf] | NoSettings | 0 | 0 | 0 | 0 | 0 | 0 | 0 | 0 | 0 | 0 | 0 | 0 | 0 | 0 | 0 | 0 | 0 | 0 | 0 | 0 | 0 | 0 | 0 | 0 | 0 | 0 | 0 | 0 | 0 | 0 | 0
Transportation Sector Fuel Used[LDVs,passenger,diesel vehicle,electricity tf] | NoSettings | 0 | 0 | 0 | 0 | 0 | 0 | 0 | 0 | 0 | 0 | 0 | 0 | 0 | 0 | 0 | 0 | 0 | 0 | 0 | 0 | 0 | 0 | 0 | 0 | 0 | 0 | 0 | 0 | 0 | 0 | 0
Transportation Sector Fuel Used[LDVs,passenger,diesel vehicle,natural gas tf] | NoSettings | 0 | 0 | 0 | 0 | 0 | 0 | 0 | 0 | 0 | 0 | 0 | 0 | 0 | 0 | 0 | 0 | 0 | 0 | 0 | 0 | 0 | 0 | 0 | 0 | 0 | 0 | 0 | 0 | 0 | 0 | 0
Transportation Sector Fuel Used[LDVs,passenger,diesel vehicle,petroleum gasoline tf] | NoSettings | 0 | 0 | 0 | 0 | 0 | 0 | 0 | 0 | 0 | 0 | 0 | 0 | 0 | 0 | 0 | 0 | 0 | 0 | 0 | 0 | 0 | 0 | 0 | 0 | 0 | 0 | 0 | 0 | 0 | 0 | 0
Transportation Sector Fuel Used[LDVs,passenger,diesel vehicle,petroleum diesel tf] | NoSettings | 5428540000000 | 5549260000000 | 4943800000000 | 4350790000000 | 3735830000000 | 3147040000000 | 2586310000000 | 2052110000000 | 1552730000000 | 1086910000000 | 650036000000 | 263616000000 | 0 | 0 | 0 | 0 | 0 | 0 | 0 | 0 | 0 | 0 | 0 | 0 | 0 | 0 | 0 | 0 | 0 | 0 | 0
Transportation Sector Fuel Used[LDVs,passenger,diesel vehicle,biofuel gasoline tf] | NoSettings | 0 | 0 | 0 | 0 | 0 | 0 | 0 | 0 | 0 | 0 | 0 | 0 | 0 | 0 | 0 | 0 | 0 | 0 | 0 | 0 | 0 | 0 | 0 | 0 | 0 | 0 | 0 | 0 | 0 | 0 | 0
Transportation Sector Fuel Used[LDVs,passenger,diesel vehicle,biofuel diesel tf] | NoSettings | 1337180000000 | 1536310000000 | 1527190000000 | 1490670000000 | 1412570000000 | 1307710000000 | 1176880000000 | 1019540000000 | 840142000000 | 639121000000 | 414666000000 | 168164000000 | 0 | 0 | 0 | 0 | 0 | 0 | 0 | 0 | 0 | 0 | 0 | 0 | 0 | 0 | 0 | 0 | 0 | 0 | 0
Transportation Sector Fuel Used[LDVs,passenger,diesel vehicle,jet fuel tf] | NoSettings | 0 | 0 | 0 | 0 | 0 | 0 | 0 | 0 | 0 | 0 | 0 | 0 | 0 | 0 | 0 | 0 | 0 | 0 | 0 | 0 | 0 | 0 | 0 | 0 | 0 | 0 | 0 | 0 | 0 | 0 | 0
Transportation Sector Fuel Used[LDVs,passenger,diesel vehicle,heavy or residual fuel oil tf] | NoSettings | 0 | 0 | 0 | 0 | 0 | 0 | 0 | 0 | 0 | 0 | 0 | 0 | 0 | 0 | 0 | 0 | 0 | 0 | 0 | 0 | 0 | 0 | 0 | 0 | 0 | 0 | 0 | 0 | 0 | 0 | 0
Transportation Sector Fuel Used[LDVs,passenger,diesel vehicle,LPG propane or butane tf] | NoSettings | 0 | 0 | 0 | 0 | 0 | 0 | 0 | 0 | 0 | 0 | 0 | 0 | 0 | 0 | 0 | 0 | 0 | 0 | 0 | 0 | 0 | 0 | 0 | 0 | 0 | 0 | 0 | 0 | 0 | 0 | 0
Transportation Sector Fuel Used[LDVs,passenger,diesel vehicle,hydrogen tf] | NoSettings | 0 | 0 | 0 | 0 | 0 | 0 | 0 | 0 | 0 | 0 | 0 | 0 | 0 | 0 | 0 | 0 | 0 | 0 | 0 | 0 | 0 | 0 | 0 | 0 | 0 | 0 | 0 | 0 | 0 | 0 | 0
Transportation Sector Fuel Used[LDVs,passenger,plugin hybrid vehicle,electricity tf] | NoSettings | 3104940000000 | 3937640000000 | 4437620000000 | 4899620000000 | 5326380000000 | 5744850000000 | 5983020000000 | 6402340000000 | 6924000000000 | 7504380000000 | 8131010000000 | 8748600000000 | 9312750000000 | 9500980000000 | 9558620000000 | 9480250000000 | 9407610000000 | 9304050000000 | 9158170000000 | 9150480000000 | 8942750000000 | 8611760000000 | 8200830000000 | 7720600000000 | 7238940000000 | 6803160000000 | 6413780000000 | 6068680000000 | 5765920000000 | 5501470000000 | 5271200000000
Transportation Sector Fuel Used[LDVs,passenger,plugin hybrid vehicle,natural gas tf] | NoSettings | 0 | 0 | 0 | 0 | 0 | 0 | 0 | 0 | 0 | 0 | 0 | 0 | 0 | 0 | 0 | 0 | 0 | 0 | 0 | 0 | 0 | 0 | 0 | 0 | 0 | 0 | 0 | 0 | 0 | 0 | 0
Transportation Sector Fuel Used[LDVs,passenger,plugin hybrid vehicle,petroleum gasoline tf] | NoSettings | 2358620000000 | 2990460000000 | 3369360000000 | 3719260000000 | 4042240000000 | 4358780000000 | 4538390000000 | 4856460000000 | 5250910000000 | 5689680000000 | 6163310000000 | 6631440000000 | 7059060000000 | 7201750000000 | 7245440000000 | 7186030000000 | 7130970000000 | 7052470000000 | 6941890000000 | 6936060000000 | 6778600000000 | 6527710000000 | 6216230000000 | 5852220000000 | 5487120000000 | 5156800000000 | 4861640000000 | 4600060000000 | 4370570000000 | 4170110000000 | 3995570000000
Transportation Sector Fuel Used[LDVs,passenger,plugin hybrid vehicle,petroleum diesel tf] | NoSettings | 0 | 0 | 0 | 0 | 0 | 0 | 0 | 0 | 0 | 0 | 0 | 0 | 0 | 0 | 0 | 0 | 0 | 0 | 0 | 0 | 0 | 0 | 0 | 0 | 0 | 0 | 0 | 0 | 0 | 0 | 0
Transportation Sector Fuel Used[LDVs,passenger,plugin hybrid vehicle,biofuel gasoline tf] | NoSettings | 181780000000 | 231247000000 | 261416000000 | 289523000000 | 315709000000 | 341558000000 | 356805000000 | 381812000000 | 414181000000 | 450263000000 | 489339000000 | 526506000000 | 560458000000 | 571786000000 | 575255000000 | 570539000000 | 566167000000 | 559934000000 | 551155000000 | 550692000000 | 538191000000 | 518271000000 | 493541000000 | 464640000000 | 435653000000 | 409427000000 | 385993000000 | 365224000000 | 347004000000 | 331088000000 | 317231000000
Transportation Sector Fuel Used[LDVs,passenger,plugin hybrid vehicle,biofuel diesel tf] | NoSettings | 0 | 0 | 0 | 0 | 0 | 0 | 0 | 0 | 0 | 0 | 0 | 0 | 0 | 0 | 0 | 0 | 0 | 0 | 0 | 0 | 0 | 0 | 0 | 0 | 0 | 0 | 0 | 0 | 0 | 0 | 0
Transportation Sector Fuel Used[LDVs,passenger,plugin hybrid vehicle,jet fuel tf] | NoSettings | 0 | 0 | 0 | 0 | 0 | 0 | 0 | 0 | 0 | 0 | 0 | 0 | 0 | 0 | 0 | 0 | 0 | 0 | 0 | 0 | 0 | 0 | 0 | 0 | 0 | 0 | 0 | 0 | 0 | 0 | 0
Transportation Sector Fuel Used[LDVs,passenger,plugin hybrid vehicle,heavy or residual fuel oil tf] | NoSettings | 0 | 0 | 0 | 0 | 0 | 0 | 0 | 0 | 0 | 0 | 0 | 0 | 0 | 0 | 0 | 0 | 0 | 0 | 0 | 0 | 0 | 0 | 0 | 0 | 0 | 0 | 0 | 0 | 0 | 0 | 0
Transportation Sector Fuel Used[LDVs,passenger,plugin hybrid vehicle,LPG propane or butane tf] | NoSettings | 0 | 0 | 0 | 0 | 0 | 0 | 0 | 0 | 0 | 0 | 0 | 0 | 0 | 0 | 0 | 0 | 0 | 0 | 0 | 0 | 0 | 0 | 0 | 0 | 0 | 0 | 0 | 0 | 0 | 0 | 0
Transportation Sector Fuel Used[LDVs,passenger,plugin hybrid vehicle,hydrogen tf] | NoSettings | 0 | 0 | 0 | 0 | 0 | 0 | 0 | 0 | 0 | 0 | 0 | 0 | 0 | 0 | 0 | 0 | 0 | 0 | 0 | 0 | 0 | 0 | 0 | 0 | 0 | 0 | 0 | 0 | 0 | 0 | 0
Transportation Sector Fuel Used[LDVs,passenger,LPG vehicle,electricity tf] | NoSettings | 0 | 0 | 0 | 0 | 0 | 0 | 0 | 0 | 0 | 0 | 0 | 0 | 0 | 0 | 0 | 0 | 0 | 0 | 0 | 0 | 0 | 0 | 0 | 0 | 0 | 0 | 0 | 0 | 0 | 0 | 0
Transportation Sector Fuel Used[LDVs,passenger,LPG vehicle,natural gas tf] | NoSettings | 0 | 0 | 0 | 0 | 0 | 0 | 0 | 0 | 0 | 0 | 0 | 0 | 0 | 0 | 0 | 0 | 0 | 0 | 0 | 0 | 0 | 0 | 0 | 0 | 0 | 0 | 0 | 0 | 0 | 0 | 0
Transportation Sector Fuel Used[LDVs,passenger,LPG vehicle,petroleum gasoline tf] | NoSettings | 0 | 0 | 0 | 0 | 0 | 0 | 0 | 0 | 0 | 0 | 0 | 0 | 0 | 0 | 0 | 0 | 0 | 0 | 0 | 0 | 0 | 0 | 0 | 0 | 0 | 0 | 0 | 0 | 0 | 0 | 0
Transportation Sector Fuel Used[LDVs,passenger,LPG vehicle,petroleum diesel tf] | NoSettings | 0 | 0 | 0 | 0 | 0 | 0 | 0 | 0 | 0 | 0 | 0 | 0 | 0 | 0 | 0 | 0 | 0 | 0 | 0 | 0 | 0 | 0 | 0 | 0 | 0 | 0 | 0 | 0 | 0 | 0 | 0
Transportation Sector Fuel Used[LDVs,passenger,LPG vehicle,biofuel gasoline tf] | NoSettings | 0 | 0 | 0 | 0 | 0 | 0 | 0 | 0 | 0 | 0 | 0 | 0 | 0 | 0 | 0 | 0 | 0 | 0 | 0 | 0 | 0 | 0 | 0 | 0 | 0 | 0 | 0 | 0 | 0 | 0 | 0
Transportation Sector Fuel Used[LDVs,passenger,LPG vehicle,biofuel diesel tf] | NoSettings | 0 | 0 | 0 | 0 | 0 | 0 | 0 | 0 | 0 | 0 | 0 | 0 | 0 | 0 | 0 | 0 | 0 | 0 | 0 | 0 | 0 | 0 | 0 | 0 | 0 | 0 | 0 | 0 | 0 | 0 | 0
Transportation Sector Fuel Used[LDVs,passenger,LPG vehicle,jet fuel tf] | NoSettings | 0 | 0 | 0 | 0 | 0 | 0 | 0 | 0 | 0 | 0 | 0 | 0 | 0 | 0 | 0 | 0 | 0 | 0 | 0 | 0 | 0 | 0 | 0 | 0 | 0 | 0 | 0 | 0 | 0 | 0 | 0
Transportation Sector Fuel Used[LDVs,passenger,LPG vehicle,heavy or residual fuel oil tf] | NoSettings | 0 | 0 | 0 | 0 | 0 | 0 | 0 | 0 | 0 | 0 | 0 | 0 | 0 | 0 | 0 | 0 | 0 | 0 | 0 | 0 | 0 | 0 | 0 | 0 | 0 | 0 | 0 | 0 | 0 | 0 | 0
Transportation Sector Fuel Used[LDVs,passenger,LPG vehicle,LPG propane or butane tf] | NoSettings | 0 | 0 | 0 | 0 | 0 | 0 | 0 | 0 | 0 | 0 | 0 | 0 | 0 | 0 | 0 | 0 | 0 | 0 | 0 | 0 | 0 | 0 | 0 | 0 | 0 | 0 | 0 | 0 | 0 | 0 | 0
Transportation Sector Fuel Used[LDVs,passenger,LPG vehicle,hydrogen tf] | NoSettings | 0 | 0 | 0 | 0 | 0 | 0 | 0 | 0 | 0 | 0 | 0 | 0 | 0 | 0 | 0 | 0 | 0 | 0 | 0 | 0 | 0 | 0 | 0 | 0 | 0 | 0 | 0 | 0 | 0 | 0 | 0
Transportation Sector Fuel Used[LDVs,passenger,hydrogen vehicle,electricity tf] | NoSettings | 0 | 0 | 0 | 0 | 0 | 0 | 0 | 0 | 0 | 0 | 0 | 0 | 0 | 0 | 0 | 0 | 0 | 0 | 0 | 0 | 0 | 0 | 0 | 0 | 0 | 0 | 0 | 0 | 0 | 0 | 0
Transportation Sector Fuel Used[LDVs,passenger,hydrogen vehicle,natural gas tf] | NoSettings | 0 | 0 | 0 | 0 | 0 | 0 | 0 | 0 | 0 | 0 | 0 | 0 | 0 | 0 | 0 | 0 | 0 | 0 | 0 | 0 | 0 | 0 | 0 | 0 | 0 | 0 | 0 | 0 | 0 | 0 | 0
Transportation Sector Fuel Used[LDVs,passenger,hydrogen vehicle,petroleum gasoline tf] | NoSettings | 0 | 0 | 0 | 0 | 0 | 0 | 0 | 0 | 0 | 0 | 0 | 0 | 0 | 0 | 0 | 0 | 0 | 0 | 0 | 0 | 0 | 0 | 0 | 0 | 0 | 0 | 0 | 0 | 0 | 0 | 0
Transportation Sector Fuel Used[LDVs,passenger,hydrogen vehicle,petroleum diesel tf] | NoSettings | 0 | 0 | 0 | 0 | 0 | 0 | 0 | 0 | 0 | 0 | 0 | 0 | 0 | 0 | 0 | 0 | 0 | 0 | 0 | 0 | 0 | 0 | 0 | 0 | 0 | 0 | 0 | 0 | 0 | 0 | 0
Transportation Sector Fuel Used[LDVs,passenger,hydrogen vehicle,biofuel gasoline tf] | NoSettings | 0 | 0 | 0 | 0 | 0 | 0 | 0 | 0 | 0 | 0 | 0 | 0 | 0 | 0 | 0 | 0 | 0 | 0 | 0 | 0 | 0 | 0 | 0 | 0 | 0 | 0 | 0 | 0 | 0 | 0 | 0
Transportation Sector Fuel Used[LDVs,passenger,hydrogen vehicle,biofuel diesel tf] | NoSettings | 0 | 0 | 0 | 0 | 0 | 0 | 0 | 0 | 0 | 0 | 0 | 0 | 0 | 0 | 0 | 0 | 0 | 0 | 0 | 0 | 0 | 0 | 0 | 0 | 0 | 0 | 0 | 0 | 0 | 0 | 0
Transportation Sector Fuel Used[LDVs,passenger,hydrogen vehicle,jet fuel tf] | NoSettings | 0 | 0 | 0 | 0 | 0 | 0 | 0 | 0 | 0 | 0 | 0 | 0 | 0 | 0 | 0 | 0 | 0 | 0 | 0 | 0 | 0 | 0 | 0 | 0 | 0 | 0 | 0 | 0 | 0 | 0 | 0
Transportation Sector Fuel Used[LDVs,passenger,hydrogen vehicle,heavy or residual fuel oil tf] | NoSettings | 0 | 0 | 0 | 0 | 0 | 0 | 0 | 0 | 0 | 0 | 0 | 0 | 0 | 0 | 0 | 0 | 0 | 0 | 0 | 0 | 0 | 0 | 0 | 0 | 0 | 0 | 0 | 0 | 0 | 0 | 0
Transportation Sector Fuel Used[LDVs,passenger,hydrogen vehicle,LPG propane or butane tf] | NoSettings | 0 | 0 | 0 | 0 | 0 | 0 | 0 | 0 | 0 | 0 | 0 | 0 | 0 | 0 | 0 | 0 | 0 | 0 | 0 | 0 | 0 | 0 | 0 | 0 | 0 | 0 | 0 | 0 | 0 | 0 | 0
Transportation Sector Fuel Used[LDVs,passenger,hydrogen vehicle,hydrogen tf] | NoSettings | 144140000000 | 153697000000 | 142336000000 | 129864000000 | 116367000000 | 102109000000 | 87510700000 | 73011600000 | 58431800000 | 43803000000 | 29156900000 | 14559500000 | 0 | 0 | 0 | 0 | 0 | 0 | 0 | 0 | 0 | 0 | 0 | 0 | 0 | 0 | 0 | 0 | 0 | 0 | 0
Transportation Sector Fuel Used[LDVs,freight,battery electric vehicle,electricity tf] | NoSettings | 0 | 0 | 0 | 0 | 0 | 0 | 0 | 0 | 0 | 0 | 0 | 0 | 0 | 0 | 0 | 0 | 0 | 0 | 0 | 0 | 0 | 0 | 0 | 0 | 0 | 0 | 0 | 0 | 0 | 0 | 0
Transportation Sector Fuel Used[LDVs,freight,battery electric vehicle,natural gas tf] | NoSettings | 0 | 0 | 0 | 0 | 0 | 0 | 0 | 0 | 0 | 0 | 0 | 0 | 0 | 0 | 0 | 0 | 0 | 0 | 0 | 0 | 0 | 0 | 0 | 0 | 0 | 0 | 0 | 0 | 0 | 0 | 0
Transportation Sector Fuel Used[LDVs,freight,battery electric vehicle,petroleum gasoline tf] | NoSettings | 0 | 0 | 0 | 0 | 0 | 0 | 0 | 0 | 0 | 0 | 0 | 0 | 0 | 0 | 0 | 0 | 0 | 0 | 0 | 0 | 0 | 0 | 0 | 0 | 0 | 0 | 0 | 0 | 0 | 0 | 0
Transportation Sector Fuel Used[LDVs,freight,battery electric vehicle,petroleum diesel tf] | NoSettings | 0 | 0 | 0 | 0 | 0 | 0 | 0 | 0 | 0 | 0 | 0 | 0 | 0 | 0 | 0 | 0 | 0 | 0 | 0 | 0 | 0 | 0 | 0 | 0 | 0 | 0 | 0 | 0 | 0 | 0 | 0
Transportation Sector Fuel Used[LDVs,freight,battery electric vehicle,biofuel gasoline tf] | NoSettings | 0 | 0 | 0 | 0 | 0 | 0 | 0 | 0 | 0 | 0 | 0 | 0 | 0 | 0 | 0 | 0 | 0 | 0 | 0 | 0 | 0 | 0 | 0 | 0 | 0 | 0 | 0 | 0 | 0 | 0 | 0
Transportation Sector Fuel Used[LDVs,freight,battery electric vehicle,biofuel diesel tf] | NoSettings | 0 | 0 | 0 | 0 | 0 | 0 | 0 | 0 | 0 | 0 | 0 | 0 | 0 | 0 | 0 | 0 | 0 | 0 | 0 | 0 | 0 | 0 | 0 | 0 | 0 | 0 | 0 | 0 | 0 | 0 | 0
Transportation Sector Fuel Used[LDVs,freight,battery electric vehicle,jet fuel tf] | NoSettings | 0 | 0 | 0 | 0 | 0 | 0 | 0 | 0 | 0 | 0 | 0 | 0 | 0 | 0 | 0 | 0 | 0 | 0 | 0 | 0 | 0 | 0 | 0 | 0 | 0 | 0 | 0 | 0 | 0 | 0 | 0
Transportation Sector Fuel Used[LDVs,freight,battery electric vehicle,heavy or residual fuel oil tf] | NoSettings | 0 | 0 | 0 | 0 | 0 | 0 | 0 | 0 | 0 | 0 | 0 | 0 | 0 | 0 | 0 | 0 | 0 | 0 | 0 | 0 | 0 | 0 | 0 | 0 | 0 | 0 | 0 | 0 | 0 | 0 | 0
Transportation Sector Fuel Used[LDVs,freight,battery electric vehicle,LPG propane or butane tf] | NoSettings | 0 | 0 | 0 | 0 | 0 | 0 | 0 | 0 | 0 | 0 | 0 | 0 | 0 | 0 | 0 | 0 | 0 | 0 | 0 | 0 | 0 | 0 | 0 | 0 | 0 | 0 | 0 | 0 | 0 | 0 | 0
Transportation Sector Fuel Used[LDVs,freight,battery electric vehicle,hydrogen tf] | NoSettings | 0 | 0 | 0 | 0 | 0 | 0 | 0 | 0 | 0 | 0 | 0 | 0 | 0 | 0 | 0 | 0 | 0 | 0 | 0 | 0 | 0 | 0 | 0 | 0 | 0 | 0 | 0 | 0 | 0 | 0 | 0
Transportation Sector Fuel Used[LDVs,freight,natural gas vehicle,electricity tf] | NoSettings | 0 | 0 | 0 | 0 | 0 | 0 | 0 | 0 | 0 | 0 | 0 | 0 | 0 | 0 | 0 | 0 | 0 | 0 | 0 | 0 | 0 | 0 | 0 | 0 | 0 | 0 | 0 | 0 | 0 | 0 | 0
Transportation Sector Fuel Used[LDVs,freight,natural gas vehicle,natural gas tf] | NoSettings | 332693000000 | 328316000000 | 296715000000 | 263976000000 | 230916000000 | 198403000000 | 167378000000 | 138697000000 | 112064000000 | 87613900000 | 65531100000 | 46281900000 | 30054100000 | 16847100000 | 15055600000 | 12737400000 | 9886790000 | 7926880000 | 6283610000 | 5049010000 | 4165180000 | 3352690000 | 2716350000 | 2138500000 | 1702980000 | 1386810000 | 1100040000 | 843937000 | 619328000 | 472386000 | 344341000
Transportation Sector Fuel Used[LDVs,freight,natural gas vehicle,petroleum gasoline tf] | NoSettings | 0 | 0 | 0 | 0 | 0 | 0 | 0 | 0 | 0 | 0 | 0 | 0 | 0 | 0 | 0 | 0 | 0 | 0 | 0 | 0 | 0 | 0 | 0 | 0 | 0 | 0 | 0 | 0 | 0 | 0 | 0
Transportation Sector Fuel Used[LDVs,freight,natural gas vehicle,petroleum diesel tf] | NoSettings | 0 | 0 | 0 | 0 | 0 | 0 | 0 | 0 | 0 | 0 | 0 | 0 | 0 | 0 | 0 | 0 | 0 | 0 | 0 | 0 | 0 | 0 | 0 | 0 | 0 | 0 | 0 | 0 | 0 | 0 | 0
Transportation Sector Fuel Used[LDVs,freight,natural gas vehicle,biofuel gasoline tf] | NoSettings | 0 | 0 | 0 | 0 | 0 | 0 | 0 | 0 | 0 | 0 | 0 | 0 | 0 | 0 | 0 | 0 | 0 | 0 | 0 | 0 | 0 | 0 | 0 | 0 | 0 | 0 | 0 | 0 | 0 | 0 | 0
Transportation Sector Fuel Used[LDVs,freight,natural gas vehicle,biofuel diesel tf] | NoSettings | 0 | 0 | 0 | 0 | 0 | 0 | 0 | 0 | 0 | 0 | 0 | 0 | 0 | 0 | 0 | 0 | 0 | 0 | 0 | 0 | 0 | 0 | 0 | 0 | 0 | 0 | 0 | 0 | 0 | 0 | 0
Transportation Sector Fuel Used[LDVs,freight,natural gas vehicle,jet fuel tf] | NoSettings | 0 | 0 | 0 | 0 | 0 | 0 | 0 | 0 | 0 | 0 | 0 | 0 | 0 | 0 | 0 | 0 | 0 | 0 | 0 | 0 | 0 | 0 | 0 | 0 | 0 | 0 | 0 | 0 | 0 | 0 | 0
Transportation Sector Fuel Used[LDVs,freight,natural gas vehicle,heavy or residual fuel oil tf] | NoSettings | 0 | 0 | 0 | 0 | 0 | 0 | 0 | 0 | 0 | 0 | 0 | 0 | 0 | 0 | 0 | 0 | 0 | 0 | 0 | 0 | 0 | 0 | 0 | 0 | 0 | 0 | 0 | 0 | 0 | 0 | 0
Transportation Sector Fuel Used[LDVs,freight,natural gas vehicle,LPG propane or butane tf] | NoSettings | 0 | 0 | 0 | 0 | 0 | 0 | 0 | 0 | 0 | 0 | 0 | 0 | 0 | 0 | 0 | 0 | 0 | 0 | 0 | 0 | 0 | 0 | 0 | 0 | 0 | 0 | 0 | 0 | 0 | 0 | 0
Transportation Sector Fuel Used[LDVs,freight,natural gas vehicle,hydrogen tf] | NoSettings | 0 | 0 | 0 | 0 | 0 | 0 | 0 | 0 | 0 | 0 | 0 | 0 | 0 | 0 | 0 | 0 | 0 | 0 | 0 | 0 | 0 | 0 | 0 | 0 | 0 | 0 | 0 | 0 | 0 | 0 | 0
Transportation Sector Fuel Used[LDVs,freight,gasoline vehicle,electricity tf] | NoSettings | 0 | 0 | 0 | 0 | 0 | 0 | 0 | 0 | 0 | 0 | 0 | 0 | 0 | 0 | 0 | 0 | 0 | 0 | 0 | 0 | 0 | 0 | 0 | 0 | 0 | 0 | 0 | 0 | 0 | 0 | 0
Transportation Sector Fuel Used[LDVs,freight,gasoline vehicle,natural gas tf] | NoSettings | 0 | 0 | 0 | 0 | 0 | 0 | 0 | 0 | 0 | 0 | 0 | 0 | 0 | 0 | 0 | 0 | 0 | 0 | 0 | 0 | 0 | 0 | 0 | 0 | 0 | 0 | 0 | 0 | 0 | 0 | 0
Transportation Sector Fuel Used[LDVs,freight,gasoline vehicle,petroleum gasoline tf] | NoSettings | 100266000000000 | 108876000000000 | 108316000000000 | 107930000000000 | 107175000000000 | 106106000000000 | 105269000000000 | 104092000000000 | 102698000000000 | 101168000000000 | 99250900000000 | 97549900000000 | 95595600000000 | 93857700000000 | 89324700000000 | 85611700000000 | 82025700000000 | 78104100000000 | 74468100000000 | 70841300000000 | 67398500000000 | 64451700000000 | 62012400000000 | 60112600000000 | 58767000000000 | 57810800000000 | 57270700000000 | 57134500000000 | 57397000000000 | 58068700000000 | 58763600000000
Transportation Sector Fuel Used[LDVs,freight,gasoline vehicle,petroleum diesel tf] | NoSettings | 0 | 0 | 0 | 0 | 0 | 0 | 0 | 0 | 0 | 0 | 0 | 0 | 0 | 0 | 0 | 0 | 0 | 0 | 0 | 0 | 0 | 0 | 0 | 0 | 0 | 0 | 0 | 0 | 0 | 0 | 0
Transportation Sector Fuel Used[LDVs,freight,gasoline vehicle,biofuel gasoline tf] | NoSettings | 7732720000000 | 8422010000000 | 8403800000000 | 8398930000000 | 8365130000000 | 8306360000000 | 8265280000000 | 8197110000000 | 8111230000000 | 8002180000000 | 7873650000000 | 7738710000000 | 7583670000000 | 7445810000000 | 7086200000000 | 6791650000000 | 6507160000000 | 6196060000000 | 5907620000000 | 5619900000000 | 5346780000000 | 5113010000000 | 4919490000000 | 4768780000000 | 4662030000000 | 4586180000000 | 4543330000000 | 4532530000000 | 4553350000000 | 4606640000000 | 4661770000000
Transportation Sector Fuel Used[LDVs,freight,gasoline vehicle,biofuel diesel tf] | NoSettings | 0 | 0 | 0 | 0 | 0 | 0 | 0 | 0 | 0 | 0 | 0 | 0 | 0 | 0 | 0 | 0 | 0 | 0 | 0 | 0 | 0 | 0 | 0 | 0 | 0 | 0 | 0 | 0 | 0 | 0 | 0
Transportation Sector Fuel Used[LDVs,freight,gasoline vehicle,jet fuel tf] | NoSettings | 0 | 0 | 0 | 0 | 0 | 0 | 0 | 0 | 0 | 0 | 0 | 0 | 0 | 0 | 0 | 0 | 0 | 0 | 0 | 0 | 0 | 0 | 0 | 0 | 0 | 0 | 0 | 0 | 0 | 0 | 0
Transportation Sector Fuel Used[LDVs,freight,gasoline vehicle,heavy or residual fuel oil tf] | NoSettings | 0 | 0 | 0 | 0 | 0 | 0 | 0 | 0 | 0 | 0 | 0 | 0 | 0 | 0 | 0 | 0 | 0 | 0 | 0 | 0 | 0 | 0 | 0 | 0 | 0 | 0 | 0 | 0 | 0 | 0 | 0
Transportation Sector Fuel Used[LDVs,freight,gasoline vehicle,LPG propane or butane tf] | NoSettings | 0 | 0 | 0 | 0 | 0 | 0 | 0 | 0 | 0 | 0 | 0 | 0 | 0 | 0 | 0 | 0 | 0 | 0 | 0 | 0 | 0 | 0 | 0 | 0 | 0 | 0 | 0 | 0 | 0 | 0 | 0
Transportation Sector Fuel Used[LDVs,freight,gasoline vehicle,hydrogen tf] | NoSettings | 0 | 0 | 0 | 0 | 0 | 0 | 0 | 0 | 0 | 0 | 0 | 0 | 0 | 0 | 0 | 0 | 0 | 0 | 0 | 0 | 0 | 0 | 0 | 0 | 0 | 0 | 0 | 0 | 0 | 0 | 0
Transportation Sector Fuel Used[LDVs,freight,diesel vehicle,electricity tf] | NoSettings | 0 | 0 | 0 | 0 | 0 | 0 | 0 | 0 | 0 | 0 | 0 | 0 | 0 | 0 | 0 | 0 | 0 | 0 | 0 | 0 | 0 | 0 | 0 | 0 | 0 | 0 | 0 | 0 | 0 | 0 | 0
Transportation Sector Fuel Used[LDVs,freight,diesel vehicle,natural gas tf] | NoSettings | 0 | 0 | 0 | 0 | 0 | 0 | 0 | 0 | 0 | 0 | 0 | 0 | 0 | 0 | 0 | 0 | 0 | 0 | 0 | 0 | 0 | 0 | 0 | 0 | 0 | 0 | 0 | 0 | 0 | 0 | 0
Transportation Sector Fuel Used[LDVs,freight,diesel vehicle,petroleum gasoline tf] | NoSettings | 0 | 0 | 0 | 0 | 0 | 0 | 0 | 0 | 0 | 0 | 0 | 0 | 0 | 0 | 0 | 0 | 0 | 0 | 0 | 0 | 0 | 0 | 0 | 0 | 0 | 0 | 0 | 0 | 0 | 0 | 0
Transportation Sector Fuel Used[LDVs,freight,diesel vehicle,petroleum diesel tf] | NoSettings | 98226000000000 | 102833000000000 | 98287300000000 | 93679100000000 | 88779800000000 | 83595600000000 | 78706000000000 | 73802100000000 | 69032300000000 | 64330400000000 | 59661900000000 | 57008400000000 | 54239900000000 | 51331600000000 | 49234700000000 | 46720800000000 | 44269700000000 | 42094200000000 | 40024800000000 | 38160000000000 | 36420300000000 | 34863800000000 | 33540500000000 | 32458100000000 | 31555600000000 | 30874300000000 | 30390600000000 | 30136200000000 | 30102400000000 | 30341500000000 | 30599900000000
Transportation Sector Fuel Used[LDVs,freight,diesel vehicle,biofuel gasoline tf] | NoSettings | 0 | 0 | 0 | 0 | 0 | 0 | 0 | 0 | 0 | 0 | 0 | 0 | 0 | 0 | 0 | 0 | 0 | 0 | 0 | 0 | 0 | 0 | 0 | 0 | 0 | 0 | 0 | 0 | 0 | 0 | 0
Transportation Sector Fuel Used[LDVs,freight,diesel vehicle,biofuel diesel tf] | NoSettings | 24195400000000 | 28469300000000 | 30361900000000 | 32096400000000 | 33568900000000 | 34736900000000 | 35814800000000 | 36666600000000 | 37351500000000 | 37827400000000 | 38059100000000 | 36366300000000 | 34600300000000 | 32745000000000 | 31407400000000 | 29803800000000 | 28240200000000 | 26852400000000 | 25532300000000 | 24342700000000 | 23232900000000 | 22240100000000 | 21395900000000 | 20705400000000 | 20129700000000 | 19695100000000 | 19386500000000 | 19224200000000 | 19202700000000 | 19355200000000 | 19520000000000
Transportation Sector Fuel Used[LDVs,freight,diesel vehicle,jet fuel tf] | NoSettings | 0 | 0 | 0 | 0 | 0 | 0 | 0 | 0 | 0 | 0 | 0 | 0 | 0 | 0 | 0 | 0 | 0 | 0 | 0 | 0 | 0 | 0 | 0 | 0 | 0 | 0 | 0 | 0 | 0 | 0 | 0
Transportation Sector Fuel Used[LDVs,freight,diesel vehicle,heavy or residual fuel oil tf] | NoSettings | 0 | 0 | 0 | 0 | 0 | 0 | 0 | 0 | 0 | 0 | 0 | 0 | 0 | 0 | 0 | 0 | 0 | 0 | 0 | 0 | 0 | 0 | 0 | 0 | 0 | 0 | 0 | 0 | 0 | 0 | 0
Transportation Sector Fuel Used[LDVs,freight,diesel vehicle,LPG propane or butane tf] | NoSettings | 0 | 0 | 0 | 0 | 0 | 0 | 0 | 0 | 0 | 0 | 0 | 0 | 0 | 0 | 0 | 0 | 0 | 0 | 0 | 0 | 0 | 0 | 0 | 0 | 0 | 0 | 0 | 0 | 0 | 0 | 0
Transportation Sector Fuel Used[LDVs,freight,diesel vehicle,hydrogen tf] | NoSettings | 0 | 0 | 0 | 0 | 0 | 0 | 0 | 0 | 0 | 0 | 0 | 0 | 0 | 0 | 0 | 0 | 0 | 0 | 0 | 0 | 0 | 0 | 0 | 0 | 0 | 0 | 0 | 0 | 0 | 0 | 0
Transportation Sector Fuel Used[LDVs,freight,plugin hybrid vehicle,electricity tf] | NoSettings | 0 | 0 | 0 | 0 | 0 | 0 | 0 | 0 | 0 | 0 | 0 | 0 | 0 | 0 | 0 | 0 | 0 | 0 | 0 | 0 | 0 | 0 | 0 | 0 | 0 | 0 | 0 | 0 | 0 | 0 | 0
Transportation Sector Fuel Used[LDVs,freight,plugin hybrid vehicle,natural gas tf] | NoSettings | 0 | 0 | 0 | 0 | 0 | 0 | 0 | 0 | 0 | 0 | 0 | 0 | 0 | 0 | 0 | 0 | 0 | 0 | 0 | 0 | 0 | 0 | 0 | 0 | 0 | 0 | 0 | 0 | 0 | 0 | 0
Transportation Sector Fuel Used[LDVs,freight,plugin hybrid vehicle,petroleum gasoline tf] | NoSettings | 0 | 0 | 0 | 0 | 0 | 0 | 0 | 0 | 0 | 0 | 0 | 0 | 0 | 0 | 0 | 0 | 0 | 0 | 0 | 0 | 0 | 0 | 0 | 0 | 0 | 0 | 0 | 0 | 0 | 0 | 0
Transportation Sector Fuel Used[LDVs,freight,plugin hybrid vehicle,petroleum diesel tf] | NoSettings | 0 | 0 | 0 | 0 | 0 | 0 | 0 | 0 | 0 | 0 | 0 | 0 | 0 | 0 | 0 | 0 | 0 | 0 | 0 | 0 | 0 | 0 | 0 | 0 | 0 | 0 | 0 | 0 | 0 | 0 | 0
Transportation Sector Fuel Used[LDVs,freight,plugin hybrid vehicle,biofuel gasoline tf] | NoSettings | 0 | 0 | 0 | 0 | 0 | 0 | 0 | 0 | 0 | 0 | 0 | 0 | 0 | 0 | 0 | 0 | 0 | 0 | 0 | 0 | 0 | 0 | 0 | 0 | 0 | 0 | 0 | 0 | 0 | 0 | 0
Transportation Sector Fuel Used[LDVs,freight,plugin hybrid vehicle,biofuel diesel tf] | NoSettings | 0 | 0 | 0 | 0 | 0 | 0 | 0 | 0 | 0 | 0 | 0 | 0 | 0 | 0 | 0 | 0 | 0 | 0 | 0 | 0 | 0 | 0 | 0 | 0 | 0 | 0 | 0 | 0 | 0 | 0 | 0
Transportation Sector Fuel Used[LDVs,freight,plugin hybrid vehicle,jet fuel tf] | NoSettings | 0 | 0 | 0 | 0 | 0 | 0 | 0 | 0 | 0 | 0 | 0 | 0 | 0 | 0 | 0 | 0 | 0 | 0 | 0 | 0 | 0 | 0 | 0 | 0 | 0 | 0 | 0 | 0 | 0 | 0 | 0
Transportation Sector Fuel Used[LDVs,freight,plugin hybrid vehicle,heavy or residual fuel oil tf] | NoSettings | 0 | 0 | 0 | 0 | 0 | 0 | 0 | 0 | 0 | 0 | 0 | 0 | 0 | 0 | 0 | 0 | 0 | 0 | 0 | 0 | 0 | 0 | 0 | 0 | 0 | 0 | 0 | 0 | 0 | 0 | 0
Transportation Sector Fuel Used[LDVs,freight,plugin hybrid vehicle,LPG propane or butane tf] | NoSettings | 0 | 0 | 0 | 0 | 0 | 0 | 0 | 0 | 0 | 0 | 0 | 0 | 0 | 0 | 0 | 0 | 0 | 0 | 0 | 0 | 0 | 0 | 0 | 0 | 0 | 0 | 0 | 0 | 0 | 0 | 0
Transportation Sector Fuel Used[LDVs,freight,plugin hybrid vehicle,hydrogen tf] | NoSettings | 0 | 0 | 0 | 0 | 0 | 0 | 0 | 0 | 0 | 0 | 0 | 0 | 0 | 0 | 0 | 0 | 0 | 0 | 0 | 0 | 0 | 0 | 0 | 0 | 0 | 0 | 0 | 0 | 0 | 0 | 0
Transportation Sector Fuel Used[LDVs,freight,LPG vehicle,electricity tf] | NoSettings | 0 | 0 | 0 | 0 | 0 | 0 | 0 | 0 | 0 | 0 | 0 | 0 | 0 | 0 | 0 | 0 | 0 | 0 | 0 | 0 | 0 | 0 | 0 | 0 | 0 | 0 | 0 | 0 | 0 | 0 | 0
Transportation Sector Fuel Used[LDVs,freight,LPG vehicle,natural gas tf] | NoSettings | 0 | 0 | 0 | 0 | 0 | 0 | 0 | 0 | 0 | 0 | 0 | 0 | 0 | 0 | 0 | 0 | 0 | 0 | 0 | 0 | 0 | 0 | 0 | 0 | 0 | 0 | 0 | 0 | 0 | 0 | 0
Transportation Sector Fuel Used[LDVs,freight,LPG vehicle,petroleum gasoline tf] | NoSettings | 0 | 0 | 0 | 0 | 0 | 0 | 0 | 0 | 0 | 0 | 0 | 0 | 0 | 0 | 0 | 0 | 0 | 0 | 0 | 0 | 0 | 0 | 0 | 0 | 0 | 0 | 0 | 0 | 0 | 0 | 0
Transportation Sector Fuel Used[LDVs,freight,LPG vehicle,petroleum diesel tf] | NoSettings | 0 | 0 | 0 | 0 | 0 | 0 | 0 | 0 | 0 | 0 | 0 | 0 | 0 | 0 | 0 | 0 | 0 | 0 | 0 | 0 | 0 | 0 | 0 | 0 | 0 | 0 | 0 | 0 | 0 | 0 | 0
Transportation Sector Fuel Used[LDVs,freight,LPG vehicle,biofuel gasoline tf] | NoSettings | 0 | 0 | 0 | 0 | 0 | 0 | 0 | 0 | 0 | 0 | 0 | 0 | 0 | 0 | 0 | 0 | 0 | 0 | 0 | 0 | 0 | 0 | 0 | 0 | 0 | 0 | 0 | 0 | 0 | 0 | 0
Transportation Sector Fuel Used[LDVs,freight,LPG vehicle,biofuel diesel tf] | NoSettings | 0 | 0 | 0 | 0 | 0 | 0 | 0 | 0 | 0 | 0 | 0 | 0 | 0 | 0 | 0 | 0 | 0 | 0 | 0 | 0 | 0 | 0 | 0 | 0 | 0 | 0 | 0 | 0 | 0 | 0 | 0
Transportation Sector Fuel Used[LDVs,freight,LPG vehicle,jet fuel tf] | NoSettings | 0 | 0 | 0 | 0 | 0 | 0 | 0 | 0 | 0 | 0 | 0 | 0 | 0 | 0 | 0 | 0 | 0 | 0 | 0 | 0 | 0 | 0 | 0 | 0 | 0 | 0 | 0 | 0 | 0 | 0 | 0
Transportation Sector Fuel Used[LDVs,freight,LPG vehicle,heavy or residual fuel oil tf] | NoSettings | 0 | 0 | 0 | 0 | 0 | 0 | 0 | 0 | 0 | 0 | 0 | 0 | 0 | 0 | 0 | 0 | 0 | 0 | 0 | 0 | 0 | 0 | 0 | 0 | 0 | 0 | 0 | 0 | 0 | 0 | 0
Transportation Sector Fuel Used[LDVs,freight,LPG vehicle,LPG propane or butane tf] | NoSettings | 0 | 0 | 0 | 0 | 0 | 0 | 0 | 0 | 0 | 0 | 0 | 0 | 0 | 0 | 0 | 0 | 0 | 0 | 0 | 0 | 0 | 0 | 0 | 0 | 0 | 0 | 0 | 0 | 0 | 0 | 0
Transportation Sector Fuel Used[LDVs,freight,LPG vehicle,hydrogen tf] | NoSettings | 0 | 0 | 0 | 0 | 0 | 0 | 0 | 0 | 0 | 0 | 0 | 0 | 0 | 0 | 0 | 0 | 0 | 0 | 0 | 0 | 0 | 0 | 0 | 0 | 0 | 0 | 0 | 0 | 0 | 0 | 0
Transportation Sector Fuel Used[LDVs,freight,hydrogen vehicle,electricity tf] | NoSettings | 0 | 0 | 0 | 0 | 0 | 0 | 0 | 0 | 0 | 0 | 0 | 0 | 0 | 0 | 0 | 0 | 0 | 0 | 0 | 0 | 0 | 0 | 0 | 0 | 0 | 0 | 0 | 0 | 0 | 0 | 0
Transportation Sector Fuel Used[LDVs,freight,hydrogen vehicle,natural gas tf] | NoSettings | 0 | 0 | 0 | 0 | 0 | 0 | 0 | 0 | 0 | 0 | 0 | 0 | 0 | 0 | 0 | 0 | 0 | 0 | 0 | 0 | 0 | 0 | 0 | 0 | 0 | 0 | 0 | 0 | 0 | 0 | 0
Transportation Sector Fuel Used[LDVs,freight,hydrogen vehicle,petroleum gasoline tf] | NoSettings | 0 | 0 | 0 | 0 | 0 | 0 | 0 | 0 | 0 | 0 | 0 | 0 | 0 | 0 | 0 | 0 | 0 | 0 | 0 | 0 | 0 | 0 | 0 | 0 | 0 | 0 | 0 | 0 | 0 | 0 | 0
Transportation Sector Fuel Used[LDVs,freight,hydrogen vehicle,petroleum diesel tf] | NoSettings | 0 | 0 | 0 | 0 | 0 | 0 | 0 | 0 | 0 | 0 | 0 | 0 | 0 | 0 | 0 | 0 | 0 | 0 | 0 | 0 | 0 | 0 | 0 | 0 | 0 | 0 | 0 | 0 | 0 | 0 | 0
Transportation Sector Fuel Used[LDVs,freight,hydrogen vehicle,biofuel gasoline tf] | NoSettings | 0 | 0 | 0 | 0 | 0 | 0 | 0 | 0 | 0 | 0 | 0 | 0 | 0 | 0 | 0 | 0 | 0 | 0 | 0 | 0 | 0 | 0 | 0 | 0 | 0 | 0 | 0 | 0 | 0 | 0 | 0
Transportation Sector Fuel Used[LDVs,freight,hydrogen vehicle,biofuel diesel tf] | NoSettings | 0 | 0 | 0 | 0 | 0 | 0 | 0 | 0 | 0 | 0 | 0 | 0 | 0 | 0 | 0 | 0 | 0 | 0 | 0 | 0 | 0 | 0 | 0 | 0 | 0 | 0 | 0 | 0 | 0 | 0 | 0
Transportation Sector Fuel Used[LDVs,freight,hydrogen vehicle,jet fuel tf] | NoSettings | 0 | 0 | 0 | 0 | 0 | 0 | 0 | 0 | 0 | 0 | 0 | 0 | 0 | 0 | 0 | 0 | 0 | 0 | 0 | 0 | 0 | 0 | 0 | 0 | 0 | 0 | 0 | 0 | 0 | 0 | 0
Transportation Sector Fuel Used[LDVs,freight,hydrogen vehicle,heavy or residual fuel oil tf] | NoSettings | 0 | 0 | 0 | 0 | 0 | 0 | 0 | 0 | 0 | 0 | 0 | 0 | 0 | 0 | 0 | 0 | 0 | 0 | 0 | 0 | 0 | 0 | 0 | 0 | 0 | 0 | 0 | 0 | 0 | 0 | 0
Transportation Sector Fuel Used[LDVs,freight,hydrogen vehicle,LPG propane or butane tf] | NoSettings | 0 | 0 | 0 | 0 | 0 | 0 | 0 | 0 | 0 | 0 | 0 | 0 | 0 | 0 | 0 | 0 | 0 | 0 | 0 | 0 | 0 | 0 | 0 | 0 | 0 | 0 | 0 | 0 | 0 | 0 | 0
Transportation Sector Fuel Used[LDVs,freight,hydrogen vehicle,hydrogen tf] | NoSettings | 0 | 0 | 0 | 0 | 0 | 0 | 0 | 0 | 0 | 0 | 0 | 0 | 0 | 0 | 0 | 0 | 0 | 0 | 0 | 0 | 0 | 0 | 0 | 0 | 0 | 0 | 0 | 0 | 0 | 0 | 0
Transportation Sector Fuel Used[HDVs,passenger,battery electric vehicle,electricity tf] | NoSettings | 209978000000 | 228171000000 | 249947000000 | 289835000000 | 368160000000 | 453201000000 | 569081000000 | 742981000000 | 962518000000 | 1324560000000 | 1737160000000 | 2186700000000 | 2593700000000 | 3023920000000 | 3404540000000 | 3921250000000 | 4467060000000 | 5048740000000 | 5620070000000 | 6206170000000 | 6792910000000 | 7357360000000 | 7963110000000 | 8600800000000 | 9260080000000 | 9906820000000 | 10555600000000 | 11093800000000 | 11610500000000 | 12037700000000 | 12519600000000
Transportation Sector Fuel Used[HDVs,passenger,battery electric vehicle,natural gas tf] | NoSettings | 0 | 0 | 0 | 0 | 0 | 0 | 0 | 0 | 0 | 0 | 0 | 0 | 0 | 0 | 0 | 0 | 0 | 0 | 0 | 0 | 0 | 0 | 0 | 0 | 0 | 0 | 0 | 0 | 0 | 0 | 0
Transportation Sector Fuel Used[HDVs,passenger,battery electric vehicle,petroleum gasoline tf] | NoSettings | 0 | 0 | 0 | 0 | 0 | 0 | 0 | 0 | 0 | 0 | 0 | 0 | 0 | 0 | 0 | 0 | 0 | 0 | 0 | 0 | 0 | 0 | 0 | 0 | 0 | 0 | 0 | 0 | 0 | 0 | 0
Transportation Sector Fuel Used[HDVs,passenger,battery electric vehicle,petroleum diesel tf] | NoSettings | 0 | 0 | 0 | 0 | 0 | 0 | 0 | 0 | 0 | 0 | 0 | 0 | 0 | 0 | 0 | 0 | 0 | 0 | 0 | 0 | 0 | 0 | 0 | 0 | 0 | 0 | 0 | 0 | 0 | 0 | 0
Transportation Sector Fuel Used[HDVs,passenger,battery electric vehicle,biofuel gasoline tf] | NoSettings | 0 | 0 | 0 | 0 | 0 | 0 | 0 | 0 | 0 | 0 | 0 | 0 | 0 | 0 | 0 | 0 | 0 | 0 | 0 | 0 | 0 | 0 | 0 | 0 | 0 | 0 | 0 | 0 | 0 | 0 | 0
Transportation Sector Fuel Used[HDVs,passenger,battery electric vehicle,biofuel diesel tf] | NoSettings | 0 | 0 | 0 | 0 | 0 | 0 | 0 | 0 | 0 | 0 | 0 | 0 | 0 | 0 | 0 | 0 | 0 | 0 | 0 | 0 | 0 | 0 | 0 | 0 | 0 | 0 | 0 | 0 | 0 | 0 | 0
Transportation Sector Fuel Used[HDVs,passenger,battery electric vehicle,jet fuel tf] | NoSettings | 0 | 0 | 0 | 0 | 0 | 0 | 0 | 0 | 0 | 0 | 0 | 0 | 0 | 0 | 0 | 0 | 0 | 0 | 0 | 0 | 0 | 0 | 0 | 0 | 0 | 0 | 0 | 0 | 0 | 0 | 0
Transportation Sector Fuel Used[HDVs,passenger,battery electric vehicle,heavy or residual fuel oil tf] | NoSettings | 0 | 0 | 0 | 0 | 0 | 0 | 0 | 0 | 0 | 0 | 0 | 0 | 0 | 0 | 0 | 0 | 0 | 0 | 0 | 0 | 0 | 0 | 0 | 0 | 0 | 0 | 0 | 0 | 0 | 0 | 0
Transportation Sector Fuel Used[HDVs,passenger,battery electric vehicle,LPG propane or butane tf] | NoSettings | 0 | 0 | 0 | 0 | 0 | 0 | 0 | 0 | 0 | 0 | 0 | 0 | 0 | 0 | 0 | 0 | 0 | 0 | 0 | 0 | 0 | 0 | 0 | 0 | 0 | 0 | 0 | 0 | 0 | 0 | 0
Transportation Sector Fuel Used[HDVs,passenger,battery electric vehicle,hydrogen tf] | NoSettings | 0 | 0 | 0 | 0 | 0 | 0 | 0 | 0 | 0 | 0 | 0 | 0 | 0 | 0 | 0 | 0 | 0 | 0 | 0 | 0 | 0 | 0 | 0 | 0 | 0 | 0 | 0 | 0 | 0 | 0 | 0
Transportation Sector Fuel Used[HDVs,passenger,natural gas vehicle,electricity tf] | NoSettings | 0 | 0 | 0 | 0 | 0 | 0 | 0 | 0 | 0 | 0 | 0 | 0 | 0 | 0 | 0 | 0 | 0 | 0 | 0 | 0 | 0 | 0 | 0 | 0 | 0 | 0 | 0 | 0 | 0 | 0 | 0
Transportation Sector Fuel Used[HDVs,passenger,natural gas vehicle,natural gas tf] | NoSettings | 10568000000000 | 10310200000000 | 9755170000000 | 9202920000000 | 8636070000000 | 8089860000000 | 7541790000000 | 7028500000000 | 6542090000000 | 6015000000000 | 5496190000000 | 4997270000000 | 4526200000000 | 4075040000000 | 3643740000000 | 3230170000000 | 2869900000000 | 2528210000000 | 2206240000000 | 1905260000000 | 1627480000000 | 1370940000000 | 1137920000000 | 1013400000000 | 898728000000 | 774919000000 | 646608000000 | 543522000000 | 448650000000 | 371479000000 | 316604000000
Transportation Sector Fuel Used[HDVs,passenger,natural gas vehicle,petroleum gasoline tf] | NoSettings | 0 | 0 | 0 | 0 | 0 | 0 | 0 | 0 | 0 | 0 | 0 | 0 | 0 | 0 | 0 | 0 | 0 | 0 | 0 | 0 | 0 | 0 | 0 | 0 | 0 | 0 | 0 | 0 | 0 | 0 | 0
Transportation Sector Fuel Used[HDVs,passenger,natural gas vehicle,petroleum diesel tf] | NoSettings | 0 | 0 | 0 | 0 | 0 | 0 | 0 | 0 | 0 | 0 | 0 | 0 | 0 | 0 | 0 | 0 | 0 | 0 | 0 | 0 | 0 | 0 | 0 | 0 | 0 | 0 | 0 | 0 | 0 | 0 | 0
Transportation Sector Fuel Used[HDVs,passenger,natural gas vehicle,biofuel gasoline tf] | NoSettings | 0 | 0 | 0 | 0 | 0 | 0 | 0 | 0 | 0 | 0 | 0 | 0 | 0 | 0 | 0 | 0 | 0 | 0 | 0 | 0 | 0 | 0 | 0 | 0 | 0 | 0 | 0 | 0 | 0 | 0 | 0
Transportation Sector Fuel Used[HDVs,passenger,natural gas vehicle,biofuel diesel tf] | NoSettings | 0 | 0 | 0 | 0 | 0 | 0 | 0 | 0 | 0 | 0 | 0 | 0 | 0 | 0 | 0 | 0 | 0 | 0 | 0 | 0 | 0 | 0 | 0 | 0 | 0 | 0 | 0 | 0 | 0 | 0 | 0
Transportation Sector Fuel Used[HDVs,passenger,natural gas vehicle,jet fuel tf] | NoSettings | 0 | 0 | 0 | 0 | 0 | 0 | 0 | 0 | 0 | 0 | 0 | 0 | 0 | 0 | 0 | 0 | 0 | 0 | 0 | 0 | 0 | 0 | 0 | 0 | 0 | 0 | 0 | 0 | 0 | 0 | 0
Transportation Sector Fuel Used[HDVs,passenger,natural gas vehicle,heavy or residual fuel oil tf] | NoSettings | 0 | 0 | 0 | 0 | 0 | 0 | 0 | 0 | 0 | 0 | 0 | 0 | 0 | 0 | 0 | 0 | 0 | 0 | 0 | 0 | 0 | 0 | 0 | 0 | 0 | 0 | 0 | 0 | 0 | 0 | 0
Transportation Sector Fuel Used[HDVs,passenger,natural gas vehicle,LPG propane or butane tf] | NoSettings | 0 | 0 | 0 | 0 | 0 | 0 | 0 | 0 | 0 | 0 | 0 | 0 | 0 | 0 | 0 | 0 | 0 | 0 | 0 | 0 | 0 | 0 | 0 | 0 | 0 | 0 | 0 | 0 | 0 | 0 | 0
Transportation Sector Fuel Used[HDVs,passenger,natural gas vehicle,hydrogen tf] | NoSettings | 0 | 0 | 0 | 0 | 0 | 0 | 0 | 0 | 0 | 0 | 0 | 0 | 0 | 0 | 0 | 0 | 0 | 0 | 0 | 0 | 0 | 0 | 0 | 0 | 0 | 0 | 0 | 0 | 0 | 0 | 0
Transportation Sector Fuel Used[HDVs,passenger,gasoline vehicle,electricity tf] | NoSettings | 0 | 0 | 0 | 0 | 0 | 0 | 0 | 0 | 0 | 0 | 0 | 0 | 0 | 0 | 0 | 0 | 0 | 0 | 0 | 0 | 0 | 0 | 0 | 0 | 0 | 0 | 0 | 0 | 0 | 0 | 0
Transportation Sector Fuel Used[HDVs,passenger,gasoline vehicle,natural gas tf] | NoSettings | 0 | 0 | 0 | 0 | 0 | 0 | 0 | 0 | 0 | 0 | 0 | 0 | 0 | 0 | 0 | 0 | 0 | 0 | 0 | 0 | 0 | 0 | 0 | 0 | 0 | 0 | 0 | 0 | 0 | 0 | 0
Transportation Sector Fuel Used[HDVs,passenger,gasoline vehicle,petroleum gasoline tf] | NoSettings | 16585200000000 | 16502600000000 | 15772700000000 | 15055000000000 | 14337300000000 | 13629400000000 | 12938800000000 | 12245500000000 | 11583100000000 | 10895800000000 | 10200000000000 | 9501010000000 | 8806240000000 | 8108080000000 | 7409500000000 | 6696720000000 | 6045470000000 | 5381640000000 | 4693980000000 | 4019660000000 | 3336880000000 | 2652450000000 | 1964830000000 | 1840970000000 | 1741460000000 | 1655940000000 | 1545670000000 | 1428250000000 | 1307750000000 | 1194560000000 | 1075090000000
Transportation Sector Fuel Used[HDVs,passenger,gasoline vehicle,petroleum diesel tf] | NoSettings | 0 | 0 | 0 | 0 | 0 | 0 | 0 | 0 | 0 | 0 | 0 | 0 | 0 | 0 | 0 | 0 | 0 | 0 | 0 | 0 | 0 | 0 | 0 | 0 | 0 | 0 | 0 | 0 | 0 | 0 | 0
Transportation Sector Fuel Used[HDVs,passenger,gasoline vehicle,biofuel gasoline tf] | NoSettings | 1279700000000 | 1277170000000 | 1224580000000 | 1172120000000 | 1119060000000 | 1066800000000 | 1015680000000 | 964046000000 | 914255000000 | 862089000000 | 808800000000 | 753375000000 | 698284000000 | 642923000000 | 587530000000 | 531011000000 | 479371000000 | 426733000000 | 372206000000 | 318736000000 | 264595000000 | 210324000000 | 155800000000 | 145978000000 | 138088000000 | 131307000000 | 122563000000 | 113252000000 | 103697000000 | 94721800000 | 85248200000
Transportation Sector Fuel Used[HDVs,passenger,gasoline vehicle,biofuel diesel tf] | NoSettings | 0 | 0 | 0 | 0 | 0 | 0 | 0 | 0 | 0 | 0 | 0 | 0 | 0 | 0 | 0 | 0 | 0 | 0 | 0 | 0 | 0 | 0 | 0 | 0 | 0 | 0 | 0 | 0 | 0 | 0 | 0
Transportation Sector Fuel Used[HDVs,passenger,gasoline vehicle,jet fuel tf] | NoSettings | 0 | 0 | 0 | 0 | 0 | 0 | 0 | 0 | 0 | 0 | 0 | 0 | 0 | 0 | 0 | 0 | 0 | 0 | 0 | 0 | 0 | 0 | 0 | 0 | 0 | 0 | 0 | 0 | 0 | 0 | 0
Transportation Sector Fuel Used[HDVs,passenger,gasoline vehicle,heavy or residual fuel oil tf] | NoSettings | 0 | 0 | 0 | 0 | 0 | 0 | 0 | 0 | 0 | 0 | 0 | 0 | 0 | 0 | 0 | 0 | 0 | 0 | 0 | 0 | 0 | 0 | 0 | 0 | 0 | 0 | 0 | 0 | 0 | 0 | 0
Transportation Sector Fuel Used[HDVs,passenger,gasoline vehicle,LPG propane or butane tf] | NoSettings | 0 | 0 | 0 | 0 | 0 | 0 | 0 | 0 | 0 | 0 | 0 | 0 | 0 | 0 | 0 | 0 | 0 | 0 | 0 | 0 | 0 | 0 | 0 | 0 | 0 | 0 | 0 | 0 | 0 | 0 | 0
Transportation Sector Fuel Used[HDVs,passenger,gasoline vehicle,hydrogen tf] | NoSettings | 0 | 0 | 0 | 0 | 0 | 0 | 0 | 0 | 0 | 0 | 0 | 0 | 0 | 0 | 0 | 0 | 0 | 0 | 0 | 0 | 0 | 0 | 0 | 0 | 0 | 0 | 0 | 0 | 0 | 0 | 0
Transportation Sector Fuel Used[HDVs,passenger,diesel vehicle,electricity tf] | NoSettings | 0 | 0 | 0 | 0 | 0 | 0 | 0 | 0 | 0 | 0 | 0 | 0 | 0 | 0 | 0 | 0 | 0 | 0 | 0 | 0 | 0 | 0 | 0 | 0 | 0 | 0 | 0 | 0 | 0 | 0 | 0
Transportation Sector Fuel Used[HDVs,passenger,diesel vehicle,natural gas tf] | NoSettings | 0 | 0 | 0 | 0 | 0 | 0 | 0 | 0 | 0 | 0 | 0 | 0 | 0 | 0 | 0 | 0 | 0 | 0 | 0 | 0 | 0 | 0 | 0 | 0 | 0 | 0 | 0 | 0 | 0 | 0 | 0
Transportation Sector Fuel Used[HDVs,passenger,diesel vehicle,petroleum gasoline tf] | NoSettings | 0 | 0 | 0 | 0 | 0 | 0 | 0 | 0 | 0 | 0 | 0 | 0 | 0 | 0 | 0 | 0 | 0 | 0 | 0 | 0 | 0 | 0 | 0 | 0 | 0 | 0 | 0 | 0 | 0 | 0 | 0
Transportation Sector Fuel Used[HDVs,passenger,diesel vehicle,petroleum diesel tf] | NoSettings | 17205100000000 | 17558000000000 | 17256100000000 | 16944400000000 | 16513100000000 | 16079900000000 | 15590300000000 | 15061200000000 | 14501800000000 | 13782400000000 | 12994300000000 | 12579700000000 | 12182600000000 | 11735700000000 | 11327000000000 | 10900100000000 | 10542000000000 | 10173400000000 | 9767420000000 | 9420280000000 | 9093730000000 | 8732940000000 | 8390170000000 | 7729460000000 | 7128810000000 | 6509070000000 | 5899200000000 | 5361320000000 | 4814230000000 | 4346850000000 | 3936970000000
Transportation Sector Fuel Used[HDVs,passenger,diesel vehicle,biofuel gasoline tf] | NoSettings | 0 | 0 | 0 | 0 | 0 | 0 | 0 | 0 | 0 | 0 | 0 | 0 | 0 | 0 | 0 | 0 | 0 | 0 | 0 | 0 | 0 | 0 | 0 | 0 | 0 | 0 | 0 | 0 | 0 | 0 | 0
Transportation Sector Fuel Used[HDVs,passenger,diesel vehicle,biofuel diesel tf] | NoSettings | 4238020000000 | 4860940000000 | 5330580000000 | 5805500000000 | 6243830000000 | 6681770000000 | 7094290000000 | 7482770000000 | 7846520000000 | 8104310000000 | 8289230000000 | 8024770000000 | 7771450000000 | 7486360000000 | 7225600000000 | 6953310000000 | 6724900000000 | 6489750000000 | 6230760000000 | 6009310000000 | 5801000000000 | 5570840000000 | 5352190000000 | 4930720000000 | 4547550000000 | 4152220000000 | 3763170000000 | 3420050000000 | 3071060000000 | 2772910000000 | 2511440000000
Transportation Sector Fuel Used[HDVs,passenger,diesel vehicle,jet fuel tf] | NoSettings | 0 | 0 | 0 | 0 | 0 | 0 | 0 | 0 | 0 | 0 | 0 | 0 | 0 | 0 | 0 | 0 | 0 | 0 | 0 | 0 | 0 | 0 | 0 | 0 | 0 | 0 | 0 | 0 | 0 | 0 | 0
Transportation Sector Fuel Used[HDVs,passenger,diesel vehicle,heavy or residual fuel oil tf] | NoSettings | 0 | 0 | 0 | 0 | 0 | 0 | 0 | 0 | 0 | 0 | 0 | 0 | 0 | 0 | 0 | 0 | 0 | 0 | 0 | 0 | 0 | 0 | 0 | 0 | 0 | 0 | 0 | 0 | 0 | 0 | 0
Transportation Sector Fuel Used[HDVs,passenger,diesel vehicle,LPG propane or butane tf] | NoSettings | 0 | 0 | 0 | 0 | 0 | 0 | 0 | 0 | 0 | 0 | 0 | 0 | 0 | 0 | 0 | 0 | 0 | 0 | 0 | 0 | 0 | 0 | 0 | 0 | 0 | 0 | 0 | 0 | 0 | 0 | 0
Transportation Sector Fuel Used[HDVs,passenger,diesel vehicle,hydrogen tf] | NoSettings | 0 | 0 | 0 | 0 | 0 | 0 | 0 | 0 | 0 | 0 | 0 | 0 | 0 | 0 | 0 | 0 | 0 | 0 | 0 | 0 | 0 | 0 | 0 | 0 | 0 | 0 | 0 | 0 | 0 | 0 | 0
Transportation Sector Fuel Used[HDVs,passenger,plugin hybrid vehicle,electricity tf] | NoSettings | 0 | 0 | 0 | 0 | 0 | 0 | 0 | 0 | 0 | 0 | 0 | 0 | 0 | 0 | 0 | 0 | 0 | 0 | 0 | 0 | 0 | 0 | 0 | 0 | 0 | 0 | 0 | 0 | 0 | 0 | 0
Transportation Sector Fuel Used[HDVs,passenger,plugin hybrid vehicle,natural gas tf] | NoSettings | 0 | 0 | 0 | 0 | 0 | 0 | 0 | 0 | 0 | 0 | 0 | 0 | 0 | 0 | 0 | 0 | 0 | 0 | 0 | 0 | 0 | 0 | 0 | 0 | 0 | 0 | 0 | 0 | 0 | 0 | 0
Transportation Sector Fuel Used[HDVs,passenger,plugin hybrid vehicle,petroleum gasoline tf] | NoSettings | 0 | 0 | 0 | 0 | 0 | 0 | 0 | 0 | 0 | 0 | 0 | 0 | 0 | 0 | 0 | 0 | 0 | 0 | 0 | 0 | 0 | 0 | 0 | 0 | 0 | 0 | 0 | 0 | 0 | 0 | 0
Transportation Sector Fuel Used[HDVs,passenger,plugin hybrid vehicle,petroleum diesel tf] | NoSettings | 0 | 0 | 0 | 0 | 0 | 0 | 0 | 0 | 0 | 0 | 0 | 0 | 0 | 0 | 0 | 0 | 0 | 0 | 0 | 0 | 0 | 0 | 0 | 0 | 0 | 0 | 0 | 0 | 0 | 0 | 0
Transportation Sector Fuel Used[HDVs,passenger,plugin hybrid vehicle,biofuel gasoline tf] | NoSettings | 0 | 0 | 0 | 0 | 0 | 0 | 0 | 0 | 0 | 0 | 0 | 0 | 0 | 0 | 0 | 0 | 0 | 0 | 0 | 0 | 0 | 0 | 0 | 0 | 0 | 0 | 0 | 0 | 0 | 0 | 0
Transportation Sector Fuel Used[HDVs,passenger,plugin hybrid vehicle,biofuel diesel tf] | NoSettings | 0 | 0 | 0 | 0 | 0 | 0 | 0 | 0 | 0 | 0 | 0 | 0 | 0 | 0 | 0 | 0 | 0 | 0 | 0 | 0 | 0 | 0 | 0 | 0 | 0 | 0 | 0 | 0 | 0 | 0 | 0
Transportation Sector Fuel Used[HDVs,passenger,plugin hybrid vehicle,jet fuel tf] | NoSettings | 0 | 0 | 0 | 0 | 0 | 0 | 0 | 0 | 0 | 0 | 0 | 0 | 0 | 0 | 0 | 0 | 0 | 0 | 0 | 0 | 0 | 0 | 0 | 0 | 0 | 0 | 0 | 0 | 0 | 0 | 0
Transportation Sector Fuel Used[HDVs,passenger,plugin hybrid vehicle,heavy or residual fuel oil tf] | NoSettings | 0 | 0 | 0 | 0 | 0 | 0 | 0 | 0 | 0 | 0 | 0 | 0 | 0 | 0 | 0 | 0 | 0 | 0 | 0 | 0 | 0 | 0 | 0 | 0 | 0 | 0 | 0 | 0 | 0 | 0 | 0
Transportation Sector Fuel Used[HDVs,passenger,plugin hybrid vehicle,LPG propane or butane tf] | NoSettings | 0 | 0 | 0 | 0 | 0 | 0 | 0 | 0 | 0 | 0 | 0 | 0 | 0 | 0 | 0 | 0 | 0 | 0 | 0 | 0 | 0 | 0 | 0 | 0 | 0 | 0 | 0 | 0 | 0 | 0 | 0
Transportation Sector Fuel Used[HDVs,passenger,plugin hybrid vehicle,hydrogen tf] | NoSettings | 0 | 0 | 0 | 0 | 0 | 0 | 0 | 0 | 0 | 0 | 0 | 0 | 0 | 0 | 0 | 0 | 0 | 0 | 0 | 0 | 0 | 0 | 0 | 0 | 0 | 0 | 0 | 0 | 0 | 0 | 0
Transportation Sector Fuel Used[HDVs,passenger,LPG vehicle,electricity tf] | NoSettings | 0 | 0 | 0 | 0 | 0 | 0 | 0 | 0 | 0 | 0 | 0 | 0 | 0 | 0 | 0 | 0 | 0 | 0 | 0 | 0 | 0 | 0 | 0 | 0 | 0 | 0 | 0 | 0 | 0 | 0 | 0
Transportation Sector Fuel Used[HDVs,passenger,LPG vehicle,natural gas tf] | NoSettings | 0 | 0 | 0 | 0 | 0 | 0 | 0 | 0 | 0 | 0 | 0 | 0 | 0 | 0 | 0 | 0 | 0 | 0 | 0 | 0 | 0 | 0 | 0 | 0 | 0 | 0 | 0 | 0 | 0 | 0 | 0
Transportation Sector Fuel Used[HDVs,passenger,LPG vehicle,petroleum gasoline tf] | NoSettings | 0 | 0 | 0 | 0 | 0 | 0 | 0 | 0 | 0 | 0 | 0 | 0 | 0 | 0 | 0 | 0 | 0 | 0 | 0 | 0 | 0 | 0 | 0 | 0 | 0 | 0 | 0 | 0 | 0 | 0 | 0
Transportation Sector Fuel Used[HDVs,passenger,LPG vehicle,petroleum diesel tf] | NoSettings | 0 | 0 | 0 | 0 | 0 | 0 | 0 | 0 | 0 | 0 | 0 | 0 | 0 | 0 | 0 | 0 | 0 | 0 | 0 | 0 | 0 | 0 | 0 | 0 | 0 | 0 | 0 | 0 | 0 | 0 | 0
Transportation Sector Fuel Used[HDVs,passenger,LPG vehicle,biofuel gasoline tf] | NoSettings | 0 | 0 | 0 | 0 | 0 | 0 | 0 | 0 | 0 | 0 | 0 | 0 | 0 | 0 | 0 | 0 | 0 | 0 | 0 | 0 | 0 | 0 | 0 | 0 | 0 | 0 | 0 | 0 | 0 | 0 | 0
Transportation Sector Fuel Used[HDVs,passenger,LPG vehicle,biofuel diesel tf] | NoSettings | 0 | 0 | 0 | 0 | 0 | 0 | 0 | 0 | 0 | 0 | 0 | 0 | 0 | 0 | 0 | 0 | 0 | 0 | 0 | 0 | 0 | 0 | 0 | 0 | 0 | 0 | 0 | 0 | 0 | 0 | 0
Transportation Sector Fuel Used[HDVs,passenger,LPG vehicle,jet fuel tf] | NoSettings | 0 | 0 | 0 | 0 | 0 | 0 | 0 | 0 | 0 | 0 | 0 | 0 | 0 | 0 | 0 | 0 | 0 | 0 | 0 | 0 | 0 | 0 | 0 | 0 | 0 | 0 | 0 | 0 | 0 | 0 | 0
Transportation Sector Fuel Used[HDVs,passenger,LPG vehicle,heavy or residual fuel oil tf] | NoSettings | 0 | 0 | 0 | 0 | 0 | 0 | 0 | 0 | 0 | 0 | 0 | 0 | 0 | 0 | 0 | 0 | 0 | 0 | 0 | 0 | 0 | 0 | 0 | 0 | 0 | 0 | 0 | 0 | 0 | 0 | 0
Transportation Sector Fuel Used[HDVs,passenger,LPG vehicle,LPG propane or butane tf] | NoSettings | 0 | 0 | 0 | 0 | 0 | 0 | 0 | 0 | 0 | 0 | 0 | 0 | 0 | 0 | 0 | 0 | 0 | 0 | 0 | 0 | 0 | 0 | 0 | 0 | 0 | 0 | 0 | 0 | 0 | 0 | 0
Transportation Sector Fuel Used[HDVs,passenger,LPG vehicle,hydrogen tf] | NoSettings | 0 | 0 | 0 | 0 | 0 | 0 | 0 | 0 | 0 | 0 | 0 | 0 | 0 | 0 | 0 | 0 | 0 | 0 | 0 | 0 | 0 | 0 | 0 | 0 | 0 | 0 | 0 | 0 | 0 | 0 | 0
Transportation Sector Fuel Used[HDVs,passenger,hydrogen vehicle,electricity tf] | NoSettings | 0 | 0 | 0 | 0 | 0 | 0 | 0 | 0 | 0 | 0 | 0 | 0 | 0 | 0 | 0 | 0 | 0 | 0 | 0 | 0 | 0 | 0 | 0 | 0 | 0 | 0 | 0 | 0 | 0 | 0 | 0
Transportation Sector Fuel Used[HDVs,passenger,hydrogen vehicle,natural gas tf] | NoSettings | 0 | 0 | 0 | 0 | 0 | 0 | 0 | 0 | 0 | 0 | 0 | 0 | 0 | 0 | 0 | 0 | 0 | 0 | 0 | 0 | 0 | 0 | 0 | 0 | 0 | 0 | 0 | 0 | 0 | 0 | 0
Transportation Sector Fuel Used[HDVs,passenger,hydrogen vehicle,petroleum gasoline tf] | NoSettings | 0 | 0 | 0 | 0 | 0 | 0 | 0 | 0 | 0 | 0 | 0 | 0 | 0 | 0 | 0 | 0 | 0 | 0 | 0 | 0 | 0 | 0 | 0 | 0 | 0 | 0 | 0 | 0 | 0 | 0 | 0
Transportation Sector Fuel Used[HDVs,passenger,hydrogen vehicle,petroleum diesel tf] | NoSettings | 0 | 0 | 0 | 0 | 0 | 0 | 0 | 0 | 0 | 0 | 0 | 0 | 0 | 0 | 0 | 0 | 0 | 0 | 0 | 0 | 0 | 0 | 0 | 0 | 0 | 0 | 0 | 0 | 0 | 0 | 0
Transportation Sector Fuel Used[HDVs,passenger,hydrogen vehicle,biofuel gasoline tf] | NoSettings | 0 | 0 | 0 | 0 | 0 | 0 | 0 | 0 | 0 | 0 | 0 | 0 | 0 | 0 | 0 | 0 | 0 | 0 | 0 | 0 | 0 | 0 | 0 | 0 | 0 | 0 | 0 | 0 | 0 | 0 | 0
Transportation Sector Fuel Used[HDVs,passenger,hydrogen vehicle,biofuel diesel tf] | NoSettings | 0 | 0 | 0 | 0 | 0 | 0 | 0 | 0 | 0 | 0 | 0 | 0 | 0 | 0 | 0 | 0 | 0 | 0 | 0 | 0 | 0 | 0 | 0 | 0 | 0 | 0 | 0 | 0 | 0 | 0 | 0
Transportation Sector Fuel Used[HDVs,passenger,hydrogen vehicle,jet fuel tf] | NoSettings | 0 | 0 | 0 | 0 | 0 | 0 | 0 | 0 | 0 | 0 | 0 | 0 | 0 | 0 | 0 | 0 | 0 | 0 | 0 | 0 | 0 | 0 | 0 | 0 | 0 | 0 | 0 | 0 | 0 | 0 | 0
Transportation Sector Fuel Used[HDVs,passenger,hydrogen vehicle,heavy or residual fuel oil tf] | NoSettings | 0 | 0 | 0 | 0 | 0 | 0 | 0 | 0 | 0 | 0 | 0 | 0 | 0 | 0 | 0 | 0 | 0 | 0 | 0 | 0 | 0 | 0 | 0 | 0 | 0 | 0 | 0 | 0 | 0 | 0 | 0
Transportation Sector Fuel Used[HDVs,passenger,hydrogen vehicle,LPG propane or butane tf] | NoSettings | 0 | 0 | 0 | 0 | 0 | 0 | 0 | 0 | 0 | 0 | 0 | 0 | 0 | 0 | 0 | 0 | 0 | 0 | 0 | 0 | 0 | 0 | 0 | 0 | 0 | 0 | 0 | 0 | 0 | 0 | 0
Transportation Sector Fuel Used[HDVs,passenger,hydrogen vehicle,hydrogen tf] | NoSettings | 0 | 0 | 0 | 0 | 0 | 0 | 0 | 0 | 0 | 0 | 0 | 0 | 0 | 0 | 0 | 0 | 0 | 0 | 0 | 0 | 0 | 0 | 0 | 0 | 0 | 0 | 0 | 0 | 0 | 0 | 0
Transportation Sector Fuel Used[HDVs,freight,battery electric vehicle,electricity tf] | NoSettings | 23412900000 | 23539100000 | 25900300000 | 29149900000 | 77094500000 | 148334000000 | 255579000000 | 423474000000 | 657601000000 | 963811000000 | 1347300000000 | 1833750000000 | 2423190000000 | 3053110000000 | 3723010000000 | 4432240000000 | 5181610000000 | 5968940000000 | 6795080000000 | 7658380000000 | 8558040000000 | 9492610000000 | 10460900000000 | 11461800000000 | 12494200000000 | 13507800000000 | 14552700000000 | 15626000000000 | 16730200000000 | 17803400000000 | 18879600000000
Transportation Sector Fuel Used[HDVs,freight,battery electric vehicle,natural gas tf] | NoSettings | 0 | 0 | 0 | 0 | 0 | 0 | 0 | 0 | 0 | 0 | 0 | 0 | 0 | 0 | 0 | 0 | 0 | 0 | 0 | 0 | 0 | 0 | 0 | 0 | 0 | 0 | 0 | 0 | 0 | 0 | 0
Transportation Sector Fuel Used[HDVs,freight,battery electric vehicle,petroleum gasoline tf] | NoSettings | 0 | 0 | 0 | 0 | 0 | 0 | 0 | 0 | 0 | 0 | 0 | 0 | 0 | 0 | 0 | 0 | 0 | 0 | 0 | 0 | 0 | 0 | 0 | 0 | 0 | 0 | 0 | 0 | 0 | 0 | 0
Transportation Sector Fuel Used[HDVs,freight,battery electric vehicle,petroleum diesel tf] | NoSettings | 0 | 0 | 0 | 0 | 0 | 0 | 0 | 0 | 0 | 0 | 0 | 0 | 0 | 0 | 0 | 0 | 0 | 0 | 0 | 0 | 0 | 0 | 0 | 0 | 0 | 0 | 0 | 0 | 0 | 0 | 0
Transportation Sector Fuel Used[HDVs,freight,battery electric vehicle,biofuel gasoline tf] | NoSettings | 0 | 0 | 0 | 0 | 0 | 0 | 0 | 0 | 0 | 0 | 0 | 0 | 0 | 0 | 0 | 0 | 0 | 0 | 0 | 0 | 0 | 0 | 0 | 0 | 0 | 0 | 0 | 0 | 0 | 0 | 0
Transportation Sector Fuel Used[HDVs,freight,battery electric vehicle,biofuel diesel tf] | NoSettings | 0 | 0 | 0 | 0 | 0 | 0 | 0 | 0 | 0 | 0 | 0 | 0 | 0 | 0 | 0 | 0 | 0 | 0 | 0 | 0 | 0 | 0 | 0 | 0 | 0 | 0 | 0 | 0 | 0 | 0 | 0
Transportation Sector Fuel Used[HDVs,freight,battery electric vehicle,jet fuel tf] | NoSettings | 0 | 0 | 0 | 0 | 0 | 0 | 0 | 0 | 0 | 0 | 0 | 0 | 0 | 0 | 0 | 0 | 0 | 0 | 0 | 0 | 0 | 0 | 0 | 0 | 0 | 0 | 0 | 0 | 0 | 0 | 0
Transportation Sector Fuel Used[HDVs,freight,battery electric vehicle,heavy or residual fuel oil tf] | NoSettings | 0 | 0 | 0 | 0 | 0 | 0 | 0 | 0 | 0 | 0 | 0 | 0 | 0 | 0 | 0 | 0 | 0 | 0 | 0 | 0 | 0 | 0 | 0 | 0 | 0 | 0 | 0 | 0 | 0 | 0 | 0
Transportation Sector Fuel Used[HDVs,freight,battery electric vehicle,LPG propane or butane tf] | NoSettings | 0 | 0 | 0 | 0 | 0 | 0 | 0 | 0 | 0 | 0 | 0 | 0 | 0 | 0 | 0 | 0 | 0 | 0 | 0 | 0 | 0 | 0 | 0 | 0 | 0 | 0 | 0 | 0 | 0 | 0 | 0
Transportation Sector Fuel Used[HDVs,freight,battery electric vehicle,hydrogen tf] | NoSettings | 0 | 0 | 0 | 0 | 0 | 0 | 0 | 0 | 0 | 0 | 0 | 0 | 0 | 0 | 0 | 0 | 0 | 0 | 0 | 0 | 0 | 0 | 0 | 0 | 0 | 0 | 0 | 0 | 0 | 0 | 0
Transportation Sector Fuel Used[HDVs,freight,natural gas vehicle,electricity tf] | NoSettings | 0 | 0 | 0 | 0 | 0 | 0 | 0 | 0 | 0 | 0 | 0 | 0 | 0 | 0 | 0 | 0 | 0 | 0 | 0 | 0 | 0 | 0 | 0 | 0 | 0 | 0 | 0 | 0 | 0 | 0 | 0
Transportation Sector Fuel Used[HDVs,freight,natural gas vehicle,natural gas tf] | NoSettings | 1870990000000 | 1775170000000 | 1693170000000 | 1606530000000 | 1514560000000 | 1423490000000 | 1330680000000 | 1239170000000 | 1149250000000 | 1063960000000 | 980706000000 | 910770000000 | 845645000000 | 784160000000 | 729179000000 | 680699000000 | 641202000000 | 610423000000 | 585495000000 | 566156000000 | 554655000000 | 548281000000 | 544376000000 | 547734000000 | 555784000000 | 634602000000 | 719364000000 | 795995000000 | 882963000000 | 980895000000 | 1084100000000
Transportation Sector Fuel Used[HDVs,freight,natural gas vehicle,petroleum gasoline tf] | NoSettings | 0 | 0 | 0 | 0 | 0 | 0 | 0 | 0 | 0 | 0 | 0 | 0 | 0 | 0 | 0 | 0 | 0 | 0 | 0 | 0 | 0 | 0 | 0 | 0 | 0 | 0 | 0 | 0 | 0 | 0 | 0
Transportation Sector Fuel Used[HDVs,freight,natural gas vehicle,petroleum diesel tf] | NoSettings | 0 | 0 | 0 | 0 | 0 | 0 | 0 | 0 | 0 | 0 | 0 | 0 | 0 | 0 | 0 | 0 | 0 | 0 | 0 | 0 | 0 | 0 | 0 | 0 | 0 | 0 | 0 | 0 | 0 | 0 | 0
Transportation Sector Fuel Used[HDVs,freight,natural gas vehicle,biofuel gasoline tf] | NoSettings | 0 | 0 | 0 | 0 | 0 | 0 | 0 | 0 | 0 | 0 | 0 | 0 | 0 | 0 | 0 | 0 | 0 | 0 | 0 | 0 | 0 | 0 | 0 | 0 | 0 | 0 | 0 | 0 | 0 | 0 | 0
Transportation Sector Fuel Used[HDVs,freight,natural gas vehicle,biofuel diesel tf] | NoSettings | 0 | 0 | 0 | 0 | 0 | 0 | 0 | 0 | 0 | 0 | 0 | 0 | 0 | 0 | 0 | 0 | 0 | 0 | 0 | 0 | 0 | 0 | 0 | 0 | 0 | 0 | 0 | 0 | 0 | 0 | 0
Transportation Sector Fuel Used[HDVs,freight,natural gas vehicle,jet fuel tf] | NoSettings | 0 | 0 | 0 | 0 | 0 | 0 | 0 | 0 | 0 | 0 | 0 | 0 | 0 | 0 | 0 | 0 | 0 | 0 | 0 | 0 | 0 | 0 | 0 | 0 | 0 | 0 | 0 | 0 | 0 | 0 | 0
Transportation Sector Fuel Used[HDVs,freight,natural gas vehicle,heavy or residual fuel oil tf] | NoSettings | 0 | 0 | 0 | 0 | 0 | 0 | 0 | 0 | 0 | 0 | 0 | 0 | 0 | 0 | 0 | 0 | 0 | 0 | 0 | 0 | 0 | 0 | 0 | 0 | 0 | 0 | 0 | 0 | 0 | 0 | 0
Transportation Sector Fuel Used[HDVs,freight,natural gas vehicle,LPG propane or butane tf] | NoSettings | 0 | 0 | 0 | 0 | 0 | 0 | 0 | 0 | 0 | 0 | 0 | 0 | 0 | 0 | 0 | 0 | 0 | 0 | 0 | 0 | 0 | 0 | 0 | 0 | 0 | 0 | 0 | 0 | 0 | 0 | 0
Transportation Sector Fuel Used[HDVs,freight,natural gas vehicle,hydrogen tf] | NoSettings | 0 | 0 | 0 | 0 | 0 | 0 | 0 | 0 | 0 | 0 | 0 | 0 | 0 | 0 | 0 | 0 | 0 | 0 | 0 | 0 | 0 | 0 | 0 | 0 | 0 | 0 | 0 | 0 | 0 | 0 | 0
Transportation Sector Fuel Used[HDVs,freight,gasoline vehicle,electricity tf] | NoSettings | 0 | 0 | 0 | 0 | 0 | 0 | 0 | 0 | 0 | 0 | 0 | 0 | 0 | 0 | 0 | 0 | 0 | 0 | 0 | 0 | 0 | 0 | 0 | 0 | 0 | 0 | 0 | 0 | 0 | 0 | 0
Transportation Sector Fuel Used[HDVs,freight,gasoline vehicle,natural gas tf] | NoSettings | 0 | 0 | 0 | 0 | 0 | 0 | 0 | 0 | 0 | 0 | 0 | 0 | 0 | 0 | 0 | 0 | 0 | 0 | 0 | 0 | 0 | 0 | 0 | 0 | 0 | 0 | 0 | 0 | 0 | 0 | 0
Transportation Sector Fuel Used[HDVs,freight,gasoline vehicle,petroleum gasoline tf] | NoSettings | 0 | 0 | 0 | 0 | 0 | 0 | 0 | 0 | 0 | 0 | 0 | 0 | 0 | 0 | 0 | 0 | 0 | 0 | 0 | 0 | 0 | 0 | 0 | 0 | 0 | 0 | 0 | 0 | 0 | 0 | 0
Transportation Sector Fuel Used[HDVs,freight,gasoline vehicle,petroleum diesel tf] | NoSettings | 0 | 0 | 0 | 0 | 0 | 0 | 0 | 0 | 0 | 0 | 0 | 0 | 0 | 0 | 0 | 0 | 0 | 0 | 0 | 0 | 0 | 0 | 0 | 0 | 0 | 0 | 0 | 0 | 0 | 0 | 0
Transportation Sector Fuel Used[HDVs,freight,gasoline vehicle,biofuel gasoline tf] | NoSettings | 0 | 0 | 0 | 0 | 0 | 0 | 0 | 0 | 0 | 0 | 0 | 0 | 0 | 0 | 0 | 0 | 0 | 0 | 0 | 0 | 0 | 0 | 0 | 0 | 0 | 0 | 0 | 0 | 0 | 0 | 0
Transportation Sector Fuel Used[HDVs,freight,gasoline vehicle,biofuel diesel tf] | NoSettings | 0 | 0 | 0 | 0 | 0 | 0 | 0 | 0 | 0 | 0 | 0 | 0 | 0 | 0 | 0 | 0 | 0 | 0 | 0 | 0 | 0 | 0 | 0 | 0 | 0 | 0 | 0 | 0 | 0 | 0 | 0
Transportation Sector Fuel Used[HDVs,freight,gasoline vehicle,jet fuel tf] | NoSettings | 0 | 0 | 0 | 0 | 0 | 0 | 0 | 0 | 0 | 0 | 0 | 0 | 0 | 0 | 0 | 0 | 0 | 0 | 0 | 0 | 0 | 0 | 0 | 0 | 0 | 0 | 0 | 0 | 0 | 0 | 0
Transportation Sector Fuel Used[HDVs,freight,gasoline vehicle,heavy or residual fuel oil tf] | NoSettings | 0 | 0 | 0 | 0 | 0 | 0 | 0 | 0 | 0 | 0 | 0 | 0 | 0 | 0 | 0 | 0 | 0 | 0 | 0 | 0 | 0 | 0 | 0 | 0 | 0 | 0 | 0 | 0 | 0 | 0 | 0
Transportation Sector Fuel Used[HDVs,freight,gasoline vehicle,LPG propane or butane tf] | NoSettings | 0 | 0 | 0 | 0 | 0 | 0 | 0 | 0 | 0 | 0 | 0 | 0 | 0 | 0 | 0 | 0 | 0 | 0 | 0 | 0 | 0 | 0 | 0 | 0 | 0 | 0 | 0 | 0 | 0 | 0 | 0
Transportation Sector Fuel Used[HDVs,freight,gasoline vehicle,hydrogen tf] | NoSettings | 0 | 0 | 0 | 0 | 0 | 0 | 0 | 0 | 0 | 0 | 0 | 0 | 0 | 0 | 0 | 0 | 0 | 0 | 0 | 0 | 0 | 0 | 0 | 0 | 0 | 0 | 0 | 0 | 0 | 0 | 0
Transportation Sector Fuel Used[HDVs,freight,diesel vehicle,electricity tf] | NoSettings | 0 | 0 | 0 | 0 | 0 | 0 | 0 | 0 | 0 | 0 | 0 | 0 | 0 | 0 | 0 | 0 | 0 | 0 | 0 | 0 | 0 | 0 | 0 | 0 | 0 | 0 | 0 | 0 | 0 | 0 | 0
Transportation Sector Fuel Used[HDVs,freight,diesel vehicle,natural gas tf] | NoSettings | 0 | 0 | 0 | 0 | 0 | 0 | 0 | 0 | 0 | 0 | 0 | 0 | 0 | 0 | 0 | 0 | 0 | 0 | 0 | 0 | 0 | 0 | 0 | 0 | 0 | 0 | 0 | 0 | 0 | 0 | 0
Transportation Sector Fuel Used[HDVs,freight,diesel vehicle,petroleum gasoline tf] | NoSettings | 0 | 0 | 0 | 0 | 0 | 0 | 0 | 0 | 0 | 0 | 0 | 0 | 0 | 0 | 0 | 0 | 0 | 0 | 0 | 0 | 0 | 0 | 0 | 0 | 0 | 0 | 0 | 0 | 0 | 0 | 0
Transportation Sector Fuel Used[HDVs,freight,diesel vehicle,petroleum diesel tf] | NoSettings | 68876600000000 | 68238700000000 | 67561800000000 | 66862300000000 | 65821000000000 | 64721100000000 | 63540000000000 | 62111100000000 | 60563400000000 | 58876300000000 | 57050600000000 | 57408600000000 | 57625400000000 | 57788200000000 | 57904200000000 | 57972300000000 | 57949600000000 | 57706000000000 | 57423600000000 | 57122100000000 | 56899700000000 | 56644100000000 | 56511900000000 | 56160500000000 | 55805200000000 | 55521000000000 | 55533300000000 | 55552700000000 | 55556200000000 | 55835000000000 | 56152100000000
Transportation Sector Fuel Used[HDVs,freight,diesel vehicle,biofuel gasoline tf] | NoSettings | 0 | 0 | 0 | 0 | 0 | 0 | 0 | 0 | 0 | 0 | 0 | 0 | 0 | 0 | 0 | 0 | 0 | 0 | 0 | 0 | 0 | 0 | 0 | 0 | 0 | 0 | 0 | 0 | 0 | 0 | 0
Transportation Sector Fuel Used[HDVs,freight,diesel vehicle,biofuel diesel tf] | NoSettings | 16965900000000 | 18891900000000 | 20870500000000 | 22908400000000 | 24887900000000 | 26893900000000 | 28913600000000 | 30858200000000 | 32769200000000 | 34620300000000 | 36393200000000 | 36621600000000 | 36759900000000 | 36863800000000 | 36937800000000 | 36981200000000 | 36966700000000 | 36811400000000 | 36631200000000 | 36438900000000 | 36297000000000 | 36134000000000 | 36049600000000 | 35825500000000 | 35598800000000 | 35417500000000 | 35425300000000 | 35437700000000 | 35439900000000 | 35617800000000 | 35820100000000
Transportation Sector Fuel Used[HDVs,freight,diesel vehicle,jet fuel tf] | NoSettings | 0 | 0 | 0 | 0 | 0 | 0 | 0 | 0 | 0 | 0 | 0 | 0 | 0 | 0 | 0 | 0 | 0 | 0 | 0 | 0 | 0 | 0 | 0 | 0 | 0 | 0 | 0 | 0 | 0 | 0 | 0
Transportation Sector Fuel Used[HDVs,freight,diesel vehicle,heavy or residual fuel oil tf] | NoSettings | 0 | 0 | 0 | 0 | 0 | 0 | 0 | 0 | 0 | 0 | 0 | 0 | 0 | 0 | 0 | 0 | 0 | 0 | 0 | 0 | 0 | 0 | 0 | 0 | 0 | 0 | 0 | 0 | 0 | 0 | 0
Transportation Sector Fuel Used[HDVs,freight,diesel vehicle,LPG propane or butane tf] | NoSettings | 0 | 0 | 0 | 0 | 0 | 0 | 0 | 0 | 0 | 0 | 0 | 0 | 0 | 0 | 0 | 0 | 0 | 0 | 0 | 0 | 0 | 0 | 0 | 0 | 0 | 0 | 0 | 0 | 0 | 0 | 0
Transportation Sector Fuel Used[HDVs,freight,diesel vehicle,hydrogen tf] | NoSettings | 0 | 0 | 0 | 0 | 0 | 0 | 0 | 0 | 0 | 0 | 0 | 0 | 0 | 0 | 0 | 0 | 0 | 0 | 0 | 0 | 0 | 0 | 0 | 0 | 0 | 0 | 0 | 0 | 0 | 0 | 0
Transportation Sector Fuel Used[HDVs,freight,plugin hybrid vehicle,electricity tf] | NoSettings | 0 | 0 | 0 | 0 | 0 | 0 | 0 | 0 | 0 | 0 | 0 | 0 | 0 | 0 | 0 | 0 | 0 | 0 | 0 | 0 | 0 | 0 | 0 | 0 | 0 | 0 | 0 | 0 | 0 | 0 | 0
Transportation Sector Fuel Used[HDVs,freight,plugin hybrid vehicle,natural gas tf] | NoSettings | 0 | 0 | 0 | 0 | 0 | 0 | 0 | 0 | 0 | 0 | 0 | 0 | 0 | 0 | 0 | 0 | 0 | 0 | 0 | 0 | 0 | 0 | 0 | 0 | 0 | 0 | 0 | 0 | 0 | 0 | 0
Transportation Sector Fuel Used[HDVs,freight,plugin hybrid vehicle,petroleum gasoline tf] | NoSettings | 0 | 0 | 0 | 0 | 0 | 0 | 0 | 0 | 0 | 0 | 0 | 0 | 0 | 0 | 0 | 0 | 0 | 0 | 0 | 0 | 0 | 0 | 0 | 0 | 0 | 0 | 0 | 0 | 0 | 0 | 0
Transportation Sector Fuel Used[HDVs,freight,plugin hybrid vehicle,petroleum diesel tf] | NoSettings | 0 | 0 | 0 | 0 | 0 | 0 | 0 | 0 | 0 | 0 | 0 | 0 | 0 | 0 | 0 | 0 | 0 | 0 | 0 | 0 | 0 | 0 | 0 | 0 | 0 | 0 | 0 | 0 | 0 | 0 | 0
Transportation Sector Fuel Used[HDVs,freight,plugin hybrid vehicle,biofuel gasoline tf] | NoSettings | 0 | 0 | 0 | 0 | 0 | 0 | 0 | 0 | 0 | 0 | 0 | 0 | 0 | 0 | 0 | 0 | 0 | 0 | 0 | 0 | 0 | 0 | 0 | 0 | 0 | 0 | 0 | 0 | 0 | 0 | 0
Transportation Sector Fuel Used[HDVs,freight,plugin hybrid vehicle,biofuel diesel tf] | NoSettings | 0 | 0 | 0 | 0 | 0 | 0 | 0 | 0 | 0 | 0 | 0 | 0 | 0 | 0 | 0 | 0 | 0 | 0 | 0 | 0 | 0 | 0 | 0 | 0 | 0 | 0 | 0 | 0 | 0 | 0 | 0
Transportation Sector Fuel Used[HDVs,freight,plugin hybrid vehicle,jet fuel tf] | NoSettings | 0 | 0 | 0 | 0 | 0 | 0 | 0 | 0 | 0 | 0 | 0 | 0 | 0 | 0 | 0 | 0 | 0 | 0 | 0 | 0 | 0 | 0 | 0 | 0 | 0 | 0 | 0 | 0 | 0 | 0 | 0
Transportation Sector Fuel Used[HDVs,freight,plugin hybrid vehicle,heavy or residual fuel oil tf] | NoSettings | 0 | 0 | 0 | 0 | 0 | 0 | 0 | 0 | 0 | 0 | 0 | 0 | 0 | 0 | 0 | 0 | 0 | 0 | 0 | 0 | 0 | 0 | 0 | 0 | 0 | 0 | 0 | 0 | 0 | 0 | 0
Transportation Sector Fuel Used[HDVs,freight,plugin hybrid vehicle,LPG propane or butane tf] | NoSettings | 0 | 0 | 0 | 0 | 0 | 0 | 0 | 0 | 0 | 0 | 0 | 0 | 0 | 0 | 0 | 0 | 0 | 0 | 0 | 0 | 0 | 0 | 0 | 0 | 0 | 0 | 0 | 0 | 0 | 0 | 0
Transportation Sector Fuel Used[HDVs,freight,plugin hybrid vehicle,hydrogen tf] | NoSettings | 0 | 0 | 0 | 0 | 0 | 0 | 0 | 0 | 0 | 0 | 0 | 0 | 0 | 0 | 0 | 0 | 0 | 0 | 0 | 0 | 0 | 0 | 0 | 0 | 0 | 0 | 0 | 0 | 0 | 0 | 0
Transportation Sector Fuel Used[HDVs,freight,LPG vehicle,electricity tf] | NoSettings | 0 | 0 | 0 | 0 | 0 | 0 | 0 | 0 | 0 | 0 | 0 | 0 | 0 | 0 | 0 | 0 | 0 | 0 | 0 | 0 | 0 | 0 | 0 | 0 | 0 | 0 | 0 | 0 | 0 | 0 | 0
Transportation Sector Fuel Used[HDVs,freight,LPG vehicle,natural gas tf] | NoSettings | 0 | 0 | 0 | 0 | 0 | 0 | 0 | 0 | 0 | 0 | 0 | 0 | 0 | 0 | 0 | 0 | 0 | 0 | 0 | 0 | 0 | 0 | 0 | 0 | 0 | 0 | 0 | 0 | 0 | 0 | 0
Transportation Sector Fuel Used[HDVs,freight,LPG vehicle,petroleum gasoline tf] | NoSettings | 0 | 0 | 0 | 0 | 0 | 0 | 0 | 0 | 0 | 0 | 0 | 0 | 0 | 0 | 0 | 0 | 0 | 0 | 0 | 0 | 0 | 0 | 0 | 0 | 0 | 0 | 0 | 0 | 0 | 0 | 0
Transportation Sector Fuel Used[HDVs,freight,LPG vehicle,petroleum diesel tf] | NoSettings | 0 | 0 | 0 | 0 | 0 | 0 | 0 | 0 | 0 | 0 | 0 | 0 | 0 | 0 | 0 | 0 | 0 | 0 | 0 | 0 | 0 | 0 | 0 | 0 | 0 | 0 | 0 | 0 | 0 | 0 | 0
Transportation Sector Fuel Used[HDVs,freight,LPG vehicle,biofuel gasoline tf] | NoSettings | 0 | 0 | 0 | 0 | 0 | 0 | 0 | 0 | 0 | 0 | 0 | 0 | 0 | 0 | 0 | 0 | 0 | 0 | 0 | 0 | 0 | 0 | 0 | 0 | 0 | 0 | 0 | 0 | 0 | 0 | 0
Transportation Sector Fuel Used[HDVs,freight,LPG vehicle,biofuel diesel tf] | NoSettings | 0 | 0 | 0 | 0 | 0 | 0 | 0 | 0 | 0 | 0 | 0 | 0 | 0 | 0 | 0 | 0 | 0 | 0 | 0 | 0 | 0 | 0 | 0 | 0 | 0 | 0 | 0 | 0 | 0 | 0 | 0
Transportation Sector Fuel Used[HDVs,freight,LPG vehicle,jet fuel tf] | NoSettings | 0 | 0 | 0 | 0 | 0 | 0 | 0 | 0 | 0 | 0 | 0 | 0 | 0 | 0 | 0 | 0 | 0 | 0 | 0 | 0 | 0 | 0 | 0 | 0 | 0 | 0 | 0 | 0 | 0 | 0 | 0
Transportation Sector Fuel Used[HDVs,freight,LPG vehicle,heavy or residual fuel oil tf] | NoSettings | 0 | 0 | 0 | 0 | 0 | 0 | 0 | 0 | 0 | 0 | 0 | 0 | 0 | 0 | 0 | 0 | 0 | 0 | 0 | 0 | 0 | 0 | 0 | 0 | 0 | 0 | 0 | 0 | 0 | 0 | 0
Transportation Sector Fuel Used[HDVs,freight,LPG vehicle,LPG propane or butane tf] | NoSettings | 0 | 0 | 0 | 0 | 0 | 0 | 0 | 0 | 0 | 0 | 0 | 0 | 0 | 0 | 0 | 0 | 0 | 0 | 0 | 0 | 0 | 0 | 0 | 0 | 0 | 0 | 0 | 0 | 0 | 0 | 0
Transportation Sector Fuel Used[HDVs,freight,LPG vehicle,hydrogen tf] | NoSettings | 0 | 0 | 0 | 0 | 0 | 0 | 0 | 0 | 0 | 0 | 0 | 0 | 0 | 0 | 0 | 0 | 0 | 0 | 0 | 0 | 0 | 0 | 0 | 0 | 0 | 0 | 0 | 0 | 0 | 0 | 0
Transportation Sector Fuel Used[HDVs,freight,hydrogen vehicle,electricity tf] | NoSettings | 0 | 0 | 0 | 0 | 0 | 0 | 0 | 0 | 0 | 0 | 0 | 0 | 0 | 0 | 0 | 0 | 0 | 0 | 0 | 0 | 0 | 0 | 0 | 0 | 0 | 0 | 0 | 0 | 0 | 0 | 0
Transportation Sector Fuel Used[HDVs,freight,hydrogen vehicle,natural gas tf] | NoSettings | 0 | 0 | 0 | 0 | 0 | 0 | 0 | 0 | 0 | 0 | 0 | 0 | 0 | 0 | 0 | 0 | 0 | 0 | 0 | 0 | 0 | 0 | 0 | 0 | 0 | 0 | 0 | 0 | 0 | 0 | 0
Transportation Sector Fuel Used[HDVs,freight,hydrogen vehicle,petroleum gasoline tf] | NoSettings | 0 | 0 | 0 | 0 | 0 | 0 | 0 | 0 | 0 | 0 | 0 | 0 | 0 | 0 | 0 | 0 | 0 | 0 | 0 | 0 | 0 | 0 | 0 | 0 | 0 | 0 | 0 | 0 | 0 | 0 | 0
Transportation Sector Fuel Used[HDVs,freight,hydrogen vehicle,petroleum diesel tf] | NoSettings | 0 | 0 | 0 | 0 | 0 | 0 | 0 | 0 | 0 | 0 | 0 | 0 | 0 | 0 | 0 | 0 | 0 | 0 | 0 | 0 | 0 | 0 | 0 | 0 | 0 | 0 | 0 | 0 | 0 | 0 | 0
Transportation Sector Fuel Used[HDVs,freight,hydrogen vehicle,biofuel gasoline tf] | NoSettings | 0 | 0 | 0 | 0 | 0 | 0 | 0 | 0 | 0 | 0 | 0 | 0 | 0 | 0 | 0 | 0 | 0 | 0 | 0 | 0 | 0 | 0 | 0 | 0 | 0 | 0 | 0 | 0 | 0 | 0 | 0
Transportation Sector Fuel Used[HDVs,freight,hydrogen vehicle,biofuel diesel tf] | NoSettings | 0 | 0 | 0 | 0 | 0 | 0 | 0 | 0 | 0 | 0 | 0 | 0 | 0 | 0 | 0 | 0 | 0 | 0 | 0 | 0 | 0 | 0 | 0 | 0 | 0 | 0 | 0 | 0 | 0 | 0 | 0
Transportation Sector Fuel Used[HDVs,freight,hydrogen vehicle,jet fuel tf] | NoSettings | 0 | 0 | 0 | 0 | 0 | 0 | 0 | 0 | 0 | 0 | 0 | 0 | 0 | 0 | 0 | 0 | 0 | 0 | 0 | 0 | 0 | 0 | 0 | 0 | 0 | 0 | 0 | 0 | 0 | 0 | 0
Transportation Sector Fuel Used[HDVs,freight,hydrogen vehicle,heavy or residual fuel oil tf] | NoSettings | 0 | 0 | 0 | 0 | 0 | 0 | 0 | 0 | 0 | 0 | 0 | 0 | 0 | 0 | 0 | 0 | 0 | 0 | 0 | 0 | 0 | 0 | 0 | 0 | 0 | 0 | 0 | 0 | 0 | 0 | 0
Transportation Sector Fuel Used[HDVs,freight,hydrogen vehicle,LPG propane or butane tf] | NoSettings | 0 | 0 | 0 | 0 | 0 | 0 | 0 | 0 | 0 | 0 | 0 | 0 | 0 | 0 | 0 | 0 | 0 | 0 | 0 | 0 | 0 | 0 | 0 | 0 | 0 | 0 | 0 | 0 | 0 | 0 | 0
Transportation Sector Fuel Used[HDVs,freight,hydrogen vehicle,hydrogen tf] | NoSettings | 0 | 0 | 0 | 0 | 0 | 0 | 0 | 0 | 0 | 0 | 19252400000 | 58883300000 | 120408000000 | 205091000000 | 314081000000 | 469744000000 | 695855000000 | 995304000000 | 1393020000000 | 1891940000000 | 2517440000000 | 3272160000000 | 4181390000000 | 5270550000000 | 6589000000000 | 8132490000000 | 9949730000000 | 12090000000000 | 14578100000000 | 17463400000000 | 20818600000000
Transportation Sector Fuel Used[aircraft,passenger,battery electric vehicle,electricity tf] | NoSettings | 0 | 0 | 0 | 0 | 0 | 0 | 0 | 0 | 0 | 0 | 0 | 0 | 0 | 0 | 0 | 0 | 0 | 0 | 0 | 0 | 0 | 0 | 0 | 0 | 0 | 0 | 0 | 0 | 0 | 0 | 0
Transportation Sector Fuel Used[aircraft,passenger,battery electric vehicle,natural gas tf] | NoSettings | 0 | 0 | 0 | 0 | 0 | 0 | 0 | 0 | 0 | 0 | 0 | 0 | 0 | 0 | 0 | 0 | 0 | 0 | 0 | 0 | 0 | 0 | 0 | 0 | 0 | 0 | 0 | 0 | 0 | 0 | 0
Transportation Sector Fuel Used[aircraft,passenger,battery electric vehicle,petroleum gasoline tf] | NoSettings | 0 | 0 | 0 | 0 | 0 | 0 | 0 | 0 | 0 | 0 | 0 | 0 | 0 | 0 | 0 | 0 | 0 | 0 | 0 | 0 | 0 | 0 | 0 | 0 | 0 | 0 | 0 | 0 | 0 | 0 | 0
Transportation Sector Fuel Used[aircraft,passenger,battery electric vehicle,petroleum diesel tf] | NoSettings | 0 | 0 | 0 | 0 | 0 | 0 | 0 | 0 | 0 | 0 | 0 | 0 | 0 | 0 | 0 | 0 | 0 | 0 | 0 | 0 | 0 | 0 | 0 | 0 | 0 | 0 | 0 | 0 | 0 | 0 | 0
Transportation Sector Fuel Used[aircraft,passenger,battery electric vehicle,biofuel gasoline tf] | NoSettings | 0 | 0 | 0 | 0 | 0 | 0 | 0 | 0 | 0 | 0 | 0 | 0 | 0 | 0 | 0 | 0 | 0 | 0 | 0 | 0 | 0 | 0 | 0 | 0 | 0 | 0 | 0 | 0 | 0 | 0 | 0
Transportation Sector Fuel Used[aircraft,passenger,battery electric vehicle,biofuel diesel tf] | NoSettings | 0 | 0 | 0 | 0 | 0 | 0 | 0 | 0 | 0 | 0 | 0 | 0 | 0 | 0 | 0 | 0 | 0 | 0 | 0 | 0 | 0 | 0 | 0 | 0 | 0 | 0 | 0 | 0 | 0 | 0 | 0
Transportation Sector Fuel Used[aircraft,passenger,battery electric vehicle,jet fuel tf] | NoSettings | 0 | 0 | 0 | 0 | 0 | 0 | 0 | 0 | 0 | 0 | 0 | 0 | 0 | 0 | 0 | 0 | 0 | 0 | 0 | 0 | 0 | 0 | 0 | 0 | 0 | 0 | 0 | 0 | 0 | 0 | 0
Transportation Sector Fuel Used[aircraft,passenger,battery electric vehicle,heavy or residual fuel oil tf] | NoSettings | 0 | 0 | 0 | 0 | 0 | 0 | 0 | 0 | 0 | 0 | 0 | 0 | 0 | 0 | 0 | 0 | 0 | 0 | 0 | 0 | 0 | 0 | 0 | 0 | 0 | 0 | 0 | 0 | 0 | 0 | 0
Transportation Sector Fuel Used[aircraft,passenger,battery electric vehicle,LPG propane or butane tf] | NoSettings | 0 | 0 | 0 | 0 | 0 | 0 | 0 | 0 | 0 | 0 | 0 | 0 | 0 | 0 | 0 | 0 | 0 | 0 | 0 | 0 | 0 | 0 | 0 | 0 | 0 | 0 | 0 | 0 | 0 | 0 | 0
Transportation Sector Fuel Used[aircraft,passenger,battery electric vehicle,hydrogen tf] | NoSettings | 0 | 0 | 0 | 0 | 0 | 0 | 0 | 0 | 0 | 0 | 0 | 0 | 0 | 0 | 0 | 0 | 0 | 0 | 0 | 0 | 0 | 0 | 0 | 0 | 0 | 0 | 0 | 0 | 0 | 0 | 0
Transportation Sector Fuel Used[aircraft,passenger,natural gas vehicle,electricity tf] | NoSettings | 0 | 0 | 0 | 0 | 0 | 0 | 0 | 0 | 0 | 0 | 0 | 0 | 0 | 0 | 0 | 0 | 0 | 0 | 0 | 0 | 0 | 0 | 0 | 0 | 0 | 0 | 0 | 0 | 0 | 0 | 0
Transportation Sector Fuel Used[aircraft,passenger,natural gas vehicle,natural gas tf] | NoSettings | 0 | 0 | 0 | 0 | 0 | 0 | 0 | 0 | 0 | 0 | 0 | 0 | 0 | 0 | 0 | 0 | 0 | 0 | 0 | 0 | 0 | 0 | 0 | 0 | 0 | 0 | 0 | 0 | 0 | 0 | 0
Transportation Sector Fuel Used[aircraft,passenger,natural gas vehicle,petroleum gasoline tf] | NoSettings | 0 | 0 | 0 | 0 | 0 | 0 | 0 | 0 | 0 | 0 | 0 | 0 | 0 | 0 | 0 | 0 | 0 | 0 | 0 | 0 | 0 | 0 | 0 | 0 | 0 | 0 | 0 | 0 | 0 | 0 | 0
Transportation Sector Fuel Used[aircraft,passenger,natural gas vehicle,petroleum diesel tf] | NoSettings | 0 | 0 | 0 | 0 | 0 | 0 | 0 | 0 | 0 | 0 | 0 | 0 | 0 | 0 | 0 | 0 | 0 | 0 | 0 | 0 | 0 | 0 | 0 | 0 | 0 | 0 | 0 | 0 | 0 | 0 | 0
Transportation Sector Fuel Used[aircraft,passenger,natural gas vehicle,biofuel gasoline tf] | NoSettings | 0 | 0 | 0 | 0 | 0 | 0 | 0 | 0 | 0 | 0 | 0 | 0 | 0 | 0 | 0 | 0 | 0 | 0 | 0 | 0 | 0 | 0 | 0 | 0 | 0 | 0 | 0 | 0 | 0 | 0 | 0
Transportation Sector Fuel Used[aircraft,passenger,natural gas vehicle,biofuel diesel tf] | NoSettings | 0 | 0 | 0 | 0 | 0 | 0 | 0 | 0 | 0 | 0 | 0 | 0 | 0 | 0 | 0 | 0 | 0 | 0 | 0 | 0 | 0 | 0 | 0 | 0 | 0 | 0 | 0 | 0 | 0 | 0 | 0
Transportation Sector Fuel Used[aircraft,passenger,natural gas vehicle,jet fuel tf] | NoSettings | 0 | 0 | 0 | 0 | 0 | 0 | 0 | 0 | 0 | 0 | 0 | 0 | 0 | 0 | 0 | 0 | 0 | 0 | 0 | 0 | 0 | 0 | 0 | 0 | 0 | 0 | 0 | 0 | 0 | 0 | 0
Transportation Sector Fuel Used[aircraft,passenger,natural gas vehicle,heavy or residual fuel oil tf] | NoSettings | 0 | 0 | 0 | 0 | 0 | 0 | 0 | 0 | 0 | 0 | 0 | 0 | 0 | 0 | 0 | 0 | 0 | 0 | 0 | 0 | 0 | 0 | 0 | 0 | 0 | 0 | 0 | 0 | 0 | 0 | 0
Transportation Sector Fuel Used[aircraft,passenger,natural gas vehicle,LPG propane or butane tf] | NoSettings | 0 | 0 | 0 | 0 | 0 | 0 | 0 | 0 | 0 | 0 | 0 | 0 | 0 | 0 | 0 | 0 | 0 | 0 | 0 | 0 | 0 | 0 | 0 | 0 | 0 | 0 | 0 | 0 | 0 | 0 | 0
Transportation Sector Fuel Used[aircraft,passenger,natural gas vehicle,hydrogen tf] | NoSettings | 0 | 0 | 0 | 0 | 0 | 0 | 0 | 0 | 0 | 0 | 0 | 0 | 0 | 0 | 0 | 0 | 0 | 0 | 0 | 0 | 0 | 0 | 0 | 0 | 0 | 0 | 0 | 0 | 0 | 0 | 0
Transportation Sector Fuel Used[aircraft,passenger,gasoline vehicle,electricity tf] | NoSettings | 0 | 0 | 0 | 0 | 0 | 0 | 0 | 0 | 0 | 0 | 0 | 0 | 0 | 0 | 0 | 0 | 0 | 0 | 0 | 0 | 0 | 0 | 0 | 0 | 0 | 0 | 0 | 0 | 0 | 0 | 0
Transportation Sector Fuel Used[aircraft,passenger,gasoline vehicle,natural gas tf] | NoSettings | 0 | 0 | 0 | 0 | 0 | 0 | 0 | 0 | 0 | 0 | 0 | 0 | 0 | 0 | 0 | 0 | 0 | 0 | 0 | 0 | 0 | 0 | 0 | 0 | 0 | 0 | 0 | 0 | 0 | 0 | 0
Transportation Sector Fuel Used[aircraft,passenger,gasoline vehicle,petroleum gasoline tf] | NoSettings | 0 | 0 | 0 | 0 | 0 | 0 | 0 | 0 | 0 | 0 | 0 | 0 | 0 | 0 | 0 | 0 | 0 | 0 | 0 | 0 | 0 | 0 | 0 | 0 | 0 | 0 | 0 | 0 | 0 | 0 | 0
Transportation Sector Fuel Used[aircraft,passenger,gasoline vehicle,petroleum diesel tf] | NoSettings | 0 | 0 | 0 | 0 | 0 | 0 | 0 | 0 | 0 | 0 | 0 | 0 | 0 | 0 | 0 | 0 | 0 | 0 | 0 | 0 | 0 | 0 | 0 | 0 | 0 | 0 | 0 | 0 | 0 | 0 | 0
Transportation Sector Fuel Used[aircraft,passenger,gasoline vehicle,biofuel gasoline tf] | NoSettings | 0 | 0 | 0 | 0 | 0 | 0 | 0 | 0 | 0 | 0 | 0 | 0 | 0 | 0 | 0 | 0 | 0 | 0 | 0 | 0 | 0 | 0 | 0 | 0 | 0 | 0 | 0 | 0 | 0 | 0 | 0
Transportation Sector Fuel Used[aircraft,passenger,gasoline vehicle,biofuel diesel tf] | NoSettings | 0 | 0 | 0 | 0 | 0 | 0 | 0 | 0 | 0 | 0 | 0 | 0 | 0 | 0 | 0 | 0 | 0 | 0 | 0 | 0 | 0 | 0 | 0 | 0 | 0 | 0 | 0 | 0 | 0 | 0 | 0
Transportation Sector Fuel Used[aircraft,passenger,gasoline vehicle,jet fuel tf] | NoSettings | 0 | 0 | 0 | 0 | 0 | 0 | 0 | 0 | 0 | 0 | 0 | 0 | 0 | 0 | 0 | 0 | 0 | 0 | 0 | 0 | 0 | 0 | 0 | 0 | 0 | 0 | 0 | 0 | 0 | 0 | 0
Transportation Sector Fuel Used[aircraft,passenger,gasoline vehicle,heavy or residual fuel oil tf] | NoSettings | 0 | 0 | 0 | 0 | 0 | 0 | 0 | 0 | 0 | 0 | 0 | 0 | 0 | 0 | 0 | 0 | 0 | 0 | 0 | 0 | 0 | 0 | 0 | 0 | 0 | 0 | 0 | 0 | 0 | 0 | 0
Transportation Sector Fuel Used[aircraft,passenger,gasoline vehicle,LPG propane or butane tf] | NoSettings | 0 | 0 | 0 | 0 | 0 | 0 | 0 | 0 | 0 | 0 | 0 | 0 | 0 | 0 | 0 | 0 | 0 | 0 | 0 | 0 | 0 | 0 | 0 | 0 | 0 | 0 | 0 | 0 | 0 | 0 | 0
Transportation Sector Fuel Used[aircraft,passenger,gasoline vehicle,hydrogen tf] | NoSettings | 0 | 0 | 0 | 0 | 0 | 0 | 0 | 0 | 0 | 0 | 0 | 0 | 0 | 0 | 0 | 0 | 0 | 0 | 0 | 0 | 0 | 0 | 0 | 0 | 0 | 0 | 0 | 0 | 0 | 0 | 0
Transportation Sector Fuel Used[aircraft,passenger,diesel vehicle,electricity tf] | NoSettings | 0 | 0 | 0 | 0 | 0 | 0 | 0 | 0 | 0 | 0 | 0 | 0 | 0 | 0 | 0 | 0 | 0 | 0 | 0 | 0 | 0 | 0 | 0 | 0 | 0 | 0 | 0 | 0 | 0 | 0 | 0
Transportation Sector Fuel Used[aircraft,passenger,diesel vehicle,natural gas tf] | NoSettings | 0 | 0 | 0 | 0 | 0 | 0 | 0 | 0 | 0 | 0 | 0 | 0 | 0 | 0 | 0 | 0 | 0 | 0 | 0 | 0 | 0 | 0 | 0 | 0 | 0 | 0 | 0 | 0 | 0 | 0 | 0
Transportation Sector Fuel Used[aircraft,passenger,diesel vehicle,petroleum gasoline tf] | NoSettings | 0 | 0 | 0 | 0 | 0 | 0 | 0 | 0 | 0 | 0 | 0 | 0 | 0 | 0 | 0 | 0 | 0 | 0 | 0 | 0 | 0 | 0 | 0 | 0 | 0 | 0 | 0 | 0 | 0 | 0 | 0
Transportation Sector Fuel Used[aircraft,passenger,diesel vehicle,petroleum diesel tf] | NoSettings | 0 | 0 | 0 | 0 | 0 | 0 | 0 | 0 | 0 | 0 | 0 | 0 | 0 | 0 | 0 | 0 | 0 | 0 | 0 | 0 | 0 | 0 | 0 | 0 | 0 | 0 | 0 | 0 | 0 | 0 | 0
Transportation Sector Fuel Used[aircraft,passenger,diesel vehicle,biofuel gasoline tf] | NoSettings | 0 | 0 | 0 | 0 | 0 | 0 | 0 | 0 | 0 | 0 | 0 | 0 | 0 | 0 | 0 | 0 | 0 | 0 | 0 | 0 | 0 | 0 | 0 | 0 | 0 | 0 | 0 | 0 | 0 | 0 | 0
Transportation Sector Fuel Used[aircraft,passenger,diesel vehicle,biofuel diesel tf] | NoSettings | 0 | 0 | 0 | 0 | 0 | 0 | 0 | 0 | 0 | 0 | 0 | 0 | 0 | 0 | 0 | 0 | 0 | 0 | 0 | 0 | 0 | 0 | 0 | 0 | 0 | 0 | 0 | 0 | 0 | 0 | 0
Transportation Sector Fuel Used[aircraft,passenger,diesel vehicle,jet fuel tf] | NoSettings | 36423900000000 | 49111800000000 | 54323200000000 | 56373200000000 | 57172000000000 | 57798500000000 | 57665000000000 | 57474000000000 | 57478400000000 | 57361800000000 | 57445800000000 | 57677700000000 | 58069700000000 | 58493600000000 | 58932200000000 | 59384300000000 | 59650600000000 | 59835300000000 | 60097200000000 | 60386600000000 | 60795900000000 | 61196300000000 | 61711300000000 | 62270500000000 | 62867400000000 | 63380300000000 | 63845300000000 | 64224600000000 | 64551700000000 | 64822400000000 | 65126500000000
Transportation Sector Fuel Used[aircraft,passenger,diesel vehicle,heavy or residual fuel oil tf] | NoSettings | 0 | 0 | 0 | 0 | 0 | 0 | 0 | 0 | 0 | 0 | 0 | 0 | 0 | 0 | 0 | 0 | 0 | 0 | 0 | 0 | 0 | 0 | 0 | 0 | 0 | 0 | 0 | 0 | 0 | 0 | 0
Transportation Sector Fuel Used[aircraft,passenger,diesel vehicle,LPG propane or butane tf] | NoSettings | 0 | 0 | 0 | 0 | 0 | 0 | 0 | 0 | 0 | 0 | 0 | 0 | 0 | 0 | 0 | 0 | 0 | 0 | 0 | 0 | 0 | 0 | 0 | 0 | 0 | 0 | 0 | 0 | 0 | 0 | 0
Transportation Sector Fuel Used[aircraft,passenger,diesel vehicle,hydrogen tf] | NoSettings | 0 | 0 | 0 | 0 | 0 | 0 | 0 | 0 | 0 | 0 | 0 | 0 | 0 | 0 | 0 | 0 | 0 | 0 | 0 | 0 | 0 | 0 | 0 | 0 | 0 | 0 | 0 | 0 | 0 | 0 | 0
Transportation Sector Fuel Used[aircraft,passenger,plugin hybrid vehicle,electricity tf] | NoSettings | 0 | 0 | 0 | 0 | 0 | 0 | 0 | 0 | 0 | 0 | 0 | 0 | 0 | 0 | 0 | 0 | 0 | 0 | 0 | 0 | 0 | 0 | 0 | 0 | 0 | 0 | 0 | 0 | 0 | 0 | 0
Transportation Sector Fuel Used[aircraft,passenger,plugin hybrid vehicle,natural gas tf] | NoSettings | 0 | 0 | 0 | 0 | 0 | 0 | 0 | 0 | 0 | 0 | 0 | 0 | 0 | 0 | 0 | 0 | 0 | 0 | 0 | 0 | 0 | 0 | 0 | 0 | 0 | 0 | 0 | 0 | 0 | 0 | 0
Transportation Sector Fuel Used[aircraft,passenger,plugin hybrid vehicle,petroleum gasoline tf] | NoSettings | 0 | 0 | 0 | 0 | 0 | 0 | 0 | 0 | 0 | 0 | 0 | 0 | 0 | 0 | 0 | 0 | 0 | 0 | 0 | 0 | 0 | 0 | 0 | 0 | 0 | 0 | 0 | 0 | 0 | 0 | 0
Transportation Sector Fuel Used[aircraft,passenger,plugin hybrid vehicle,petroleum diesel tf] | NoSettings | 0 | 0 | 0 | 0 | 0 | 0 | 0 | 0 | 0 | 0 | 0 | 0 | 0 | 0 | 0 | 0 | 0 | 0 | 0 | 0 | 0 | 0 | 0 | 0 | 0 | 0 | 0 | 0 | 0 | 0 | 0
Transportation Sector Fuel Used[aircraft,passenger,plugin hybrid vehicle,biofuel gasoline tf] | NoSettings | 0 | 0 | 0 | 0 | 0 | 0 | 0 | 0 | 0 | 0 | 0 | 0 | 0 | 0 | 0 | 0 | 0 | 0 | 0 | 0 | 0 | 0 | 0 | 0 | 0 | 0 | 0 | 0 | 0 | 0 | 0
Transportation Sector Fuel Used[aircraft,passenger,plugin hybrid vehicle,biofuel diesel tf] | NoSettings | 0 | 0 | 0 | 0 | 0 | 0 | 0 | 0 | 0 | 0 | 0 | 0 | 0 | 0 | 0 | 0 | 0 | 0 | 0 | 0 | 0 | 0 | 0 | 0 | 0 | 0 | 0 | 0 | 0 | 0 | 0
Transportation Sector Fuel Used[aircraft,passenger,plugin hybrid vehicle,jet fuel tf] | NoSettings | 0 | 0 | 0 | 0 | 0 | 0 | 0 | 0 | 0 | 0 | 0 | 0 | 0 | 0 | 0 | 0 | 0 | 0 | 0 | 0 | 0 | 0 | 0 | 0 | 0 | 0 | 0 | 0 | 0 | 0 | 0
Transportation Sector Fuel Used[aircraft,passenger,plugin hybrid vehicle,heavy or residual fuel oil tf] | NoSettings | 0 | 0 | 0 | 0 | 0 | 0 | 0 | 0 | 0 | 0 | 0 | 0 | 0 | 0 | 0 | 0 | 0 | 0 | 0 | 0 | 0 | 0 | 0 | 0 | 0 | 0 | 0 | 0 | 0 | 0 | 0
Transportation Sector Fuel Used[aircraft,passenger,plugin hybrid vehicle,LPG propane or butane tf] | NoSettings | 0 | 0 | 0 | 0 | 0 | 0 | 0 | 0 | 0 | 0 | 0 | 0 | 0 | 0 | 0 | 0 | 0 | 0 | 0 | 0 | 0 | 0 | 0 | 0 | 0 | 0 | 0 | 0 | 0 | 0 | 0
Transportation Sector Fuel Used[aircraft,passenger,plugin hybrid vehicle,hydrogen tf] | NoSettings | 0 | 0 | 0 | 0 | 0 | 0 | 0 | 0 | 0 | 0 | 0 | 0 | 0 | 0 | 0 | 0 | 0 | 0 | 0 | 0 | 0 | 0 | 0 | 0 | 0 | 0 | 0 | 0 | 0 | 0 | 0
Transportation Sector Fuel Used[aircraft,passenger,LPG vehicle,electricity tf] | NoSettings | 0 | 0 | 0 | 0 | 0 | 0 | 0 | 0 | 0 | 0 | 0 | 0 | 0 | 0 | 0 | 0 | 0 | 0 | 0 | 0 | 0 | 0 | 0 | 0 | 0 | 0 | 0 | 0 | 0 | 0 | 0
Transportation Sector Fuel Used[aircraft,passenger,LPG vehicle,natural gas tf] | NoSettings | 0 | 0 | 0 | 0 | 0 | 0 | 0 | 0 | 0 | 0 | 0 | 0 | 0 | 0 | 0 | 0 | 0 | 0 | 0 | 0 | 0 | 0 | 0 | 0 | 0 | 0 | 0 | 0 | 0 | 0 | 0
Transportation Sector Fuel Used[aircraft,passenger,LPG vehicle,petroleum gasoline tf] | NoSettings | 0 | 0 | 0 | 0 | 0 | 0 | 0 | 0 | 0 | 0 | 0 | 0 | 0 | 0 | 0 | 0 | 0 | 0 | 0 | 0 | 0 | 0 | 0 | 0 | 0 | 0 | 0 | 0 | 0 | 0 | 0
Transportation Sector Fuel Used[aircraft,passenger,LPG vehicle,petroleum diesel tf] | NoSettings | 0 | 0 | 0 | 0 | 0 | 0 | 0 | 0 | 0 | 0 | 0 | 0 | 0 | 0 | 0 | 0 | 0 | 0 | 0 | 0 | 0 | 0 | 0 | 0 | 0 | 0 | 0 | 0 | 0 | 0 | 0
Transportation Sector Fuel Used[aircraft,passenger,LPG vehicle,biofuel gasoline tf] | NoSettings | 0 | 0 | 0 | 0 | 0 | 0 | 0 | 0 | 0 | 0 | 0 | 0 | 0 | 0 | 0 | 0 | 0 | 0 | 0 | 0 | 0 | 0 | 0 | 0 | 0 | 0 | 0 | 0 | 0 | 0 | 0
Transportation Sector Fuel Used[aircraft,passenger,LPG vehicle,biofuel diesel tf] | NoSettings | 0 | 0 | 0 | 0 | 0 | 0 | 0 | 0 | 0 | 0 | 0 | 0 | 0 | 0 | 0 | 0 | 0 | 0 | 0 | 0 | 0 | 0 | 0 | 0 | 0 | 0 | 0 | 0 | 0 | 0 | 0
Transportation Sector Fuel Used[aircraft,passenger,LPG vehicle,jet fuel tf] | NoSettings | 0 | 0 | 0 | 0 | 0 | 0 | 0 | 0 | 0 | 0 | 0 | 0 | 0 | 0 | 0 | 0 | 0 | 0 | 0 | 0 | 0 | 0 | 0 | 0 | 0 | 0 | 0 | 0 | 0 | 0 | 0
Transportation Sector Fuel Used[aircraft,passenger,LPG vehicle,heavy or residual fuel oil tf] | NoSettings | 0 | 0 | 0 | 0 | 0 | 0 | 0 | 0 | 0 | 0 | 0 | 0 | 0 | 0 | 0 | 0 | 0 | 0 | 0 | 0 | 0 | 0 | 0 | 0 | 0 | 0 | 0 | 0 | 0 | 0 | 0
Transportation Sector Fuel Used[aircraft,passenger,LPG vehicle,LPG propane or butane tf] | NoSettings | 0 | 0 | 0 | 0 | 0 | 0 | 0 | 0 | 0 | 0 | 0 | 0 | 0 | 0 | 0 | 0 | 0 | 0 | 0 | 0 | 0 | 0 | 0 | 0 | 0 | 0 | 0 | 0 | 0 | 0 | 0
Transportation Sector Fuel Used[aircraft,passenger,LPG vehicle,hydrogen tf] | NoSettings | 0 | 0 | 0 | 0 | 0 | 0 | 0 | 0 | 0 | 0 | 0 | 0 | 0 | 0 | 0 | 0 | 0 | 0 | 0 | 0 | 0 | 0 | 0 | 0 | 0 | 0 | 0 | 0 | 0 | 0 | 0
Transportation Sector Fuel Used[aircraft,passenger,hydrogen vehicle,electricity tf] | NoSettings | 0 | 0 | 0 | 0 | 0 | 0 | 0 | 0 | 0 | 0 | 0 | 0 | 0 | 0 | 0 | 0 | 0 | 0 | 0 | 0 | 0 | 0 | 0 | 0 | 0 | 0 | 0 | 0 | 0 | 0 | 0
Transportation Sector Fuel Used[aircraft,passenger,hydrogen vehicle,natural gas tf] | NoSettings | 0 | 0 | 0 | 0 | 0 | 0 | 0 | 0 | 0 | 0 | 0 | 0 | 0 | 0 | 0 | 0 | 0 | 0 | 0 | 0 | 0 | 0 | 0 | 0 | 0 | 0 | 0 | 0 | 0 | 0 | 0
Transportation Sector Fuel Used[aircraft,passenger,hydrogen vehicle,petroleum gasoline tf] | NoSettings | 0 | 0 | 0 | 0 | 0 | 0 | 0 | 0 | 0 | 0 | 0 | 0 | 0 | 0 | 0 | 0 | 0 | 0 | 0 | 0 | 0 | 0 | 0 | 0 | 0 | 0 | 0 | 0 | 0 | 0 | 0
Transportation Sector Fuel Used[aircraft,passenger,hydrogen vehicle,petroleum diesel tf] | NoSettings | 0 | 0 | 0 | 0 | 0 | 0 | 0 | 0 | 0 | 0 | 0 | 0 | 0 | 0 | 0 | 0 | 0 | 0 | 0 | 0 | 0 | 0 | 0 | 0 | 0 | 0 | 0 | 0 | 0 | 0 | 0
Transportation Sector Fuel Used[aircraft,passenger,hydrogen vehicle,biofuel gasoline tf] | NoSettings | 0 | 0 | 0 | 0 | 0 | 0 | 0 | 0 | 0 | 0 | 0 | 0 | 0 | 0 | 0 | 0 | 0 | 0 | 0 | 0 | 0 | 0 | 0 | 0 | 0 | 0 | 0 | 0 | 0 | 0 | 0
Transportation Sector Fuel Used[aircraft,passenger,hydrogen vehicle,biofuel diesel tf] | NoSettings | 0 | 0 | 0 | 0 | 0 | 0 | 0 | 0 | 0 | 0 | 0 | 0 | 0 | 0 | 0 | 0 | 0 | 0 | 0 | 0 | 0 | 0 | 0 | 0 | 0 | 0 | 0 | 0 | 0 | 0 | 0
Transportation Sector Fuel Used[aircraft,passenger,hydrogen vehicle,jet fuel tf] | NoSettings | 0 | 0 | 0 | 0 | 0 | 0 | 0 | 0 | 0 | 0 | 0 | 0 | 0 | 0 | 0 | 0 | 0 | 0 | 0 | 0 | 0 | 0 | 0 | 0 | 0 | 0 | 0 | 0 | 0 | 0 | 0
Transportation Sector Fuel Used[aircraft,passenger,hydrogen vehicle,heavy or residual fuel oil tf] | NoSettings | 0 | 0 | 0 | 0 | 0 | 0 | 0 | 0 | 0 | 0 | 0 | 0 | 0 | 0 | 0 | 0 | 0 | 0 | 0 | 0 | 0 | 0 | 0 | 0 | 0 | 0 | 0 | 0 | 0 | 0 | 0
Transportation Sector Fuel Used[aircraft,passenger,hydrogen vehicle,LPG propane or butane tf] | NoSettings | 0 | 0 | 0 | 0 | 0 | 0 | 0 | 0 | 0 | 0 | 0 | 0 | 0 | 0 | 0 | 0 | 0 | 0 | 0 | 0 | 0 | 0 | 0 | 0 | 0 | 0 | 0 | 0 | 0 | 0 | 0
Transportation Sector Fuel Used[aircraft,passenger,hydrogen vehicle,hydrogen tf] | NoSettings | 0 | 0 | 0 | 0 | 0 | 0 | 0 | 0 | 0 | 0 | 0 | 0 | 0 | 0 | 0 | 0 | 0 | 0 | 0 | 0 | 0 | 0 | 0 | 0 | 0 | 0 | 0 | 0 | 0 | 0 | 0
Transportation Sector Fuel Used[aircraft,freight,battery electric vehicle,electricity tf] | NoSettings | 0 | 0 | 0 | 0 | 0 | 0 | 0 | 0 | 0 | 0 | 0 | 0 | 0 | 0 | 0 | 0 | 0 | 0 | 0 | 0 | 0 | 0 | 0 | 0 | 0 | 0 | 0 | 0 | 0 | 0 | 0
Transportation Sector Fuel Used[aircraft,freight,battery electric vehicle,natural gas tf] | NoSettings | 0 | 0 | 0 | 0 | 0 | 0 | 0 | 0 | 0 | 0 | 0 | 0 | 0 | 0 | 0 | 0 | 0 | 0 | 0 | 0 | 0 | 0 | 0 | 0 | 0 | 0 | 0 | 0 | 0 | 0 | 0
Transportation Sector Fuel Used[aircraft,freight,battery electric vehicle,petroleum gasoline tf] | NoSettings | 0 | 0 | 0 | 0 | 0 | 0 | 0 | 0 | 0 | 0 | 0 | 0 | 0 | 0 | 0 | 0 | 0 | 0 | 0 | 0 | 0 | 0 | 0 | 0 | 0 | 0 | 0 | 0 | 0 | 0 | 0
Transportation Sector Fuel Used[aircraft,freight,battery electric vehicle,petroleum diesel tf] | NoSettings | 0 | 0 | 0 | 0 | 0 | 0 | 0 | 0 | 0 | 0 | 0 | 0 | 0 | 0 | 0 | 0 | 0 | 0 | 0 | 0 | 0 | 0 | 0 | 0 | 0 | 0 | 0 | 0 | 0 | 0 | 0
Transportation Sector Fuel Used[aircraft,freight,battery electric vehicle,biofuel gasoline tf] | NoSettings | 0 | 0 | 0 | 0 | 0 | 0 | 0 | 0 | 0 | 0 | 0 | 0 | 0 | 0 | 0 | 0 | 0 | 0 | 0 | 0 | 0 | 0 | 0 | 0 | 0 | 0 | 0 | 0 | 0 | 0 | 0
Transportation Sector Fuel Used[aircraft,freight,battery electric vehicle,biofuel diesel tf] | NoSettings | 0 | 0 | 0 | 0 | 0 | 0 | 0 | 0 | 0 | 0 | 0 | 0 | 0 | 0 | 0 | 0 | 0 | 0 | 0 | 0 | 0 | 0 | 0 | 0 | 0 | 0 | 0 | 0 | 0 | 0 | 0
Transportation Sector Fuel Used[aircraft,freight,battery electric vehicle,jet fuel tf] | NoSettings | 0 | 0 | 0 | 0 | 0 | 0 | 0 | 0 | 0 | 0 | 0 | 0 | 0 | 0 | 0 | 0 | 0 | 0 | 0 | 0 | 0 | 0 | 0 | 0 | 0 | 0 | 0 | 0 | 0 | 0 | 0
Transportation Sector Fuel Used[aircraft,freight,battery electric vehicle,heavy or residual fuel oil tf] | NoSettings | 0 | 0 | 0 | 0 | 0 | 0 | 0 | 0 | 0 | 0 | 0 | 0 | 0 | 0 | 0 | 0 | 0 | 0 | 0 | 0 | 0 | 0 | 0 | 0 | 0 | 0 | 0 | 0 | 0 | 0 | 0
Transportation Sector Fuel Used[aircraft,freight,battery electric vehicle,LPG propane or butane tf] | NoSettings | 0 | 0 | 0 | 0 | 0 | 0 | 0 | 0 | 0 | 0 | 0 | 0 | 0 | 0 | 0 | 0 | 0 | 0 | 0 | 0 | 0 | 0 | 0 | 0 | 0 | 0 | 0 | 0 | 0 | 0 | 0
Transportation Sector Fuel Used[aircraft,freight,battery electric vehicle,hydrogen tf] | NoSettings | 0 | 0 | 0 | 0 | 0 | 0 | 0 | 0 | 0 | 0 | 0 | 0 | 0 | 0 | 0 | 0 | 0 | 0 | 0 | 0 | 0 | 0 | 0 | 0 | 0 | 0 | 0 | 0 | 0 | 0 | 0
Transportation Sector Fuel Used[aircraft,freight,natural gas vehicle,electricity tf] | NoSettings | 0 | 0 | 0 | 0 | 0 | 0 | 0 | 0 | 0 | 0 | 0 | 0 | 0 | 0 | 0 | 0 | 0 | 0 | 0 | 0 | 0 | 0 | 0 | 0 | 0 | 0 | 0 | 0 | 0 | 0 | 0
Transportation Sector Fuel Used[aircraft,freight,natural gas vehicle,natural gas tf] | NoSettings | 0 | 0 | 0 | 0 | 0 | 0 | 0 | 0 | 0 | 0 | 0 | 0 | 0 | 0 | 0 | 0 | 0 | 0 | 0 | 0 | 0 | 0 | 0 | 0 | 0 | 0 | 0 | 0 | 0 | 0 | 0
Transportation Sector Fuel Used[aircraft,freight,natural gas vehicle,petroleum gasoline tf] | NoSettings | 0 | 0 | 0 | 0 | 0 | 0 | 0 | 0 | 0 | 0 | 0 | 0 | 0 | 0 | 0 | 0 | 0 | 0 | 0 | 0 | 0 | 0 | 0 | 0 | 0 | 0 | 0 | 0 | 0 | 0 | 0
Transportation Sector Fuel Used[aircraft,freight,natural gas vehicle,petroleum diesel tf] | NoSettings | 0 | 0 | 0 | 0 | 0 | 0 | 0 | 0 | 0 | 0 | 0 | 0 | 0 | 0 | 0 | 0 | 0 | 0 | 0 | 0 | 0 | 0 | 0 | 0 | 0 | 0 | 0 | 0 | 0 | 0 | 0
Transportation Sector Fuel Used[aircraft,freight,natural gas vehicle,biofuel gasoline tf] | NoSettings | 0 | 0 | 0 | 0 | 0 | 0 | 0 | 0 | 0 | 0 | 0 | 0 | 0 | 0 | 0 | 0 | 0 | 0 | 0 | 0 | 0 | 0 | 0 | 0 | 0 | 0 | 0 | 0 | 0 | 0 | 0
Transportation Sector Fuel Used[aircraft,freight,natural gas vehicle,biofuel diesel tf] | NoSettings | 0 | 0 | 0 | 0 | 0 | 0 | 0 | 0 | 0 | 0 | 0 | 0 | 0 | 0 | 0 | 0 | 0 | 0 | 0 | 0 | 0 | 0 | 0 | 0 | 0 | 0 | 0 | 0 | 0 | 0 | 0
Transportation Sector Fuel Used[aircraft,freight,natural gas vehicle,jet fuel tf] | NoSettings | 0 | 0 | 0 | 0 | 0 | 0 | 0 | 0 | 0 | 0 | 0 | 0 | 0 | 0 | 0 | 0 | 0 | 0 | 0 | 0 | 0 | 0 | 0 | 0 | 0 | 0 | 0 | 0 | 0 | 0 | 0
Transportation Sector Fuel Used[aircraft,freight,natural gas vehicle,heavy or residual fuel oil tf] | NoSettings | 0 | 0 | 0 | 0 | 0 | 0 | 0 | 0 | 0 | 0 | 0 | 0 | 0 | 0 | 0 | 0 | 0 | 0 | 0 | 0 | 0 | 0 | 0 | 0 | 0 | 0 | 0 | 0 | 0 | 0 | 0
Transportation Sector Fuel Used[aircraft,freight,natural gas vehicle,LPG propane or butane tf] | NoSettings | 0 | 0 | 0 | 0 | 0 | 0 | 0 | 0 | 0 | 0 | 0 | 0 | 0 | 0 | 0 | 0 | 0 | 0 | 0 | 0 | 0 | 0 | 0 | 0 | 0 | 0 | 0 | 0 | 0 | 0 | 0
Transportation Sector Fuel Used[aircraft,freight,natural gas vehicle,hydrogen tf] | NoSettings | 0 | 0 | 0 | 0 | 0 | 0 | 0 | 0 | 0 | 0 | 0 | 0 | 0 | 0 | 0 | 0 | 0 | 0 | 0 | 0 | 0 | 0 | 0 | 0 | 0 | 0 | 0 | 0 | 0 | 0 | 0
Transportation Sector Fuel Used[aircraft,freight,gasoline vehicle,electricity tf] | NoSettings | 0 | 0 | 0 | 0 | 0 | 0 | 0 | 0 | 0 | 0 | 0 | 0 | 0 | 0 | 0 | 0 | 0 | 0 | 0 | 0 | 0 | 0 | 0 | 0 | 0 | 0 | 0 | 0 | 0 | 0 | 0
Transportation Sector Fuel Used[aircraft,freight,gasoline vehicle,natural gas tf] | NoSettings | 0 | 0 | 0 | 0 | 0 | 0 | 0 | 0 | 0 | 0 | 0 | 0 | 0 | 0 | 0 | 0 | 0 | 0 | 0 | 0 | 0 | 0 | 0 | 0 | 0 | 0 | 0 | 0 | 0 | 0 | 0
Transportation Sector Fuel Used[aircraft,freight,gasoline vehicle,petroleum gasoline tf] | NoSettings | 0 | 0 | 0 | 0 | 0 | 0 | 0 | 0 | 0 | 0 | 0 | 0 | 0 | 0 | 0 | 0 | 0 | 0 | 0 | 0 | 0 | 0 | 0 | 0 | 0 | 0 | 0 | 0 | 0 | 0 | 0
Transportation Sector Fuel Used[aircraft,freight,gasoline vehicle,petroleum diesel tf] | NoSettings | 0 | 0 | 0 | 0 | 0 | 0 | 0 | 0 | 0 | 0 | 0 | 0 | 0 | 0 | 0 | 0 | 0 | 0 | 0 | 0 | 0 | 0 | 0 | 0 | 0 | 0 | 0 | 0 | 0 | 0 | 0
Transportation Sector Fuel Used[aircraft,freight,gasoline vehicle,biofuel gasoline tf] | NoSettings | 0 | 0 | 0 | 0 | 0 | 0 | 0 | 0 | 0 | 0 | 0 | 0 | 0 | 0 | 0 | 0 | 0 | 0 | 0 | 0 | 0 | 0 | 0 | 0 | 0 | 0 | 0 | 0 | 0 | 0 | 0
Transportation Sector Fuel Used[aircraft,freight,gasoline vehicle,biofuel diesel tf] | NoSettings | 0 | 0 | 0 | 0 | 0 | 0 | 0 | 0 | 0 | 0 | 0 | 0 | 0 | 0 | 0 | 0 | 0 | 0 | 0 | 0 | 0 | 0 | 0 | 0 | 0 | 0 | 0 | 0 | 0 | 0 | 0
Transportation Sector Fuel Used[aircraft,freight,gasoline vehicle,jet fuel tf] | NoSettings | 0 | 0 | 0 | 0 | 0 | 0 | 0 | 0 | 0 | 0 | 0 | 0 | 0 | 0 | 0 | 0 | 0 | 0 | 0 | 0 | 0 | 0 | 0 | 0 | 0 | 0 | 0 | 0 | 0 | 0 | 0
Transportation Sector Fuel Used[aircraft,freight,gasoline vehicle,heavy or residual fuel oil tf] | NoSettings | 0 | 0 | 0 | 0 | 0 | 0 | 0 | 0 | 0 | 0 | 0 | 0 | 0 | 0 | 0 | 0 | 0 | 0 | 0 | 0 | 0 | 0 | 0 | 0 | 0 | 0 | 0 | 0 | 0 | 0 | 0
Transportation Sector Fuel Used[aircraft,freight,gasoline vehicle,LPG propane or butane tf] | NoSettings | 0 | 0 | 0 | 0 | 0 | 0 | 0 | 0 | 0 | 0 | 0 | 0 | 0 | 0 | 0 | 0 | 0 | 0 | 0 | 0 | 0 | 0 | 0 | 0 | 0 | 0 | 0 | 0 | 0 | 0 | 0
Transportation Sector Fuel Used[aircraft,freight,gasoline vehicle,hydrogen tf] | NoSettings | 0 | 0 | 0 | 0 | 0 | 0 | 0 | 0 | 0 | 0 | 0 | 0 | 0 | 0 | 0 | 0 | 0 | 0 | 0 | 0 | 0 | 0 | 0 | 0 | 0 | 0 | 0 | 0 | 0 | 0 | 0
Transportation Sector Fuel Used[aircraft,freight,diesel vehicle,electricity tf] | NoSettings | 0 | 0 | 0 | 0 | 0 | 0 | 0 | 0 | 0 | 0 | 0 | 0 | 0 | 0 | 0 | 0 | 0 | 0 | 0 | 0 | 0 | 0 | 0 | 0 | 0 | 0 | 0 | 0 | 0 | 0 | 0
Transportation Sector Fuel Used[aircraft,freight,diesel vehicle,natural gas tf] | NoSettings | 0 | 0 | 0 | 0 | 0 | 0 | 0 | 0 | 0 | 0 | 0 | 0 | 0 | 0 | 0 | 0 | 0 | 0 | 0 | 0 | 0 | 0 | 0 | 0 | 0 | 0 | 0 | 0 | 0 | 0 | 0
Transportation Sector Fuel Used[aircraft,freight,diesel vehicle,petroleum gasoline tf] | NoSettings | 0 | 0 | 0 | 0 | 0 | 0 | 0 | 0 | 0 | 0 | 0 | 0 | 0 | 0 | 0 | 0 | 0 | 0 | 0 | 0 | 0 | 0 | 0 | 0 | 0 | 0 | 0 | 0 | 0 | 0 | 0
Transportation Sector Fuel Used[aircraft,freight,diesel vehicle,petroleum diesel tf] | NoSettings | 0 | 0 | 0 | 0 | 0 | 0 | 0 | 0 | 0 | 0 | 0 | 0 | 0 | 0 | 0 | 0 | 0 | 0 | 0 | 0 | 0 | 0 | 0 | 0 | 0 | 0 | 0 | 0 | 0 | 0 | 0
Transportation Sector Fuel Used[aircraft,freight,diesel vehicle,biofuel gasoline tf] | NoSettings | 0 | 0 | 0 | 0 | 0 | 0 | 0 | 0 | 0 | 0 | 0 | 0 | 0 | 0 | 0 | 0 | 0 | 0 | 0 | 0 | 0 | 0 | 0 | 0 | 0 | 0 | 0 | 0 | 0 | 0 | 0
Transportation Sector Fuel Used[aircraft,freight,diesel vehicle,biofuel diesel tf] | NoSettings | 0 | 0 | 0 | 0 | 0 | 0 | 0 | 0 | 0 | 0 | 0 | 0 | 0 | 0 | 0 | 0 | 0 | 0 | 0 | 0 | 0 | 0 | 0 | 0 | 0 | 0 | 0 | 0 | 0 | 0 | 0
Transportation Sector Fuel Used[aircraft,freight,diesel vehicle,jet fuel tf] | NoSettings | 5422620000000 | 7289250000000 | 8043000000000 | 8333570000000 | 8436530000000 | 8509870000000 | 8476260000000 | 8441820000000 | 8438860000000 | 8424740000000 | 8435840000000 | 8466990000000 | 8527970000000 | 8595040000000 | 8662680000000 | 8728860000000 | 8768330000000 | 8797070000000 | 8837500000000 | 8881430000000 | 8943480000000 | 9003610000000 | 9078390000000 | 9157670000000 | 9244870000000 | 9314440000000 | 9374710000000 | 9417720000000 | 9455140000000 | 9483580000000 | 9516210000000
Transportation Sector Fuel Used[aircraft,freight,diesel vehicle,heavy or residual fuel oil tf] | NoSettings | 0 | 0 | 0 | 0 | 0 | 0 | 0 | 0 | 0 | 0 | 0 | 0 | 0 | 0 | 0 | 0 | 0 | 0 | 0 | 0 | 0 | 0 | 0 | 0 | 0 | 0 | 0 | 0 | 0 | 0 | 0
Transportation Sector Fuel Used[aircraft,freight,diesel vehicle,LPG propane or butane tf] | NoSettings | 0 | 0 | 0 | 0 | 0 | 0 | 0 | 0 | 0 | 0 | 0 | 0 | 0 | 0 | 0 | 0 | 0 | 0 | 0 | 0 | 0 | 0 | 0 | 0 | 0 | 0 | 0 | 0 | 0 | 0 | 0
Transportation Sector Fuel Used[aircraft,freight,diesel vehicle,hydrogen tf] | NoSettings | 0 | 0 | 0 | 0 | 0 | 0 | 0 | 0 | 0 | 0 | 0 | 0 | 0 | 0 | 0 | 0 | 0 | 0 | 0 | 0 | 0 | 0 | 0 | 0 | 0 | 0 | 0 | 0 | 0 | 0 | 0
Transportation Sector Fuel Used[aircraft,freight,plugin hybrid vehicle,electricity tf] | NoSettings | 0 | 0 | 0 | 0 | 0 | 0 | 0 | 0 | 0 | 0 | 0 | 0 | 0 | 0 | 0 | 0 | 0 | 0 | 0 | 0 | 0 | 0 | 0 | 0 | 0 | 0 | 0 | 0 | 0 | 0 | 0
Transportation Sector Fuel Used[aircraft,freight,plugin hybrid vehicle,natural gas tf] | NoSettings | 0 | 0 | 0 | 0 | 0 | 0 | 0 | 0 | 0 | 0 | 0 | 0 | 0 | 0 | 0 | 0 | 0 | 0 | 0 | 0 | 0 | 0 | 0 | 0 | 0 | 0 | 0 | 0 | 0 | 0 | 0
Transportation Sector Fuel Used[aircraft,freight,plugin hybrid vehicle,petroleum gasoline tf] | NoSettings | 0 | 0 | 0 | 0 | 0 | 0 | 0 | 0 | 0 | 0 | 0 | 0 | 0 | 0 | 0 | 0 | 0 | 0 | 0 | 0 | 0 | 0 | 0 | 0 | 0 | 0 | 0 | 0 | 0 | 0 | 0
Transportation Sector Fuel Used[aircraft,freight,plugin hybrid vehicle,petroleum diesel tf] | NoSettings | 0 | 0 | 0 | 0 | 0 | 0 | 0 | 0 | 0 | 0 | 0 | 0 | 0 | 0 | 0 | 0 | 0 | 0 | 0 | 0 | 0 | 0 | 0 | 0 | 0 | 0 | 0 | 0 | 0 | 0 | 0
Transportation Sector Fuel Used[aircraft,freight,plugin hybrid vehicle,biofuel gasoline tf] | NoSettings | 0 | 0 | 0 | 0 | 0 | 0 | 0 | 0 | 0 | 0 | 0 | 0 | 0 | 0 | 0 | 0 | 0 | 0 | 0 | 0 | 0 | 0 | 0 | 0 | 0 | 0 | 0 | 0 | 0 | 0 | 0
Transportation Sector Fuel Used[aircraft,freight,plugin hybrid vehicle,biofuel diesel tf] | NoSettings | 0 | 0 | 0 | 0 | 0 | 0 | 0 | 0 | 0 | 0 | 0 | 0 | 0 | 0 | 0 | 0 | 0 | 0 | 0 | 0 | 0 | 0 | 0 | 0 | 0 | 0 | 0 | 0 | 0 | 0 | 0
Transportation Sector Fuel Used[aircraft,freight,plugin hybrid vehicle,jet fuel tf] | NoSettings | 0 | 0 | 0 | 0 | 0 | 0 | 0 | 0 | 0 | 0 | 0 | 0 | 0 | 0 | 0 | 0 | 0 | 0 | 0 | 0 | 0 | 0 | 0 | 0 | 0 | 0 | 0 | 0 | 0 | 0 | 0
Transportation Sector Fuel Used[aircraft,freight,plugin hybrid vehicle,heavy or residual fuel oil tf] | NoSettings | 0 | 0 | 0 | 0 | 0 | 0 | 0 | 0 | 0 | 0 | 0 | 0 | 0 | 0 | 0 | 0 | 0 | 0 | 0 | 0 | 0 | 0 | 0 | 0 | 0 | 0 | 0 | 0 | 0 | 0 | 0
Transportation Sector Fuel Used[aircraft,freight,plugin hybrid vehicle,LPG propane or butane tf] | NoSettings | 0 | 0 | 0 | 0 | 0 | 0 | 0 | 0 | 0 | 0 | 0 | 0 | 0 | 0 | 0 | 0 | 0 | 0 | 0 | 0 | 0 | 0 | 0 | 0 | 0 | 0 | 0 | 0 | 0 | 0 | 0
Transportation Sector Fuel Used[aircraft,freight,plugin hybrid vehicle,hydrogen tf] | NoSettings | 0 | 0 | 0 | 0 | 0 | 0 | 0 | 0 | 0 | 0 | 0 | 0 | 0 | 0 | 0 | 0 | 0 | 0 | 0 | 0 | 0 | 0 | 0 | 0 | 0 | 0 | 0 | 0 | 0 | 0 | 0
Transportation Sector Fuel Used[aircraft,freight,LPG vehicle,electricity tf] | NoSettings | 0 | 0 | 0 | 0 | 0 | 0 | 0 | 0 | 0 | 0 | 0 | 0 | 0 | 0 | 0 | 0 | 0 | 0 | 0 | 0 | 0 | 0 | 0 | 0 | 0 | 0 | 0 | 0 | 0 | 0 | 0
Transportation Sector Fuel Used[aircraft,freight,LPG vehicle,natural gas tf] | NoSettings | 0 | 0 | 0 | 0 | 0 | 0 | 0 | 0 | 0 | 0 | 0 | 0 | 0 | 0 | 0 | 0 | 0 | 0 | 0 | 0 | 0 | 0 | 0 | 0 | 0 | 0 | 0 | 0 | 0 | 0 | 0
Transportation Sector Fuel Used[aircraft,freight,LPG vehicle,petroleum gasoline tf] | NoSettings | 0 | 0 | 0 | 0 | 0 | 0 | 0 | 0 | 0 | 0 | 0 | 0 | 0 | 0 | 0 | 0 | 0 | 0 | 0 | 0 | 0 | 0 | 0 | 0 | 0 | 0 | 0 | 0 | 0 | 0 | 0
Transportation Sector Fuel Used[aircraft,freight,LPG vehicle,petroleum diesel tf] | NoSettings | 0 | 0 | 0 | 0 | 0 | 0 | 0 | 0 | 0 | 0 | 0 | 0 | 0 | 0 | 0 | 0 | 0 | 0 | 0 | 0 | 0 | 0 | 0 | 0 | 0 | 0 | 0 | 0 | 0 | 0 | 0
Transportation Sector Fuel Used[aircraft,freight,LPG vehicle,biofuel gasoline tf] | NoSettings | 0 | 0 | 0 | 0 | 0 | 0 | 0 | 0 | 0 | 0 | 0 | 0 | 0 | 0 | 0 | 0 | 0 | 0 | 0 | 0 | 0 | 0 | 0 | 0 | 0 | 0 | 0 | 0 | 0 | 0 | 0
Transportation Sector Fuel Used[aircraft,freight,LPG vehicle,biofuel diesel tf] | NoSettings | 0 | 0 | 0 | 0 | 0 | 0 | 0 | 0 | 0 | 0 | 0 | 0 | 0 | 0 | 0 | 0 | 0 | 0 | 0 | 0 | 0 | 0 | 0 | 0 | 0 | 0 | 0 | 0 | 0 | 0 | 0
Transportation Sector Fuel Used[aircraft,freight,LPG vehicle,jet fuel tf] | NoSettings | 0 | 0 | 0 | 0 | 0 | 0 | 0 | 0 | 0 | 0 | 0 | 0 | 0 | 0 | 0 | 0 | 0 | 0 | 0 | 0 | 0 | 0 | 0 | 0 | 0 | 0 | 0 | 0 | 0 | 0 | 0
Transportation Sector Fuel Used[aircraft,freight,LPG vehicle,heavy or residual fuel oil tf] | NoSettings | 0 | 0 | 0 | 0 | 0 | 0 | 0 | 0 | 0 | 0 | 0 | 0 | 0 | 0 | 0 | 0 | 0 | 0 | 0 | 0 | 0 | 0 | 0 | 0 | 0 | 0 | 0 | 0 | 0 | 0 | 0
Transportation Sector Fuel Used[aircraft,freight,LPG vehicle,LPG propane or butane tf] | NoSettings | 0 | 0 | 0 | 0 | 0 | 0 | 0 | 0 | 0 | 0 | 0 | 0 | 0 | 0 | 0 | 0 | 0 | 0 | 0 | 0 | 0 | 0 | 0 | 0 | 0 | 0 | 0 | 0 | 0 | 0 | 0
Transportation Sector Fuel Used[aircraft,freight,LPG vehicle,hydrogen tf] | NoSettings | 0 | 0 | 0 | 0 | 0 | 0 | 0 | 0 | 0 | 0 | 0 | 0 | 0 | 0 | 0 | 0 | 0 | 0 | 0 | 0 | 0 | 0 | 0 | 0 | 0 | 0 | 0 | 0 | 0 | 0 | 0
Transportation Sector Fuel Used[aircraft,freight,hydrogen vehicle,electricity tf] | NoSettings | 0 | 0 | 0 | 0 | 0 | 0 | 0 | 0 | 0 | 0 | 0 | 0 | 0 | 0 | 0 | 0 | 0 | 0 | 0 | 0 | 0 | 0 | 0 | 0 | 0 | 0 | 0 | 0 | 0 | 0 | 0
Transportation Sector Fuel Used[aircraft,freight,hydrogen vehicle,natural gas tf] | NoSettings | 0 | 0 | 0 | 0 | 0 | 0 | 0 | 0 | 0 | 0 | 0 | 0 | 0 | 0 | 0 | 0 | 0 | 0 | 0 | 0 | 0 | 0 | 0 | 0 | 0 | 0 | 0 | 0 | 0 | 0 | 0
Transportation Sector Fuel Used[aircraft,freight,hydrogen vehicle,petroleum gasoline tf] | NoSettings | 0 | 0 | 0 | 0 | 0 | 0 | 0 | 0 | 0 | 0 | 0 | 0 | 0 | 0 | 0 | 0 | 0 | 0 | 0 | 0 | 0 | 0 | 0 | 0 | 0 | 0 | 0 | 0 | 0 | 0 | 0
Transportation Sector Fuel Used[aircraft,freight,hydrogen vehicle,petroleum diesel tf] | NoSettings | 0 | 0 | 0 | 0 | 0 | 0 | 0 | 0 | 0 | 0 | 0 | 0 | 0 | 0 | 0 | 0 | 0 | 0 | 0 | 0 | 0 | 0 | 0 | 0 | 0 | 0 | 0 | 0 | 0 | 0 | 0
Transportation Sector Fuel Used[aircraft,freight,hydrogen vehicle,biofuel gasoline tf] | NoSettings | 0 | 0 | 0 | 0 | 0 | 0 | 0 | 0 | 0 | 0 | 0 | 0 | 0 | 0 | 0 | 0 | 0 | 0 | 0 | 0 | 0 | 0 | 0 | 0 | 0 | 0 | 0 | 0 | 0 | 0 | 0
Transportation Sector Fuel Used[aircraft,freight,hydrogen vehicle,biofuel diesel tf] | NoSettings | 0 | 0 | 0 | 0 | 0 | 0 | 0 | 0 | 0 | 0 | 0 | 0 | 0 | 0 | 0 | 0 | 0 | 0 | 0 | 0 | 0 | 0 | 0 | 0 | 0 | 0 | 0 | 0 | 0 | 0 | 0
Transportation Sector Fuel Used[aircraft,freight,hydrogen vehicle,jet fuel tf] | NoSettings | 0 | 0 | 0 | 0 | 0 | 0 | 0 | 0 | 0 | 0 | 0 | 0 | 0 | 0 | 0 | 0 | 0 | 0 | 0 | 0 | 0 | 0 | 0 | 0 | 0 | 0 | 0 | 0 | 0 | 0 | 0
Transportation Sector Fuel Used[aircraft,freight,hydrogen vehicle,heavy or residual fuel oil tf] | NoSettings | 0 | 0 | 0 | 0 | 0 | 0 | 0 | 0 | 0 | 0 | 0 | 0 | 0 | 0 | 0 | 0 | 0 | 0 | 0 | 0 | 0 | 0 | 0 | 0 | 0 | 0 | 0 | 0 | 0 | 0 | 0
Transportation Sector Fuel Used[aircraft,freight,hydrogen vehicle,LPG propane or butane tf] | NoSettings | 0 | 0 | 0 | 0 | 0 | 0 | 0 | 0 | 0 | 0 | 0 | 0 | 0 | 0 | 0 | 0 | 0 | 0 | 0 | 0 | 0 | 0 | 0 | 0 | 0 | 0 | 0 | 0 | 0 | 0 | 0
Transportation Sector Fuel Used[aircraft,freight,hydrogen vehicle,hydrogen tf] | NoSettings | 0 | 0 | 0 | 0 | 0 | 0 | 0 | 0 | 0 | 0 | 0 | 0 | 0 | 0 | 0 | 0 | 0 | 0 | 0 | 0 | 0 | 0 | 0 | 0 | 0 | 0 | 0 | 0 | 0 | 0 | 0
Transportation Sector Fuel Used[rail,passenger,battery electric vehicle,electricity tf] | NoSettings | 686240000000 | 671230000000 | 658051000000 | 644590000000 | 631677000000 | 619280000000 | 608044000000 | 597218000000 | 586907000000 | 577178000000 | 567130000000 | 557611000000 | 548583000000 | 540211000000 | 532436000000 | 524426000000 | 516865000000 | 509731000000 | 503069000000 | 496776000000 | 490822000000 | 485111000000 | 479930000000 | 474955000000 | 470394000000 | 466127000000 | 462204000000 | 458607000000 | 454645000000 | 450992000000 | 447279000000
Transportation Sector Fuel Used[rail,passenger,battery electric vehicle,natural gas tf] | NoSettings | 0 | 0 | 0 | 0 | 0 | 0 | 0 | 0 | 0 | 0 | 0 | 0 | 0 | 0 | 0 | 0 | 0 | 0 | 0 | 0 | 0 | 0 | 0 | 0 | 0 | 0 | 0 | 0 | 0 | 0 | 0
Transportation Sector Fuel Used[rail,passenger,battery electric vehicle,petroleum gasoline tf] | NoSettings | 0 | 0 | 0 | 0 | 0 | 0 | 0 | 0 | 0 | 0 | 0 | 0 | 0 | 0 | 0 | 0 | 0 | 0 | 0 | 0 | 0 | 0 | 0 | 0 | 0 | 0 | 0 | 0 | 0 | 0 | 0
Transportation Sector Fuel Used[rail,passenger,battery electric vehicle,petroleum diesel tf] | NoSettings | 0 | 0 | 0 | 0 | 0 | 0 | 0 | 0 | 0 | 0 | 0 | 0 | 0 | 0 | 0 | 0 | 0 | 0 | 0 | 0 | 0 | 0 | 0 | 0 | 0 | 0 | 0 | 0 | 0 | 0 | 0
Transportation Sector Fuel Used[rail,passenger,battery electric vehicle,biofuel gasoline tf] | NoSettings | 0 | 0 | 0 | 0 | 0 | 0 | 0 | 0 | 0 | 0 | 0 | 0 | 0 | 0 | 0 | 0 | 0 | 0 | 0 | 0 | 0 | 0 | 0 | 0 | 0 | 0 | 0 | 0 | 0 | 0 | 0
Transportation Sector Fuel Used[rail,passenger,battery electric vehicle,biofuel diesel tf] | NoSettings | 0 | 0 | 0 | 0 | 0 | 0 | 0 | 0 | 0 | 0 | 0 | 0 | 0 | 0 | 0 | 0 | 0 | 0 | 0 | 0 | 0 | 0 | 0 | 0 | 0 | 0 | 0 | 0 | 0 | 0 | 0
Transportation Sector Fuel Used[rail,passenger,battery electric vehicle,jet fuel tf] | NoSettings | 0 | 0 | 0 | 0 | 0 | 0 | 0 | 0 | 0 | 0 | 0 | 0 | 0 | 0 | 0 | 0 | 0 | 0 | 0 | 0 | 0 | 0 | 0 | 0 | 0 | 0 | 0 | 0 | 0 | 0 | 0
Transportation Sector Fuel Used[rail,passenger,battery electric vehicle,heavy or residual fuel oil tf] | NoSettings | 0 | 0 | 0 | 0 | 0 | 0 | 0 | 0 | 0 | 0 | 0 | 0 | 0 | 0 | 0 | 0 | 0 | 0 | 0 | 0 | 0 | 0 | 0 | 0 | 0 | 0 | 0 | 0 | 0 | 0 | 0
Transportation Sector Fuel Used[rail,passenger,battery electric vehicle,LPG propane or butane tf] | NoSettings | 0 | 0 | 0 | 0 | 0 | 0 | 0 | 0 | 0 | 0 | 0 | 0 | 0 | 0 | 0 | 0 | 0 | 0 | 0 | 0 | 0 | 0 | 0 | 0 | 0 | 0 | 0 | 0 | 0 | 0 | 0
Transportation Sector Fuel Used[rail,passenger,battery electric vehicle,hydrogen tf] | NoSettings | 0 | 0 | 0 | 0 | 0 | 0 | 0 | 0 | 0 | 0 | 0 | 0 | 0 | 0 | 0 | 0 | 0 | 0 | 0 | 0 | 0 | 0 | 0 | 0 | 0 | 0 | 0 | 0 | 0 | 0 | 0
Transportation Sector Fuel Used[rail,passenger,natural gas vehicle,electricity tf] | NoSettings | 0 | 0 | 0 | 0 | 0 | 0 | 0 | 0 | 0 | 0 | 0 | 0 | 0 | 0 | 0 | 0 | 0 | 0 | 0 | 0 | 0 | 0 | 0 | 0 | 0 | 0 | 0 | 0 | 0 | 0 | 0
Transportation Sector Fuel Used[rail,passenger,natural gas vehicle,natural gas tf] | NoSettings | 0 | 0 | 0 | 0 | 0 | 0 | 0 | 0 | 0 | 0 | 0 | 0 | 0 | 0 | 0 | 0 | 0 | 0 | 0 | 0 | 0 | 0 | 0 | 0 | 0 | 0 | 0 | 0 | 0 | 0 | 0
Transportation Sector Fuel Used[rail,passenger,natural gas vehicle,petroleum gasoline tf] | NoSettings | 0 | 0 | 0 | 0 | 0 | 0 | 0 | 0 | 0 | 0 | 0 | 0 | 0 | 0 | 0 | 0 | 0 | 0 | 0 | 0 | 0 | 0 | 0 | 0 | 0 | 0 | 0 | 0 | 0 | 0 | 0
Transportation Sector Fuel Used[rail,passenger,natural gas vehicle,petroleum diesel tf] | NoSettings | 0 | 0 | 0 | 0 | 0 | 0 | 0 | 0 | 0 | 0 | 0 | 0 | 0 | 0 | 0 | 0 | 0 | 0 | 0 | 0 | 0 | 0 | 0 | 0 | 0 | 0 | 0 | 0 | 0 | 0 | 0
Transportation Sector Fuel Used[rail,passenger,natural gas vehicle,biofuel gasoline tf] | NoSettings | 0 | 0 | 0 | 0 | 0 | 0 | 0 | 0 | 0 | 0 | 0 | 0 | 0 | 0 | 0 | 0 | 0 | 0 | 0 | 0 | 0 | 0 | 0 | 0 | 0 | 0 | 0 | 0 | 0 | 0 | 0
Transportation Sector Fuel Used[rail,passenger,natural gas vehicle,biofuel diesel tf] | NoSettings | 0 | 0 | 0 | 0 | 0 | 0 | 0 | 0 | 0 | 0 | 0 | 0 | 0 | 0 | 0 | 0 | 0 | 0 | 0 | 0 | 0 | 0 | 0 | 0 | 0 | 0 | 0 | 0 | 0 | 0 | 0
Transportation Sector Fuel Used[rail,passenger,natural gas vehicle,jet fuel tf] | NoSettings | 0 | 0 | 0 | 0 | 0 | 0 | 0 | 0 | 0 | 0 | 0 | 0 | 0 | 0 | 0 | 0 | 0 | 0 | 0 | 0 | 0 | 0 | 0 | 0 | 0 | 0 | 0 | 0 | 0 | 0 | 0
Transportation Sector Fuel Used[rail,passenger,natural gas vehicle,heavy or residual fuel oil tf] | NoSettings | 0 | 0 | 0 | 0 | 0 | 0 | 0 | 0 | 0 | 0 | 0 | 0 | 0 | 0 | 0 | 0 | 0 | 0 | 0 | 0 | 0 | 0 | 0 | 0 | 0 | 0 | 0 | 0 | 0 | 0 | 0
Transportation Sector Fuel Used[rail,passenger,natural gas vehicle,LPG propane or butane tf] | NoSettings | 0 | 0 | 0 | 0 | 0 | 0 | 0 | 0 | 0 | 0 | 0 | 0 | 0 | 0 | 0 | 0 | 0 | 0 | 0 | 0 | 0 | 0 | 0 | 0 | 0 | 0 | 0 | 0 | 0 | 0 | 0
Transportation Sector Fuel Used[rail,passenger,natural gas vehicle,hydrogen tf] | NoSettings | 0 | 0 | 0 | 0 | 0 | 0 | 0 | 0 | 0 | 0 | 0 | 0 | 0 | 0 | 0 | 0 | 0 | 0 | 0 | 0 | 0 | 0 | 0 | 0 | 0 | 0 | 0 | 0 | 0 | 0 | 0
Transportation Sector Fuel Used[rail,passenger,gasoline vehicle,electricity tf] | NoSettings | 0 | 0 | 0 | 0 | 0 | 0 | 0 | 0 | 0 | 0 | 0 | 0 | 0 | 0 | 0 | 0 | 0 | 0 | 0 | 0 | 0 | 0 | 0 | 0 | 0 | 0 | 0 | 0 | 0 | 0 | 0
Transportation Sector Fuel Used[rail,passenger,gasoline vehicle,natural gas tf] | NoSettings | 0 | 0 | 0 | 0 | 0 | 0 | 0 | 0 | 0 | 0 | 0 | 0 | 0 | 0 | 0 | 0 | 0 | 0 | 0 | 0 | 0 | 0 | 0 | 0 | 0 | 0 | 0 | 0 | 0 | 0 | 0
Transportation Sector Fuel Used[rail,passenger,gasoline vehicle,petroleum gasoline tf] | NoSettings | 0 | 0 | 0 | 0 | 0 | 0 | 0 | 0 | 0 | 0 | 0 | 0 | 0 | 0 | 0 | 0 | 0 | 0 | 0 | 0 | 0 | 0 | 0 | 0 | 0 | 0 | 0 | 0 | 0 | 0 | 0
Transportation Sector Fuel Used[rail,passenger,gasoline vehicle,petroleum diesel tf] | NoSettings | 0 | 0 | 0 | 0 | 0 | 0 | 0 | 0 | 0 | 0 | 0 | 0 | 0 | 0 | 0 | 0 | 0 | 0 | 0 | 0 | 0 | 0 | 0 | 0 | 0 | 0 | 0 | 0 | 0 | 0 | 0
Transportation Sector Fuel Used[rail,passenger,gasoline vehicle,biofuel gasoline tf] | NoSettings | 0 | 0 | 0 | 0 | 0 | 0 | 0 | 0 | 0 | 0 | 0 | 0 | 0 | 0 | 0 | 0 | 0 | 0 | 0 | 0 | 0 | 0 | 0 | 0 | 0 | 0 | 0 | 0 | 0 | 0 | 0
Transportation Sector Fuel Used[rail,passenger,gasoline vehicle,biofuel diesel tf] | NoSettings | 0 | 0 | 0 | 0 | 0 | 0 | 0 | 0 | 0 | 0 | 0 | 0 | 0 | 0 | 0 | 0 | 0 | 0 | 0 | 0 | 0 | 0 | 0 | 0 | 0 | 0 | 0 | 0 | 0 | 0 | 0
Transportation Sector Fuel Used[rail,passenger,gasoline vehicle,jet fuel tf] | NoSettings | 0 | 0 | 0 | 0 | 0 | 0 | 0 | 0 | 0 | 0 | 0 | 0 | 0 | 0 | 0 | 0 | 0 | 0 | 0 | 0 | 0 | 0 | 0 | 0 | 0 | 0 | 0 | 0 | 0 | 0 | 0
Transportation Sector Fuel Used[rail,passenger,gasoline vehicle,heavy or residual fuel oil tf] | NoSettings | 0 | 0 | 0 | 0 | 0 | 0 | 0 | 0 | 0 | 0 | 0 | 0 | 0 | 0 | 0 | 0 | 0 | 0 | 0 | 0 | 0 | 0 | 0 | 0 | 0 | 0 | 0 | 0 | 0 | 0 | 0
Transportation Sector Fuel Used[rail,passenger,gasoline vehicle,LPG propane or butane tf] | NoSettings | 0 | 0 | 0 | 0 | 0 | 0 | 0 | 0 | 0 | 0 | 0 | 0 | 0 | 0 | 0 | 0 | 0 | 0 | 0 | 0 | 0 | 0 | 0 | 0 | 0 | 0 | 0 | 0 | 0 | 0 | 0
Transportation Sector Fuel Used[rail,passenger,gasoline vehicle,hydrogen tf] | NoSettings | 0 | 0 | 0 | 0 | 0 | 0 | 0 | 0 | 0 | 0 | 0 | 0 | 0 | 0 | 0 | 0 | 0 | 0 | 0 | 0 | 0 | 0 | 0 | 0 | 0 | 0 | 0 | 0 | 0 | 0 | 0
Transportation Sector Fuel Used[rail,passenger,diesel vehicle,electricity tf] | NoSettings | 0 | 0 | 0 | 0 | 0 | 0 | 0 | 0 | 0 | 0 | 0 | 0 | 0 | 0 | 0 | 0 | 0 | 0 | 0 | 0 | 0 | 0 | 0 | 0 | 0 | 0 | 0 | 0 | 0 | 0 | 0
Transportation Sector Fuel Used[rail,passenger,diesel vehicle,natural gas tf] | NoSettings | 0 | 0 | 0 | 0 | 0 | 0 | 0 | 0 | 0 | 0 | 0 | 0 | 0 | 0 | 0 | 0 | 0 | 0 | 0 | 0 | 0 | 0 | 0 | 0 | 0 | 0 | 0 | 0 | 0 | 0 | 0
Transportation Sector Fuel Used[rail,passenger,diesel vehicle,petroleum gasoline tf] | NoSettings | 0 | 0 | 0 | 0 | 0 | 0 | 0 | 0 | 0 | 0 | 0 | 0 | 0 | 0 | 0 | 0 | 0 | 0 | 0 | 0 | 0 | 0 | 0 | 0 | 0 | 0 | 0 | 0 | 0 | 0 | 0
Transportation Sector Fuel Used[rail,passenger,diesel vehicle,petroleum diesel tf] | NoSettings | 639689000000 | 628995000000 | 616053000000 | 605024000000 | 593754000000 | 582182000000 | 570278000000 | 558087000000 | 545844000000 | 533485000000 | 522710000000 | 511919000000 | 501244000000 | 490771000000 | 480524000000 | 473149000000 | 465891000000 | 458721000000 | 451663000000 | 444689000000 | 437824000000 | 431014000000 | 424486000000 | 418793000000 | 413353000000 | 408011000000 | 402737000000 | 397699000000 | 394843000000 | 392258000000 | 389366000000
Transportation Sector Fuel Used[rail,passenger,diesel vehicle,biofuel gasoline tf] | NoSettings | 0 | 0 | 0 | 0 | 0 | 0 | 0 | 0 | 0 | 0 | 0 | 0 | 0 | 0 | 0 | 0 | 0 | 0 | 0 | 0 | 0 | 0 | 0 | 0 | 0 | 0 | 0 | 0 | 0 | 0 | 0
Transportation Sector Fuel Used[rail,passenger,diesel vehicle,biofuel diesel tf] | NoSettings | 0 | 0 | 0 | 0 | 0 | 0 | 0 | 0 | 0 | 0 | 0 | 0 | 0 | 0 | 0 | 0 | 0 | 0 | 0 | 0 | 0 | 0 | 0 | 0 | 0 | 0 | 0 | 0 | 0 | 0 | 0
Transportation Sector Fuel Used[rail,passenger,diesel vehicle,jet fuel tf] | NoSettings | 0 | 0 | 0 | 0 | 0 | 0 | 0 | 0 | 0 | 0 | 0 | 0 | 0 | 0 | 0 | 0 | 0 | 0 | 0 | 0 | 0 | 0 | 0 | 0 | 0 | 0 | 0 | 0 | 0 | 0 | 0
Transportation Sector Fuel Used[rail,passenger,diesel vehicle,heavy or residual fuel oil tf] | NoSettings | 0 | 0 | 0 | 0 | 0 | 0 | 0 | 0 | 0 | 0 | 0 | 0 | 0 | 0 | 0 | 0 | 0 | 0 | 0 | 0 | 0 | 0 | 0 | 0 | 0 | 0 | 0 | 0 | 0 | 0 | 0
Transportation Sector Fuel Used[rail,passenger,diesel vehicle,LPG propane or butane tf] | NoSettings | 0 | 0 | 0 | 0 | 0 | 0 | 0 | 0 | 0 | 0 | 0 | 0 | 0 | 0 | 0 | 0 | 0 | 0 | 0 | 0 | 0 | 0 | 0 | 0 | 0 | 0 | 0 | 0 | 0 | 0 | 0
Transportation Sector Fuel Used[rail,passenger,diesel vehicle,hydrogen tf] | NoSettings | 0 | 0 | 0 | 0 | 0 | 0 | 0 | 0 | 0 | 0 | 0 | 0 | 0 | 0 | 0 | 0 | 0 | 0 | 0 | 0 | 0 | 0 | 0 | 0 | 0 | 0 | 0 | 0 | 0 | 0 | 0
Transportation Sector Fuel Used[rail,passenger,plugin hybrid vehicle,electricity tf] | NoSettings | 0 | 0 | 0 | 0 | 0 | 0 | 0 | 0 | 0 | 0 | 0 | 0 | 0 | 0 | 0 | 0 | 0 | 0 | 0 | 0 | 0 | 0 | 0 | 0 | 0 | 0 | 0 | 0 | 0 | 0 | 0
Transportation Sector Fuel Used[rail,passenger,plugin hybrid vehicle,natural gas tf] | NoSettings | 0 | 0 | 0 | 0 | 0 | 0 | 0 | 0 | 0 | 0 | 0 | 0 | 0 | 0 | 0 | 0 | 0 | 0 | 0 | 0 | 0 | 0 | 0 | 0 | 0 | 0 | 0 | 0 | 0 | 0 | 0
Transportation Sector Fuel Used[rail,passenger,plugin hybrid vehicle,petroleum gasoline tf] | NoSettings | 0 | 0 | 0 | 0 | 0 | 0 | 0 | 0 | 0 | 0 | 0 | 0 | 0 | 0 | 0 | 0 | 0 | 0 | 0 | 0 | 0 | 0 | 0 | 0 | 0 | 0 | 0 | 0 | 0 | 0 | 0
Transportation Sector Fuel Used[rail,passenger,plugin hybrid vehicle,petroleum diesel tf] | NoSettings | 0 | 0 | 0 | 0 | 0 | 0 | 0 | 0 | 0 | 0 | 0 | 0 | 0 | 0 | 0 | 0 | 0 | 0 | 0 | 0 | 0 | 0 | 0 | 0 | 0 | 0 | 0 | 0 | 0 | 0 | 0
Transportation Sector Fuel Used[rail,passenger,plugin hybrid vehicle,biofuel gasoline tf] | NoSettings | 0 | 0 | 0 | 0 | 0 | 0 | 0 | 0 | 0 | 0 | 0 | 0 | 0 | 0 | 0 | 0 | 0 | 0 | 0 | 0 | 0 | 0 | 0 | 0 | 0 | 0 | 0 | 0 | 0 | 0 | 0
Transportation Sector Fuel Used[rail,passenger,plugin hybrid vehicle,biofuel diesel tf] | NoSettings | 0 | 0 | 0 | 0 | 0 | 0 | 0 | 0 | 0 | 0 | 0 | 0 | 0 | 0 | 0 | 0 | 0 | 0 | 0 | 0 | 0 | 0 | 0 | 0 | 0 | 0 | 0 | 0 | 0 | 0 | 0
Transportation Sector Fuel Used[rail,passenger,plugin hybrid vehicle,jet fuel tf] | NoSettings | 0 | 0 | 0 | 0 | 0 | 0 | 0 | 0 | 0 | 0 | 0 | 0 | 0 | 0 | 0 | 0 | 0 | 0 | 0 | 0 | 0 | 0 | 0 | 0 | 0 | 0 | 0 | 0 | 0 | 0 | 0
Transportation Sector Fuel Used[rail,passenger,plugin hybrid vehicle,heavy or residual fuel oil tf] | NoSettings | 0 | 0 | 0 | 0 | 0 | 0 | 0 | 0 | 0 | 0 | 0 | 0 | 0 | 0 | 0 | 0 | 0 | 0 | 0 | 0 | 0 | 0 | 0 | 0 | 0 | 0 | 0 | 0 | 0 | 0 | 0
Transportation Sector Fuel Used[rail,passenger,plugin hybrid vehicle,LPG propane or butane tf] | NoSettings | 0 | 0 | 0 | 0 | 0 | 0 | 0 | 0 | 0 | 0 | 0 | 0 | 0 | 0 | 0 | 0 | 0 | 0 | 0 | 0 | 0 | 0 | 0 | 0 | 0 | 0 | 0 | 0 | 0 | 0 | 0
Transportation Sector Fuel Used[rail,passenger,plugin hybrid vehicle,hydrogen tf] | NoSettings | 0 | 0 | 0 | 0 | 0 | 0 | 0 | 0 | 0 | 0 | 0 | 0 | 0 | 0 | 0 | 0 | 0 | 0 | 0 | 0 | 0 | 0 | 0 | 0 | 0 | 0 | 0 | 0 | 0 | 0 | 0
Transportation Sector Fuel Used[rail,passenger,LPG vehicle,electricity tf] | NoSettings | 0 | 0 | 0 | 0 | 0 | 0 | 0 | 0 | 0 | 0 | 0 | 0 | 0 | 0 | 0 | 0 | 0 | 0 | 0 | 0 | 0 | 0 | 0 | 0 | 0 | 0 | 0 | 0 | 0 | 0 | 0
Transportation Sector Fuel Used[rail,passenger,LPG vehicle,natural gas tf] | NoSettings | 0 | 0 | 0 | 0 | 0 | 0 | 0 | 0 | 0 | 0 | 0 | 0 | 0 | 0 | 0 | 0 | 0 | 0 | 0 | 0 | 0 | 0 | 0 | 0 | 0 | 0 | 0 | 0 | 0 | 0 | 0
Transportation Sector Fuel Used[rail,passenger,LPG vehicle,petroleum gasoline tf] | NoSettings | 0 | 0 | 0 | 0 | 0 | 0 | 0 | 0 | 0 | 0 | 0 | 0 | 0 | 0 | 0 | 0 | 0 | 0 | 0 | 0 | 0 | 0 | 0 | 0 | 0 | 0 | 0 | 0 | 0 | 0 | 0
Transportation Sector Fuel Used[rail,passenger,LPG vehicle,petroleum diesel tf] | NoSettings | 0 | 0 | 0 | 0 | 0 | 0 | 0 | 0 | 0 | 0 | 0 | 0 | 0 | 0 | 0 | 0 | 0 | 0 | 0 | 0 | 0 | 0 | 0 | 0 | 0 | 0 | 0 | 0 | 0 | 0 | 0
Transportation Sector Fuel Used[rail,passenger,LPG vehicle,biofuel gasoline tf] | NoSettings | 0 | 0 | 0 | 0 | 0 | 0 | 0 | 0 | 0 | 0 | 0 | 0 | 0 | 0 | 0 | 0 | 0 | 0 | 0 | 0 | 0 | 0 | 0 | 0 | 0 | 0 | 0 | 0 | 0 | 0 | 0
Transportation Sector Fuel Used[rail,passenger,LPG vehicle,biofuel diesel tf] | NoSettings | 0 | 0 | 0 | 0 | 0 | 0 | 0 | 0 | 0 | 0 | 0 | 0 | 0 | 0 | 0 | 0 | 0 | 0 | 0 | 0 | 0 | 0 | 0 | 0 | 0 | 0 | 0 | 0 | 0 | 0 | 0
Transportation Sector Fuel Used[rail,passenger,LPG vehicle,jet fuel tf] | NoSettings | 0 | 0 | 0 | 0 | 0 | 0 | 0 | 0 | 0 | 0 | 0 | 0 | 0 | 0 | 0 | 0 | 0 | 0 | 0 | 0 | 0 | 0 | 0 | 0 | 0 | 0 | 0 | 0 | 0 | 0 | 0
Transportation Sector Fuel Used[rail,passenger,LPG vehicle,heavy or residual fuel oil tf] | NoSettings | 0 | 0 | 0 | 0 | 0 | 0 | 0 | 0 | 0 | 0 | 0 | 0 | 0 | 0 | 0 | 0 | 0 | 0 | 0 | 0 | 0 | 0 | 0 | 0 | 0 | 0 | 0 | 0 | 0 | 0 | 0
Transportation Sector Fuel Used[rail,passenger,LPG vehicle,LPG propane or butane tf] | NoSettings | 0 | 0 | 0 | 0 | 0 | 0 | 0 | 0 | 0 | 0 | 0 | 0 | 0 | 0 | 0 | 0 | 0 | 0 | 0 | 0 | 0 | 0 | 0 | 0 | 0 | 0 | 0 | 0 | 0 | 0 | 0
Transportation Sector Fuel Used[rail,passenger,LPG vehicle,hydrogen tf] | NoSettings | 0 | 0 | 0 | 0 | 0 | 0 | 0 | 0 | 0 | 0 | 0 | 0 | 0 | 0 | 0 | 0 | 0 | 0 | 0 | 0 | 0 | 0 | 0 | 0 | 0 | 0 | 0 | 0 | 0 | 0 | 0
Transportation Sector Fuel Used[rail,passenger,hydrogen vehicle,electricity tf] | NoSettings | 0 | 0 | 0 | 0 | 0 | 0 | 0 | 0 | 0 | 0 | 0 | 0 | 0 | 0 | 0 | 0 | 0 | 0 | 0 | 0 | 0 | 0 | 0 | 0 | 0 | 0 | 0 | 0 | 0 | 0 | 0
Transportation Sector Fuel Used[rail,passenger,hydrogen vehicle,natural gas tf] | NoSettings | 0 | 0 | 0 | 0 | 0 | 0 | 0 | 0 | 0 | 0 | 0 | 0 | 0 | 0 | 0 | 0 | 0 | 0 | 0 | 0 | 0 | 0 | 0 | 0 | 0 | 0 | 0 | 0 | 0 | 0 | 0
Transportation Sector Fuel Used[rail,passenger,hydrogen vehicle,petroleum gasoline tf] | NoSettings | 0 | 0 | 0 | 0 | 0 | 0 | 0 | 0 | 0 | 0 | 0 | 0 | 0 | 0 | 0 | 0 | 0 | 0 | 0 | 0 | 0 | 0 | 0 | 0 | 0 | 0 | 0 | 0 | 0 | 0 | 0
Transportation Sector Fuel Used[rail,passenger,hydrogen vehicle,petroleum diesel tf] | NoSettings | 0 | 0 | 0 | 0 | 0 | 0 | 0 | 0 | 0 | 0 | 0 | 0 | 0 | 0 | 0 | 0 | 0 | 0 | 0 | 0 | 0 | 0 | 0 | 0 | 0 | 0 | 0 | 0 | 0 | 0 | 0
Transportation Sector Fuel Used[rail,passenger,hydrogen vehicle,biofuel gasoline tf] | NoSettings | 0 | 0 | 0 | 0 | 0 | 0 | 0 | 0 | 0 | 0 | 0 | 0 | 0 | 0 | 0 | 0 | 0 | 0 | 0 | 0 | 0 | 0 | 0 | 0 | 0 | 0 | 0 | 0 | 0 | 0 | 0
Transportation Sector Fuel Used[rail,passenger,hydrogen vehicle,biofuel diesel tf] | NoSettings | 0 | 0 | 0 | 0 | 0 | 0 | 0 | 0 | 0 | 0 | 0 | 0 | 0 | 0 | 0 | 0 | 0 | 0 | 0 | 0 | 0 | 0 | 0 | 0 | 0 | 0 | 0 | 0 | 0 | 0 | 0
Transportation Sector Fuel Used[rail,passenger,hydrogen vehicle,jet fuel tf] | NoSettings | 0 | 0 | 0 | 0 | 0 | 0 | 0 | 0 | 0 | 0 | 0 | 0 | 0 | 0 | 0 | 0 | 0 | 0 | 0 | 0 | 0 | 0 | 0 | 0 | 0 | 0 | 0 | 0 | 0 | 0 | 0
Transportation Sector Fuel Used[rail,passenger,hydrogen vehicle,heavy or residual fuel oil tf] | NoSettings | 0 | 0 | 0 | 0 | 0 | 0 | 0 | 0 | 0 | 0 | 0 | 0 | 0 | 0 | 0 | 0 | 0 | 0 | 0 | 0 | 0 | 0 | 0 | 0 | 0 | 0 | 0 | 0 | 0 | 0 | 0
Transportation Sector Fuel Used[rail,passenger,hydrogen vehicle,LPG propane or butane tf] | NoSettings | 0 | 0 | 0 | 0 | 0 | 0 | 0 | 0 | 0 | 0 | 0 | 0 | 0 | 0 | 0 | 0 | 0 | 0 | 0 | 0 | 0 | 0 | 0 | 0 | 0 | 0 | 0 | 0 | 0 | 0 | 0
Transportation Sector Fuel Used[rail,passenger,hydrogen vehicle,hydrogen tf] | NoSettings | 0 | 0 | 0 | 0 | 0 | 0 | 0 | 0 | 0 | 0 | 0 | 0 | 0 | 0 | 0 | 0 | 0 | 0 | 0 | 0 | 0 | 0 | 0 | 0 | 0 | 0 | 0 | 0 | 0 | 0 | 0
Transportation Sector Fuel Used[rail,freight,battery electric vehicle,electricity tf] | NoSettings | 0 | 0 | 0 | 0 | 0 | 0 | 0 | 0 | 0 | 0 | 0 | 0 | 0 | 0 | 0 | 0 | 0 | 0 | 0 | 0 | 0 | 0 | 0 | 0 | 0 | 0 | 0 | 0 | 0 | 0 | 0
Transportation Sector Fuel Used[rail,freight,battery electric vehicle,natural gas tf] | NoSettings | 0 | 0 | 0 | 0 | 0 | 0 | 0 | 0 | 0 | 0 | 0 | 0 | 0 | 0 | 0 | 0 | 0 | 0 | 0 | 0 | 0 | 0 | 0 | 0 | 0 | 0 | 0 | 0 | 0 | 0 | 0
Transportation Sector Fuel Used[rail,freight,battery electric vehicle,petroleum gasoline tf] | NoSettings | 0 | 0 | 0 | 0 | 0 | 0 | 0 | 0 | 0 | 0 | 0 | 0 | 0 | 0 | 0 | 0 | 0 | 0 | 0 | 0 | 0 | 0 | 0 | 0 | 0 | 0 | 0 | 0 | 0 | 0 | 0
Transportation Sector Fuel Used[rail,freight,battery electric vehicle,petroleum diesel tf] | NoSettings | 0 | 0 | 0 | 0 | 0 | 0 | 0 | 0 | 0 | 0 | 0 | 0 | 0 | 0 | 0 | 0 | 0 | 0 | 0 | 0 | 0 | 0 | 0 | 0 | 0 | 0 | 0 | 0 | 0 | 0 | 0
Transportation Sector Fuel Used[rail,freight,battery electric vehicle,biofuel gasoline tf] | NoSettings | 0 | 0 | 0 | 0 | 0 | 0 | 0 | 0 | 0 | 0 | 0 | 0 | 0 | 0 | 0 | 0 | 0 | 0 | 0 | 0 | 0 | 0 | 0 | 0 | 0 | 0 | 0 | 0 | 0 | 0 | 0
Transportation Sector Fuel Used[rail,freight,battery electric vehicle,biofuel diesel tf] | NoSettings | 0 | 0 | 0 | 0 | 0 | 0 | 0 | 0 | 0 | 0 | 0 | 0 | 0 | 0 | 0 | 0 | 0 | 0 | 0 | 0 | 0 | 0 | 0 | 0 | 0 | 0 | 0 | 0 | 0 | 0 | 0
Transportation Sector Fuel Used[rail,freight,battery electric vehicle,jet fuel tf] | NoSettings | 0 | 0 | 0 | 0 | 0 | 0 | 0 | 0 | 0 | 0 | 0 | 0 | 0 | 0 | 0 | 0 | 0 | 0 | 0 | 0 | 0 | 0 | 0 | 0 | 0 | 0 | 0 | 0 | 0 | 0 | 0
Transportation Sector Fuel Used[rail,freight,battery electric vehicle,heavy or residual fuel oil tf] | NoSettings | 0 | 0 | 0 | 0 | 0 | 0 | 0 | 0 | 0 | 0 | 0 | 0 | 0 | 0 | 0 | 0 | 0 | 0 | 0 | 0 | 0 | 0 | 0 | 0 | 0 | 0 | 0 | 0 | 0 | 0 | 0
Transportation Sector Fuel Used[rail,freight,battery electric vehicle,LPG propane or butane tf] | NoSettings | 0 | 0 | 0 | 0 | 0 | 0 | 0 | 0 | 0 | 0 | 0 | 0 | 0 | 0 | 0 | 0 | 0 | 0 | 0 | 0 | 0 | 0 | 0 | 0 | 0 | 0 | 0 | 0 | 0 | 0 | 0
Transportation Sector Fuel Used[rail,freight,battery electric vehicle,hydrogen tf] | NoSettings | 0 | 0 | 0 | 0 | 0 | 0 | 0 | 0 | 0 | 0 | 0 | 0 | 0 | 0 | 0 | 0 | 0 | 0 | 0 | 0 | 0 | 0 | 0 | 0 | 0 | 0 | 0 | 0 | 0 | 0 | 0
Transportation Sector Fuel Used[rail,freight,natural gas vehicle,electricity tf] | NoSettings | 0 | 0 | 0 | 0 | 0 | 0 | 0 | 0 | 0 | 0 | 0 | 0 | 0 | 0 | 0 | 0 | 0 | 0 | 0 | 0 | 0 | 0 | 0 | 0 | 0 | 0 | 0 | 0 | 0 | 0 | 0
Transportation Sector Fuel Used[rail,freight,natural gas vehicle,natural gas tf] | NoSettings | 0 | 0 | 0 | 0 | 0 | 0 | 0 | 0 | 0 | 0 | 0 | 0 | 0 | 0 | 0 | 0 | 0 | 0 | 0 | 0 | 0 | 0 | 0 | 0 | 0 | 0 | 0 | 0 | 0 | 0 | 0
Transportation Sector Fuel Used[rail,freight,natural gas vehicle,petroleum gasoline tf] | NoSettings | 0 | 0 | 0 | 0 | 0 | 0 | 0 | 0 | 0 | 0 | 0 | 0 | 0 | 0 | 0 | 0 | 0 | 0 | 0 | 0 | 0 | 0 | 0 | 0 | 0 | 0 | 0 | 0 | 0 | 0 | 0
Transportation Sector Fuel Used[rail,freight,natural gas vehicle,petroleum diesel tf] | NoSettings | 0 | 0 | 0 | 0 | 0 | 0 | 0 | 0 | 0 | 0 | 0 | 0 | 0 | 0 | 0 | 0 | 0 | 0 | 0 | 0 | 0 | 0 | 0 | 0 | 0 | 0 | 0 | 0 | 0 | 0 | 0
Transportation Sector Fuel Used[rail,freight,natural gas vehicle,biofuel gasoline tf] | NoSettings | 0 | 0 | 0 | 0 | 0 | 0 | 0 | 0 | 0 | 0 | 0 | 0 | 0 | 0 | 0 | 0 | 0 | 0 | 0 | 0 | 0 | 0 | 0 | 0 | 0 | 0 | 0 | 0 | 0 | 0 | 0
Transportation Sector Fuel Used[rail,freight,natural gas vehicle,biofuel diesel tf] | NoSettings | 0 | 0 | 0 | 0 | 0 | 0 | 0 | 0 | 0 | 0 | 0 | 0 | 0 | 0 | 0 | 0 | 0 | 0 | 0 | 0 | 0 | 0 | 0 | 0 | 0 | 0 | 0 | 0 | 0 | 0 | 0
Transportation Sector Fuel Used[rail,freight,natural gas vehicle,jet fuel tf] | NoSettings | 0 | 0 | 0 | 0 | 0 | 0 | 0 | 0 | 0 | 0 | 0 | 0 | 0 | 0 | 0 | 0 | 0 | 0 | 0 | 0 | 0 | 0 | 0 | 0 | 0 | 0 | 0 | 0 | 0 | 0 | 0
Transportation Sector Fuel Used[rail,freight,natural gas vehicle,heavy or residual fuel oil tf] | NoSettings | 0 | 0 | 0 | 0 | 0 | 0 | 0 | 0 | 0 | 0 | 0 | 0 | 0 | 0 | 0 | 0 | 0 | 0 | 0 | 0 | 0 | 0 | 0 | 0 | 0 | 0 | 0 | 0 | 0 | 0 | 0
Transportation Sector Fuel Used[rail,freight,natural gas vehicle,LPG propane or butane tf] | NoSettings | 0 | 0 | 0 | 0 | 0 | 0 | 0 | 0 | 0 | 0 | 0 | 0 | 0 | 0 | 0 | 0 | 0 | 0 | 0 | 0 | 0 | 0 | 0 | 0 | 0 | 0 | 0 | 0 | 0 | 0 | 0
Transportation Sector Fuel Used[rail,freight,natural gas vehicle,hydrogen tf] | NoSettings | 0 | 0 | 0 | 0 | 0 | 0 | 0 | 0 | 0 | 0 | 0 | 0 | 0 | 0 | 0 | 0 | 0 | 0 | 0 | 0 | 0 | 0 | 0 | 0 | 0 | 0 | 0 | 0 | 0 | 0 | 0
Transportation Sector Fuel Used[rail,freight,gasoline vehicle,electricity tf] | NoSettings | 0 | 0 | 0 | 0 | 0 | 0 | 0 | 0 | 0 | 0 | 0 | 0 | 0 | 0 | 0 | 0 | 0 | 0 | 0 | 0 | 0 | 0 | 0 | 0 | 0 | 0 | 0 | 0 | 0 | 0 | 0
Transportation Sector Fuel Used[rail,freight,gasoline vehicle,natural gas tf] | NoSettings | 0 | 0 | 0 | 0 | 0 | 0 | 0 | 0 | 0 | 0 | 0 | 0 | 0 | 0 | 0 | 0 | 0 | 0 | 0 | 0 | 0 | 0 | 0 | 0 | 0 | 0 | 0 | 0 | 0 | 0 | 0
Transportation Sector Fuel Used[rail,freight,gasoline vehicle,petroleum gasoline tf] | NoSettings | 0 | 0 | 0 | 0 | 0 | 0 | 0 | 0 | 0 | 0 | 0 | 0 | 0 | 0 | 0 | 0 | 0 | 0 | 0 | 0 | 0 | 0 | 0 | 0 | 0 | 0 | 0 | 0 | 0 | 0 | 0
Transportation Sector Fuel Used[rail,freight,gasoline vehicle,petroleum diesel tf] | NoSettings | 0 | 0 | 0 | 0 | 0 | 0 | 0 | 0 | 0 | 0 | 0 | 0 | 0 | 0 | 0 | 0 | 0 | 0 | 0 | 0 | 0 | 0 | 0 | 0 | 0 | 0 | 0 | 0 | 0 | 0 | 0
Transportation Sector Fuel Used[rail,freight,gasoline vehicle,biofuel gasoline tf] | NoSettings | 0 | 0 | 0 | 0 | 0 | 0 | 0 | 0 | 0 | 0 | 0 | 0 | 0 | 0 | 0 | 0 | 0 | 0 | 0 | 0 | 0 | 0 | 0 | 0 | 0 | 0 | 0 | 0 | 0 | 0 | 0
Transportation Sector Fuel Used[rail,freight,gasoline vehicle,biofuel diesel tf] | NoSettings | 0 | 0 | 0 | 0 | 0 | 0 | 0 | 0 | 0 | 0 | 0 | 0 | 0 | 0 | 0 | 0 | 0 | 0 | 0 | 0 | 0 | 0 | 0 | 0 | 0 | 0 | 0 | 0 | 0 | 0 | 0
Transportation Sector Fuel Used[rail,freight,gasoline vehicle,jet fuel tf] | NoSettings | 0 | 0 | 0 | 0 | 0 | 0 | 0 | 0 | 0 | 0 | 0 | 0 | 0 | 0 | 0 | 0 | 0 | 0 | 0 | 0 | 0 | 0 | 0 | 0 | 0 | 0 | 0 | 0 | 0 | 0 | 0
Transportation Sector Fuel Used[rail,freight,gasoline vehicle,heavy or residual fuel oil tf] | NoSettings | 0 | 0 | 0 | 0 | 0 | 0 | 0 | 0 | 0 | 0 | 0 | 0 | 0 | 0 | 0 | 0 | 0 | 0 | 0 | 0 | 0 | 0 | 0 | 0 | 0 | 0 | 0 | 0 | 0 | 0 | 0
Transportation Sector Fuel Used[rail,freight,gasoline vehicle,LPG propane or butane tf] | NoSettings | 0 | 0 | 0 | 0 | 0 | 0 | 0 | 0 | 0 | 0 | 0 | 0 | 0 | 0 | 0 | 0 | 0 | 0 | 0 | 0 | 0 | 0 | 0 | 0 | 0 | 0 | 0 | 0 | 0 | 0 | 0
Transportation Sector Fuel Used[rail,freight,gasoline vehicle,hydrogen tf] | NoSettings | 0 | 0 | 0 | 0 | 0 | 0 | 0 | 0 | 0 | 0 | 0 | 0 | 0 | 0 | 0 | 0 | 0 | 0 | 0 | 0 | 0 | 0 | 0 | 0 | 0 | 0 | 0 | 0 | 0 | 0 | 0
Transportation Sector Fuel Used[rail,freight,diesel vehicle,electricity tf] | NoSettings | 0 | 0 | 0 | 0 | 0 | 0 | 0 | 0 | 0 | 0 | 0 | 0 | 0 | 0 | 0 | 0 | 0 | 0 | 0 | 0 | 0 | 0 | 0 | 0 | 0 | 0 | 0 | 0 | 0 | 0 | 0
Transportation Sector Fuel Used[rail,freight,diesel vehicle,natural gas tf] | NoSettings | 0 | 0 | 0 | 0 | 0 | 0 | 0 | 0 | 0 | 0 | 0 | 0 | 0 | 0 | 0 | 0 | 0 | 0 | 0 | 0 | 0 | 0 | 0 | 0 | 0 | 0 | 0 | 0 | 0 | 0 | 0
Transportation Sector Fuel Used[rail,freight,diesel vehicle,petroleum gasoline tf] | NoSettings | 0 | 0 | 0 | 0 | 0 | 0 | 0 | 0 | 0 | 0 | 0 | 0 | 0 | 0 | 0 | 0 | 0 | 0 | 0 | 0 | 0 | 0 | 0 | 0 | 0 | 0 | 0 | 0 | 0 | 0 | 0
Transportation Sector Fuel Used[rail,freight,diesel vehicle,petroleum diesel tf] | NoSettings | 21269400000000 | 21566100000000 | 22079200000000 | 22393800000000 | 22703700000000 | 23214100000000 | 23513200000000 | 24005800000000 | 24499300000000 | 24788900000000 | 25273100000000 | 25757900000000 | 26246000000000 | 26538400000000 | 27033000000000 | 27534300000000 | 28240200000000 | 28755300000000 | 29290500000000 | 29833300000000 | 30583800000000 | 31145200000000 | 31907700000000 | 32484600000000 | 33262400000000 | 34047900000000 | 34645200000000 | 35443400000000 | 36244900000000 | 37247400000000 | 37876400000000
Transportation Sector Fuel Used[rail,freight,diesel vehicle,biofuel gasoline tf] | NoSettings | 0 | 0 | 0 | 0 | 0 | 0 | 0 | 0 | 0 | 0 | 0 | 0 | 0 | 0 | 0 | 0 | 0 | 0 | 0 | 0 | 0 | 0 | 0 | 0 | 0 | 0 | 0 | 0 | 0 | 0 | 0
Transportation Sector Fuel Used[rail,freight,diesel vehicle,biofuel diesel tf] | NoSettings | 0 | 0 | 0 | 0 | 0 | 0 | 0 | 0 | 0 | 0 | 0 | 0 | 0 | 0 | 0 | 0 | 0 | 0 | 0 | 0 | 0 | 0 | 0 | 0 | 0 | 0 | 0 | 0 | 0 | 0 | 0
Transportation Sector Fuel Used[rail,freight,diesel vehicle,jet fuel tf] | NoSettings | 0 | 0 | 0 | 0 | 0 | 0 | 0 | 0 | 0 | 0 | 0 | 0 | 0 | 0 | 0 | 0 | 0 | 0 | 0 | 0 | 0 | 0 | 0 | 0 | 0 | 0 | 0 | 0 | 0 | 0 | 0
Transportation Sector Fuel Used[rail,freight,diesel vehicle,heavy or residual fuel oil tf] | NoSettings | 0 | 0 | 0 | 0 | 0 | 0 | 0 | 0 | 0 | 0 | 0 | 0 | 0 | 0 | 0 | 0 | 0 | 0 | 0 | 0 | 0 | 0 | 0 | 0 | 0 | 0 | 0 | 0 | 0 | 0 | 0
Transportation Sector Fuel Used[rail,freight,diesel vehicle,LPG propane or butane tf] | NoSettings | 0 | 0 | 0 | 0 | 0 | 0 | 0 | 0 | 0 | 0 | 0 | 0 | 0 | 0 | 0 | 0 | 0 | 0 | 0 | 0 | 0 | 0 | 0 | 0 | 0 | 0 | 0 | 0 | 0 | 0 | 0
Transportation Sector Fuel Used[rail,freight,diesel vehicle,hydrogen tf] | NoSettings | 0 | 0 | 0 | 0 | 0 | 0 | 0 | 0 | 0 | 0 | 0 | 0 | 0 | 0 | 0 | 0 | 0 | 0 | 0 | 0 | 0 | 0 | 0 | 0 | 0 | 0 | 0 | 0 | 0 | 0 | 0
Transportation Sector Fuel Used[rail,freight,plugin hybrid vehicle,electricity tf] | NoSettings | 0 | 0 | 0 | 0 | 0 | 0 | 0 | 0 | 0 | 0 | 0 | 0 | 0 | 0 | 0 | 0 | 0 | 0 | 0 | 0 | 0 | 0 | 0 | 0 | 0 | 0 | 0 | 0 | 0 | 0 | 0
Transportation Sector Fuel Used[rail,freight,plugin hybrid vehicle,natural gas tf] | NoSettings | 0 | 0 | 0 | 0 | 0 | 0 | 0 | 0 | 0 | 0 | 0 | 0 | 0 | 0 | 0 | 0 | 0 | 0 | 0 | 0 | 0 | 0 | 0 | 0 | 0 | 0 | 0 | 0 | 0 | 0 | 0
Transportation Sector Fuel Used[rail,freight,plugin hybrid vehicle,petroleum gasoline tf] | NoSettings | 0 | 0 | 0 | 0 | 0 | 0 | 0 | 0 | 0 | 0 | 0 | 0 | 0 | 0 | 0 | 0 | 0 | 0 | 0 | 0 | 0 | 0 | 0 | 0 | 0 | 0 | 0 | 0 | 0 | 0 | 0
Transportation Sector Fuel Used[rail,freight,plugin hybrid vehicle,petroleum diesel tf] | NoSettings | 0 | 0 | 0 | 0 | 0 | 0 | 0 | 0 | 0 | 0 | 0 | 0 | 0 | 0 | 0 | 0 | 0 | 0 | 0 | 0 | 0 | 0 | 0 | 0 | 0 | 0 | 0 | 0 | 0 | 0 | 0
Transportation Sector Fuel Used[rail,freight,plugin hybrid vehicle,biofuel gasoline tf] | NoSettings | 0 | 0 | 0 | 0 | 0 | 0 | 0 | 0 | 0 | 0 | 0 | 0 | 0 | 0 | 0 | 0 | 0 | 0 | 0 | 0 | 0 | 0 | 0 | 0 | 0 | 0 | 0 | 0 | 0 | 0 | 0
Transportation Sector Fuel Used[rail,freight,plugin hybrid vehicle,biofuel diesel tf] | NoSettings | 0 | 0 | 0 | 0 | 0 | 0 | 0 | 0 | 0 | 0 | 0 | 0 | 0 | 0 | 0 | 0 | 0 | 0 | 0 | 0 | 0 | 0 | 0 | 0 | 0 | 0 | 0 | 0 | 0 | 0 | 0
Transportation Sector Fuel Used[rail,freight,plugin hybrid vehicle,jet fuel tf] | NoSettings | 0 | 0 | 0 | 0 | 0 | 0 | 0 | 0 | 0 | 0 | 0 | 0 | 0 | 0 | 0 | 0 | 0 | 0 | 0 | 0 | 0 | 0 | 0 | 0 | 0 | 0 | 0 | 0 | 0 | 0 | 0
Transportation Sector Fuel Used[rail,freight,plugin hybrid vehicle,heavy or residual fuel oil tf] | NoSettings | 0 | 0 | 0 | 0 | 0 | 0 | 0 | 0 | 0 | 0 | 0 | 0 | 0 | 0 | 0 | 0 | 0 | 0 | 0 | 0 | 0 | 0 | 0 | 0 | 0 | 0 | 0 | 0 | 0 | 0 | 0
Transportation Sector Fuel Used[rail,freight,plugin hybrid vehicle,LPG propane or butane tf] | NoSettings | 0 | 0 | 0 | 0 | 0 | 0 | 0 | 0 | 0 | 0 | 0 | 0 | 0 | 0 | 0 | 0 | 0 | 0 | 0 | 0 | 0 | 0 | 0 | 0 | 0 | 0 | 0 | 0 | 0 | 0 | 0
Transportation Sector Fuel Used[rail,freight,plugin hybrid vehicle,hydrogen tf] | NoSettings | 0 | 0 | 0 | 0 | 0 | 0 | 0 | 0 | 0 | 0 | 0 | 0 | 0 | 0 | 0 | 0 | 0 | 0 | 0 | 0 | 0 | 0 | 0 | 0 | 0 | 0 | 0 | 0 | 0 | 0 | 0
Transportation Sector Fuel Used[rail,freight,LPG vehicle,electricity tf] | NoSettings | 0 | 0 | 0 | 0 | 0 | 0 | 0 | 0 | 0 | 0 | 0 | 0 | 0 | 0 | 0 | 0 | 0 | 0 | 0 | 0 | 0 | 0 | 0 | 0 | 0 | 0 | 0 | 0 | 0 | 0 | 0
Transportation Sector Fuel Used[rail,freight,LPG vehicle,natural gas tf] | NoSettings | 0 | 0 | 0 | 0 | 0 | 0 | 0 | 0 | 0 | 0 | 0 | 0 | 0 | 0 | 0 | 0 | 0 | 0 | 0 | 0 | 0 | 0 | 0 | 0 | 0 | 0 | 0 | 0 | 0 | 0 | 0
Transportation Sector Fuel Used[rail,freight,LPG vehicle,petroleum gasoline tf] | NoSettings | 0 | 0 | 0 | 0 | 0 | 0 | 0 | 0 | 0 | 0 | 0 | 0 | 0 | 0 | 0 | 0 | 0 | 0 | 0 | 0 | 0 | 0 | 0 | 0 | 0 | 0 | 0 | 0 | 0 | 0 | 0
Transportation Sector Fuel Used[rail,freight,LPG vehicle,petroleum diesel tf] | NoSettings | 0 | 0 | 0 | 0 | 0 | 0 | 0 | 0 | 0 | 0 | 0 | 0 | 0 | 0 | 0 | 0 | 0 | 0 | 0 | 0 | 0 | 0 | 0 | 0 | 0 | 0 | 0 | 0 | 0 | 0 | 0
Transportation Sector Fuel Used[rail,freight,LPG vehicle,biofuel gasoline tf] | NoSettings | 0 | 0 | 0 | 0 | 0 | 0 | 0 | 0 | 0 | 0 | 0 | 0 | 0 | 0 | 0 | 0 | 0 | 0 | 0 | 0 | 0 | 0 | 0 | 0 | 0 | 0 | 0 | 0 | 0 | 0 | 0
Transportation Sector Fuel Used[rail,freight,LPG vehicle,biofuel diesel tf] | NoSettings | 0 | 0 | 0 | 0 | 0 | 0 | 0 | 0 | 0 | 0 | 0 | 0 | 0 | 0 | 0 | 0 | 0 | 0 | 0 | 0 | 0 | 0 | 0 | 0 | 0 | 0 | 0 | 0 | 0 | 0 | 0
Transportation Sector Fuel Used[rail,freight,LPG vehicle,jet fuel tf] | NoSettings | 0 | 0 | 0 | 0 | 0 | 0 | 0 | 0 | 0 | 0 | 0 | 0 | 0 | 0 | 0 | 0 | 0 | 0 | 0 | 0 | 0 | 0 | 0 | 0 | 0 | 0 | 0 | 0 | 0 | 0 | 0
Transportation Sector Fuel Used[rail,freight,LPG vehicle,heavy or residual fuel oil tf] | NoSettings | 0 | 0 | 0 | 0 | 0 | 0 | 0 | 0 | 0 | 0 | 0 | 0 | 0 | 0 | 0 | 0 | 0 | 0 | 0 | 0 | 0 | 0 | 0 | 0 | 0 | 0 | 0 | 0 | 0 | 0 | 0
Transportation Sector Fuel Used[rail,freight,LPG vehicle,LPG propane or butane tf] | NoSettings | 0 | 0 | 0 | 0 | 0 | 0 | 0 | 0 | 0 | 0 | 0 | 0 | 0 | 0 | 0 | 0 | 0 | 0 | 0 | 0 | 0 | 0 | 0 | 0 | 0 | 0 | 0 | 0 | 0 | 0 | 0
Transportation Sector Fuel Used[rail,freight,LPG vehicle,hydrogen tf] | NoSettings | 0 | 0 | 0 | 0 | 0 | 0 | 0 | 0 | 0 | 0 | 0 | 0 | 0 | 0 | 0 | 0 | 0 | 0 | 0 | 0 | 0 | 0 | 0 | 0 | 0 | 0 | 0 | 0 | 0 | 0 | 0
Transportation Sector Fuel Used[rail,freight,hydrogen vehicle,electricity tf] | NoSettings | 0 | 0 | 0 | 0 | 0 | 0 | 0 | 0 | 0 | 0 | 0 | 0 | 0 | 0 | 0 | 0 | 0 | 0 | 0 | 0 | 0 | 0 | 0 | 0 | 0 | 0 | 0 | 0 | 0 | 0 | 0
Transportation Sector Fuel Used[rail,freight,hydrogen vehicle,natural gas tf] | NoSettings | 0 | 0 | 0 | 0 | 0 | 0 | 0 | 0 | 0 | 0 | 0 | 0 | 0 | 0 | 0 | 0 | 0 | 0 | 0 | 0 | 0 | 0 | 0 | 0 | 0 | 0 | 0 | 0 | 0 | 0 | 0
Transportation Sector Fuel Used[rail,freight,hydrogen vehicle,petroleum gasoline tf] | NoSettings | 0 | 0 | 0 | 0 | 0 | 0 | 0 | 0 | 0 | 0 | 0 | 0 | 0 | 0 | 0 | 0 | 0 | 0 | 0 | 0 | 0 | 0 | 0 | 0 | 0 | 0 | 0 | 0 | 0 | 0 | 0
Transportation Sector Fuel Used[rail,freight,hydrogen vehicle,petroleum diesel tf] | NoSettings | 0 | 0 | 0 | 0 | 0 | 0 | 0 | 0 | 0 | 0 | 0 | 0 | 0 | 0 | 0 | 0 | 0 | 0 | 0 | 0 | 0 | 0 | 0 | 0 | 0 | 0 | 0 | 0 | 0 | 0 | 0
Transportation Sector Fuel Used[rail,freight,hydrogen vehicle,biofuel gasoline tf] | NoSettings | 0 | 0 | 0 | 0 | 0 | 0 | 0 | 0 | 0 | 0 | 0 | 0 | 0 | 0 | 0 | 0 | 0 | 0 | 0 | 0 | 0 | 0 | 0 | 0 | 0 | 0 | 0 | 0 | 0 | 0 | 0
Transportation Sector Fuel Used[rail,freight,hydrogen vehicle,biofuel diesel tf] | NoSettings | 0 | 0 | 0 | 0 | 0 | 0 | 0 | 0 | 0 | 0 | 0 | 0 | 0 | 0 | 0 | 0 | 0 | 0 | 0 | 0 | 0 | 0 | 0 | 0 | 0 | 0 | 0 | 0 | 0 | 0 | 0
Transportation Sector Fuel Used[rail,freight,hydrogen vehicle,jet fuel tf] | NoSettings | 0 | 0 | 0 | 0 | 0 | 0 | 0 | 0 | 0 | 0 | 0 | 0 | 0 | 0 | 0 | 0 | 0 | 0 | 0 | 0 | 0 | 0 | 0 | 0 | 0 | 0 | 0 | 0 | 0 | 0 | 0
Transportation Sector Fuel Used[rail,freight,hydrogen vehicle,heavy or residual fuel oil tf] | NoSettings | 0 | 0 | 0 | 0 | 0 | 0 | 0 | 0 | 0 | 0 | 0 | 0 | 0 | 0 | 0 | 0 | 0 | 0 | 0 | 0 | 0 | 0 | 0 | 0 | 0 | 0 | 0 | 0 | 0 | 0 | 0
Transportation Sector Fuel Used[rail,freight,hydrogen vehicle,LPG propane or butane tf] | NoSettings | 0 | 0 | 0 | 0 | 0 | 0 | 0 | 0 | 0 | 0 | 0 | 0 | 0 | 0 | 0 | 0 | 0 | 0 | 0 | 0 | 0 | 0 | 0 | 0 | 0 | 0 | 0 | 0 | 0 | 0 | 0
Transportation Sector Fuel Used[rail,freight,hydrogen vehicle,hydrogen tf] | NoSettings | 0 | 0 | 0 | 0 | 0 | 0 | 0 | 0 | 0 | 0 | 0 | 0 | 0 | 0 | 0 | 0 | 0 | 0 | 0 | 0 | 0 | 0 | 0 | 0 | 0 | 0 | 0 | 0 | 0 | 0 | 0
Transportation Sector Fuel Used[ships,passenger,battery electric vehicle,electricity tf] | NoSettings | 0 | 0 | 0 | 0 | 0 | 0 | 0 | 0 | 0 | 0 | 0 | 0 | 0 | 0 | 0 | 0 | 0 | 0 | 0 | 0 | 0 | 0 | 0 | 0 | 0 | 0 | 0 | 0 | 0 | 0 | 0
Transportation Sector Fuel Used[ships,passenger,battery electric vehicle,natural gas tf] | NoSettings | 0 | 0 | 0 | 0 | 0 | 0 | 0 | 0 | 0 | 0 | 0 | 0 | 0 | 0 | 0 | 0 | 0 | 0 | 0 | 0 | 0 | 0 | 0 | 0 | 0 | 0 | 0 | 0 | 0 | 0 | 0
Transportation Sector Fuel Used[ships,passenger,battery electric vehicle,petroleum gasoline tf] | NoSettings | 0 | 0 | 0 | 0 | 0 | 0 | 0 | 0 | 0 | 0 | 0 | 0 | 0 | 0 | 0 | 0 | 0 | 0 | 0 | 0 | 0 | 0 | 0 | 0 | 0 | 0 | 0 | 0 | 0 | 0 | 0
Transportation Sector Fuel Used[ships,passenger,battery electric vehicle,petroleum diesel tf] | NoSettings | 0 | 0 | 0 | 0 | 0 | 0 | 0 | 0 | 0 | 0 | 0 | 0 | 0 | 0 | 0 | 0 | 0 | 0 | 0 | 0 | 0 | 0 | 0 | 0 | 0 | 0 | 0 | 0 | 0 | 0 | 0
Transportation Sector Fuel Used[ships,passenger,battery electric vehicle,biofuel gasoline tf] | NoSettings | 0 | 0 | 0 | 0 | 0 | 0 | 0 | 0 | 0 | 0 | 0 | 0 | 0 | 0 | 0 | 0 | 0 | 0 | 0 | 0 | 0 | 0 | 0 | 0 | 0 | 0 | 0 | 0 | 0 | 0 | 0
Transportation Sector Fuel Used[ships,passenger,battery electric vehicle,biofuel diesel tf] | NoSettings | 0 | 0 | 0 | 0 | 0 | 0 | 0 | 0 | 0 | 0 | 0 | 0 | 0 | 0 | 0 | 0 | 0 | 0 | 0 | 0 | 0 | 0 | 0 | 0 | 0 | 0 | 0 | 0 | 0 | 0 | 0
Transportation Sector Fuel Used[ships,passenger,battery electric vehicle,jet fuel tf] | NoSettings | 0 | 0 | 0 | 0 | 0 | 0 | 0 | 0 | 0 | 0 | 0 | 0 | 0 | 0 | 0 | 0 | 0 | 0 | 0 | 0 | 0 | 0 | 0 | 0 | 0 | 0 | 0 | 0 | 0 | 0 | 0
Transportation Sector Fuel Used[ships,passenger,battery electric vehicle,heavy or residual fuel oil tf] | NoSettings | 0 | 0 | 0 | 0 | 0 | 0 | 0 | 0 | 0 | 0 | 0 | 0 | 0 | 0 | 0 | 0 | 0 | 0 | 0 | 0 | 0 | 0 | 0 | 0 | 0 | 0 | 0 | 0 | 0 | 0 | 0
Transportation Sector Fuel Used[ships,passenger,battery electric vehicle,LPG propane or butane tf] | NoSettings | 0 | 0 | 0 | 0 | 0 | 0 | 0 | 0 | 0 | 0 | 0 | 0 | 0 | 0 | 0 | 0 | 0 | 0 | 0 | 0 | 0 | 0 | 0 | 0 | 0 | 0 | 0 | 0 | 0 | 0 | 0
Transportation Sector Fuel Used[ships,passenger,battery electric vehicle,hydrogen tf] | NoSettings | 0 | 0 | 0 | 0 | 0 | 0 | 0 | 0 | 0 | 0 | 0 | 0 | 0 | 0 | 0 | 0 | 0 | 0 | 0 | 0 | 0 | 0 | 0 | 0 | 0 | 0 | 0 | 0 | 0 | 0 | 0
Transportation Sector Fuel Used[ships,passenger,natural gas vehicle,electricity tf] | NoSettings | 0 | 0 | 0 | 0 | 0 | 0 | 0 | 0 | 0 | 0 | 0 | 0 | 0 | 0 | 0 | 0 | 0 | 0 | 0 | 0 | 0 | 0 | 0 | 0 | 0 | 0 | 0 | 0 | 0 | 0 | 0
Transportation Sector Fuel Used[ships,passenger,natural gas vehicle,natural gas tf] | NoSettings | 0 | 0 | 0 | 0 | 0 | 0 | 0 | 0 | 0 | 0 | 0 | 0 | 0 | 0 | 0 | 0 | 0 | 0 | 0 | 0 | 0 | 0 | 0 | 0 | 0 | 0 | 0 | 0 | 0 | 0 | 0
Transportation Sector Fuel Used[ships,passenger,natural gas vehicle,petroleum gasoline tf] | NoSettings | 0 | 0 | 0 | 0 | 0 | 0 | 0 | 0 | 0 | 0 | 0 | 0 | 0 | 0 | 0 | 0 | 0 | 0 | 0 | 0 | 0 | 0 | 0 | 0 | 0 | 0 | 0 | 0 | 0 | 0 | 0
Transportation Sector Fuel Used[ships,passenger,natural gas vehicle,petroleum diesel tf] | NoSettings | 0 | 0 | 0 | 0 | 0 | 0 | 0 | 0 | 0 | 0 | 0 | 0 | 0 | 0 | 0 | 0 | 0 | 0 | 0 | 0 | 0 | 0 | 0 | 0 | 0 | 0 | 0 | 0 | 0 | 0 | 0
Transportation Sector Fuel Used[ships,passenger,natural gas vehicle,biofuel gasoline tf] | NoSettings | 0 | 0 | 0 | 0 | 0 | 0 | 0 | 0 | 0 | 0 | 0 | 0 | 0 | 0 | 0 | 0 | 0 | 0 | 0 | 0 | 0 | 0 | 0 | 0 | 0 | 0 | 0 | 0 | 0 | 0 | 0
Transportation Sector Fuel Used[ships,passenger,natural gas vehicle,biofuel diesel tf] | NoSettings | 0 | 0 | 0 | 0 | 0 | 0 | 0 | 0 | 0 | 0 | 0 | 0 | 0 | 0 | 0 | 0 | 0 | 0 | 0 | 0 | 0 | 0 | 0 | 0 | 0 | 0 | 0 | 0 | 0 | 0 | 0
Transportation Sector Fuel Used[ships,passenger,natural gas vehicle,jet fuel tf] | NoSettings | 0 | 0 | 0 | 0 | 0 | 0 | 0 | 0 | 0 | 0 | 0 | 0 | 0 | 0 | 0 | 0 | 0 | 0 | 0 | 0 | 0 | 0 | 0 | 0 | 0 | 0 | 0 | 0 | 0 | 0 | 0
Transportation Sector Fuel Used[ships,passenger,natural gas vehicle,heavy or residual fuel oil tf] | NoSettings | 0 | 0 | 0 | 0 | 0 | 0 | 0 | 0 | 0 | 0 | 0 | 0 | 0 | 0 | 0 | 0 | 0 | 0 | 0 | 0 | 0 | 0 | 0 | 0 | 0 | 0 | 0 | 0 | 0 | 0 | 0
Transportation Sector Fuel Used[ships,passenger,natural gas vehicle,LPG propane or butane tf] | NoSettings | 0 | 0 | 0 | 0 | 0 | 0 | 0 | 0 | 0 | 0 | 0 | 0 | 0 | 0 | 0 | 0 | 0 | 0 | 0 | 0 | 0 | 0 | 0 | 0 | 0 | 0 | 0 | 0 | 0 | 0 | 0
Transportation Sector Fuel Used[ships,passenger,natural gas vehicle,hydrogen tf] | NoSettings | 0 | 0 | 0 | 0 | 0 | 0 | 0 | 0 | 0 | 0 | 0 | 0 | 0 | 0 | 0 | 0 | 0 | 0 | 0 | 0 | 0 | 0 | 0 | 0 | 0 | 0 | 0 | 0 | 0 | 0 | 0
Transportation Sector Fuel Used[ships,passenger,gasoline vehicle,electricity tf] | NoSettings | 0 | 0 | 0 | 0 | 0 | 0 | 0 | 0 | 0 | 0 | 0 | 0 | 0 | 0 | 0 | 0 | 0 | 0 | 0 | 0 | 0 | 0 | 0 | 0 | 0 | 0 | 0 | 0 | 0 | 0 | 0
Transportation Sector Fuel Used[ships,passenger,gasoline vehicle,natural gas tf] | NoSettings | 0 | 0 | 0 | 0 | 0 | 0 | 0 | 0 | 0 | 0 | 0 | 0 | 0 | 0 | 0 | 0 | 0 | 0 | 0 | 0 | 0 | 0 | 0 | 0 | 0 | 0 | 0 | 0 | 0 | 0 | 0
Transportation Sector Fuel Used[ships,passenger,gasoline vehicle,petroleum gasoline tf] | NoSettings | 0 | 0 | 0 | 0 | 0 | 0 | 0 | 0 | 0 | 0 | 0 | 0 | 0 | 0 | 0 | 0 | 0 | 0 | 0 | 0 | 0 | 0 | 0 | 0 | 0 | 0 | 0 | 0 | 0 | 0 | 0
Transportation Sector Fuel Used[ships,passenger,gasoline vehicle,petroleum diesel tf] | NoSettings | 0 | 0 | 0 | 0 | 0 | 0 | 0 | 0 | 0 | 0 | 0 | 0 | 0 | 0 | 0 | 0 | 0 | 0 | 0 | 0 | 0 | 0 | 0 | 0 | 0 | 0 | 0 | 0 | 0 | 0 | 0
Transportation Sector Fuel Used[ships,passenger,gasoline vehicle,biofuel gasoline tf] | NoSettings | 0 | 0 | 0 | 0 | 0 | 0 | 0 | 0 | 0 | 0 | 0 | 0 | 0 | 0 | 0 | 0 | 0 | 0 | 0 | 0 | 0 | 0 | 0 | 0 | 0 | 0 | 0 | 0 | 0 | 0 | 0
Transportation Sector Fuel Used[ships,passenger,gasoline vehicle,biofuel diesel tf] | NoSettings | 0 | 0 | 0 | 0 | 0 | 0 | 0 | 0 | 0 | 0 | 0 | 0 | 0 | 0 | 0 | 0 | 0 | 0 | 0 | 0 | 0 | 0 | 0 | 0 | 0 | 0 | 0 | 0 | 0 | 0 | 0
Transportation Sector Fuel Used[ships,passenger,gasoline vehicle,jet fuel tf] | NoSettings | 0 | 0 | 0 | 0 | 0 | 0 | 0 | 0 | 0 | 0 | 0 | 0 | 0 | 0 | 0 | 0 | 0 | 0 | 0 | 0 | 0 | 0 | 0 | 0 | 0 | 0 | 0 | 0 | 0 | 0 | 0
Transportation Sector Fuel Used[ships,passenger,gasoline vehicle,heavy or residual fuel oil tf] | NoSettings | 0 | 0 | 0 | 0 | 0 | 0 | 0 | 0 | 0 | 0 | 0 | 0 | 0 | 0 | 0 | 0 | 0 | 0 | 0 | 0 | 0 | 0 | 0 | 0 | 0 | 0 | 0 | 0 | 0 | 0 | 0
Transportation Sector Fuel Used[ships,passenger,gasoline vehicle,LPG propane or butane tf] | NoSettings | 0 | 0 | 0 | 0 | 0 | 0 | 0 | 0 | 0 | 0 | 0 | 0 | 0 | 0 | 0 | 0 | 0 | 0 | 0 | 0 | 0 | 0 | 0 | 0 | 0 | 0 | 0 | 0 | 0 | 0 | 0
Transportation Sector Fuel Used[ships,passenger,gasoline vehicle,hydrogen tf] | NoSettings | 0 | 0 | 0 | 0 | 0 | 0 | 0 | 0 | 0 | 0 | 0 | 0 | 0 | 0 | 0 | 0 | 0 | 0 | 0 | 0 | 0 | 0 | 0 | 0 | 0 | 0 | 0 | 0 | 0 | 0 | 0
Transportation Sector Fuel Used[ships,passenger,diesel vehicle,electricity tf] | NoSettings | 0 | 0 | 0 | 0 | 0 | 0 | 0 | 0 | 0 | 0 | 0 | 0 | 0 | 0 | 0 | 0 | 0 | 0 | 0 | 0 | 0 | 0 | 0 | 0 | 0 | 0 | 0 | 0 | 0 | 0 | 0
Transportation Sector Fuel Used[ships,passenger,diesel vehicle,natural gas tf] | NoSettings | 0 | 0 | 0 | 0 | 0 | 0 | 0 | 0 | 0 | 0 | 0 | 0 | 0 | 0 | 0 | 0 | 0 | 0 | 0 | 0 | 0 | 0 | 0 | 0 | 0 | 0 | 0 | 0 | 0 | 0 | 0
Transportation Sector Fuel Used[ships,passenger,diesel vehicle,petroleum gasoline tf] | NoSettings | 0 | 0 | 0 | 0 | 0 | 0 | 0 | 0 | 0 | 0 | 0 | 0 | 0 | 0 | 0 | 0 | 0 | 0 | 0 | 0 | 0 | 0 | 0 | 0 | 0 | 0 | 0 | 0 | 0 | 0 | 0
Transportation Sector Fuel Used[ships,passenger,diesel vehicle,petroleum diesel tf] | NoSettings | 16714800000000 | 16772300000000 | 16830700000000 | 16890500000000 | 17121400000000 | 17186100000000 | 17423300000000 | 17493000000000 | 17563200000000 | 17633900000000 | 17705100000000 | 17776300000000 | 17847900000000 | 17920000000000 | 18170400000000 | 18247400000000 | 18324900000000 | 18402400000000 | 18479800000000 | 18376100000000 | 18450700000000 | 18525800000000 | 18600800000000 | 18676300000000 | 18752300000000 | 18828300000000 | 18904200000000 | 18980600000000 | 19057600000000 | 19134400000000 | 19113700000000
Transportation Sector Fuel Used[ships,passenger,diesel vehicle,biofuel gasoline tf] | NoSettings | 0 | 0 | 0 | 0 | 0 | 0 | 0 | 0 | 0 | 0 | 0 | 0 | 0 | 0 | 0 | 0 | 0 | 0 | 0 | 0 | 0 | 0 | 0 | 0 | 0 | 0 | 0 | 0 | 0 | 0 | 0
Transportation Sector Fuel Used[ships,passenger,diesel vehicle,biofuel diesel tf] | NoSettings | 0 | 0 | 0 | 0 | 0 | 0 | 0 | 0 | 0 | 0 | 0 | 0 | 0 | 0 | 0 | 0 | 0 | 0 | 0 | 0 | 0 | 0 | 0 | 0 | 0 | 0 | 0 | 0 | 0 | 0 | 0
Transportation Sector Fuel Used[ships,passenger,diesel vehicle,jet fuel tf] | NoSettings | 0 | 0 | 0 | 0 | 0 | 0 | 0 | 0 | 0 | 0 | 0 | 0 | 0 | 0 | 0 | 0 | 0 | 0 | 0 | 0 | 0 | 0 | 0 | 0 | 0 | 0 | 0 | 0 | 0 | 0 | 0
Transportation Sector Fuel Used[ships,passenger,diesel vehicle,heavy or residual fuel oil tf] | NoSettings | 0 | 0 | 0 | 0 | 0 | 0 | 0 | 0 | 0 | 0 | 0 | 0 | 0 | 0 | 0 | 0 | 0 | 0 | 0 | 0 | 0 | 0 | 0 | 0 | 0 | 0 | 0 | 0 | 0 | 0 | 0
Transportation Sector Fuel Used[ships,passenger,diesel vehicle,LPG propane or butane tf] | NoSettings | 0 | 0 | 0 | 0 | 0 | 0 | 0 | 0 | 0 | 0 | 0 | 0 | 0 | 0 | 0 | 0 | 0 | 0 | 0 | 0 | 0 | 0 | 0 | 0 | 0 | 0 | 0 | 0 | 0 | 0 | 0
Transportation Sector Fuel Used[ships,passenger,diesel vehicle,hydrogen tf] | NoSettings | 0 | 0 | 0 | 0 | 0 | 0 | 0 | 0 | 0 | 0 | 0 | 0 | 0 | 0 | 0 | 0 | 0 | 0 | 0 | 0 | 0 | 0 | 0 | 0 | 0 | 0 | 0 | 0 | 0 | 0 | 0
Transportation Sector Fuel Used[ships,passenger,plugin hybrid vehicle,electricity tf] | NoSettings | 0 | 0 | 0 | 0 | 0 | 0 | 0 | 0 | 0 | 0 | 0 | 0 | 0 | 0 | 0 | 0 | 0 | 0 | 0 | 0 | 0 | 0 | 0 | 0 | 0 | 0 | 0 | 0 | 0 | 0 | 0
Transportation Sector Fuel Used[ships,passenger,plugin hybrid vehicle,natural gas tf] | NoSettings | 0 | 0 | 0 | 0 | 0 | 0 | 0 | 0 | 0 | 0 | 0 | 0 | 0 | 0 | 0 | 0 | 0 | 0 | 0 | 0 | 0 | 0 | 0 | 0 | 0 | 0 | 0 | 0 | 0 | 0 | 0
Transportation Sector Fuel Used[ships,passenger,plugin hybrid vehicle,petroleum gasoline tf] | NoSettings | 0 | 0 | 0 | 0 | 0 | 0 | 0 | 0 | 0 | 0 | 0 | 0 | 0 | 0 | 0 | 0 | 0 | 0 | 0 | 0 | 0 | 0 | 0 | 0 | 0 | 0 | 0 | 0 | 0 | 0 | 0
Transportation Sector Fuel Used[ships,passenger,plugin hybrid vehicle,petroleum diesel tf] | NoSettings | 0 | 0 | 0 | 0 | 0 | 0 | 0 | 0 | 0 | 0 | 0 | 0 | 0 | 0 | 0 | 0 | 0 | 0 | 0 | 0 | 0 | 0 | 0 | 0 | 0 | 0 | 0 | 0 | 0 | 0 | 0
Transportation Sector Fuel Used[ships,passenger,plugin hybrid vehicle,biofuel gasoline tf] | NoSettings | 0 | 0 | 0 | 0 | 0 | 0 | 0 | 0 | 0 | 0 | 0 | 0 | 0 | 0 | 0 | 0 | 0 | 0 | 0 | 0 | 0 | 0 | 0 | 0 | 0 | 0 | 0 | 0 | 0 | 0 | 0
Transportation Sector Fuel Used[ships,passenger,plugin hybrid vehicle,biofuel diesel tf] | NoSettings | 0 | 0 | 0 | 0 | 0 | 0 | 0 | 0 | 0 | 0 | 0 | 0 | 0 | 0 | 0 | 0 | 0 | 0 | 0 | 0 | 0 | 0 | 0 | 0 | 0 | 0 | 0 | 0 | 0 | 0 | 0
Transportation Sector Fuel Used[ships,passenger,plugin hybrid vehicle,jet fuel tf] | NoSettings | 0 | 0 | 0 | 0 | 0 | 0 | 0 | 0 | 0 | 0 | 0 | 0 | 0 | 0 | 0 | 0 | 0 | 0 | 0 | 0 | 0 | 0 | 0 | 0 | 0 | 0 | 0 | 0 | 0 | 0 | 0
Transportation Sector Fuel Used[ships,passenger,plugin hybrid vehicle,heavy or residual fuel oil tf] | NoSettings | 0 | 0 | 0 | 0 | 0 | 0 | 0 | 0 | 0 | 0 | 0 | 0 | 0 | 0 | 0 | 0 | 0 | 0 | 0 | 0 | 0 | 0 | 0 | 0 | 0 | 0 | 0 | 0 | 0 | 0 | 0
Transportation Sector Fuel Used[ships,passenger,plugin hybrid vehicle,LPG propane or butane tf] | NoSettings | 0 | 0 | 0 | 0 | 0 | 0 | 0 | 0 | 0 | 0 | 0 | 0 | 0 | 0 | 0 | 0 | 0 | 0 | 0 | 0 | 0 | 0 | 0 | 0 | 0 | 0 | 0 | 0 | 0 | 0 | 0
Transportation Sector Fuel Used[ships,passenger,plugin hybrid vehicle,hydrogen tf] | NoSettings | 0 | 0 | 0 | 0 | 0 | 0 | 0 | 0 | 0 | 0 | 0 | 0 | 0 | 0 | 0 | 0 | 0 | 0 | 0 | 0 | 0 | 0 | 0 | 0 | 0 | 0 | 0 | 0 | 0 | 0 | 0
Transportation Sector Fuel Used[ships,passenger,LPG vehicle,electricity tf] | NoSettings | 0 | 0 | 0 | 0 | 0 | 0 | 0 | 0 | 0 | 0 | 0 | 0 | 0 | 0 | 0 | 0 | 0 | 0 | 0 | 0 | 0 | 0 | 0 | 0 | 0 | 0 | 0 | 0 | 0 | 0 | 0
Transportation Sector Fuel Used[ships,passenger,LPG vehicle,natural gas tf] | NoSettings | 0 | 0 | 0 | 0 | 0 | 0 | 0 | 0 | 0 | 0 | 0 | 0 | 0 | 0 | 0 | 0 | 0 | 0 | 0 | 0 | 0 | 0 | 0 | 0 | 0 | 0 | 0 | 0 | 0 | 0 | 0
Transportation Sector Fuel Used[ships,passenger,LPG vehicle,petroleum gasoline tf] | NoSettings | 0 | 0 | 0 | 0 | 0 | 0 | 0 | 0 | 0 | 0 | 0 | 0 | 0 | 0 | 0 | 0 | 0 | 0 | 0 | 0 | 0 | 0 | 0 | 0 | 0 | 0 | 0 | 0 | 0 | 0 | 0
Transportation Sector Fuel Used[ships,passenger,LPG vehicle,petroleum diesel tf] | NoSettings | 0 | 0 | 0 | 0 | 0 | 0 | 0 | 0 | 0 | 0 | 0 | 0 | 0 | 0 | 0 | 0 | 0 | 0 | 0 | 0 | 0 | 0 | 0 | 0 | 0 | 0 | 0 | 0 | 0 | 0 | 0
Transportation Sector Fuel Used[ships,passenger,LPG vehicle,biofuel gasoline tf] | NoSettings | 0 | 0 | 0 | 0 | 0 | 0 | 0 | 0 | 0 | 0 | 0 | 0 | 0 | 0 | 0 | 0 | 0 | 0 | 0 | 0 | 0 | 0 | 0 | 0 | 0 | 0 | 0 | 0 | 0 | 0 | 0
Transportation Sector Fuel Used[ships,passenger,LPG vehicle,biofuel diesel tf] | NoSettings | 0 | 0 | 0 | 0 | 0 | 0 | 0 | 0 | 0 | 0 | 0 | 0 | 0 | 0 | 0 | 0 | 0 | 0 | 0 | 0 | 0 | 0 | 0 | 0 | 0 | 0 | 0 | 0 | 0 | 0 | 0
Transportation Sector Fuel Used[ships,passenger,LPG vehicle,jet fuel tf] | NoSettings | 0 | 0 | 0 | 0 | 0 | 0 | 0 | 0 | 0 | 0 | 0 | 0 | 0 | 0 | 0 | 0 | 0 | 0 | 0 | 0 | 0 | 0 | 0 | 0 | 0 | 0 | 0 | 0 | 0 | 0 | 0
Transportation Sector Fuel Used[ships,passenger,LPG vehicle,heavy or residual fuel oil tf] | NoSettings | 0 | 0 | 0 | 0 | 0 | 0 | 0 | 0 | 0 | 0 | 0 | 0 | 0 | 0 | 0 | 0 | 0 | 0 | 0 | 0 | 0 | 0 | 0 | 0 | 0 | 0 | 0 | 0 | 0 | 0 | 0
Transportation Sector Fuel Used[ships,passenger,LPG vehicle,LPG propane or butane tf] | NoSettings | 0 | 0 | 0 | 0 | 0 | 0 | 0 | 0 | 0 | 0 | 0 | 0 | 0 | 0 | 0 | 0 | 0 | 0 | 0 | 0 | 0 | 0 | 0 | 0 | 0 | 0 | 0 | 0 | 0 | 0 | 0
Transportation Sector Fuel Used[ships,passenger,LPG vehicle,hydrogen tf] | NoSettings | 0 | 0 | 0 | 0 | 0 | 0 | 0 | 0 | 0 | 0 | 0 | 0 | 0 | 0 | 0 | 0 | 0 | 0 | 0 | 0 | 0 | 0 | 0 | 0 | 0 | 0 | 0 | 0 | 0 | 0 | 0
Transportation Sector Fuel Used[ships,passenger,hydrogen vehicle,electricity tf] | NoSettings | 0 | 0 | 0 | 0 | 0 | 0 | 0 | 0 | 0 | 0 | 0 | 0 | 0 | 0 | 0 | 0 | 0 | 0 | 0 | 0 | 0 | 0 | 0 | 0 | 0 | 0 | 0 | 0 | 0 | 0 | 0
Transportation Sector Fuel Used[ships,passenger,hydrogen vehicle,natural gas tf] | NoSettings | 0 | 0 | 0 | 0 | 0 | 0 | 0 | 0 | 0 | 0 | 0 | 0 | 0 | 0 | 0 | 0 | 0 | 0 | 0 | 0 | 0 | 0 | 0 | 0 | 0 | 0 | 0 | 0 | 0 | 0 | 0
Transportation Sector Fuel Used[ships,passenger,hydrogen vehicle,petroleum gasoline tf] | NoSettings | 0 | 0 | 0 | 0 | 0 | 0 | 0 | 0 | 0 | 0 | 0 | 0 | 0 | 0 | 0 | 0 | 0 | 0 | 0 | 0 | 0 | 0 | 0 | 0 | 0 | 0 | 0 | 0 | 0 | 0 | 0
Transportation Sector Fuel Used[ships,passenger,hydrogen vehicle,petroleum diesel tf] | NoSettings | 0 | 0 | 0 | 0 | 0 | 0 | 0 | 0 | 0 | 0 | 0 | 0 | 0 | 0 | 0 | 0 | 0 | 0 | 0 | 0 | 0 | 0 | 0 | 0 | 0 | 0 | 0 | 0 | 0 | 0 | 0
Transportation Sector Fuel Used[ships,passenger,hydrogen vehicle,biofuel gasoline tf] | NoSettings | 0 | 0 | 0 | 0 | 0 | 0 | 0 | 0 | 0 | 0 | 0 | 0 | 0 | 0 | 0 | 0 | 0 | 0 | 0 | 0 | 0 | 0 | 0 | 0 | 0 | 0 | 0 | 0 | 0 | 0 | 0
Transportation Sector Fuel Used[ships,passenger,hydrogen vehicle,biofuel diesel tf] | NoSettings | 0 | 0 | 0 | 0 | 0 | 0 | 0 | 0 | 0 | 0 | 0 | 0 | 0 | 0 | 0 | 0 | 0 | 0 | 0 | 0 | 0 | 0 | 0 | 0 | 0 | 0 | 0 | 0 | 0 | 0 | 0
Transportation Sector Fuel Used[ships,passenger,hydrogen vehicle,jet fuel tf] | NoSettings | 0 | 0 | 0 | 0 | 0 | 0 | 0 | 0 | 0 | 0 | 0 | 0 | 0 | 0 | 0 | 0 | 0 | 0 | 0 | 0 | 0 | 0 | 0 | 0 | 0 | 0 | 0 | 0 | 0 | 0 | 0
Transportation Sector Fuel Used[ships,passenger,hydrogen vehicle,heavy or residual fuel oil tf] | NoSettings | 0 | 0 | 0 | 0 | 0 | 0 | 0 | 0 | 0 | 0 | 0 | 0 | 0 | 0 | 0 | 0 | 0 | 0 | 0 | 0 | 0 | 0 | 0 | 0 | 0 | 0 | 0 | 0 | 0 | 0 | 0
Transportation Sector Fuel Used[ships,passenger,hydrogen vehicle,LPG propane or butane tf] | NoSettings | 0 | 0 | 0 | 0 | 0 | 0 | 0 | 0 | 0 | 0 | 0 | 0 | 0 | 0 | 0 | 0 | 0 | 0 | 0 | 0 | 0 | 0 | 0 | 0 | 0 | 0 | 0 | 0 | 0 | 0 | 0
Transportation Sector Fuel Used[ships,passenger,hydrogen vehicle,hydrogen tf] | NoSettings | 0 | 0 | 0 | 0 | 0 | 0 | 0 | 0 | 0 | 0 | 0 | 0 | 0 | 0 | 0 | 0 | 0 | 0 | 0 | 0 | 0 | 0 | 0 | 0 | 0 | 0 | 0 | 0 | 0 | 0 | 0
Transportation Sector Fuel Used[ships,freight,battery electric vehicle,electricity tf] | NoSettings | 0 | 0 | 0 | 0 | 0 | 0 | 0 | 0 | 0 | 0 | 0 | 0 | 0 | 0 | 0 | 0 | 0 | 0 | 0 | 0 | 0 | 0 | 0 | 0 | 0 | 0 | 0 | 0 | 0 | 0 | 0
Transportation Sector Fuel Used[ships,freight,battery electric vehicle,natural gas tf] | NoSettings | 0 | 0 | 0 | 0 | 0 | 0 | 0 | 0 | 0 | 0 | 0 | 0 | 0 | 0 | 0 | 0 | 0 | 0 | 0 | 0 | 0 | 0 | 0 | 0 | 0 | 0 | 0 | 0 | 0 | 0 | 0
Transportation Sector Fuel Used[ships,freight,battery electric vehicle,petroleum gasoline tf] | NoSettings | 0 | 0 | 0 | 0 | 0 | 0 | 0 | 0 | 0 | 0 | 0 | 0 | 0 | 0 | 0 | 0 | 0 | 0 | 0 | 0 | 0 | 0 | 0 | 0 | 0 | 0 | 0 | 0 | 0 | 0 | 0
Transportation Sector Fuel Used[ships,freight,battery electric vehicle,petroleum diesel tf] | NoSettings | 0 | 0 | 0 | 0 | 0 | 0 | 0 | 0 | 0 | 0 | 0 | 0 | 0 | 0 | 0 | 0 | 0 | 0 | 0 | 0 | 0 | 0 | 0 | 0 | 0 | 0 | 0 | 0 | 0 | 0 | 0
Transportation Sector Fuel Used[ships,freight,battery electric vehicle,biofuel gasoline tf] | NoSettings | 0 | 0 | 0 | 0 | 0 | 0 | 0 | 0 | 0 | 0 | 0 | 0 | 0 | 0 | 0 | 0 | 0 | 0 | 0 | 0 | 0 | 0 | 0 | 0 | 0 | 0 | 0 | 0 | 0 | 0 | 0
Transportation Sector Fuel Used[ships,freight,battery electric vehicle,biofuel diesel tf] | NoSettings | 0 | 0 | 0 | 0 | 0 | 0 | 0 | 0 | 0 | 0 | 0 | 0 | 0 | 0 | 0 | 0 | 0 | 0 | 0 | 0 | 0 | 0 | 0 | 0 | 0 | 0 | 0 | 0 | 0 | 0 | 0
Transportation Sector Fuel Used[ships,freight,battery electric vehicle,jet fuel tf] | NoSettings | 0 | 0 | 0 | 0 | 0 | 0 | 0 | 0 | 0 | 0 | 0 | 0 | 0 | 0 | 0 | 0 | 0 | 0 | 0 | 0 | 0 | 0 | 0 | 0 | 0 | 0 | 0 | 0 | 0 | 0 | 0
Transportation Sector Fuel Used[ships,freight,battery electric vehicle,heavy or residual fuel oil tf] | NoSettings | 0 | 0 | 0 | 0 | 0 | 0 | 0 | 0 | 0 | 0 | 0 | 0 | 0 | 0 | 0 | 0 | 0 | 0 | 0 | 0 | 0 | 0 | 0 | 0 | 0 | 0 | 0 | 0 | 0 | 0 | 0
Transportation Sector Fuel Used[ships,freight,battery electric vehicle,LPG propane or butane tf] | NoSettings | 0 | 0 | 0 | 0 | 0 | 0 | 0 | 0 | 0 | 0 | 0 | 0 | 0 | 0 | 0 | 0 | 0 | 0 | 0 | 0 | 0 | 0 | 0 | 0 | 0 | 0 | 0 | 0 | 0 | 0 | 0
Transportation Sector Fuel Used[ships,freight,battery electric vehicle,hydrogen tf] | NoSettings | 0 | 0 | 0 | 0 | 0 | 0 | 0 | 0 | 0 | 0 | 0 | 0 | 0 | 0 | 0 | 0 | 0 | 0 | 0 | 0 | 0 | 0 | 0 | 0 | 0 | 0 | 0 | 0 | 0 | 0 | 0
Transportation Sector Fuel Used[ships,freight,natural gas vehicle,electricity tf] | NoSettings | 0 | 0 | 0 | 0 | 0 | 0 | 0 | 0 | 0 | 0 | 0 | 0 | 0 | 0 | 0 | 0 | 0 | 0 | 0 | 0 | 0 | 0 | 0 | 0 | 0 | 0 | 0 | 0 | 0 | 0 | 0
Transportation Sector Fuel Used[ships,freight,natural gas vehicle,natural gas tf] | NoSettings | 0 | 0 | 0 | 0 | 0 | 0 | 0 | 0 | 0 | 0 | 0 | 0 | 0 | 0 | 0 | 0 | 0 | 0 | 0 | 0 | 0 | 0 | 0 | 0 | 0 | 0 | 0 | 0 | 0 | 0 | 0
Transportation Sector Fuel Used[ships,freight,natural gas vehicle,petroleum gasoline tf] | NoSettings | 0 | 0 | 0 | 0 | 0 | 0 | 0 | 0 | 0 | 0 | 0 | 0 | 0 | 0 | 0 | 0 | 0 | 0 | 0 | 0 | 0 | 0 | 0 | 0 | 0 | 0 | 0 | 0 | 0 | 0 | 0
Transportation Sector Fuel Used[ships,freight,natural gas vehicle,petroleum diesel tf] | NoSettings | 0 | 0 | 0 | 0 | 0 | 0 | 0 | 0 | 0 | 0 | 0 | 0 | 0 | 0 | 0 | 0 | 0 | 0 | 0 | 0 | 0 | 0 | 0 | 0 | 0 | 0 | 0 | 0 | 0 | 0 | 0
Transportation Sector Fuel Used[ships,freight,natural gas vehicle,biofuel gasoline tf] | NoSettings | 0 | 0 | 0 | 0 | 0 | 0 | 0 | 0 | 0 | 0 | 0 | 0 | 0 | 0 | 0 | 0 | 0 | 0 | 0 | 0 | 0 | 0 | 0 | 0 | 0 | 0 | 0 | 0 | 0 | 0 | 0
Transportation Sector Fuel Used[ships,freight,natural gas vehicle,biofuel diesel tf] | NoSettings | 0 | 0 | 0 | 0 | 0 | 0 | 0 | 0 | 0 | 0 | 0 | 0 | 0 | 0 | 0 | 0 | 0 | 0 | 0 | 0 | 0 | 0 | 0 | 0 | 0 | 0 | 0 | 0 | 0 | 0 | 0
Transportation Sector Fuel Used[ships,freight,natural gas vehicle,jet fuel tf] | NoSettings | 0 | 0 | 0 | 0 | 0 | 0 | 0 | 0 | 0 | 0 | 0 | 0 | 0 | 0 | 0 | 0 | 0 | 0 | 0 | 0 | 0 | 0 | 0 | 0 | 0 | 0 | 0 | 0 | 0 | 0 | 0
Transportation Sector Fuel Used[ships,freight,natural gas vehicle,heavy or residual fuel oil tf] | NoSettings | 0 | 0 | 0 | 0 | 0 | 0 | 0 | 0 | 0 | 0 | 0 | 0 | 0 | 0 | 0 | 0 | 0 | 0 | 0 | 0 | 0 | 0 | 0 | 0 | 0 | 0 | 0 | 0 | 0 | 0 | 0
Transportation Sector Fuel Used[ships,freight,natural gas vehicle,LPG propane or butane tf] | NoSettings | 0 | 0 | 0 | 0 | 0 | 0 | 0 | 0 | 0 | 0 | 0 | 0 | 0 | 0 | 0 | 0 | 0 | 0 | 0 | 0 | 0 | 0 | 0 | 0 | 0 | 0 | 0 | 0 | 0 | 0 | 0
Transportation Sector Fuel Used[ships,freight,natural gas vehicle,hydrogen tf] | NoSettings | 0 | 0 | 0 | 0 | 0 | 0 | 0 | 0 | 0 | 0 | 0 | 0 | 0 | 0 | 0 | 0 | 0 | 0 | 0 | 0 | 0 | 0 | 0 | 0 | 0 | 0 | 0 | 0 | 0 | 0 | 0
Transportation Sector Fuel Used[ships,freight,gasoline vehicle,electricity tf] | NoSettings | 0 | 0 | 0 | 0 | 0 | 0 | 0 | 0 | 0 | 0 | 0 | 0 | 0 | 0 | 0 | 0 | 0 | 0 | 0 | 0 | 0 | 0 | 0 | 0 | 0 | 0 | 0 | 0 | 0 | 0 | 0
Transportation Sector Fuel Used[ships,freight,gasoline vehicle,natural gas tf] | NoSettings | 0 | 0 | 0 | 0 | 0 | 0 | 0 | 0 | 0 | 0 | 0 | 0 | 0 | 0 | 0 | 0 | 0 | 0 | 0 | 0 | 0 | 0 | 0 | 0 | 0 | 0 | 0 | 0 | 0 | 0 | 0
Transportation Sector Fuel Used[ships,freight,gasoline vehicle,petroleum gasoline tf] | NoSettings | 0 | 0 | 0 | 0 | 0 | 0 | 0 | 0 | 0 | 0 | 0 | 0 | 0 | 0 | 0 | 0 | 0 | 0 | 0 | 0 | 0 | 0 | 0 | 0 | 0 | 0 | 0 | 0 | 0 | 0 | 0
Transportation Sector Fuel Used[ships,freight,gasoline vehicle,petroleum diesel tf] | NoSettings | 0 | 0 | 0 | 0 | 0 | 0 | 0 | 0 | 0 | 0 | 0 | 0 | 0 | 0 | 0 | 0 | 0 | 0 | 0 | 0 | 0 | 0 | 0 | 0 | 0 | 0 | 0 | 0 | 0 | 0 | 0
Transportation Sector Fuel Used[ships,freight,gasoline vehicle,biofuel gasoline tf] | NoSettings | 0 | 0 | 0 | 0 | 0 | 0 | 0 | 0 | 0 | 0 | 0 | 0 | 0 | 0 | 0 | 0 | 0 | 0 | 0 | 0 | 0 | 0 | 0 | 0 | 0 | 0 | 0 | 0 | 0 | 0 | 0
Transportation Sector Fuel Used[ships,freight,gasoline vehicle,biofuel diesel tf] | NoSettings | 0 | 0 | 0 | 0 | 0 | 0 | 0 | 0 | 0 | 0 | 0 | 0 | 0 | 0 | 0 | 0 | 0 | 0 | 0 | 0 | 0 | 0 | 0 | 0 | 0 | 0 | 0 | 0 | 0 | 0 | 0
Transportation Sector Fuel Used[ships,freight,gasoline vehicle,jet fuel tf] | NoSettings | 0 | 0 | 0 | 0 | 0 | 0 | 0 | 0 | 0 | 0 | 0 | 0 | 0 | 0 | 0 | 0 | 0 | 0 | 0 | 0 | 0 | 0 | 0 | 0 | 0 | 0 | 0 | 0 | 0 | 0 | 0
Transportation Sector Fuel Used[ships,freight,gasoline vehicle,heavy or residual fuel oil tf] | NoSettings | 0 | 0 | 0 | 0 | 0 | 0 | 0 | 0 | 0 | 0 | 0 | 0 | 0 | 0 | 0 | 0 | 0 | 0 | 0 | 0 | 0 | 0 | 0 | 0 | 0 | 0 | 0 | 0 | 0 | 0 | 0
Transportation Sector Fuel Used[ships,freight,gasoline vehicle,LPG propane or butane tf] | NoSettings | 0 | 0 | 0 | 0 | 0 | 0 | 0 | 0 | 0 | 0 | 0 | 0 | 0 | 0 | 0 | 0 | 0 | 0 | 0 | 0 | 0 | 0 | 0 | 0 | 0 | 0 | 0 | 0 | 0 | 0 | 0
Transportation Sector Fuel Used[ships,freight,gasoline vehicle,hydrogen tf] | NoSettings | 0 | 0 | 0 | 0 | 0 | 0 | 0 | 0 | 0 | 0 | 0 | 0 | 0 | 0 | 0 | 0 | 0 | 0 | 0 | 0 | 0 | 0 | 0 | 0 | 0 | 0 | 0 | 0 | 0 | 0 | 0
Transportation Sector Fuel Used[ships,freight,diesel vehicle,electricity tf] | NoSettings | 0 | 0 | 0 | 0 | 0 | 0 | 0 | 0 | 0 | 0 | 0 | 0 | 0 | 0 | 0 | 0 | 0 | 0 | 0 | 0 | 0 | 0 | 0 | 0 | 0 | 0 | 0 | 0 | 0 | 0 | 0
Transportation Sector Fuel Used[ships,freight,diesel vehicle,natural gas tf] | NoSettings | 0 | 0 | 0 | 0 | 0 | 0 | 0 | 0 | 0 | 0 | 0 | 0 | 0 | 0 | 0 | 0 | 0 | 0 | 0 | 0 | 0 | 0 | 0 | 0 | 0 | 0 | 0 | 0 | 0 | 0 | 0
Transportation Sector Fuel Used[ships,freight,diesel vehicle,petroleum gasoline tf] | NoSettings | 0 | 0 | 0 | 0 | 0 | 0 | 0 | 0 | 0 | 0 | 0 | 0 | 0 | 0 | 0 | 0 | 0 | 0 | 0 | 0 | 0 | 0 | 0 | 0 | 0 | 0 | 0 | 0 | 0 | 0 | 0
Transportation Sector Fuel Used[ships,freight,diesel vehicle,petroleum diesel tf] | NoSettings | 19498200000000 | 17938500000000 | 19671400000000 | 15977200000000 | 15983400000000 | 16242800000000 | 18025200000000 | 19180500000000 | 21779900000000 | 22656200000000 | 21538900000000 | 22279500000000 | 23124300000000 | 24140900000000 | 24947700000000 | 26061900000000 | 29272800000000 | 30581500000000 | 32306000000000 | 33801000000000 | 35539800000000 | 35774800000000 | 38564900000000 | 39908300000000 | 42585900000000 | 42512700000000 | 45885900000000 | 47622200000000 | 49189300000000 | 51163500000000 | 52799600000000
Transportation Sector Fuel Used[ships,freight,diesel vehicle,biofuel gasoline tf] | NoSettings | 0 | 0 | 0 | 0 | 0 | 0 | 0 | 0 | 0 | 0 | 0 | 0 | 0 | 0 | 0 | 0 | 0 | 0 | 0 | 0 | 0 | 0 | 0 | 0 | 0 | 0 | 0 | 0 | 0 | 0 | 0
Transportation Sector Fuel Used[ships,freight,diesel vehicle,biofuel diesel tf] | NoSettings | 0 | 0 | 0 | 0 | 0 | 0 | 0 | 0 | 0 | 0 | 0 | 0 | 0 | 0 | 0 | 0 | 0 | 0 | 0 | 0 | 0 | 0 | 0 | 0 | 0 | 0 | 0 | 0 | 0 | 0 | 0
Transportation Sector Fuel Used[ships,freight,diesel vehicle,jet fuel tf] | NoSettings | 0 | 0 | 0 | 0 | 0 | 0 | 0 | 0 | 0 | 0 | 0 | 0 | 0 | 0 | 0 | 0 | 0 | 0 | 0 | 0 | 0 | 0 | 0 | 0 | 0 | 0 | 0 | 0 | 0 | 0 | 0
Transportation Sector Fuel Used[ships,freight,diesel vehicle,heavy or residual fuel oil tf] | NoSettings | 16976000000000 | 20062200000000 | 20242900000000 | 25527500000000 | 27149600000000 | 28542300000000 | 28799500000000 | 29729000000000 | 29254300000000 | 30563000000000 | 33910300000000 | 35033200000000 | 36469600000000 | 37775100000000 | 38962300000000 | 40272200000000 | 39536800000000 | 41184500000000 | 42067600000000 | 43641500000000 | 44615800000000 | 47142700000000 | 47536000000000 | 49043300000000 | 49673000000000 | 52700900000000 | 52740100000000 | 54057300000000 | 55583400000000 | 57182300000000 | 58373100000000
Transportation Sector Fuel Used[ships,freight,diesel vehicle,LPG propane or butane tf] | NoSettings | 0 | 0 | 0 | 0 | 0 | 0 | 0 | 0 | 0 | 0 | 0 | 0 | 0 | 0 | 0 | 0 | 0 | 0 | 0 | 0 | 0 | 0 | 0 | 0 | 0 | 0 | 0 | 0 | 0 | 0 | 0
Transportation Sector Fuel Used[ships,freight,diesel vehicle,hydrogen tf] | NoSettings | 0 | 0 | 0 | 0 | 0 | 0 | 0 | 0 | 0 | 0 | 0 | 0 | 0 | 0 | 0 | 0 | 0 | 0 | 0 | 0 | 0 | 0 | 0 | 0 | 0 | 0 | 0 | 0 | 0 | 0 | 0
Transportation Sector Fuel Used[ships,freight,plugin hybrid vehicle,electricity tf] | NoSettings | 0 | 0 | 0 | 0 | 0 | 0 | 0 | 0 | 0 | 0 | 0 | 0 | 0 | 0 | 0 | 0 | 0 | 0 | 0 | 0 | 0 | 0 | 0 | 0 | 0 | 0 | 0 | 0 | 0 | 0 | 0
Transportation Sector Fuel Used[ships,freight,plugin hybrid vehicle,natural gas tf] | NoSettings | 0 | 0 | 0 | 0 | 0 | 0 | 0 | 0 | 0 | 0 | 0 | 0 | 0 | 0 | 0 | 0 | 0 | 0 | 0 | 0 | 0 | 0 | 0 | 0 | 0 | 0 | 0 | 0 | 0 | 0 | 0
Transportation Sector Fuel Used[ships,freight,plugin hybrid vehicle,petroleum gasoline tf] | NoSettings | 0 | 0 | 0 | 0 | 0 | 0 | 0 | 0 | 0 | 0 | 0 | 0 | 0 | 0 | 0 | 0 | 0 | 0 | 0 | 0 | 0 | 0 | 0 | 0 | 0 | 0 | 0 | 0 | 0 | 0 | 0
Transportation Sector Fuel Used[ships,freight,plugin hybrid vehicle,petroleum diesel tf] | NoSettings | 0 | 0 | 0 | 0 | 0 | 0 | 0 | 0 | 0 | 0 | 0 | 0 | 0 | 0 | 0 | 0 | 0 | 0 | 0 | 0 | 0 | 0 | 0 | 0 | 0 | 0 | 0 | 0 | 0 | 0 | 0
Transportation Sector Fuel Used[ships,freight,plugin hybrid vehicle,biofuel gasoline tf] | NoSettings | 0 | 0 | 0 | 0 | 0 | 0 | 0 | 0 | 0 | 0 | 0 | 0 | 0 | 0 | 0 | 0 | 0 | 0 | 0 | 0 | 0 | 0 | 0 | 0 | 0 | 0 | 0 | 0 | 0 | 0 | 0
Transportation Sector Fuel Used[ships,freight,plugin hybrid vehicle,biofuel diesel tf] | NoSettings | 0 | 0 | 0 | 0 | 0 | 0 | 0 | 0 | 0 | 0 | 0 | 0 | 0 | 0 | 0 | 0 | 0 | 0 | 0 | 0 | 0 | 0 | 0 | 0 | 0 | 0 | 0 | 0 | 0 | 0 | 0
Transportation Sector Fuel Used[ships,freight,plugin hybrid vehicle,jet fuel tf] | NoSettings | 0 | 0 | 0 | 0 | 0 | 0 | 0 | 0 | 0 | 0 | 0 | 0 | 0 | 0 | 0 | 0 | 0 | 0 | 0 | 0 | 0 | 0 | 0 | 0 | 0 | 0 | 0 | 0 | 0 | 0 | 0
Transportation Sector Fuel Used[ships,freight,plugin hybrid vehicle,heavy or residual fuel oil tf] | NoSettings | 0 | 0 | 0 | 0 | 0 | 0 | 0 | 0 | 0 | 0 | 0 | 0 | 0 | 0 | 0 | 0 | 0 | 0 | 0 | 0 | 0 | 0 | 0 | 0 | 0 | 0 | 0 | 0 | 0 | 0 | 0
Transportation Sector Fuel Used[ships,freight,plugin hybrid vehicle,LPG propane or butane tf] | NoSettings | 0 | 0 | 0 | 0 | 0 | 0 | 0 | 0 | 0 | 0 | 0 | 0 | 0 | 0 | 0 | 0 | 0 | 0 | 0 | 0 | 0 | 0 | 0 | 0 | 0 | 0 | 0 | 0 | 0 | 0 | 0
Transportation Sector Fuel Used[ships,freight,plugin hybrid vehicle,hydrogen tf] | NoSettings | 0 | 0 | 0 | 0 | 0 | 0 | 0 | 0 | 0 | 0 | 0 | 0 | 0 | 0 | 0 | 0 | 0 | 0 | 0 | 0 | 0 | 0 | 0 | 0 | 0 | 0 | 0 | 0 | 0 | 0 | 0
Transportation Sector Fuel Used[ships,freight,LPG vehicle,electricity tf] | NoSettings | 0 | 0 | 0 | 0 | 0 | 0 | 0 | 0 | 0 | 0 | 0 | 0 | 0 | 0 | 0 | 0 | 0 | 0 | 0 | 0 | 0 | 0 | 0 | 0 | 0 | 0 | 0 | 0 | 0 | 0 | 0
Transportation Sector Fuel Used[ships,freight,LPG vehicle,natural gas tf] | NoSettings | 0 | 0 | 0 | 0 | 0 | 0 | 0 | 0 | 0 | 0 | 0 | 0 | 0 | 0 | 0 | 0 | 0 | 0 | 0 | 0 | 0 | 0 | 0 | 0 | 0 | 0 | 0 | 0 | 0 | 0 | 0
Transportation Sector Fuel Used[ships,freight,LPG vehicle,petroleum gasoline tf] | NoSettings | 0 | 0 | 0 | 0 | 0 | 0 | 0 | 0 | 0 | 0 | 0 | 0 | 0 | 0 | 0 | 0 | 0 | 0 | 0 | 0 | 0 | 0 | 0 | 0 | 0 | 0 | 0 | 0 | 0 | 0 | 0
Transportation Sector Fuel Used[ships,freight,LPG vehicle,petroleum diesel tf] | NoSettings | 0 | 0 | 0 | 0 | 0 | 0 | 0 | 0 | 0 | 0 | 0 | 0 | 0 | 0 | 0 | 0 | 0 | 0 | 0 | 0 | 0 | 0 | 0 | 0 | 0 | 0 | 0 | 0 | 0 | 0 | 0
Transportation Sector Fuel Used[ships,freight,LPG vehicle,biofuel gasoline tf] | NoSettings | 0 | 0 | 0 | 0 | 0 | 0 | 0 | 0 | 0 | 0 | 0 | 0 | 0 | 0 | 0 | 0 | 0 | 0 | 0 | 0 | 0 | 0 | 0 | 0 | 0 | 0 | 0 | 0 | 0 | 0 | 0
Transportation Sector Fuel Used[ships,freight,LPG vehicle,biofuel diesel tf] | NoSettings | 0 | 0 | 0 | 0 | 0 | 0 | 0 | 0 | 0 | 0 | 0 | 0 | 0 | 0 | 0 | 0 | 0 | 0 | 0 | 0 | 0 | 0 | 0 | 0 | 0 | 0 | 0 | 0 | 0 | 0 | 0
Transportation Sector Fuel Used[ships,freight,LPG vehicle,jet fuel tf] | NoSettings | 0 | 0 | 0 | 0 | 0 | 0 | 0 | 0 | 0 | 0 | 0 | 0 | 0 | 0 | 0 | 0 | 0 | 0 | 0 | 0 | 0 | 0 | 0 | 0 | 0 | 0 | 0 | 0 | 0 | 0 | 0
Transportation Sector Fuel Used[ships,freight,LPG vehicle,heavy or residual fuel oil tf] | NoSettings | 0 | 0 | 0 | 0 | 0 | 0 | 0 | 0 | 0 | 0 | 0 | 0 | 0 | 0 | 0 | 0 | 0 | 0 | 0 | 0 | 0 | 0 | 0 | 0 | 0 | 0 | 0 | 0 | 0 | 0 | 0
Transportation Sector Fuel Used[ships,freight,LPG vehicle,LPG propane or butane tf] | NoSettings | 0 | 0 | 0 | 0 | 0 | 0 | 0 | 0 | 0 | 0 | 0 | 0 | 0 | 0 | 0 | 0 | 0 | 0 | 0 | 0 | 0 | 0 | 0 | 0 | 0 | 0 | 0 | 0 | 0 | 0 | 0
Transportation Sector Fuel Used[ships,freight,LPG vehicle,hydrogen tf] | NoSettings | 0 | 0 | 0 | 0 | 0 | 0 | 0 | 0 | 0 | 0 | 0 | 0 | 0 | 0 | 0 | 0 | 0 | 0 | 0 | 0 | 0 | 0 | 0 | 0 | 0 | 0 | 0 | 0 | 0 | 0 | 0
Transportation Sector Fuel Used[ships,freight,hydrogen vehicle,electricity tf] | NoSettings | 0 | 0 | 0 | 0 | 0 | 0 | 0 | 0 | 0 | 0 | 0 | 0 | 0 | 0 | 0 | 0 | 0 | 0 | 0 | 0 | 0 | 0 | 0 | 0 | 0 | 0 | 0 | 0 | 0 | 0 | 0
Transportation Sector Fuel Used[ships,freight,hydrogen vehicle,natural gas tf] | NoSettings | 0 | 0 | 0 | 0 | 0 | 0 | 0 | 0 | 0 | 0 | 0 | 0 | 0 | 0 | 0 | 0 | 0 | 0 | 0 | 0 | 0 | 0 | 0 | 0 | 0 | 0 | 0 | 0 | 0 | 0 | 0
Transportation Sector Fuel Used[ships,freight,hydrogen vehicle,petroleum gasoline tf] | NoSettings | 0 | 0 | 0 | 0 | 0 | 0 | 0 | 0 | 0 | 0 | 0 | 0 | 0 | 0 | 0 | 0 | 0 | 0 | 0 | 0 | 0 | 0 | 0 | 0 | 0 | 0 | 0 | 0 | 0 | 0 | 0
Transportation Sector Fuel Used[ships,freight,hydrogen vehicle,petroleum diesel tf] | NoSettings | 0 | 0 | 0 | 0 | 0 | 0 | 0 | 0 | 0 | 0 | 0 | 0 | 0 | 0 | 0 | 0 | 0 | 0 | 0 | 0 | 0 | 0 | 0 | 0 | 0 | 0 | 0 | 0 | 0 | 0 | 0
Transportation Sector Fuel Used[ships,freight,hydrogen vehicle,biofuel gasoline tf] | NoSettings | 0 | 0 | 0 | 0 | 0 | 0 | 0 | 0 | 0 | 0 | 0 | 0 | 0 | 0 | 0 | 0 | 0 | 0 | 0 | 0 | 0 | 0 | 0 | 0 | 0 | 0 | 0 | 0 | 0 | 0 | 0
Transportation Sector Fuel Used[ships,freight,hydrogen vehicle,biofuel diesel tf] | NoSettings | 0 | 0 | 0 | 0 | 0 | 0 | 0 | 0 | 0 | 0 | 0 | 0 | 0 | 0 | 0 | 0 | 0 | 0 | 0 | 0 | 0 | 0 | 0 | 0 | 0 | 0 | 0 | 0 | 0 | 0 | 0
Transportation Sector Fuel Used[ships,freight,hydrogen vehicle,jet fuel tf] | NoSettings | 0 | 0 | 0 | 0 | 0 | 0 | 0 | 0 | 0 | 0 | 0 | 0 | 0 | 0 | 0 | 0 | 0 | 0 | 0 | 0 | 0 | 0 | 0 | 0 | 0 | 0 | 0 | 0 | 0 | 0 | 0
Transportation Sector Fuel Used[ships,freight,hydrogen vehicle,heavy or residual fuel oil tf] | NoSettings | 0 | 0 | 0 | 0 | 0 | 0 | 0 | 0 | 0 | 0 | 0 | 0 | 0 | 0 | 0 | 0 | 0 | 0 | 0 | 0 | 0 | 0 | 0 | 0 | 0 | 0 | 0 | 0 | 0 | 0 | 0
Transportation Sector Fuel Used[ships,freight,hydrogen vehicle,LPG propane or butane tf] | NoSettings | 0 | 0 | 0 | 0 | 0 | 0 | 0 | 0 | 0 | 0 | 0 | 0 | 0 | 0 | 0 | 0 | 0 | 0 | 0 | 0 | 0 | 0 | 0 | 0 | 0 | 0 | 0 | 0 | 0 | 0 | 0
Transportation Sector Fuel Used[ships,freight,hydrogen vehicle,hydrogen tf] | NoSettings | 0 | 0 | 0 | 0 | 0 | 0 | 0 | 0 | 0 | 0 | 0 | 0 | 0 | 0 | 0 | 0 | 0 | 0 | 0 | 0 | 0 | 0 | 0 | 0 | 0 | 0 | 0 | 0 | 0 | 0 | 0
Transportation Sector Fuel Used[motorbikes,passenger,battery electric vehicle,electricity tf] | NoSettings | 672158000 | 4925910000 | 14538700000 | 30166100000 | 51855000000 | 77929200000 | 106820000000 | 137431000000 | 168754000000 | 200252000000 | 231659000000 | 262843000000 | 293731000000 | 324335000000 | 354542000000 | 384370000000 | 413747000000 | 443623000000 | 472303000000 | 497202000000 | 517487000000 | 532505000000 | 543216000000 | 550901000000 | 556336000000 | 560265000000 | 563227000000 | 565421000000 | 567039000000 | 568573000000 | 569583000000
Transportation Sector Fuel Used[motorbikes,passenger,battery electric vehicle,natural gas tf] | NoSettings | 0 | 0 | 0 | 0 | 0 | 0 | 0 | 0 | 0 | 0 | 0 | 0 | 0 | 0 | 0 | 0 | 0 | 0 | 0 | 0 | 0 | 0 | 0 | 0 | 0 | 0 | 0 | 0 | 0 | 0 | 0
Transportation Sector Fuel Used[motorbikes,passenger,battery electric vehicle,petroleum gasoline tf] | NoSettings | 0 | 0 | 0 | 0 | 0 | 0 | 0 | 0 | 0 | 0 | 0 | 0 | 0 | 0 | 0 | 0 | 0 | 0 | 0 | 0 | 0 | 0 | 0 | 0 | 0 | 0 | 0 | 0 | 0 | 0 | 0
Transportation Sector Fuel Used[motorbikes,passenger,battery electric vehicle,petroleum diesel tf] | NoSettings | 0 | 0 | 0 | 0 | 0 | 0 | 0 | 0 | 0 | 0 | 0 | 0 | 0 | 0 | 0 | 0 | 0 | 0 | 0 | 0 | 0 | 0 | 0 | 0 | 0 | 0 | 0 | 0 | 0 | 0 | 0
Transportation Sector Fuel Used[motorbikes,passenger,battery electric vehicle,biofuel gasoline tf] | NoSettings | 0 | 0 | 0 | 0 | 0 | 0 | 0 | 0 | 0 | 0 | 0 | 0 | 0 | 0 | 0 | 0 | 0 | 0 | 0 | 0 | 0 | 0 | 0 | 0 | 0 | 0 | 0 | 0 | 0 | 0 | 0
Transportation Sector Fuel Used[motorbikes,passenger,battery electric vehicle,biofuel diesel tf] | NoSettings | 0 | 0 | 0 | 0 | 0 | 0 | 0 | 0 | 0 | 0 | 0 | 0 | 0 | 0 | 0 | 0 | 0 | 0 | 0 | 0 | 0 | 0 | 0 | 0 | 0 | 0 | 0 | 0 | 0 | 0 | 0
Transportation Sector Fuel Used[motorbikes,passenger,battery electric vehicle,jet fuel tf] | NoSettings | 0 | 0 | 0 | 0 | 0 | 0 | 0 | 0 | 0 | 0 | 0 | 0 | 0 | 0 | 0 | 0 | 0 | 0 | 0 | 0 | 0 | 0 | 0 | 0 | 0 | 0 | 0 | 0 | 0 | 0 | 0
Transportation Sector Fuel Used[motorbikes,passenger,battery electric vehicle,heavy or residual fuel oil tf] | NoSettings | 0 | 0 | 0 | 0 | 0 | 0 | 0 | 0 | 0 | 0 | 0 | 0 | 0 | 0 | 0 | 0 | 0 | 0 | 0 | 0 | 0 | 0 | 0 | 0 | 0 | 0 | 0 | 0 | 0 | 0 | 0
Transportation Sector Fuel Used[motorbikes,passenger,battery electric vehicle,LPG propane or butane tf] | NoSettings | 0 | 0 | 0 | 0 | 0 | 0 | 0 | 0 | 0 | 0 | 0 | 0 | 0 | 0 | 0 | 0 | 0 | 0 | 0 | 0 | 0 | 0 | 0 | 0 | 0 | 0 | 0 | 0 | 0 | 0 | 0
Transportation Sector Fuel Used[motorbikes,passenger,battery electric vehicle,hydrogen tf] | NoSettings | 0 | 0 | 0 | 0 | 0 | 0 | 0 | 0 | 0 | 0 | 0 | 0 | 0 | 0 | 0 | 0 | 0 | 0 | 0 | 0 | 0 | 0 | 0 | 0 | 0 | 0 | 0 | 0 | 0 | 0 | 0
Transportation Sector Fuel Used[motorbikes,passenger,natural gas vehicle,electricity tf] | NoSettings | 0 | 0 | 0 | 0 | 0 | 0 | 0 | 0 | 0 | 0 | 0 | 0 | 0 | 0 | 0 | 0 | 0 | 0 | 0 | 0 | 0 | 0 | 0 | 0 | 0 | 0 | 0 | 0 | 0 | 0 | 0
Transportation Sector Fuel Used[motorbikes,passenger,natural gas vehicle,natural gas tf] | NoSettings | 50994200 | 51090200 | 44600900 | 38205500 | 32014100 | 26328700 | 21159100 | 16496400 | 12358200 | 8764560 | 5737180 | 3306550 | 1509150 | 856351 | 384289 | 97105.6 | 0 | 0 | 0 | 0 | 0 | 0 | 0 | 0 | 0 | 0 | 0 | 0 | 0 | 0 | 0
Transportation Sector Fuel Used[motorbikes,passenger,natural gas vehicle,petroleum gasoline tf] | NoSettings | 0 | 0 | 0 | 0 | 0 | 0 | 0 | 0 | 0 | 0 | 0 | 0 | 0 | 0 | 0 | 0 | 0 | 0 | 0 | 0 | 0 | 0 | 0 | 0 | 0 | 0 | 0 | 0 | 0 | 0 | 0
Transportation Sector Fuel Used[motorbikes,passenger,natural gas vehicle,petroleum diesel tf] | NoSettings | 0 | 0 | 0 | 0 | 0 | 0 | 0 | 0 | 0 | 0 | 0 | 0 | 0 | 0 | 0 | 0 | 0 | 0 | 0 | 0 | 0 | 0 | 0 | 0 | 0 | 0 | 0 | 0 | 0 | 0 | 0
Transportation Sector Fuel Used[motorbikes,passenger,natural gas vehicle,biofuel gasoline tf] | NoSettings | 0 | 0 | 0 | 0 | 0 | 0 | 0 | 0 | 0 | 0 | 0 | 0 | 0 | 0 | 0 | 0 | 0 | 0 | 0 | 0 | 0 | 0 | 0 | 0 | 0 | 0 | 0 | 0 | 0 | 0 | 0
Transportation Sector Fuel Used[motorbikes,passenger,natural gas vehicle,biofuel diesel tf] | NoSettings | 0 | 0 | 0 | 0 | 0 | 0 | 0 | 0 | 0 | 0 | 0 | 0 | 0 | 0 | 0 | 0 | 0 | 0 | 0 | 0 | 0 | 0 | 0 | 0 | 0 | 0 | 0 | 0 | 0 | 0 | 0
Transportation Sector Fuel Used[motorbikes,passenger,natural gas vehicle,jet fuel tf] | NoSettings | 0 | 0 | 0 | 0 | 0 | 0 | 0 | 0 | 0 | 0 | 0 | 0 | 0 | 0 | 0 | 0 | 0 | 0 | 0 | 0 | 0 | 0 | 0 | 0 | 0 | 0 | 0 | 0 | 0 | 0 | 0
Transportation Sector Fuel Used[motorbikes,passenger,natural gas vehicle,heavy or residual fuel oil tf] | NoSettings | 0 | 0 | 0 | 0 | 0 | 0 | 0 | 0 | 0 | 0 | 0 | 0 | 0 | 0 | 0 | 0 | 0 | 0 | 0 | 0 | 0 | 0 | 0 | 0 | 0 | 0 | 0 | 0 | 0 | 0 | 0
Transportation Sector Fuel Used[motorbikes,passenger,natural gas vehicle,LPG propane or butane tf] | NoSettings | 0 | 0 | 0 | 0 | 0 | 0 | 0 | 0 | 0 | 0 | 0 | 0 | 0 | 0 | 0 | 0 | 0 | 0 | 0 | 0 | 0 | 0 | 0 | 0 | 0 | 0 | 0 | 0 | 0 | 0 | 0
Transportation Sector Fuel Used[motorbikes,passenger,natural gas vehicle,hydrogen tf] | NoSettings | 0 | 0 | 0 | 0 | 0 | 0 | 0 | 0 | 0 | 0 | 0 | 0 | 0 | 0 | 0 | 0 | 0 | 0 | 0 | 0 | 0 | 0 | 0 | 0 | 0 | 0 | 0 | 0 | 0 | 0 | 0
Transportation Sector Fuel Used[motorbikes,passenger,gasoline vehicle,electricity tf] | NoSettings | 0 | 0 | 0 | 0 | 0 | 0 | 0 | 0 | 0 | 0 | 0 | 0 | 0 | 0 | 0 | 0 | 0 | 0 | 0 | 0 | 0 | 0 | 0 | 0 | 0 | 0 | 0 | 0 | 0 | 0 | 0
Transportation Sector Fuel Used[motorbikes,passenger,gasoline vehicle,natural gas tf] | NoSettings | 0 | 0 | 0 | 0 | 0 | 0 | 0 | 0 | 0 | 0 | 0 | 0 | 0 | 0 | 0 | 0 | 0 | 0 | 0 | 0 | 0 | 0 | 0 | 0 | 0 | 0 | 0 | 0 | 0 | 0 | 0
Transportation Sector Fuel Used[motorbikes,passenger,gasoline vehicle,petroleum gasoline tf] | NoSettings | 3427440000000 | 3846210000000 | 3796470000000 | 3714560000000 | 3596500000000 | 3489340000000 | 3377940000000 | 3263320000000 | 3147930000000 | 3034460000000 | 2922480000000 | 2813830000000 | 2709530000000 | 2609490000000 | 2513680000000 | 2422610000000 | 2333810000000 | 2244100000000 | 2157760000000 | 2082900000000 | 2021990000000 | 1976460000000 | 1944470000000 | 1921210000000 | 1904130000000 | 1890390000000 | 1878580000000 | 1868200000000 | 1859060000000 | 1851470000000 | 1843680000000
Transportation Sector Fuel Used[motorbikes,passenger,gasoline vehicle,petroleum diesel tf] | NoSettings | 0 | 0 | 0 | 0 | 0 | 0 | 0 | 0 | 0 | 0 | 0 | 0 | 0 | 0 | 0 | 0 | 0 | 0 | 0 | 0 | 0 | 0 | 0 | 0 | 0 | 0 | 0 | 0 | 0 | 0 | 0
Transportation Sector Fuel Used[motorbikes,passenger,gasoline vehicle,biofuel gasoline tf] | NoSettings | 264331000000 | 297520000000 | 294554000000 | 289061000000 | 280710000000 | 273158000000 | 265222000000 | 256982000000 | 248628000000 | 240019000000 | 231842000000 | 223224000000 | 214950000000 | 207013000000 | 199412000000 | 192188000000 | 185143000000 | 178026000000 | 171177000000 | 165239000000 | 160406000000 | 156794000000 | 154256000000 | 152411000000 | 151056000000 | 149967000000 | 149029000000 | 148206000000 | 147481000000 | 146879000000 | 146261000000
Transportation Sector Fuel Used[motorbikes,passenger,gasoline vehicle,biofuel diesel tf] | NoSettings | 0 | 0 | 0 | 0 | 0 | 0 | 0 | 0 | 0 | 0 | 0 | 0 | 0 | 0 | 0 | 0 | 0 | 0 | 0 | 0 | 0 | 0 | 0 | 0 | 0 | 0 | 0 | 0 | 0 | 0 | 0
Transportation Sector Fuel Used[motorbikes,passenger,gasoline vehicle,jet fuel tf] | NoSettings | 0 | 0 | 0 | 0 | 0 | 0 | 0 | 0 | 0 | 0 | 0 | 0 | 0 | 0 | 0 | 0 | 0 | 0 | 0 | 0 | 0 | 0 | 0 | 0 | 0 | 0 | 0 | 0 | 0 | 0 | 0
Transportation Sector Fuel Used[motorbikes,passenger,gasoline vehicle,heavy or residual fuel oil tf] | NoSettings | 0 | 0 | 0 | 0 | 0 | 0 | 0 | 0 | 0 | 0 | 0 | 0 | 0 | 0 | 0 | 0 | 0 | 0 | 0 | 0 | 0 | 0 | 0 | 0 | 0 | 0 | 0 | 0 | 0 | 0 | 0
Transportation Sector Fuel Used[motorbikes,passenger,gasoline vehicle,LPG propane or butane tf] | NoSettings | 0 | 0 | 0 | 0 | 0 | 0 | 0 | 0 | 0 | 0 | 0 | 0 | 0 | 0 | 0 | 0 | 0 | 0 | 0 | 0 | 0 | 0 | 0 | 0 | 0 | 0 | 0 | 0 | 0 | 0 | 0
Transportation Sector Fuel Used[motorbikes,passenger,gasoline vehicle,hydrogen tf] | NoSettings | 0 | 0 | 0 | 0 | 0 | 0 | 0 | 0 | 0 | 0 | 0 | 0 | 0 | 0 | 0 | 0 | 0 | 0 | 0 | 0 | 0 | 0 | 0 | 0 | 0 | 0 | 0 | 0 | 0 | 0 | 0
Transportation Sector Fuel Used[motorbikes,passenger,diesel vehicle,electricity tf] | NoSettings | 0 | 0 | 0 | 0 | 0 | 0 | 0 | 0 | 0 | 0 | 0 | 0 | 0 | 0 | 0 | 0 | 0 | 0 | 0 | 0 | 0 | 0 | 0 | 0 | 0 | 0 | 0 | 0 | 0 | 0 | 0
Transportation Sector Fuel Used[motorbikes,passenger,diesel vehicle,natural gas tf] | NoSettings | 0 | 0 | 0 | 0 | 0 | 0 | 0 | 0 | 0 | 0 | 0 | 0 | 0 | 0 | 0 | 0 | 0 | 0 | 0 | 0 | 0 | 0 | 0 | 0 | 0 | 0 | 0 | 0 | 0 | 0 | 0
Transportation Sector Fuel Used[motorbikes,passenger,diesel vehicle,petroleum gasoline tf] | NoSettings | 0 | 0 | 0 | 0 | 0 | 0 | 0 | 0 | 0 | 0 | 0 | 0 | 0 | 0 | 0 | 0 | 0 | 0 | 0 | 0 | 0 | 0 | 0 | 0 | 0 | 0 | 0 | 0 | 0 | 0 | 0
Transportation Sector Fuel Used[motorbikes,passenger,diesel vehicle,petroleum diesel tf] | NoSettings | 324685000 | 322342000 | 279399000 | 238263000 | 199461000 | 164559000 | 133549000 | 106146000 | 82215400 | 61621300 | 44212200 | 30835800 | 19705800 | 10917800 | 4961520 | 1270780 | 0 | 0 | 0 | 0 | 0 | 0 | 0 | 0 | 0 | 0 | 0 | 0 | 0 | 0 | 0
Transportation Sector Fuel Used[motorbikes,passenger,diesel vehicle,biofuel gasoline tf] | NoSettings | 0 | 0 | 0 | 0 | 0 | 0 | 0 | 0 | 0 | 0 | 0 | 0 | 0 | 0 | 0 | 0 | 0 | 0 | 0 | 0 | 0 | 0 | 0 | 0 | 0 | 0 | 0 | 0 | 0 | 0 | 0
Transportation Sector Fuel Used[motorbikes,passenger,diesel vehicle,biofuel diesel tf] | NoSettings | 79977600 | 89240500 | 86309000 | 81633700 | 75419000 | 68380000 | 60770900 | 52735900 | 44484500 | 36234400 | 28203500 | 19670500 | 12570600 | 6964580 | 3165010 | 810648 | 0 | 0 | 0 | 0 | 0 | 0 | 0 | 0 | 0 | 0 | 0 | 0 | 0 | 0 | 0
Transportation Sector Fuel Used[motorbikes,passenger,diesel vehicle,jet fuel tf] | NoSettings | 0 | 0 | 0 | 0 | 0 | 0 | 0 | 0 | 0 | 0 | 0 | 0 | 0 | 0 | 0 | 0 | 0 | 0 | 0 | 0 | 0 | 0 | 0 | 0 | 0 | 0 | 0 | 0 | 0 | 0 | 0
Transportation Sector Fuel Used[motorbikes,passenger,diesel vehicle,heavy or residual fuel oil tf] | NoSettings | 0 | 0 | 0 | 0 | 0 | 0 | 0 | 0 | 0 | 0 | 0 | 0 | 0 | 0 | 0 | 0 | 0 | 0 | 0 | 0 | 0 | 0 | 0 | 0 | 0 | 0 | 0 | 0 | 0 | 0 | 0
Transportation Sector Fuel Used[motorbikes,passenger,diesel vehicle,LPG propane or butane tf] | NoSettings | 0 | 0 | 0 | 0 | 0 | 0 | 0 | 0 | 0 | 0 | 0 | 0 | 0 | 0 | 0 | 0 | 0 | 0 | 0 | 0 | 0 | 0 | 0 | 0 | 0 | 0 | 0 | 0 | 0 | 0 | 0
Transportation Sector Fuel Used[motorbikes,passenger,diesel vehicle,hydrogen tf] | NoSettings | 0 | 0 | 0 | 0 | 0 | 0 | 0 | 0 | 0 | 0 | 0 | 0 | 0 | 0 | 0 | 0 | 0 | 0 | 0 | 0 | 0 | 0 | 0 | 0 | 0 | 0 | 0 | 0 | 0 | 0 | 0
Transportation Sector Fuel Used[motorbikes,passenger,plugin hybrid vehicle,electricity tf] | NoSettings | 0 | 0 | 0 | 0 | 0 | 0 | 0 | 0 | 0 | 0 | 0 | 0 | 0 | 0 | 0 | 0 | 0 | 0 | 0 | 0 | 0 | 0 | 0 | 0 | 0 | 0 | 0 | 0 | 0 | 0 | 0
Transportation Sector Fuel Used[motorbikes,passenger,plugin hybrid vehicle,natural gas tf] | NoSettings | 0 | 0 | 0 | 0 | 0 | 0 | 0 | 0 | 0 | 0 | 0 | 0 | 0 | 0 | 0 | 0 | 0 | 0 | 0 | 0 | 0 | 0 | 0 | 0 | 0 | 0 | 0 | 0 | 0 | 0 | 0
Transportation Sector Fuel Used[motorbikes,passenger,plugin hybrid vehicle,petroleum gasoline tf] | NoSettings | 0 | 0 | 0 | 0 | 0 | 0 | 0 | 0 | 0 | 0 | 0 | 0 | 0 | 0 | 0 | 0 | 0 | 0 | 0 | 0 | 0 | 0 | 0 | 0 | 0 | 0 | 0 | 0 | 0 | 0 | 0
Transportation Sector Fuel Used[motorbikes,passenger,plugin hybrid vehicle,petroleum diesel tf] | NoSettings | 0 | 0 | 0 | 0 | 0 | 0 | 0 | 0 | 0 | 0 | 0 | 0 | 0 | 0 | 0 | 0 | 0 | 0 | 0 | 0 | 0 | 0 | 0 | 0 | 0 | 0 | 0 | 0 | 0 | 0 | 0
Transportation Sector Fuel Used[motorbikes,passenger,plugin hybrid vehicle,biofuel gasoline tf] | NoSettings | 0 | 0 | 0 | 0 | 0 | 0 | 0 | 0 | 0 | 0 | 0 | 0 | 0 | 0 | 0 | 0 | 0 | 0 | 0 | 0 | 0 | 0 | 0 | 0 | 0 | 0 | 0 | 0 | 0 | 0 | 0
Transportation Sector Fuel Used[motorbikes,passenger,plugin hybrid vehicle,biofuel diesel tf] | NoSettings | 0 | 0 | 0 | 0 | 0 | 0 | 0 | 0 | 0 | 0 | 0 | 0 | 0 | 0 | 0 | 0 | 0 | 0 | 0 | 0 | 0 | 0 | 0 | 0 | 0 | 0 | 0 | 0 | 0 | 0 | 0
Transportation Sector Fuel Used[motorbikes,passenger,plugin hybrid vehicle,jet fuel tf] | NoSettings | 0 | 0 | 0 | 0 | 0 | 0 | 0 | 0 | 0 | 0 | 0 | 0 | 0 | 0 | 0 | 0 | 0 | 0 | 0 | 0 | 0 | 0 | 0 | 0 | 0 | 0 | 0 | 0 | 0 | 0 | 0
Transportation Sector Fuel Used[motorbikes,passenger,plugin hybrid vehicle,heavy or residual fuel oil tf] | NoSettings | 0 | 0 | 0 | 0 | 0 | 0 | 0 | 0 | 0 | 0 | 0 | 0 | 0 | 0 | 0 | 0 | 0 | 0 | 0 | 0 | 0 | 0 | 0 | 0 | 0 | 0 | 0 | 0 | 0 | 0 | 0
Transportation Sector Fuel Used[motorbikes,passenger,plugin hybrid vehicle,LPG propane or butane tf] | NoSettings | 0 | 0 | 0 | 0 | 0 | 0 | 0 | 0 | 0 | 0 | 0 | 0 | 0 | 0 | 0 | 0 | 0 | 0 | 0 | 0 | 0 | 0 | 0 | 0 | 0 | 0 | 0 | 0 | 0 | 0 | 0
Transportation Sector Fuel Used[motorbikes,passenger,plugin hybrid vehicle,hydrogen tf] | NoSettings | 0 | 0 | 0 | 0 | 0 | 0 | 0 | 0 | 0 | 0 | 0 | 0 | 0 | 0 | 0 | 0 | 0 | 0 | 0 | 0 | 0 | 0 | 0 | 0 | 0 | 0 | 0 | 0 | 0 | 0 | 0
Transportation Sector Fuel Used[motorbikes,passenger,LPG vehicle,electricity tf] | NoSettings | 0 | 0 | 0 | 0 | 0 | 0 | 0 | 0 | 0 | 0 | 0 | 0 | 0 | 0 | 0 | 0 | 0 | 0 | 0 | 0 | 0 | 0 | 0 | 0 | 0 | 0 | 0 | 0 | 0 | 0 | 0
Transportation Sector Fuel Used[motorbikes,passenger,LPG vehicle,natural gas tf] | NoSettings | 0 | 0 | 0 | 0 | 0 | 0 | 0 | 0 | 0 | 0 | 0 | 0 | 0 | 0 | 0 | 0 | 0 | 0 | 0 | 0 | 0 | 0 | 0 | 0 | 0 | 0 | 0 | 0 | 0 | 0 | 0
Transportation Sector Fuel Used[motorbikes,passenger,LPG vehicle,petroleum gasoline tf] | NoSettings | 0 | 0 | 0 | 0 | 0 | 0 | 0 | 0 | 0 | 0 | 0 | 0 | 0 | 0 | 0 | 0 | 0 | 0 | 0 | 0 | 0 | 0 | 0 | 0 | 0 | 0 | 0 | 0 | 0 | 0 | 0
Transportation Sector Fuel Used[motorbikes,passenger,LPG vehicle,petroleum diesel tf] | NoSettings | 0 | 0 | 0 | 0 | 0 | 0 | 0 | 0 | 0 | 0 | 0 | 0 | 0 | 0 | 0 | 0 | 0 | 0 | 0 | 0 | 0 | 0 | 0 | 0 | 0 | 0 | 0 | 0 | 0 | 0 | 0
Transportation Sector Fuel Used[motorbikes,passenger,LPG vehicle,biofuel gasoline tf] | NoSettings | 0 | 0 | 0 | 0 | 0 | 0 | 0 | 0 | 0 | 0 | 0 | 0 | 0 | 0 | 0 | 0 | 0 | 0 | 0 | 0 | 0 | 0 | 0 | 0 | 0 | 0 | 0 | 0 | 0 | 0 | 0
Transportation Sector Fuel Used[motorbikes,passenger,LPG vehicle,biofuel diesel tf] | NoSettings | 0 | 0 | 0 | 0 | 0 | 0 | 0 | 0 | 0 | 0 | 0 | 0 | 0 | 0 | 0 | 0 | 0 | 0 | 0 | 0 | 0 | 0 | 0 | 0 | 0 | 0 | 0 | 0 | 0 | 0 | 0
Transportation Sector Fuel Used[motorbikes,passenger,LPG vehicle,jet fuel tf] | NoSettings | 0 | 0 | 0 | 0 | 0 | 0 | 0 | 0 | 0 | 0 | 0 | 0 | 0 | 0 | 0 | 0 | 0 | 0 | 0 | 0 | 0 | 0 | 0 | 0 | 0 | 0 | 0 | 0 | 0 | 0 | 0
Transportation Sector Fuel Used[motorbikes,passenger,LPG vehicle,heavy or residual fuel oil tf] | NoSettings | 0 | 0 | 0 | 0 | 0 | 0 | 0 | 0 | 0 | 0 | 0 | 0 | 0 | 0 | 0 | 0 | 0 | 0 | 0 | 0 | 0 | 0 | 0 | 0 | 0 | 0 | 0 | 0 | 0 | 0 | 0
Transportation Sector Fuel Used[motorbikes,passenger,LPG vehicle,LPG propane or butane tf] | NoSettings | 0 | 0 | 0 | 0 | 0 | 0 | 0 | 0 | 0 | 0 | 0 | 0 | 0 | 0 | 0 | 0 | 0 | 0 | 0 | 0 | 0 | 0 | 0 | 0 | 0 | 0 | 0 | 0 | 0 | 0 | 0
Transportation Sector Fuel Used[motorbikes,passenger,LPG vehicle,hydrogen tf] | NoSettings | 0 | 0 | 0 | 0 | 0 | 0 | 0 | 0 | 0 | 0 | 0 | 0 | 0 | 0 | 0 | 0 | 0 | 0 | 0 | 0 | 0 | 0 | 0 | 0 | 0 | 0 | 0 | 0 | 0 | 0 | 0
Transportation Sector Fuel Used[motorbikes,passenger,hydrogen vehicle,electricity tf] | NoSettings | 0 | 0 | 0 | 0 | 0 | 0 | 0 | 0 | 0 | 0 | 0 | 0 | 0 | 0 | 0 | 0 | 0 | 0 | 0 | 0 | 0 | 0 | 0 | 0 | 0 | 0 | 0 | 0 | 0 | 0 | 0
Transportation Sector Fuel Used[motorbikes,passenger,hydrogen vehicle,natural gas tf] | NoSettings | 0 | 0 | 0 | 0 | 0 | 0 | 0 | 0 | 0 | 0 | 0 | 0 | 0 | 0 | 0 | 0 | 0 | 0 | 0 | 0 | 0 | 0 | 0 | 0 | 0 | 0 | 0 | 0 | 0 | 0 | 0
Transportation Sector Fuel Used[motorbikes,passenger,hydrogen vehicle,petroleum gasoline tf] | NoSettings | 0 | 0 | 0 | 0 | 0 | 0 | 0 | 0 | 0 | 0 | 0 | 0 | 0 | 0 | 0 | 0 | 0 | 0 | 0 | 0 | 0 | 0 | 0 | 0 | 0 | 0 | 0 | 0 | 0 | 0 | 0
Transportation Sector Fuel Used[motorbikes,passenger,hydrogen vehicle,petroleum diesel tf] | NoSettings | 0 | 0 | 0 | 0 | 0 | 0 | 0 | 0 | 0 | 0 | 0 | 0 | 0 | 0 | 0 | 0 | 0 | 0 | 0 | 0 | 0 | 0 | 0 | 0 | 0 | 0 | 0 | 0 | 0 | 0 | 0
Transportation Sector Fuel Used[motorbikes,passenger,hydrogen vehicle,biofuel gasoline tf] | NoSettings | 0 | 0 | 0 | 0 | 0 | 0 | 0 | 0 | 0 | 0 | 0 | 0 | 0 | 0 | 0 | 0 | 0 | 0 | 0 | 0 | 0 | 0 | 0 | 0 | 0 | 0 | 0 | 0 | 0 | 0 | 0
Transportation Sector Fuel Used[motorbikes,passenger,hydrogen vehicle,biofuel diesel tf] | NoSettings | 0 | 0 | 0 | 0 | 0 | 0 | 0 | 0 | 0 | 0 | 0 | 0 | 0 | 0 | 0 | 0 | 0 | 0 | 0 | 0 | 0 | 0 | 0 | 0 | 0 | 0 | 0 | 0 | 0 | 0 | 0
Transportation Sector Fuel Used[motorbikes,passenger,hydrogen vehicle,jet fuel tf] | NoSettings | 0 | 0 | 0 | 0 | 0 | 0 | 0 | 0 | 0 | 0 | 0 | 0 | 0 | 0 | 0 | 0 | 0 | 0 | 0 | 0 | 0 | 0 | 0 | 0 | 0 | 0 | 0 | 0 | 0 | 0 | 0
Transportation Sector Fuel Used[motorbikes,passenger,hydrogen vehicle,heavy or residual fuel oil tf] | NoSettings | 0 | 0 | 0 | 0 | 0 | 0 | 0 | 0 | 0 | 0 | 0 | 0 | 0 | 0 | 0 | 0 | 0 | 0 | 0 | 0 | 0 | 0 | 0 | 0 | 0 | 0 | 0 | 0 | 0 | 0 | 0
Transportation Sector Fuel Used[motorbikes,passenger,hydrogen vehicle,LPG propane or butane tf] | NoSettings | 0 | 0 | 0 | 0 | 0 | 0 | 0 | 0 | 0 | 0 | 0 | 0 | 0 | 0 | 0 | 0 | 0 | 0 | 0 | 0 | 0 | 0 | 0 | 0 | 0 | 0 | 0 | 0 | 0 | 0 | 0
Transportation Sector Fuel Used[motorbikes,passenger,hydrogen vehicle,hydrogen tf] | NoSettings | 0 | 0 | 0 | 0 | 0 | 0 | 0 | 0 | 0 | 0 | 0 | 0 | 0 | 0 | 0 | 0 | 0 | 0 | 0 | 0 | 0 | 0 | 0 | 0 | 0 | 0 | 0 | 0 | 0 | 0 | 0
Transportation Sector Fuel Used[motorbikes,freight,battery electric vehicle,electricity tf] | NoSettings | 5762370000 | 11796300000 | 37705700000 | 67832900000 | 176363000000 | 335915000000 | 573731000000 | 945540000000 | 1462980000000 | 2137680000000 | 2981150000000 | 4051820000000 | 5347170000000 | 6731310000000 | 8202950000000 | 9762450000000 | 11408200000000 | 13139100000000 | 14954400000000 | 16850400000000 | 18827300000000 | 20881700000000 | 23008900000000 | 25208200000000 | 27476100000000 | 29693200000000 | 31979200000000 | 34305800000000 | 36698000000000 | 39051800000000 | 41412100000000
Transportation Sector Fuel Used[motorbikes,freight,battery electric vehicle,natural gas tf] | NoSettings | 0 | 0 | 0 | 0 | 0 | 0 | 0 | 0 | 0 | 0 | 0 | 0 | 0 | 0 | 0 | 0 | 0 | 0 | 0 | 0 | 0 | 0 | 0 | 0 | 0 | 0 | 0 | 0 | 0 | 0 | 0
Transportation Sector Fuel Used[motorbikes,freight,battery electric vehicle,petroleum gasoline tf] | NoSettings | 0 | 0 | 0 | 0 | 0 | 0 | 0 | 0 | 0 | 0 | 0 | 0 | 0 | 0 | 0 | 0 | 0 | 0 | 0 | 0 | 0 | 0 | 0 | 0 | 0 | 0 | 0 | 0 | 0 | 0 | 0
Transportation Sector Fuel Used[motorbikes,freight,battery electric vehicle,petroleum diesel tf] | NoSettings | 0 | 0 | 0 | 0 | 0 | 0 | 0 | 0 | 0 | 0 | 0 | 0 | 0 | 0 | 0 | 0 | 0 | 0 | 0 | 0 | 0 | 0 | 0 | 0 | 0 | 0 | 0 | 0 | 0 | 0 | 0
Transportation Sector Fuel Used[motorbikes,freight,battery electric vehicle,biofuel gasoline tf] | NoSettings | 0 | 0 | 0 | 0 | 0 | 0 | 0 | 0 | 0 | 0 | 0 | 0 | 0 | 0 | 0 | 0 | 0 | 0 | 0 | 0 | 0 | 0 | 0 | 0 | 0 | 0 | 0 | 0 | 0 | 0 | 0
Transportation Sector Fuel Used[motorbikes,freight,battery electric vehicle,biofuel diesel tf] | NoSettings | 0 | 0 | 0 | 0 | 0 | 0 | 0 | 0 | 0 | 0 | 0 | 0 | 0 | 0 | 0 | 0 | 0 | 0 | 0 | 0 | 0 | 0 | 0 | 0 | 0 | 0 | 0 | 0 | 0 | 0 | 0
Transportation Sector Fuel Used[motorbikes,freight,battery electric vehicle,jet fuel tf] | NoSettings | 0 | 0 | 0 | 0 | 0 | 0 | 0 | 0 | 0 | 0 | 0 | 0 | 0 | 0 | 0 | 0 | 0 | 0 | 0 | 0 | 0 | 0 | 0 | 0 | 0 | 0 | 0 | 0 | 0 | 0 | 0
Transportation Sector Fuel Used[motorbikes,freight,battery electric vehicle,heavy or residual fuel oil tf] | NoSettings | 0 | 0 | 0 | 0 | 0 | 0 | 0 | 0 | 0 | 0 | 0 | 0 | 0 | 0 | 0 | 0 | 0 | 0 | 0 | 0 | 0 | 0 | 0 | 0 | 0 | 0 | 0 | 0 | 0 | 0 | 0
Transportation Sector Fuel Used[motorbikes,freight,battery electric vehicle,LPG propane or butane tf] | NoSettings | 0 | 0 | 0 | 0 | 0 | 0 | 0 | 0 | 0 | 0 | 0 | 0 | 0 | 0 | 0 | 0 | 0 | 0 | 0 | 0 | 0 | 0 | 0 | 0 | 0 | 0 | 0 | 0 | 0 | 0 | 0
Transportation Sector Fuel Used[motorbikes,freight,battery electric vehicle,hydrogen tf] | NoSettings | 0 | 0 | 0 | 0 | 0 | 0 | 0 | 0 | 0 | 0 | 0 | 0 | 0 | 0 | 0 | 0 | 0 | 0 | 0 | 0 | 0 | 0 | 0 | 0 | 0 | 0 | 0 | 0 | 0 | 0 | 0
Transportation Sector Fuel Used[motorbikes,freight,natural gas vehicle,electricity tf] | NoSettings | 0 | 0 | 0 | 0 | 0 | 0 | 0 | 0 | 0 | 0 | 0 | 0 | 0 | 0 | 0 | 0 | 0 | 0 | 0 | 0 | 0 | 0 | 0 | 0 | 0 | 0 | 0 | 0 | 0 | 0 | 0
Transportation Sector Fuel Used[motorbikes,freight,natural gas vehicle,natural gas tf] | NoSettings | 161280000000 | 227087000000 | 361320000000 | 473982000000 | 555136000000 | 628066000000 | 701393000000 | 770934000000 | 842235000000 | 921196000000 | 1001890000000 | 1112790000000 | 1233400000000 | 1376900000000 | 1550740000000 | 1756240000000 | 2001140000000 | 2286690000000 | 2607070000000 | 2969520000000 | 3373980000000 | 3813660000000 | 4280750000000 | 4789600000000 | 5333010000000 | 5793570000000 | 6271820000000 | 6677980000000 | 7139490000000 | 7667570000000 | 8226250000000
Transportation Sector Fuel Used[motorbikes,freight,natural gas vehicle,petroleum gasoline tf] | NoSettings | 0 | 0 | 0 | 0 | 0 | 0 | 0 | 0 | 0 | 0 | 0 | 0 | 0 | 0 | 0 | 0 | 0 | 0 | 0 | 0 | 0 | 0 | 0 | 0 | 0 | 0 | 0 | 0 | 0 | 0 | 0
Transportation Sector Fuel Used[motorbikes,freight,natural gas vehicle,petroleum diesel tf] | NoSettings | 0 | 0 | 0 | 0 | 0 | 0 | 0 | 0 | 0 | 0 | 0 | 0 | 0 | 0 | 0 | 0 | 0 | 0 | 0 | 0 | 0 | 0 | 0 | 0 | 0 | 0 | 0 | 0 | 0 | 0 | 0
Transportation Sector Fuel Used[motorbikes,freight,natural gas vehicle,biofuel gasoline tf] | NoSettings | 0 | 0 | 0 | 0 | 0 | 0 | 0 | 0 | 0 | 0 | 0 | 0 | 0 | 0 | 0 | 0 | 0 | 0 | 0 | 0 | 0 | 0 | 0 | 0 | 0 | 0 | 0 | 0 | 0 | 0 | 0
Transportation Sector Fuel Used[motorbikes,freight,natural gas vehicle,biofuel diesel tf] | NoSettings | 0 | 0 | 0 | 0 | 0 | 0 | 0 | 0 | 0 | 0 | 0 | 0 | 0 | 0 | 0 | 0 | 0 | 0 | 0 | 0 | 0 | 0 | 0 | 0 | 0 | 0 | 0 | 0 | 0 | 0 | 0
Transportation Sector Fuel Used[motorbikes,freight,natural gas vehicle,jet fuel tf] | NoSettings | 0 | 0 | 0 | 0 | 0 | 0 | 0 | 0 | 0 | 0 | 0 | 0 | 0 | 0 | 0 | 0 | 0 | 0 | 0 | 0 | 0 | 0 | 0 | 0 | 0 | 0 | 0 | 0 | 0 | 0 | 0
Transportation Sector Fuel Used[motorbikes,freight,natural gas vehicle,heavy or residual fuel oil tf] | NoSettings | 0 | 0 | 0 | 0 | 0 | 0 | 0 | 0 | 0 | 0 | 0 | 0 | 0 | 0 | 0 | 0 | 0 | 0 | 0 | 0 | 0 | 0 | 0 | 0 | 0 | 0 | 0 | 0 | 0 | 0 | 0
Transportation Sector Fuel Used[motorbikes,freight,natural gas vehicle,LPG propane or butane tf] | NoSettings | 0 | 0 | 0 | 0 | 0 | 0 | 0 | 0 | 0 | 0 | 0 | 0 | 0 | 0 | 0 | 0 | 0 | 0 | 0 | 0 | 0 | 0 | 0 | 0 | 0 | 0 | 0 | 0 | 0 | 0 | 0
Transportation Sector Fuel Used[motorbikes,freight,natural gas vehicle,hydrogen tf] | NoSettings | 0 | 0 | 0 | 0 | 0 | 0 | 0 | 0 | 0 | 0 | 0 | 0 | 0 | 0 | 0 | 0 | 0 | 0 | 0 | 0 | 0 | 0 | 0 | 0 | 0 | 0 | 0 | 0 | 0 | 0 | 0
Transportation Sector Fuel Used[motorbikes,freight,gasoline vehicle,electricity tf] | NoSettings | 0 | 0 | 0 | 0 | 0 | 0 | 0 | 0 | 0 | 0 | 0 | 0 | 0 | 0 | 0 | 0 | 0 | 0 | 0 | 0 | 0 | 0 | 0 | 0 | 0 | 0 | 0 | 0 | 0 | 0 | 0
Transportation Sector Fuel Used[motorbikes,freight,gasoline vehicle,natural gas tf] | NoSettings | 0 | 0 | 0 | 0 | 0 | 0 | 0 | 0 | 0 | 0 | 0 | 0 | 0 | 0 | 0 | 0 | 0 | 0 | 0 | 0 | 0 | 0 | 0 | 0 | 0 | 0 | 0 | 0 | 0 | 0 | 0
Transportation Sector Fuel Used[motorbikes,freight,gasoline vehicle,petroleum gasoline tf] | NoSettings | 0 | 0 | 0 | 0 | 0 | 0 | 0 | 0 | 0 | 0 | 0 | 0 | 0 | 0 | 0 | 0 | 0 | 0 | 0 | 0 | 0 | 0 | 0 | 0 | 0 | 0 | 0 | 0 | 0 | 0 | 0
Transportation Sector Fuel Used[motorbikes,freight,gasoline vehicle,petroleum diesel tf] | NoSettings | 0 | 0 | 0 | 0 | 0 | 0 | 0 | 0 | 0 | 0 | 0 | 0 | 0 | 0 | 0 | 0 | 0 | 0 | 0 | 0 | 0 | 0 | 0 | 0 | 0 | 0 | 0 | 0 | 0 | 0 | 0
Transportation Sector Fuel Used[motorbikes,freight,gasoline vehicle,biofuel gasoline tf] | NoSettings | 0 | 0 | 0 | 0 | 0 | 0 | 0 | 0 | 0 | 0 | 0 | 0 | 0 | 0 | 0 | 0 | 0 | 0 | 0 | 0 | 0 | 0 | 0 | 0 | 0 | 0 | 0 | 0 | 0 | 0 | 0
Transportation Sector Fuel Used[motorbikes,freight,gasoline vehicle,biofuel diesel tf] | NoSettings | 0 | 0 | 0 | 0 | 0 | 0 | 0 | 0 | 0 | 0 | 0 | 0 | 0 | 0 | 0 | 0 | 0 | 0 | 0 | 0 | 0 | 0 | 0 | 0 | 0 | 0 | 0 | 0 | 0 | 0 | 0
Transportation Sector Fuel Used[motorbikes,freight,gasoline vehicle,jet fuel tf] | NoSettings | 0 | 0 | 0 | 0 | 0 | 0 | 0 | 0 | 0 | 0 | 0 | 0 | 0 | 0 | 0 | 0 | 0 | 0 | 0 | 0 | 0 | 0 | 0 | 0 | 0 | 0 | 0 | 0 | 0 | 0 | 0
Transportation Sector Fuel Used[motorbikes,freight,gasoline vehicle,heavy or residual fuel oil tf] | NoSettings | 0 | 0 | 0 | 0 | 0 | 0 | 0 | 0 | 0 | 0 | 0 | 0 | 0 | 0 | 0 | 0 | 0 | 0 | 0 | 0 | 0 | 0 | 0 | 0 | 0 | 0 | 0 | 0 | 0 | 0 | 0
Transportation Sector Fuel Used[motorbikes,freight,gasoline vehicle,LPG propane or butane tf] | NoSettings | 0 | 0 | 0 | 0 | 0 | 0 | 0 | 0 | 0 | 0 | 0 | 0 | 0 | 0 | 0 | 0 | 0 | 0 | 0 | 0 | 0 | 0 | 0 | 0 | 0 | 0 | 0 | 0 | 0 | 0 | 0
Transportation Sector Fuel Used[motorbikes,freight,gasoline vehicle,hydrogen tf] | NoSettings | 0 | 0 | 0 | 0 | 0 | 0 | 0 | 0 | 0 | 0 | 0 | 0 | 0 | 0 | 0 | 0 | 0 | 0 | 0 | 0 | 0 | 0 | 0 | 0 | 0 | 0 | 0 | 0 | 0 | 0 | 0
Transportation Sector Fuel Used[motorbikes,freight,diesel vehicle,electricity tf] | NoSettings | 0 | 0 | 0 | 0 | 0 | 0 | 0 | 0 | 0 | 0 | 0 | 0 | 0 | 0 | 0 | 0 | 0 | 0 | 0 | 0 | 0 | 0 | 0 | 0 | 0 | 0 | 0 | 0 | 0 | 0 | 0
Transportation Sector Fuel Used[motorbikes,freight,diesel vehicle,natural gas tf] | NoSettings | 0 | 0 | 0 | 0 | 0 | 0 | 0 | 0 | 0 | 0 | 0 | 0 | 0 | 0 | 0 | 0 | 0 | 0 | 0 | 0 | 0 | 0 | 0 | 0 | 0 | 0 | 0 | 0 | 0 | 0 | 0
Transportation Sector Fuel Used[motorbikes,freight,diesel vehicle,petroleum gasoline tf] | NoSettings | 0 | 0 | 0 | 0 | 0 | 0 | 0 | 0 | 0 | 0 | 0 | 0 | 0 | 0 | 0 | 0 | 0 | 0 | 0 | 0 | 0 | 0 | 0 | 0 | 0 | 0 | 0 | 0 | 0 | 0 | 0
Transportation Sector Fuel Used[motorbikes,freight,diesel vehicle,petroleum diesel tf] | NoSettings | 154268000000000 | 152692000000000 | 150966000000000 | 149195000000000 | 146737000000000 | 144156000000000 | 141396000000000 | 138094000000000 | 134532000000000 | 130672000000000 | 126516000000000 | 127193000000000 | 127564000000000 | 127806000000000 | 127932000000000 | 127942000000000 | 127750000000000 | 127055000000000 | 126272000000000 | 125444000000000 | 124791000000000 | 124063000000000 | 123615000000000 | 122682000000000 | 121748000000000 | 121176000000000 | 121268000000000 | 121459000000000 | 121622000000000 | 122327000000000 | 123124000000000
Transportation Sector Fuel Used[motorbikes,freight,diesel vehicle,biofuel gasoline tf] | NoSettings | 0 | 0 | 0 | 0 | 0 | 0 | 0 | 0 | 0 | 0 | 0 | 0 | 0 | 0 | 0 | 0 | 0 | 0 | 0 | 0 | 0 | 0 | 0 | 0 | 0 | 0 | 0 | 0 | 0 | 0 | 0
Transportation Sector Fuel Used[motorbikes,freight,diesel vehicle,biofuel diesel tf] | NoSettings | 37999900000000 | 42272900000000 | 46634900000000 | 51117200000000 | 55483300000000 | 59902000000000 | 64341600000000 | 68608600000000 | 72791400000000 | 76837500000000 | 80705900000000 | 81138100000000 | 81374300000000 | 81528700000000 | 81609500000000 | 81615600000000 | 81493500000000 | 81049600000000 | 80550400000000 | 80021900000000 | 79605600000000 | 79141300000000 | 78855700000000 | 78260000000000 | 77664700000000 | 77299800000000 | 77358500000000 | 77480300000000 | 77584300000000 | 78033900000000 | 78542600000000
Transportation Sector Fuel Used[motorbikes,freight,diesel vehicle,jet fuel tf] | NoSettings | 0 | 0 | 0 | 0 | 0 | 0 | 0 | 0 | 0 | 0 | 0 | 0 | 0 | 0 | 0 | 0 | 0 | 0 | 0 | 0 | 0 | 0 | 0 | 0 | 0 | 0 | 0 | 0 | 0 | 0 | 0
Transportation Sector Fuel Used[motorbikes,freight,diesel vehicle,heavy or residual fuel oil tf] | NoSettings | 0 | 0 | 0 | 0 | 0 | 0 | 0 | 0 | 0 | 0 | 0 | 0 | 0 | 0 | 0 | 0 | 0 | 0 | 0 | 0 | 0 | 0 | 0 | 0 | 0 | 0 | 0 | 0 | 0 | 0 | 0
Transportation Sector Fuel Used[motorbikes,freight,diesel vehicle,LPG propane or butane tf] | NoSettings | 0 | 0 | 0 | 0 | 0 | 0 | 0 | 0 | 0 | 0 | 0 | 0 | 0 | 0 | 0 | 0 | 0 | 0 | 0 | 0 | 0 | 0 | 0 | 0 | 0 | 0 | 0 | 0 | 0 | 0 | 0
Transportation Sector Fuel Used[motorbikes,freight,diesel vehicle,hydrogen tf] | NoSettings | 0 | 0 | 0 | 0 | 0 | 0 | 0 | 0 | 0 | 0 | 0 | 0 | 0 | 0 | 0 | 0 | 0 | 0 | 0 | 0 | 0 | 0 | 0 | 0 | 0 | 0 | 0 | 0 | 0 | 0 | 0
Transportation Sector Fuel Used[motorbikes,freight,plugin hybrid vehicle,electricity tf] | NoSettings | 0 | 0 | 0 | 0 | 0 | 0 | 0 | 0 | 0 | 0 | 0 | 0 | 0 | 0 | 0 | 0 | 0 | 0 | 0 | 0 | 0 | 0 | 0 | 0 | 0 | 0 | 0 | 0 | 0 | 0 | 0
Transportation Sector Fuel Used[motorbikes,freight,plugin hybrid vehicle,natural gas tf] | NoSettings | 0 | 0 | 0 | 0 | 0 | 0 | 0 | 0 | 0 | 0 | 0 | 0 | 0 | 0 | 0 | 0 | 0 | 0 | 0 | 0 | 0 | 0 | 0 | 0 | 0 | 0 | 0 | 0 | 0 | 0 | 0
Transportation Sector Fuel Used[motorbikes,freight,plugin hybrid vehicle,petroleum gasoline tf] | NoSettings | 0 | 0 | 0 | 0 | 0 | 0 | 0 | 0 | 0 | 0 | 0 | 0 | 0 | 0 | 0 | 0 | 0 | 0 | 0 | 0 | 0 | 0 | 0 | 0 | 0 | 0 | 0 | 0 | 0 | 0 | 0
Transportation Sector Fuel Used[motorbikes,freight,plugin hybrid vehicle,petroleum diesel tf] | NoSettings | 0 | 0 | 0 | 0 | 0 | 0 | 0 | 0 | 0 | 0 | 0 | 0 | 0 | 0 | 0 | 0 | 0 | 0 | 0 | 0 | 0 | 0 | 0 | 0 | 0 | 0 | 0 | 0 | 0 | 0 | 0
Transportation Sector Fuel Used[motorbikes,freight,plugin hybrid vehicle,biofuel gasoline tf] | NoSettings | 0 | 0 | 0 | 0 | 0 | 0 | 0 | 0 | 0 | 0 | 0 | 0 | 0 | 0 | 0 | 0 | 0 | 0 | 0 | 0 | 0 | 0 | 0 | 0 | 0 | 0 | 0 | 0 | 0 | 0 | 0
Transportation Sector Fuel Used[motorbikes,freight,plugin hybrid vehicle,biofuel diesel tf] | NoSettings | 0 | 0 | 0 | 0 | 0 | 0 | 0 | 0 | 0 | 0 | 0 | 0 | 0 | 0 | 0 | 0 | 0 | 0 | 0 | 0 | 0 | 0 | 0 | 0 | 0 | 0 | 0 | 0 | 0 | 0 | 0
Transportation Sector Fuel Used[motorbikes,freight,plugin hybrid vehicle,jet fuel tf] | NoSettings | 0 | 0 | 0 | 0 | 0 | 0 | 0 | 0 | 0 | 0 | 0 | 0 | 0 | 0 | 0 | 0 | 0 | 0 | 0 | 0 | 0 | 0 | 0 | 0 | 0 | 0 | 0 | 0 | 0 | 0 | 0
Transportation Sector Fuel Used[motorbikes,freight,plugin hybrid vehicle,heavy or residual fuel oil tf] | NoSettings | 0 | 0 | 0 | 0 | 0 | 0 | 0 | 0 | 0 | 0 | 0 | 0 | 0 | 0 | 0 | 0 | 0 | 0 | 0 | 0 | 0 | 0 | 0 | 0 | 0 | 0 | 0 | 0 | 0 | 0 | 0
Transportation Sector Fuel Used[motorbikes,freight,plugin hybrid vehicle,LPG propane or butane tf] | NoSettings | 0 | 0 | 0 | 0 | 0 | 0 | 0 | 0 | 0 | 0 | 0 | 0 | 0 | 0 | 0 | 0 | 0 | 0 | 0 | 0 | 0 | 0 | 0 | 0 | 0 | 0 | 0 | 0 | 0 | 0 | 0
Transportation Sector Fuel Used[motorbikes,freight,plugin hybrid vehicle,hydrogen tf] | NoSettings | 0 | 0 | 0 | 0 | 0 | 0 | 0 | 0 | 0 | 0 | 0 | 0 | 0 | 0 | 0 | 0 | 0 | 0 | 0 | 0 | 0 | 0 | 0 | 0 | 0 | 0 | 0 | 0 | 0 | 0 | 0
Transportation Sector Fuel Used[motorbikes,freight,LPG vehicle,electricity tf] | NoSettings | 0 | 0 | 0 | 0 | 0 | 0 | 0 | 0 | 0 | 0 | 0 | 0 | 0 | 0 | 0 | 0 | 0 | 0 | 0 | 0 | 0 | 0 | 0 | 0 | 0 | 0 | 0 | 0 | 0 | 0 | 0
Transportation Sector Fuel Used[motorbikes,freight,LPG vehicle,natural gas tf] | NoSettings | 0 | 0 | 0 | 0 | 0 | 0 | 0 | 0 | 0 | 0 | 0 | 0 | 0 | 0 | 0 | 0 | 0 | 0 | 0 | 0 | 0 | 0 | 0 | 0 | 0 | 0 | 0 | 0 | 0 | 0 | 0
Transportation Sector Fuel Used[motorbikes,freight,LPG vehicle,petroleum gasoline tf] | NoSettings | 0 | 0 | 0 | 0 | 0 | 0 | 0 | 0 | 0 | 0 | 0 | 0 | 0 | 0 | 0 | 0 | 0 | 0 | 0 | 0 | 0 | 0 | 0 | 0 | 0 | 0 | 0 | 0 | 0 | 0 | 0
Transportation Sector Fuel Used[motorbikes,freight,LPG vehicle,petroleum diesel tf] | NoSettings | 0 | 0 | 0 | 0 | 0 | 0 | 0 | 0 | 0 | 0 | 0 | 0 | 0 | 0 | 0 | 0 | 0 | 0 | 0 | 0 | 0 | 0 | 0 | 0 | 0 | 0 | 0 | 0 | 0 | 0 | 0
Transportation Sector Fuel Used[motorbikes,freight,LPG vehicle,biofuel gasoline tf] | NoSettings | 0 | 0 | 0 | 0 | 0 | 0 | 0 | 0 | 0 | 0 | 0 | 0 | 0 | 0 | 0 | 0 | 0 | 0 | 0 | 0 | 0 | 0 | 0 | 0 | 0 | 0 | 0 | 0 | 0 | 0 | 0
Transportation Sector Fuel Used[motorbikes,freight,LPG vehicle,biofuel diesel tf] | NoSettings | 0 | 0 | 0 | 0 | 0 | 0 | 0 | 0 | 0 | 0 | 0 | 0 | 0 | 0 | 0 | 0 | 0 | 0 | 0 | 0 | 0 | 0 | 0 | 0 | 0 | 0 | 0 | 0 | 0 | 0 | 0
Transportation Sector Fuel Used[motorbikes,freight,LPG vehicle,jet fuel tf] | NoSettings | 0 | 0 | 0 | 0 | 0 | 0 | 0 | 0 | 0 | 0 | 0 | 0 | 0 | 0 | 0 | 0 | 0 | 0 | 0 | 0 | 0 | 0 | 0 | 0 | 0 | 0 | 0 | 0 | 0 | 0 | 0
Transportation Sector Fuel Used[motorbikes,freight,LPG vehicle,heavy or residual fuel oil tf] | NoSettings | 0 | 0 | 0 | 0 | 0 | 0 | 0 | 0 | 0 | 0 | 0 | 0 | 0 | 0 | 0 | 0 | 0 | 0 | 0 | 0 | 0 | 0 | 0 | 0 | 0 | 0 | 0 | 0 | 0 | 0 | 0
Transportation Sector Fuel Used[motorbikes,freight,LPG vehicle,LPG propane or butane tf] | NoSettings | 0 | 0 | 0 | 0 | 0 | 0 | 0 | 0 | 0 | 0 | 0 | 0 | 0 | 0 | 0 | 0 | 0 | 0 | 0 | 0 | 0 | 0 | 0 | 0 | 0 | 0 | 0 | 0 | 0 | 0 | 0
Transportation Sector Fuel Used[motorbikes,freight,LPG vehicle,hydrogen tf] | NoSettings | 0 | 0 | 0 | 0 | 0 | 0 | 0 | 0 | 0 | 0 | 0 | 0 | 0 | 0 | 0 | 0 | 0 | 0 | 0 | 0 | 0 | 0 | 0 | 0 | 0 | 0 | 0 | 0 | 0 | 0 | 0
Transportation Sector Fuel Used[motorbikes,freight,hydrogen vehicle,electricity tf] | NoSettings | 0 | 0 | 0 | 0 | 0 | 0 | 0 | 0 | 0 | 0 | 0 | 0 | 0 | 0 | 0 | 0 | 0 | 0 | 0 | 0 | 0 | 0 | 0 | 0 | 0 | 0 | 0 | 0 | 0 | 0 | 0
Transportation Sector Fuel Used[motorbikes,freight,hydrogen vehicle,natural gas tf] | NoSettings | 0 | 0 | 0 | 0 | 0 | 0 | 0 | 0 | 0 | 0 | 0 | 0 | 0 | 0 | 0 | 0 | 0 | 0 | 0 | 0 | 0 | 0 | 0 | 0 | 0 | 0 | 0 | 0 | 0 | 0 | 0
Transportation Sector Fuel Used[motorbikes,freight,hydrogen vehicle,petroleum gasoline tf] | NoSettings | 0 | 0 | 0 | 0 | 0 | 0 | 0 | 0 | 0 | 0 | 0 | 0 | 0 | 0 | 0 | 0 | 0 | 0 | 0 | 0 | 0 | 0 | 0 | 0 | 0 | 0 | 0 | 0 | 0 | 0 | 0
Transportation Sector Fuel Used[motorbikes,freight,hydrogen vehicle,petroleum diesel tf] | NoSettings | 0 | 0 | 0 | 0 | 0 | 0 | 0 | 0 | 0 | 0 | 0 | 0 | 0 | 0 | 0 | 0 | 0 | 0 | 0 | 0 | 0 | 0 | 0 | 0 | 0 | 0 | 0 | 0 | 0 | 0 | 0
Transportation Sector Fuel Used[motorbikes,freight,hydrogen vehicle,biofuel gasoline tf] | NoSettings | 0 | 0 | 0 | 0 | 0 | 0 | 0 | 0 | 0 | 0 | 0 | 0 | 0 | 0 | 0 | 0 | 0 | 0 | 0 | 0 | 0 | 0 | 0 | 0 | 0 | 0 | 0 | 0 | 0 | 0 | 0
Transportation Sector Fuel Used[motorbikes,freight,hydrogen vehicle,biofuel diesel tf] | NoSettings | 0 | 0 | 0 | 0 | 0 | 0 | 0 | 0 | 0 | 0 | 0 | 0 | 0 | 0 | 0 | 0 | 0 | 0 | 0 | 0 | 0 | 0 | 0 | 0 | 0 | 0 | 0 | 0 | 0 | 0 | 0
Transportation Sector Fuel Used[motorbikes,freight,hydrogen vehicle,jet fuel tf] | NoSettings | 0 | 0 | 0 | 0 | 0 | 0 | 0 | 0 | 0 | 0 | 0 | 0 | 0 | 0 | 0 | 0 | 0 | 0 | 0 | 0 | 0 | 0 | 0 | 0 | 0 | 0 | 0 | 0 | 0 | 0 | 0
Transportation Sector Fuel Used[motorbikes,freight,hydrogen vehicle,heavy or residual fuel oil tf] | NoSettings | 0 | 0 | 0 | 0 | 0 | 0 | 0 | 0 | 0 | 0 | 0 | 0 | 0 | 0 | 0 | 0 | 0 | 0 | 0 | 0 | 0 | 0 | 0 | 0 | 0 | 0 | 0 | 0 | 0 | 0 | 0
Transportation Sector Fuel Used[motorbikes,freight,hydrogen vehicle,LPG propane or butane tf] | NoSettings | 0 | 0 | 0 | 0 | 0 | 0 | 0 | 0 | 0 | 0 | 0 | 0 | 0 | 0 | 0 | 0 | 0 | 0 | 0 | 0 | 0 | 0 | 0 | 0 | 0 | 0 | 0 | 0 | 0 | 0 | 0
Transportation Sector Fuel Used[motorbikes,freight,hydrogen vehicle,hydrogen tf] | NoSettings | 0 | 0 | 0 | 0 | 0 | 0 | 0 | 0 | 0 | 0 | 0 | 38614900000 | 79071500000 | 121282000000 | 206424000000 | 336836000000 | 514632000000 | 785229000000 | 1152230000000 | 1618610000000 | 2232300000000 | 2996710000000 | 3960920000000 | 5127670000000 | 6593750000000 | 8378580000000 | 10554500000000 | 13218800000000 | 16421000000000 | 20258800000000 | 24876000000000
Total Electricity Demand | NoSettings | 259760000 | 255028000 | 259855000 | 264289000 | 268085000 | 272135000 | 275837000 | 280048000 | 284773000 | 289732000 | 295238000 | 301525000 | 307941000 | 314353000 | 320498000 | 326625000 | 333937000 | 341329000 | 349699000 | 357391000 | 365514000 | 373441000 | 381564000 | 388946000 | 396214000 | 402644000 | 408993000 | 414642000 | 420162000 | 425177000 | 429777000
Electricity Generation Capacity by Type Including Distributed Generation[hard coal es] | NoSettings | 0 | 0 | 0 | 0 | 0 | 0 | 0 | 0 | 0 | 0 | 0 | 0 | 0 | 0 | 0 | 0 | 0 | 0 | 0 | 0 | 0 | 0 | 0 | 0 | 0 | 0 | 0 | 0 | 0 | 0 | 0
Electricity Generation Capacity by Type Including Distributed Generation[natural gas nonpeaker es] | NoSettings | 19921.7 | 19929.9 | 19936.8 | 19967.9 | 17115.4 | 17127 | 17143.4 | 17150.5 | 17169.1 | 17182.7 | 17207.3 | 17220.7 | 17249.7 | 17259.7 | 17282.5 | 17288.3 | 17292.1 | 17306.1 | 17318.7 | 17330.7 | 17339.2 | 17346.8 | 17351.2 | 17374.2 | 17382.7 | 17393.7 | 17400.3 | 17406.1 | 17416.9 | 17436.5 | 17455.2
Electricity Generation Capacity by Type Including Distributed Generation[nuclear es] | NoSettings | 2240 | 2240 | 2240 | 2240 | 1120 | 0 | 0 | 0 | 0 | 0 | 0 | 0 | 0 | 0 | 0 | 0 | 0 | 0 | 0 | 0 | 0 | 0 | 0 | 0 | 0 | 0 | 0 | 0 | 0 | 0 | 0
Electricity Generation Capacity by Type Including Distributed Generation[hydro es] | NoSettings | 10216 | 10216 | 10216 | 10216 | 10216 | 10216 | 10216 | 10216 | 10216 | 10216 | 10215 | 10215 | 10215 | 10215 | 10215 | 10215 | 10215 | 10215 | 10215 | 10215 | 10215 | 10215 | 10215 | 10215 | 10215 | 10215 | 10215 | 10215 | 10215 | 10215 | 10215
Electricity Generation Capacity by Type Including Distributed Generation[onshore wind es] | NoSettings | 6376.44 | 6581.68 | 6826.88 | 7013.74 | 7800.47 | 8255.99 | 8391.78 | 8526.94 | 8527.87 | 8678.47 | 8849.8 | 9055.33 | 9341.87 | 9787.18 | 10153.3 | 10513.3 | 10908.2 | 11208.7 | 11544.2 | 11859.6 | 12204.7 | 12549.8 | 12744.7 | 12920.7 | 13075.9 | 13141.1 | 13311.2 | 13456.1 | 13611.4 | 13752.1 | 13882.8
Electricity Generation Capacity by Type Including Distributed Generation[solar PV es] | NoSettings | 21701 | 24982.2 | 28093 | 31020.5 | 39448.4 | 45513.7 | 47992.9 | 50650.5 | 51913 | 54858.5 | 58147.1 | 61852.6 | 66439.1 | 72944.7 | 78485.2 | 83891.8 | 89699.3 | 94395.9 | 99495.4 | 104352 | 109509 | 114666 | 118124 | 121341 | 124343 | 126339 | 129559 | 132480 | 135483 | 138297 | 141006
Electricity Generation Capacity by Type Including Distributed Generation[solar thermal es] | NoSettings | 1326 | 69 | 118 | 156 | 316 | 418 | 443 | 468 | 468 | 496 | 528 | 567 | 622 | 710 | 783 | 855 | 935 | 996 | 1064 | 1127 | 1195 | 1263 | 1300 | 1333 | 1362 | 1374 | 1405 | 1431 | 1458 | 1482 | 1508
Electricity Generation Capacity by Type Including Distributed Generation[biomass es] | NoSettings | 718 | 746 | 776 | 797 | 880 | 933 | 948 | 962 | 962 | 976 | 988 | 1005 | 1028 | 1064 | 1092 | 1119 | 1148 | 1170 | 1194 | 1216 | 1239 | 1262 | 1274 | 1285 | 1294 | 1297 | 1307 | 1315 | 1323 | 1330 | 1337
Electricity Generation Capacity by Type Including Distributed Generation[geothermal es] | NoSettings | 1856 | 1626 | 1666 | 1786 | 1866 | 1916 | 1996 | 2006 | 2976 | 2986 | 2996 | 3016 | 3036 | 3076 | 3106 | 3136 | 3166 | 3186 | 3216 | 3236 | 3256 | 3276 | 3286 | 3296 | 3306 | 3666 | 3676 | 3686 | 3696 | 3706 | 3706
Electricity Generation Capacity by Type Including Distributed Generation[petroleum es] | NoSettings | 0.1423 | 0.1425 | 0.1434 | 0.152 | 2.1599 | 3.1618 | 3.1654 | 3.1656 | 3.1697 | 3.1724 | 3.1785 | 3.1807 | 3.1879 | 3.1883 | 3.1933 | 3.193 | 3.1925 | 3.1949 | 3.197 | 3.1988 | 3.1994 | 3.1997 | 3.1989 | 3.2035 | 3.2039 | 3.2052 | 3.2053 | 3.2049 | 3.206 | 3.2094 | 3.2125
Electricity Generation Capacity by Type Including Distributed Generation[natural gas peaker es] | NoSettings | 8459 | 8459 | 8459 | 8459 | 8509 | 8259 | 8209 | 8209 | 8209 | 8209 | 8209 | 8209 | 8209 | 8209 | 8209 | 8209 | 8209 | 8209 | 8209 | 8209 | 8209 | 8209 | 8209 | 8209 | 8209 | 8209 | 8209 | 8209 | 8209 | 8209 | 8209
Electricity Generation Capacity by Type Including Distributed Generation[lignite es] | NoSettings | 0 | 0 | 0 | 0 | 0 | 0 | 0 | 0 | 0 | 0 | 0 | 0 | 0 | 0 | 0 | 0 | 0 | 0 | 0 | 0 | 0 | 0 | 0 | 0 | 0 | 0 | 0 | 0 | 0 | 0 | 0
Electricity Generation Capacity by Type Including Distributed Generation[offshore wind es] | NoSettings | 78 | 184 | 310 | 783 | 1574 | 2244 | 2710 | 3178 | 3553 | 3996 | 4448 | 5009 | 5609 | 6290 | 6937 | 7583 | 8251 | 8874 | 9519 | 10155 | 10808 | 11464 | 12039 | 12604 | 13158 | 13662 | 13762 | 13847 | 13937 | 14018 | 14094
Electricity Generation Capacity by Type Including Distributed Generation[crude oil es] | NoSettings | 5957 | 2195 | 2195 | 2155 | 2107 | 1997 | 1892 | 1892 | 1892 | 1892 | 1892 | 1892 | 1514 | 1514 | 1514 | 946 | 946 | 946 | 946 | 946 | 0 | 0 | 0 | 0 | 0 | 0 | 0 | 0 | 0 | 0 | 0
Electricity Generation Capacity by Type Including Distributed Generation[heavy or residual fuel oil es] | NoSettings | 0 | 0 | 0 | 0 | 0 | 0 | 0 | 0 | 0 | 0 | 0 | 0 | 0 | 0 | 0 | 0 | 0 | 0 | 0 | 0 | 0 | 0 | 0 | 0 | 0 | 0 | 0 | 0 | 0 | 0 | 0
Electricity Generation Capacity by Type Including Distributed Generation[municipal solid waste es] | NoSettings | 0 | 0 | 0 | 0 | 0 | 0 | 0 | 0 | 0 | 0 | 0 | 0 | 0 | 0 | 0 | 0 | 0 | 0 | 0 | 0 | 0 | 0 | 0 | 0 | 0 | 0 | 0 | 0 | 0 | 0 | 0
Electricity Generation by Type Including Distributed Generation[hard coal es] | NoSettings | 0.45997 | 0 | 0 | 0 | 0 | 0 | 0 | 0 | 0 | 0 | 0 | 0 | 0 | 0 | 0 | 0 | 0 | 0 | 0 | 0 | 0 | 0 | 0 | 0 | 0 | 0 | 0 | 0 | 0 | 0 | 0
Electricity Generation by Type Including Distributed Generation[natural gas nonpeaker es] | NoSettings | 61307600 | 74004400 | 74973800 | 75229200 | 65786400 | 65741100 | 65659700 | 65292700 | 64324500 | 63813700 | 62935600 | 61696900 | 59769200 | 50793400 | 44829700 | 41712100 | 35862500 | 33448000 | 30478700 | 27654500 | 28701900 | 25226800 | 26830400 | 27706200 | 29074500 | 30379600 | 31304400 | 32769600 | 33779100 | 34858200 | 35782300
Electricity Generation by Type Including Distributed Generation[nuclear es] | NoSettings | 16208100 | 16208100 | 16208100 | 16208100 | 8104050 | 0 | 0 | 0 | 0 | 0 | 0 | 0 | 0 | 0 | 0 | 0 | 0 | 0 | 0 | 0 | 0 | 0 | 0 | 0 | 0 | 0 | 0 | 0 | 0 | 0 | 0
Electricity Generation by Type Including Distributed Generation[hydro es] | NoSettings | 21209600 | 21209600 | 21209600 | 21209600 | 21209600 | 21209600 | 21209600 | 21209600 | 21209600 | 21209600 | 21207600 | 21207600 | 21207600 | 21207600 | 21207600 | 21207600 | 21207600 | 21207600 | 21207600 | 21207600 | 21207600 | 21207600 | 21207600 | 21207600 | 21207600 | 21207600 | 21207600 | 21207600 | 21207600 | 21207600 | 21207600
Electricity Generation by Type Including Distributed Generation[onshore wind es] | NoSettings | 13512500 | 14025800 | 14645700 | 15121100 | 17108800 | 18250600 | 18592100 | 18939900 | 18950600 | 19338800 | 19778200 | 20304800 | 21032700 | 22160300 | 23084500 | 23999600 | 24998400 | 25762900 | 26614800 | 27417900 | 28296000 | 29174200 | 29674600 | 30126600 | 30527300 | 30703000 | 31140500 | 31514400 | 31913800 | 32276400 | 32612300
Electricity Generation by Type Including Distributed Generation[solar PV es] | NoSettings | 40826600 | 47513700 | 54680800 | 60590600 | 79760900 | 92310800 | 96498600 | 101412000 | 103244000 | 109250000 | 116112000 | 123481000 | 132881000 | 146502000 | 157347000 | 167886000 | 179678000 | 188734000 | 199070000 | 208727000 | 219087000 | 229445000 | 235969000 | 242554000 | 248676000 | 252624000 | 259537000 | 265377000 | 271441000 | 277020000 | 282426000
Electricity Generation by Type Including Distributed Generation[solar thermal es] | NoSettings | 2462360 | 369917 | 632612 | 836335 | 1694110 | 2240950 | 2374980 | 2509000 | 2509000 | 2659120 | 2830670 | 3039760 | 3334620 | 3806400 | 4197760 | 4583760 | 5012650 | 5339680 | 5704230 | 6041980 | 6406540 | 6771090 | 6969460 | 7146370 | 7301850 | 7366180 | 7532370 | 7671760 | 7816510 | 7945180 | 8084570
Electricity Generation by Type Including Distributed Generation[biomass es] | NoSettings | 5660710 | 5881460 | 6117980 | 6283550 | 6937920 | 7355770 | 7474030 | 7584410 | 7584410 | 7694780 | 7789390 | 7923420 | 8104750 | 8388580 | 8609330 | 8822200 | 9050830 | 9224280 | 9413500 | 9586940 | 9768280 | 9949610 | 10044200 | 10130900 | 10201900 | 10225500 | 10304400 | 10367500 | 10430500 | 10485700 | 10540900
Electricity Generation by Type Including Distributed Generation[geothermal es] | NoSettings | 11190800 | 9791170 | 10009800 | 10665800 | 11103100 | 11376400 | 11813700 | 11868300 | 17170600 | 17225300 | 17279900 | 17389200 | 17498600 | 17717200 | 17881200 | 18045200 | 18209200 | 18318500 | 18482500 | 18591800 | 18701100 | 18810500 | 18865100 | 18919800 | 18974500 | 20942300 | 20997000 | 21051600 | 21106300 | 21161000 | 21161000
Electricity Generation by Type Including Distributed Generation[petroleum es] | NoSettings | 30010 | 29560 | 30340 | 32470 | 36957.2 | 39550.8 | 41180.8 | 42900.8 | 44940.8 | 46900.8 | 48590.8 | 51010.8 | 53580.8 | 55810.8 | 58010.8 | 60680.8 | 62250.8 | 64600.8 | 66390.8 | 68540.8 | 70750.8 | 72710.8 | 74610.8 | 76520.8 | 78170.8 | 79990.8 | 81320.8 | 82800.8 | 84380.8 | 86190.8 | 87660.8
Electricity Generation by Type Including Distributed Generation[natural gas peaker es] | NoSettings | 9633110 | 9633110 | 9633110 | 9633110 | 9690050 | 9405350 | 9348410 | 9348410 | 9348410 | 9348410 | 9348410 | 9348410 | 9348410 | 9348410 | 9348410 | 9348410 | 9348410 | 9348410 | 9348410 | 9348410 | 9348410 | 9348410 | 9348410 | 9348410 | 9348410 | 9348410 | 9348410 | 9348410 | 9348410 | 9348410 | 9348410
Electricity Generation by Type Including Distributed Generation[lignite es] | NoSettings | 0 | 0 | 0 | 0 | 0 | 0 | 0 | 0 | 0 | 0 | 0 | 0 | 0 | 0 | 0 | 0 | 0 | 0 | 0 | 0 | 0 | 0 | 0 | 0 | 0 | 0 | 0 | 0 | 0 | 0 | 0
Electricity Generation by Type Including Distributed Generation[offshore wind es] | NoSettings | 325241 | 767236 | 1292630 | 3264920 | 6563200 | 9356940 | 11300000 | 13251500 | 14815200 | 16662400 | 18547100 | 20886300 | 23381900 | 26213900 | 28901800 | 31585000 | 34360200 | 36947200 | 39626400 | 42267400 | 44979100 | 47703100 | 50089300 | 52435600 | 54736200 | 56828500 | 57241200 | 57601000 | 57981500 | 58323800 | 58645100
Electricity Generation by Type Including Distributed Generation[crude oil es] | NoSettings | 27067500 | 9973670 | 9973670 | 9791910 | 9573810 | 9073990 | 8596890 | 8596890 | 8596890 | 8596890 | 8596890 | 8596890 | 6879330 | 6879330 | 6879330 | 4298450 | 4298450 | 4298450 | 4298450 | 4298450 | 0 | 0 | 0 | 0 | 0 | 0 | 0 | 0 | 0 | 0 | 0
Electricity Generation by Type Including Distributed Generation[heavy or residual fuel oil es] | NoSettings | 0 | 0 | 0 | 0 | 0 | 0 | 0 | 0 | 0 | 0 | 0 | 0 | 0 | 0 | 0 | 0 | 0 | 0 | 0 | 0 | 0 | 0 | 0 | 0 | 0 | 0 | 0 | 0 | 0 | 0 | 0
Electricity Generation by Type Including Distributed Generation[municipal solid waste es] | NoSettings | 0 | 0 | 0 | 0 | 0 | 0 | 0 | 0 | 0 | 0 | 0 | 0 | 0 | 0 | 0 | 0 | 0 | 0 | 0 | 0 | 0 | 0 | 0 | 0 | 0 | 0 | 0 | 0 | 0 | 0 | 0
Electricity Generation by Type[hard coal es,preexisting retiring] | NoSettings | 0 | 0 | 0 | 0 | 0 | 0 | 0 | 0 | 0 | 0 | 0 | 0 | 0 | 0 | 0 | 0 | 0 | 0 | 0 | 0 | 0 | 0 | 0 | 0 | 0 | 0 | 0 | 0 | 0 | 0 | 0
Electricity Generation by Type[hard coal es,preexisting nonretiring] | NoSettings | 0 | 0 | 0 | 0 | 0 | 0 | 0 | 0 | 0 | 0 | 0 | 0 | 0 | 0 | 0 | 0 | 0 | 0 | 0 | 0 | 0 | 0 | 0 | 0 | 0 | 0 | 0 | 0 | 0 | 0 | 0
Electricity Generation by Type[hard coal es,newly built] | NoSettings | 0 | 0 | 0 | 0 | 0 | 0 | 0 | 0 | 0 | 0 | 0 | 0 | 0 | 0 | 0 | 0 | 0 | 0 | 0 | 0 | 0 | 0 | 0 | 0 | 0 | 0 | 0 | 0 | 0 | 0 | 0
Electricity Generation by Type[natural gas nonpeaker es,preexisting retiring] | NoSettings | 6208300 | 6128470 | 6105650 | 6108630 | 254.103 | 253.7 | 253.339 | 252.992 | 252.512 | 252.219 | 251.785 | 251.902 | 251.833 | 251.832 | 251.831 | 251.829 | 252.122 | 252.095 | 252.063 | 252.107 | 252.02 | 252.114 | 252.156 | 252.127 | 252.228 | 252.137 | 252.116 | 252.131 | 252.066 | 252.153 | 252.126
Electricity Generation by Type[natural gas nonpeaker es,preexisting nonretiring] | NoSettings | 53026300 | 65790900 | 66690100 | 66754600 | 63199100 | 62996900 | 62753400 | 62222400 | 61068200 | 60374400 | 59328400 | 57861700 | 55692900 | 46492100 | 40309400 | 36933800 | 30913200 | 28262800 | 25089400 | 22038200 | 22852500 | 19155200 | 20529700 | 21189300 | 22349500 | 23439400 | 24190200 | 25461200 | 26269600 | 27125500 | 27853400
Electricity Generation by Type[natural gas nonpeaker es,newly built] | NoSettings | 0 | 0 | 0 | 0 | 0 | 0 | 0 | 0 | 0 | 0 | 0 | 0 | 0 | 0 | 0 | 0 | 0 | 0 | 0 | 0 | 0 | 0 | 0 | 0 | 0 | 0 | 0 | 0 | 0 | 0 | 0
Electricity Generation by Type[nuclear es,preexisting retiring] | NoSettings | 16208100 | 16208100 | 16208100 | 16208100 | 8104050 | 0 | 0 | 0 | 0 | 0 | 0 | 0 | 0 | 0 | 0 | 0 | 0 | 0 | 0 | 0 | 0 | 0 | 0 | 0 | 0 | 0 | 0 | 0 | 0 | 0 | 0
Electricity Generation by Type[nuclear es,preexisting nonretiring] | NoSettings | 0 | 0 | 0 | 0 | 0 | 0 | 0 | 0 | 0 | 0 | 0 | 0 | 0 | 0 | 0 | 0 | 0 | 0 | 0 | 0 | 0 | 0 | 0 | 0 | 0 | 0 | 0 | 0 | 0 | 0 | 0
Electricity Generation by Type[nuclear es,newly built] | NoSettings | 0 | 0 | 0 | 0 | 0 | 0 | 0 | 0 | 0 | 0 | 0 | 0 | 0 | 0 | 0 | 0 | 0 | 0 | 0 | 0 | 0 | 0 | 0 | 0 | 0 | 0 | 0 | 0 | 0 | 0 | 0
Electricity Generation by Type[hydro es,preexisting retiring] | NoSettings | 21209600 | 21209600 | 21209600 | 21209600 | 21209600 | 21209600 | 21209600 | 21209600 | 21209600 | 21209600 | 21207600 | 21207600 | 21207600 | 21207600 | 21207600 | 21207600 | 21207600 | 21207600 | 21207600 | 21207600 | 21207600 | 21207600 | 21207600 | 21207600 | 21207600 | 21207600 | 21207600 | 21207600 | 21207600 | 21207600 | 21207600
Electricity Generation by Type[hydro es,preexisting nonretiring] | NoSettings | 0 | 0 | 0 | 0 | 0 | 0 | 0 | 0 | 0 | 0 | 0 | 0 | 0 | 0 | 0 | 0 | 0 | 0 | 0 | 0 | 0 | 0 | 0 | 0 | 0 | 0 | 0 | 0 | 0 | 0 | 0
Electricity Generation by Type[hydro es,newly built] | NoSettings | 0 | 0 | 0 | 0 | 0 | 0 | 0 | 0 | 0 | 0 | 0 | 0 | 0 | 0 | 0 | 0 | 0 | 0 | 0 | 0 | 0 | 0 | 0 | 0 | 0 | 0 | 0 | 0 | 0 | 0 | 0
Electricity Generation by Type[onshore wind es,preexisting retiring] | NoSettings | 12826600 | 12827700 | 12829400 | 12830100 | 12835300 | 12829800 | 12825400 | 12825300 | 12825500 | 12827100 | 12829900 | 12830100 | 12830200 | 12830300 | 12829100 | 12828600 | 12829000 | 12829200 | 12830200 | 12830900 | 12831700 | 12832400 | 12833000 | 12834400 | 12835900 | 12837200 | 12838800 | 12839800 | 12840800 | 12841500 | 12842300
Electricity Generation by Type[onshore wind es,preexisting nonretiring] | NoSettings | 0 | 0 | 0 | 0 | 0 | 0 | 0 | 0 | 0 | 0 | 0 | 0 | 0 | 0 | 0 | 0 | 0 | 0 | 0 | 0 | 0 | 0 | 0 | 0 | 0 | 0 | 0 | 0 | 0 | 0 | 0
Electricity Generation by Type[onshore wind es,newly built] | NoSettings | 526262 | 1040090 | 1654330 | 2118170 | 4087590 | 5226330 | 5562850 | 5901080 | 5901190 | 6277810 | 6705300 | 7219320 | 7933780 | 9049360 | 9963370 | 10865300 | 11855700 | 12607800 | 13448500 | 14238900 | 15104800 | 15970600 | 16460300 | 16900900 | 17291500 | 17456300 | 17885000 | 18250000 | 18640300 | 18992600 | 19320000
Electricity Generation by Type[solar PV es,preexisting retiring] | NoSettings | 20691300 | 20601900 | 20538200 | 20457100 | 20454100 | 20181400 | 19940900 | 19858700 | 19785300 | 19770400 | 19762000 | 19677500 | 19585000 | 19480500 | 19300400 | 19164900 | 19072100 | 18974500 | 18932000 | 18878100 | 18838700 | 18799500 | 18757800 | 18775800 | 18798000 | 18821800 | 18868600 | 18874100 | 18884400 | 18887600 | 18894100
Electricity Generation by Type[solar PV es,preexisting nonretiring] | NoSettings | 0 | 0 | 0 | 0 | 0 | 0 | 0 | 0 | 0 | 0 | 0 | 0 | 0 | 0 | 0 | 0 | 0 | 0 | 0 | 0 | 0 | 0 | 0 | 0 | 0 | 0 | 0 | 0 | 0 | 0 | 0
Electricity Generation by Type[solar PV es,newly built] | NoSettings | 4182280 | 8415790 | 13276600 | 17161500 | 34346800 | 45256500 | 47676700 | 50596000 | 50409100 | 54292700 | 58985700 | 64324000 | 71717400 | 83340300 | 92272700 | 100934000 | 110609000 | 117673000 | 125941000 | 133552000 | 141870000 | 150154000 | 154624000 | 159076000 | 163068000 | 164880000 | 169593000 | 173283000 | 177204000 | 180687000 | 183945000
Electricity Generation by Type[solar thermal es,preexisting retiring] | NoSettings | 2237200 | 0 | 0 | 0 | 0 | 0 | 0 | 0 | 0 | 0 | 0 | 0 | 0 | 0 | 0 | 0 | 0 | 0 | 0 | 0 | 0 | 0 | 0 | 0 | 0 | 0 | 0 | 0 | 0 | 0 | 0
Electricity Generation by Type[solar thermal es,preexisting nonretiring] | NoSettings | 0 | 0 | 0 | 0 | 0 | 0 | 0 | 0 | 0 | 0 | 0 | 0 | 0 | 0 | 0 | 0 | 0 | 0 | 0 | 0 | 0 | 0 | 0 | 0 | 0 | 0 | 0 | 0 | 0 | 0 | 0
Electricity Generation by Type[solar thermal es,newly built] | NoSettings | 225167 | 369917 | 632612 | 836335 | 1694110 | 2240950 | 2374980 | 2509000 | 2509000 | 2659120 | 2830670 | 3039760 | 3334620 | 3806400 | 4197760 | 4583760 | 5012650 | 5339680 | 5704230 | 6041980 | 6406540 | 6771090 | 6969460 | 7146370 | 7301850 | 7366180 | 7532370 | 7671760 | 7816510 | 7945180 | 8084570
Electricity Generation by Type[biomass es,preexisting retiring] | NoSettings | 5416310 | 5416310 | 5416310 | 5416310 | 5416310 | 5416310 | 5416310 | 5416310 | 5416310 | 5416310 | 5400540 | 5400540 | 5400540 | 5400540 | 5400540 | 5400540 | 5400540 | 5400540 | 5400540 | 5400540 | 5400540 | 5400540 | 5400540 | 5400540 | 5400540 | 5400540 | 5400540 | 5400540 | 5400540 | 5400540 | 5400540
Electricity Generation by Type[biomass es,preexisting nonretiring] | NoSettings | 0 | 0 | 0 | 0 | 0 | 0 | 0 | 0 | 0 | 0 | 0 | 0 | 0 | 0 | 0 | 0 | 0 | 0 | 0 | 0 | 0 | 0 | 0 | 0 | 0 | 0 | 0 | 0 | 0 | 0 | 0
Electricity Generation by Type[biomass es,newly built] | NoSettings | 244404 | 465156 | 701676 | 867240 | 1521610 | 1939460 | 2057720 | 2168100 | 2168100 | 2278480 | 2388850 | 2522880 | 2704210 | 2988040 | 3208790 | 3421660 | 3650290 | 3823740 | 4012960 | 4186400 | 4367740 | 4549070 | 4643680 | 4730400 | 4801360 | 4825010 | 4903850 | 4966920 | 5029990 | 5085180 | 5140370
Electricity Generation by Type[geothermal es,preexisting retiring] | NoSettings | 11081400 | 9572530 | 9572530 | 9572530 | 9572530 | 9572530 | 9572530 | 9572530 | 9572530 | 9572530 | 9572530 | 9572530 | 9572530 | 9572530 | 9572530 | 9572530 | 9572530 | 9572530 | 9572530 | 9572530 | 9572530 | 9572530 | 9572530 | 9572530 | 9572530 | 9572530 | 9572530 | 9572530 | 9572530 | 9572530 | 9572530
Electricity Generation by Type[geothermal es,preexisting nonretiring] | NoSettings | 0 | 0 | 0 | 0 | 0 | 0 | 0 | 0 | 0 | 0 | 0 | 0 | 0 | 0 | 0 | 0 | 0 | 0 | 0 | 0 | 0 | 0 | 0 | 0 | 0 | 0 | 0 | 0 | 0 | 0 | 0
Electricity Generation by Type[geothermal es,newly built] | NoSettings | 109325 | 218650 | 437299 | 1093250 | 1530550 | 1803860 | 2241160 | 2295820 | 7598070 | 7652740 | 7707400 | 7816720 | 7926050 | 8144700 | 8308680 | 8472670 | 8636660 | 8745980 | 8909970 | 9019300 | 9128620 | 9237950 | 9292610 | 9347270 | 9401930 | 11369800 | 11424400 | 11479100 | 11533800 | 11588400 | 11588400
Electricity Generation by Type[petroleum es,preexisting retiring] | NoSettings | 0 | 0 | 0 | 0 | 0 | 0 | 0 | 0 | 0 | 0 | 0 | 0 | 0 | 0 | 0 | 0 | 0 | 0 | 0 | 0 | 0 | 0 | 0 | 0 | 0 | 0 | 0 | 0 | 0 | 0 | 0
Electricity Generation by Type[petroleum es,preexisting nonretiring] | NoSettings | 0 | 0 | 0 | 0 | 0 | 0 | 0 | 0 | 0 | 0 | 0 | 0 | 0 | 0 | 0 | 0 | 0 | 0 | 0 | 0 | 0 | 0 | 0 | 0 | 0 | 0 | 0 | 0 | 0 | 0 | 0
Electricity Generation by Type[petroleum es,newly built] | NoSettings | 0 | 0 | 0 | 0 | 1927.2 | 2890.8 | 2890.8 | 2890.8 | 2890.8 | 2890.8 | 2890.8 | 2890.8 | 2890.8 | 2890.8 | 2890.8 | 2890.8 | 2890.8 | 2890.8 | 2890.8 | 2890.8 | 2890.8 | 2890.8 | 2890.8 | 2890.8 | 2890.8 | 2890.8 | 2890.8 | 2890.8 | 2890.8 | 2890.8 | 2890.8
Electricity Generation by Type[natural gas peaker es,preexisting retiring] | NoSettings | 9633110 | 9633110 | 9633110 | 9633110 | 9633110 | 9348410 | 9291470 | 9291470 | 9291470 | 9291470 | 9291470 | 9291470 | 9291470 | 9291470 | 9291470 | 9291470 | 9291470 | 9291470 | 9291470 | 9291470 | 9291470 | 9291470 | 9291470 | 9291470 | 9291470 | 9291470 | 9291470 | 9291470 | 9291470 | 9291470 | 9291470
Electricity Generation by Type[natural gas peaker es,preexisting nonretiring] | NoSettings | 0 | 0 | 0 | 0 | 0 | 0 | 0 | 0 | 0 | 0 | 0 | 0 | 0 | 0 | 0 | 0 | 0 | 0 | 0 | 0 | 0 | 0 | 0 | 0 | 0 | 0 | 0 | 0 | 0 | 0 | 0
Electricity Generation by Type[natural gas peaker es,newly built] | NoSettings | 0 | 0 | 0 | 0 | 56940 | 56940 | 56940 | 56940 | 56940 | 56940 | 56940 | 56940 | 56940 | 56940 | 56940 | 56940 | 56940 | 56940 | 56940 | 56940 | 56940 | 56940 | 56940 | 56940 | 56940 | 56940 | 56940 | 56940 | 56940 | 56940 | 56940
Electricity Generation by Type[lignite es,preexisting retiring] | NoSettings | 0 | 0 | 0 | 0 | 0 | 0 | 0 | 0 | 0 | 0 | 0 | 0 | 0 | 0 | 0 | 0 | 0 | 0 | 0 | 0 | 0 | 0 | 0 | 0 | 0 | 0 | 0 | 0 | 0 | 0 | 0
Electricity Generation by Type[lignite es,preexisting nonretiring] | NoSettings | 0 | 0 | 0 | 0 | 0 | 0 | 0 | 0 | 0 | 0 | 0 | 0 | 0 | 0 | 0 | 0 | 0 | 0 | 0 | 0 | 0 | 0 | 0 | 0 | 0 | 0 | 0 | 0 | 0 | 0 | 0
Electricity Generation by Type[lignite es,newly built] | NoSettings | 0 | 0 | 0 | 0 | 0 | 0 | 0 | 0 | 0 | 0 | 0 | 0 | 0 | 0 | 0 | 0 | 0 | 0 | 0 | 0 | 0 | 0 | 0 | 0 | 0 | 0 | 0 | 0 | 0 | 0 | 0
Electricity Generation by Type[offshore wind es,preexisting retiring] | NoSettings | 0 | 0 | 0 | 0 | 0 | 0 | 0 | 0 | 0 | 0 | 0 | 0 | 0 | 0 | 0 | 0 | 0 | 0 | 0 | 0 | 0 | 0 | 0 | 0 | 0 | 0 | 0 | 0 | 0 | 0 | 0
Electricity Generation by Type[offshore wind es,preexisting nonretiring] | NoSettings | 0 | 0 | 0 | 0 | 0 | 0 | 0 | 0 | 0 | 0 | 0 | 0 | 0 | 0 | 0 | 0 | 0 | 0 | 0 | 0 | 0 | 0 | 0 | 0 | 0 | 0 | 0 | 0 | 0 | 0 | 0
Electricity Generation by Type[offshore wind es,newly built] | NoSettings | 325241 | 767236 | 1292630 | 3264920 | 6563200 | 9356940 | 11300000 | 13251500 | 14815200 | 16662400 | 18547100 | 20886300 | 23381900 | 26213900 | 28901800 | 31585000 | 34360200 | 36947200 | 39626400 | 42267400 | 44979100 | 47703100 | 50089300 | 52435600 | 54736200 | 56828500 | 57241200 | 57601000 | 57981500 | 58323800 | 58645100
Electricity Generation by Type[crude oil es,preexisting retiring] | NoSettings | 27067500 | 9973670 | 9973670 | 9791910 | 9573810 | 9073990 | 8596890 | 8596890 | 8596890 | 8596890 | 8596890 | 8596890 | 6879330 | 6879330 | 6879330 | 4298450 | 4298450 | 4298450 | 4298450 | 4298450 | 0 | 0 | 0 | 0 | 0 | 0 | 0 | 0 | 0 | 0 | 0
Electricity Generation by Type[crude oil es,preexisting nonretiring] | NoSettings | 0 | 0 | 0 | 0 | 0 | 0 | 0 | 0 | 0 | 0 | 0 | 0 | 0 | 0 | 0 | 0 | 0 | 0 | 0 | 0 | 0 | 0 | 0 | 0 | 0 | 0 | 0 | 0 | 0 | 0 | 0
Electricity Generation by Type[crude oil es,newly built] | NoSettings | 0 | 0 | 0 | 0 | 0 | 0 | 0 | 0 | 0 | 0 | 0 | 0 | 0 | 0 | 0 | 0 | 0 | 0 | 0 | 0 | 0 | 0 | 0 | 0 | 0 | 0 | 0 | 0 | 0 | 0 | 0
Electricity Generation by Type[heavy or residual fuel oil es,preexisting retiring] | NoSettings | 0 | 0 | 0 | 0 | 0 | 0 | 0 | 0 | 0 | 0 | 0 | 0 | 0 | 0 | 0 | 0 | 0 | 0 | 0 | 0 | 0 | 0 | 0 | 0 | 0 | 0 | 0 | 0 | 0 | 0 | 0
Electricity Generation by Type[heavy or residual fuel oil es,preexisting nonretiring] | NoSettings | 0 | 0 | 0 | 0 | 0 | 0 | 0 | 0 | 0 | 0 | 0 | 0 | 0 | 0 | 0 | 0 | 0 | 0 | 0 | 0 | 0 | 0 | 0 | 0 | 0 | 0 | 0 | 0 | 0 | 0 | 0
Electricity Generation by Type[heavy or residual fuel oil es,newly built] | NoSettings | 0 | 0 | 0 | 0 | 0 | 0 | 0 | 0 | 0 | 0 | 0 | 0 | 0 | 0 | 0 | 0 | 0 | 0 | 0 | 0 | 0 | 0 | 0 | 0 | 0 | 0 | 0 | 0 | 0 | 0 | 0
Electricity Generation by Type[municipal solid waste es,preexisting retiring] | NoSettings | 0 | 0 | 0 | 0 | 0 | 0 | 0 | 0 | 0 | 0 | 0 | 0 | 0 | 0 | 0 | 0 | 0 | 0 | 0 | 0 | 0 | 0 | 0 | 0 | 0 | 0 | 0 | 0 | 0 | 0 | 0
Electricity Generation by Type[municipal solid waste es,preexisting nonretiring] | NoSettings | 0 | 0 | 0 | 0 | 0 | 0 | 0 | 0 | 0 | 0 | 0 | 0 | 0 | 0 | 0 | 0 | 0 | 0 | 0 | 0 | 0 | 0 | 0 | 0 | 0 | 0 | 0 | 0 | 0 | 0 | 0
Electricity Generation by Type[municipal solid waste es,newly built] | NoSettings | 0 | 0 | 0 | 0 | 0 | 0 | 0 | 0 | 0 | 0 | 0 | 0 | 0 | 0 | 0 | 0 | 0 | 0 | 0 | 0 | 0 | 0 | 0 | 0 | 0 | 0 | 0 | 0 | 0 | 0 | 0
Electricity Generation Capacity[hard coal es,preexisting retiring] | NoSettings | 0 | 0 | 0 | 0 | 0 | 0 | 0 | 0 | 0 | 0 | 0 | 0 | 0 | 0 | 0 | 0 | 0 | 0 | 0 | 0 | 0 | 0 | 0 | 0 | 0 | 0 | 0 | 0 | 0 | 0 | 0
Electricity Generation Capacity[hard coal es,preexisting nonretiring] | NoSettings | 0 | 0 | 0 | 0 | 0 | 0 | 0 | 0 | 0 | 0 | 0 | 0 | 0 | 0 | 0 | 0 | 0 | 0 | 0 | 0 | 0 | 0 | 0 | 0 | 0 | 0 | 0 | 0 | 0 | 0 | 0
Electricity Generation Capacity[hard coal es,newly built] | NoSettings | 0 | 0 | 0 | 0 | 0 | 0 | 0 | 0 | 0 | 0 | 0 | 0 | 0 | 0 | 0 | 0 | 0 | 0 | 0 | 0 | 0 | 0 | 0 | 0 | 0 | 0 | 0 | 0 | 0 | 0 | 0
Electricity Generation Capacity[natural gas nonpeaker es,preexisting retiring] | NoSettings | 2883 | 2883 | 2883 | 2883 | 0.11 | 0.11 | 0.11 | 0.11 | 0.11 | 0.11 | 0.11 | 0.11 | 0.11 | 0.11 | 0.11 | 0.11 | 0.11 | 0.11 | 0.11 | 0.11 | 0.11 | 0.11 | 0.11 | 0.11 | 0.11 | 0.11 | 0.11 | 0.11 | 0.11 | 0.11 | 0.11
Electricity Generation Capacity[natural gas nonpeaker es,preexisting nonretiring] | NoSettings | 16626 | 16626 | 16626 | 16626 | 16626 | 16626 | 16626 | 16626 | 16626 | 16626 | 16626 | 16626 | 16626 | 16626 | 16626 | 16626 | 16626 | 16626 | 16626 | 16626 | 16626 | 16626 | 16626 | 16626 | 16626 | 16626 | 16626 | 16626 | 16626 | 16626 | 16626
Electricity Generation Capacity[natural gas nonpeaker es,newly built] | NoSettings | 0 | 0 | 0 | 0 | 0 | 0 | 0 | 0 | 0 | 0 | 0 | 0 | 0 | 0 | 0 | 0 | 0 | 0 | 0 | 0 | 0 | 0 | 0 | 0 | 0 | 0 | 0 | 0 | 0 | 0 | 0
Electricity Generation Capacity[nuclear es,preexisting retiring] | NoSettings | 2240 | 2240 | 2240 | 2240 | 1120 | 0 | 0 | 0 | 0 | 0 | 0 | 0 | 0 | 0 | 0 | 0 | 0 | 0 | 0 | 0 | 0 | 0 | 0 | 0 | 0 | 0 | 0 | 0 | 0 | 0 | 0
Electricity Generation Capacity[nuclear es,preexisting nonretiring] | NoSettings | 0 | 0 | 0 | 0 | 0 | 0 | 0 | 0 | 0 | 0 | 0 | 0 | 0 | 0 | 0 | 0 | 0 | 0 | 0 | 0 | 0 | 0 | 0 | 0 | 0 | 0 | 0 | 0 | 0 | 0 | 0
Electricity Generation Capacity[nuclear es,newly built] | NoSettings | 0 | 0 | 0 | 0 | 0 | 0 | 0 | 0 | 0 | 0 | 0 | 0 | 0 | 0 | 0 | 0 | 0 | 0 | 0 | 0 | 0 | 0 | 0 | 0 | 0 | 0 | 0 | 0 | 0 | 0 | 0
Electricity Generation Capacity[hydro es,preexisting retiring] | NoSettings | 10216 | 10216 | 10216 | 10216 | 10216 | 10216 | 10216 | 10216 | 10216 | 10216 | 10215 | 10215 | 10215 | 10215 | 10215 | 10215 | 10215 | 10215 | 10215 | 10215 | 10215 | 10215 | 10215 | 10215 | 10215 | 10215 | 10215 | 10215 | 10215 | 10215 | 10215
Electricity Generation Capacity[hydro es,preexisting nonretiring] | NoSettings | 0 | 0 | 0 | 0 | 0 | 0 | 0 | 0 | 0 | 0 | 0 | 0 | 0 | 0 | 0 | 0 | 0 | 0 | 0 | 0 | 0 | 0 | 0 | 0 | 0 | 0 | 0 | 0 | 0 | 0 | 0
Electricity Generation Capacity[hydro es,newly built] | NoSettings | 0 | 0 | 0 | 0 | 0 | 0 | 0 | 0 | 0 | 0 | 0 | 0 | 0 | 0 | 0 | 0 | 0 | 0 | 0 | 0 | 0 | 0 | 0 | 0 | 0 | 0 | 0 | 0 | 0 | 0 | 0
Electricity Generation Capacity[onshore wind es,preexisting retiring] | NoSettings | 6136 | 6136 | 6136 | 6136 | 6136 | 6136 | 6136 | 6136 | 6136 | 6136 | 6136 | 6136 | 6136 | 6136 | 6136 | 6136 | 6136 | 6136 | 6136 | 6136 | 6136 | 6136 | 6136 | 6136 | 6136 | 6136 | 6136 | 6136 | 6136 | 6136 | 6136
Electricity Generation Capacity[onshore wind es,preexisting nonretiring] | NoSettings | 0 | 0 | 0 | 0 | 0 | 0 | 0 | 0 | 0 | 0 | 0 | 0 | 0 | 0 | 0 | 0 | 0 | 0 | 0 | 0 | 0 | 0 | 0 | 0 | 0 | 0 | 0 | 0 | 0 | 0 | 0
Electricity Generation Capacity[onshore wind es,newly built] | NoSettings | 210 | 415 | 660 | 845 | 1630 | 2085 | 2220 | 2355 | 2355 | 2505 | 2675 | 2880 | 3165 | 3610 | 3975 | 4335 | 4730 | 5030 | 5365 | 5680 | 6025 | 6370 | 6565 | 6740 | 6895 | 6960 | 7130 | 7275 | 7430 | 7570 | 7700
Electricity Generation Capacity[solar PV es,preexisting retiring] | NoSettings | 11259 | 11259 | 11259 | 11259 | 11259 | 11259 | 11259 | 11259 | 11259 | 11259 | 11259 | 11259 | 11259 | 11259 | 11259 | 11259 | 11259 | 11259 | 11259 | 11259 | 11259 | 11259 | 11259 | 11259 | 11259 | 11259 | 11259 | 11259 | 11259 | 11259 | 11259
Electricity Generation Capacity[solar PV es,preexisting nonretiring] | NoSettings | 0 | 0 | 0 | 0 | 0 | 0 | 0 | 0 | 0 | 0 | 0 | 0 | 0 | 0 | 0 | 0 | 0 | 0 | 0 | 0 | 0 | 0 | 0 | 0 | 0 | 0 | 0 | 0 | 0 | 0 | 0
Electricity Generation Capacity[solar PV es,newly built] | NoSettings | 1716 | 3468 | 5488 | 7122 | 14256 | 19038 | 20298 | 21630 | 21630 | 23314 | 25340 | 27752 | 31088 | 36320 | 40588 | 44712 | 49236 | 52650 | 56476 | 60060 | 63934 | 67808 | 69982 | 71928 | 73646 | 74370 | 76306 | 77944 | 79664 | 81216 | 82652
Electricity Generation Capacity[solar thermal es,preexisting retiring] | NoSettings | 1284 | 0 | 0 | 0 | 0 | 0 | 0 | 0 | 0 | 0 | 0 | 0 | 0 | 0 | 0 | 0 | 0 | 0 | 0 | 0 | 0 | 0 | 0 | 0 | 0 | 0 | 0 | 0 | 0 | 0 | 0
Electricity Generation Capacity[solar thermal es,preexisting nonretiring] | NoSettings | 0 | 0 | 0 | 0 | 0 | 0 | 0 | 0 | 0 | 0 | 0 | 0 | 0 | 0 | 0 | 0 | 0 | 0 | 0 | 0 | 0 | 0 | 0 | 0 | 0 | 0 | 0 | 0 | 0 | 0 | 0
Electricity Generation Capacity[solar thermal es,newly built] | NoSettings | 42 | 69 | 118 | 156 | 316 | 418 | 443 | 468 | 468 | 496 | 528 | 567 | 622 | 710 | 783 | 855 | 935 | 996 | 1064 | 1127 | 1195 | 1263 | 1300 | 1333 | 1362 | 1374 | 1405 | 1431 | 1458 | 1482 | 1508
Electricity Generation Capacity[biomass es,preexisting retiring] | NoSettings | 687 | 687 | 687 | 687 | 687 | 687 | 687 | 687 | 687 | 687 | 685 | 685 | 685 | 685 | 685 | 685 | 685 | 685 | 685 | 685 | 685 | 685 | 685 | 685 | 685 | 685 | 685 | 685 | 685 | 685 | 685
Electricity Generation Capacity[biomass es,preexisting nonretiring] | NoSettings | 0 | 0 | 0 | 0 | 0 | 0 | 0 | 0 | 0 | 0 | 0 | 0 | 0 | 0 | 0 | 0 | 0 | 0 | 0 | 0 | 0 | 0 | 0 | 0 | 0 | 0 | 0 | 0 | 0 | 0 | 0
Electricity Generation Capacity[biomass es,newly built] | NoSettings | 31 | 59 | 89 | 110 | 193 | 246 | 261 | 275 | 275 | 289 | 303 | 320 | 343 | 379 | 407 | 434 | 463 | 485 | 509 | 531 | 554 | 577 | 589 | 600 | 609 | 612 | 622 | 630 | 638 | 645 | 652
Electricity Generation Capacity[geothermal es,preexisting retiring] | NoSettings | 1836 | 1586 | 1586 | 1586 | 1586 | 1586 | 1586 | 1586 | 1586 | 1586 | 1586 | 1586 | 1586 | 1586 | 1586 | 1586 | 1586 | 1586 | 1586 | 1586 | 1586 | 1586 | 1586 | 1586 | 1586 | 1586 | 1586 | 1586 | 1586 | 1586 | 1586
Electricity Generation Capacity[geothermal es,preexisting nonretiring] | NoSettings | 0 | 0 | 0 | 0 | 0 | 0 | 0 | 0 | 0 | 0 | 0 | 0 | 0 | 0 | 0 | 0 | 0 | 0 | 0 | 0 | 0 | 0 | 0 | 0 | 0 | 0 | 0 | 0 | 0 | 0 | 0
Electricity Generation Capacity[geothermal es,newly built] | NoSettings | 20 | 40 | 80 | 200 | 280 | 330 | 410 | 420 | 1390 | 1400 | 1410 | 1430 | 1450 | 1490 | 1520 | 1550 | 1580 | 1600 | 1630 | 1650 | 1670 | 1690 | 1700 | 1710 | 1720 | 2080 | 2090 | 2100 | 2110 | 2120 | 2120
Electricity Generation Capacity[petroleum es,preexisting retiring] | NoSettings | 0 | 0 | 0 | 0 | 0 | 0 | 0 | 0 | 0 | 0 | 0 | 0 | 0 | 0 | 0 | 0 | 0 | 0 | 0 | 0 | 0 | 0 | 0 | 0 | 0 | 0 | 0 | 0 | 0 | 0 | 0
Electricity Generation Capacity[petroleum es,preexisting nonretiring] | NoSettings | 0 | 0 | 0 | 0 | 0 | 0 | 0 | 0 | 0 | 0 | 0 | 0 | 0 | 0 | 0 | 0 | 0 | 0 | 0 | 0 | 0 | 0 | 0 | 0 | 0 | 0 | 0 | 0 | 0 | 0 | 0
Electricity Generation Capacity[petroleum es,newly built] | NoSettings | 0 | 0 | 0 | 0 | 2 | 3 | 3 | 3 | 3 | 3 | 3 | 3 | 3 | 3 | 3 | 3 | 3 | 3 | 3 | 3 | 3 | 3 | 3 | 3 | 3 | 3 | 3 | 3 | 3 | 3 | 3
Electricity Generation Capacity[natural gas peaker es,preexisting retiring] | NoSettings | 8459 | 8459 | 8459 | 8459 | 8459 | 8209 | 8159 | 8159 | 8159 | 8159 | 8159 | 8159 | 8159 | 8159 | 8159 | 8159 | 8159 | 8159 | 8159 | 8159 | 8159 | 8159 | 8159 | 8159 | 8159 | 8159 | 8159 | 8159 | 8159 | 8159 | 8159
Electricity Generation Capacity[natural gas peaker es,preexisting nonretiring] | NoSettings | 0 | 0 | 0 | 0 | 0 | 0 | 0 | 0 | 0 | 0 | 0 | 0 | 0 | 0 | 0 | 0 | 0 | 0 | 0 | 0 | 0 | 0 | 0 | 0 | 0 | 0 | 0 | 0 | 0 | 0 | 0
Electricity Generation Capacity[natural gas peaker es,newly built] | NoSettings | 0 | 0 | 0 | 0 | 50 | 50 | 50 | 50 | 50 | 50 | 50 | 50 | 50 | 50 | 50 | 50 | 50 | 50 | 50 | 50 | 50 | 50 | 50 | 50 | 50 | 50 | 50 | 50 | 50 | 50 | 50
Electricity Generation Capacity[lignite es,preexisting retiring] | NoSettings | 0 | 0 | 0 | 0 | 0 | 0 | 0 | 0 | 0 | 0 | 0 | 0 | 0 | 0 | 0 | 0 | 0 | 0 | 0 | 0 | 0 | 0 | 0 | 0 | 0 | 0 | 0 | 0 | 0 | 0 | 0
Electricity Generation Capacity[lignite es,preexisting nonretiring] | NoSettings | 0 | 0 | 0 | 0 | 0 | 0 | 0 | 0 | 0 | 0 | 0 | 0 | 0 | 0 | 0 | 0 | 0 | 0 | 0 | 0 | 0 | 0 | 0 | 0 | 0 | 0 | 0 | 0 | 0 | 0 | 0
Electricity Generation Capacity[lignite es,newly built] | NoSettings | 0 | 0 | 0 | 0 | 0 | 0 | 0 | 0 | 0 | 0 | 0 | 0 | 0 | 0 | 0 | 0 | 0 | 0 | 0 | 0 | 0 | 0 | 0 | 0 | 0 | 0 | 0 | 0 | 0 | 0 | 0
Electricity Generation Capacity[offshore wind es,preexisting retiring] | NoSettings | 0 | 0 | 0 | 0 | 0 | 0 | 0 | 0 | 0 | 0 | 0 | 0 | 0 | 0 | 0 | 0 | 0 | 0 | 0 | 0 | 0 | 0 | 0 | 0 | 0 | 0 | 0 | 0 | 0 | 0 | 0
Electricity Generation Capacity[offshore wind es,preexisting nonretiring] | NoSettings | 0 | 0 | 0 | 0 | 0 | 0 | 0 | 0 | 0 | 0 | 0 | 0 | 0 | 0 | 0 | 0 | 0 | 0 | 0 | 0 | 0 | 0 | 0 | 0 | 0 | 0 | 0 | 0 | 0 | 0 | 0
Electricity Generation Capacity[offshore wind es,newly built] | NoSettings | 78 | 184 | 310 | 783 | 1574 | 2244 | 2710 | 3178 | 3553 | 3996 | 4448 | 5009 | 5609 | 6290 | 6937 | 7583 | 8251 | 8874 | 9519 | 10155 | 10808 | 11464 | 12039 | 12604 | 13158 | 13662 | 13762 | 13847 | 13937 | 14018 | 14094
Electricity Generation Capacity[crude oil es,preexisting retiring] | NoSettings | 5957 | 2195 | 2195 | 2155 | 2107 | 1997 | 1892 | 1892 | 1892 | 1892 | 1892 | 1892 | 1514 | 1514 | 1514 | 946 | 946 | 946 | 946 | 946 | 0 | 0 | 0 | 0 | 0 | 0 | 0 | 0 | 0 | 0 | 0
Electricity Generation Capacity[crude oil es,preexisting nonretiring] | NoSettings | 0 | 0 | 0 | 0 | 0 | 0 | 0 | 0 | 0 | 0 | 0 | 0 | 0 | 0 | 0 | 0 | 0 | 0 | 0 | 0 | 0 | 0 | 0 | 0 | 0 | 0 | 0 | 0 | 0 | 0 | 0
Electricity Generation Capacity[crude oil es,newly built] | NoSettings | 0 | 0 | 0 | 0 | 0 | 0 | 0 | 0 | 0 | 0 | 0 | 0 | 0 | 0 | 0 | 0 | 0 | 0 | 0 | 0 | 0 | 0 | 0 | 0 | 0 | 0 | 0 | 0 | 0 | 0 | 0
Electricity Generation Capacity[heavy or residual fuel oil es,preexisting retiring] | NoSettings | 0 | 0 | 0 | 0 | 0 | 0 | 0 | 0 | 0 | 0 | 0 | 0 | 0 | 0 | 0 | 0 | 0 | 0 | 0 | 0 | 0 | 0 | 0 | 0 | 0 | 0 | 0 | 0 | 0 | 0 | 0
Electricity Generation Capacity[heavy or residual fuel oil es,preexisting nonretiring] | NoSettings | 0 | 0 | 0 | 0 | 0 | 0 | 0 | 0 | 0 | 0 | 0 | 0 | 0 | 0 | 0 | 0 | 0 | 0 | 0 | 0 | 0 | 0 | 0 | 0 | 0 | 0 | 0 | 0 | 0 | 0 | 0
Electricity Generation Capacity[heavy or residual fuel oil es,newly built] | NoSettings | 0 | 0 | 0 | 0 | 0 | 0 | 0 | 0 | 0 | 0 | 0 | 0 | 0 | 0 | 0 | 0 | 0 | 0 | 0 | 0 | 0 | 0 | 0 | 0 | 0 | 0 | 0 | 0 | 0 | 0 | 0
Electricity Generation Capacity[municipal solid waste es,preexisting retiring] | NoSettings | 0 | 0 | 0 | 0 | 0 | 0 | 0 | 0 | 0 | 0 | 0 | 0 | 0 | 0 | 0 | 0 | 0 | 0 | 0 | 0 | 0 | 0 | 0 | 0 | 0 | 0 | 0 | 0 | 0 | 0 | 0
Electricity Generation Capacity[municipal solid waste es,preexisting nonretiring] | NoSettings | 0 | 0 | 0 | 0 | 0 | 0 | 0 | 0 | 0 | 0 | 0 | 0 | 0 | 0 | 0 | 0 | 0 | 0 | 0 | 0 | 0 | 0 | 0 | 0 | 0 | 0 | 0 | 0 | 0 | 0 | 0
Electricity Generation Capacity[municipal solid waste es,newly built] | NoSettings | 0 | 0 | 0 | 0 | 0 | 0 | 0 | 0 | 0 | 0 | 0 | 0 | 0 | 0 | 0 | 0 | 0 | 0 | 0 | 0 | 0 | 0 | 0 | 0 | 0 | 0 | 0 | 0 | 0 | 0 | 0
BAU Cargo Dist Transported[LDVs,passenger] | NoSettings | 483683000000 | 562435000000 | 573626000000 | 582957000000 | 589669000000 | 593685000000 | 596174000000 | 599769000000 | 603228000000 | 606546000000 | 609742000000 | 612785000000 | 615714000000 | 618513000000 | 621182000000 | 623732000000 | 626143000000 | 628434000000 | 630573000000 | 632588000000 | 634474000000 | 636225000000 | 637858000000 | 639349000000 | 640718000000 | 641980000000 | 643129000000 | 644160000000 | 645107000000 | 645955000000 | 646711000000
BAU Cargo Dist Transported[LDVs,freight] | NoSettings | 16424700000 | 18126300000 | 18375100000 | 18569500000 | 18696800000 | 18759500000 | 18834200000 | 18915900000 | 19007100000 | 19105100000 | 19210000000 | 19373800000 | 19550600000 | 19732600000 | 19920700000 | 20110700000 | 20309000000 | 20508200000 | 20708400000 | 20914300000 | 21120300000 | 21333000000 | 21549300000 | 21777300000 | 22002300000 | 22232400000 | 22464800000 | 22704000000 | 22943900000 | 23190000000 | 23443400000
BAU Cargo Dist Transported[HDVs,passenger] | NoSettings | 50045300000 | 51864500000 | 51733200000 | 51568500000 | 51390600000 | 51181900000 | 51033000000 | 50925300000 | 50876700000 | 50864700000 | 50874600000 | 50904800000 | 50943600000 | 50986900000 | 51044300000 | 51121000000 | 51639800000 | 52150500000 | 52647000000 | 53136600000 | 53600500000 | 54030200000 | 54544500000 | 55138900000 | 55697200000 | 56251200000 | 56784500000 | 57222100000 | 57548800000 | 57878000000 | 58321700000
BAU Cargo Dist Transported[HDVs,freight] | NoSettings | 59888100000 | 61067500000 | 62272400000 | 63503400000 | 64761000000 | 66045900000 | 67358800000 | 68700200000 | 70071000000 | 71471700000 | 72903200000 | 75079400000 | 77324200000 | 79639800000 | 82028500000 | 84492800000 | 87034900000 | 89657800000 | 92363900000 | 95155900000 | 98036600000 | 101009000000 | 104076000000 | 107241000000 | 110507000000 | 113878000000 | 117356000000 | 120946000000 | 124651000000 | 128475000000 | 132422000000
BAU Cargo Dist Transported[aircraft,passenger] | NoSettings | 16193500000 | 22028400000 | 24594000000 | 25763600000 | 26373000000 | 26886900000 | 27055700000 | 27198500000 | 27438800000 | 27634800000 | 27906500000 | 28239300000 | 28645000000 | 29069000000 | 29495900000 | 29915800000 | 30241700000 | 30527600000 | 30851700000 | 31188900000 | 31588000000 | 31979100000 | 32421400000 | 32879600000 | 33363700000 | 33815300000 | 34245300000 | 34632800000 | 34990500000 | 35318200000 | 35648400000
BAU Cargo Dist Transported[aircraft,freight] | NoSettings | 623011000 | 847496000 | 946201000 | 991200000 | 1014640000 | 1034410000 | 1040910000 | 1046400000 | 1055650000 | 1063190000 | 1073640000 | 1086440000 | 1102050000 | 1118370000 | 1134790000 | 1150940000 | 1163480000 | 1174480000 | 1186950000 | 1199930000 | 1215280000 | 1230320000 | 1247340000 | 1264970000 | 1283600000 | 1300970000 | 1317510000 | 1332420000 | 1346180000 | 1358790000 | 1371490000
BAU Cargo Dist Transported[rail,passenger] | NoSettings | 1146790000 | 1146790000 | 1146790000 | 1146790000 | 1146790000 | 1146790000 | 1146790000 | 1146790000 | 1146790000 | 1146790000 | 1146790000 | 1146790000 | 1146790000 | 1146790000 | 1146790000 | 1146790000 | 1146790000 | 1146790000 | 1146790000 | 1146790000 | 1146790000 | 1146790000 | 1146790000 | 1146790000 | 1146790000 | 1146790000 | 1146790000 | 1146790000 | 1146790000 | 1146790000 | 1146790000
BAU Cargo Dist Transported[rail,freight] | NoSettings | 74152000000 | 75605900000 | 77786900000 | 79240800000 | 80694800000 | 82875700000 | 84329700000 | 86510600000 | 88691600000 | 90145500000 | 92326500000 | 94507400000 | 96688300000 | 98142300000 | 100323000000 | 102504000000 | 105412000000 | 107593000000 | 109774000000 | 111955000000 | 114863000000 | 117044000000 | 119952000000 | 122133000000 | 125041000000 | 127948000000 | 130129000000 | 133037000000 | 135945000000 | 139580000000 | 142488000000
BAU Cargo Dist Transported[ships,passenger] | NoSettings | 167419000 | 167419000 | 167419000 | 167419000 | 169077000 | 169077000 | 170734000 | 170734000 | 170734000 | 170734000 | 170734000 | 170734000 | 170734000 | 170734000 | 172392000 | 172392000 | 172392000 | 172392000 | 172392000 | 170734000 | 170734000 | 170734000 | 170734000 | 170734000 | 170734000 | 170734000 | 170734000 | 170734000 | 170734000 | 170734000 | 170734000
BAU Cargo Dist Transported[ships,freight] | NoSettings | 174899000000 | 181691000000 | 190182000000 | 196974000000 | 203766000000 | 210558000000 | 219049000000 | 227539000000 | 236029000000 | 244519000000 | 253010000000 | 259802000000 | 268292000000 | 276782000000 | 283574000000 | 292065000000 | 300555000000 | 310743000000 | 319234000000 | 329422000000 | 337912000000 | 346402000000 | 356591000000 | 365081000000 | 375269000000 | 383759000000 | 393948000000 | 402438000000 | 410928000000 | 421117000000 | 429607000000
BAU Cargo Dist Transported[motorbikes,passenger] | NoSettings | 1525360000 | 1756090000 | 1783210000 | 1801650000 | 1809550000 | 1807720000 | 1806920000 | 1805780000 | 1804650000 | 1803800000 | 1802790000 | 1801930000 | 1801790000 | 1802480000 | 1803400000 | 1804720000 | 1806010000 | 1807510000 | 1808810000 | 1810030000 | 1811170000 | 1812110000 | 1813260000 | 1814140000 | 1814660000 | 1814530000 | 1813840000 | 1812650000 | 1811170000 | 1810310000 | 1808500000
BAU Cargo Dist Transported[motorbikes,freight] | NoSettings | 131363000000 | 133950000000 | 136592000000 | 139292000000 | 142051000000 | 144869000000 | 147749000000 | 150692000000 | 153698000000 | 156771000000 | 159911000000 | 164684000000 | 169608000000 | 174687000000 | 179927000000 | 185332000000 | 190908000000 | 196661000000 | 202597000000 | 208721000000 | 215040000000 | 221560000000 | 228288000000 | 235230000000 | 242394000000 | 249787000000 | 257417000000 | 265291000000 | 273418000000 | 281806000000 | 290464000000
Output Total CO2e Emissions | NoSettings | 499.651 | 478.091 | 461.016 | 445.688 | 425.052 | 410.793 | 400.879 | 391.065 | 380.938 | 370.855 | 360.235 | 354.456 | 347.77 | 339.222 | 331.595 | 325.412 | 318.356 | 312.513 | 306.332 | 300.197 | 295.41 | 288.831 | 285.24 | 281.762 | 278.872 | 274.619 | 273.731 | 272.818 | 272.194 | 272.16 | 272.314
Output Total CO2 Emissions | NoSettings | 425.402 | 405.094 | 388.788 | 377.797 | 361.467 | 351.485 | 343.855 | 336.345 | 328.518 | 320.74 | 312.419 | 307.064 | 300.818 | 292.666 | 285.462 | 279.708 | 273.069 | 267.637 | 261.851 | 256.13 | 251.754 | 245.679 | 242.588 | 239.566 | 237.174 | 233.403 | 232.38 | 231.341 | 230.572 | 230.391 | 230.398
LULUCF Anthropogenic Pollutant Emissions[CO2] | NoSettings | 107000000000000 | 63700000000000 | 50100000000000 | 42200000000000 | 36600000000000 | 32200000000000 | 28700000000000 | 25700000000000 | 23100000000000 | 20800000000000 | 18700000000000 | 18700000000000 | 18700000000000 | 18700000000000 | 18700000000000 | 18700000000000 | 18700000000000 | 18700000000000 | 18700000000000 | 18700000000000 | 18700000000000 | 18700000000000 | 18700000000000 | 18700000000000 | 18700000000000 | 18700000000000 | 18700000000000 | 18700000000000 | 18700000000000 | 18700000000000 | 18700000000000
LULUCF Anthropogenic Pollutant Emissions[VOC] | NoSettings | 0 | 0 | 0 | 0 | 0 | 0 | 0 | 0 | 0 | 0 | 0 | 0 | 0 | 0 | 0 | 0 | 0 | 0 | 0 | 0 | 0 | 0 | 0 | 0 | 0 | 0 | 0 | 0 | 0 | 0 | 0
LULUCF Anthropogenic Pollutant Emissions[CO] | NoSettings | 0 | 0 | 0 | 0 | 0 | 0 | 0 | 0 | 0 | 0 | 0 | 0 | 0 | 0 | 0 | 0 | 0 | 0 | 0 | 0 | 0 | 0 | 0 | 0 | 0 | 0 | 0 | 0 | 0 | 0 | 0
LULUCF Anthropogenic Pollutant Emissions[NOx] | NoSettings | 0 | 0 | 0 | 0 | 0 | 0 | 0 | 0 | 0 | 0 | 0 | 0 | 0 | 0 | 0 | 0 | 0 | 0 | 0 | 0 | 0 | 0 | 0 | 0 | 0 | 0 | 0 | 0 | 0 | 0 | 0
LULUCF Anthropogenic Pollutant Emissions[PM10] | NoSettings | 0 | 0 | 0 | 0 | 0 | 0 | 0 | 0 | 0 | 0 | 0 | 0 | 0 | 0 | 0 | 0 | 0 | 0 | 0 | 0 | 0 | 0 | 0 | 0 | 0 | 0 | 0 | 0 | 0 | 0 | 0
LULUCF Anthropogenic Pollutant Emissions[PM25] | NoSettings | 0 | 0 | 0 | 0 | 0 | 0 | 0 | 0 | 0 | 0 | 0 | 0 | 0 | 0 | 0 | 0 | 0 | 0 | 0 | 0 | 0 | 0 | 0 | 0 | 0 | 0 | 0 | 0 | 0 | 0 | 0
LULUCF Anthropogenic Pollutant Emissions[SOx] | NoSettings | 0 | 0 | 0 | 0 | 0 | 0 | 0 | 0 | 0 | 0 | 0 | 0 | 0 | 0 | 0 | 0 | 0 | 0 | 0 | 0 | 0 | 0 | 0 | 0 | 0 | 0 | 0 | 0 | 0 | 0 | 0
LULUCF Anthropogenic Pollutant Emissions[BC] | NoSettings | 0 | 0 | 0 | 0 | 0 | 0 | 0 | 0 | 0 | 0 | 0 | 0 | 0 | 0 | 0 | 0 | 0 | 0 | 0 | 0 | 0 | 0 | 0 | 0 | 0 | 0 | 0 | 0 | 0 | 0 | 0
LULUCF Anthropogenic Pollutant Emissions[OC] | NoSettings | 0 | 0 | 0 | 0 | 0 | 0 | 0 | 0 | 0 | 0 | 0 | 0 | 0 | 0 | 0 | 0 | 0 | 0 | 0 | 0 | 0 | 0 | 0 | 0 | 0 | 0 | 0 | 0 | 0 | 0 | 0
LULUCF Anthropogenic Pollutant Emissions[CH4] | NoSettings | 70900000000 | 42300000000 | 21200000000 | 15500000000 | 12300000000 | 9950000000 | 8140000000 | 6670000000 | 5420000000 | 4340000000 | 3390000000 | 3390000000 | 3390000000 | 3390000000 | 3390000000 | 3390000000 | 3390000000 | 3390000000 | 3390000000 | 3390000000 | 3390000000 | 3390000000 | 3390000000 | 3390000000 | 3390000000 | 3390000000 | 3390000000 | 3390000000 | 3390000000 | 3390000000 | 3390000000
LULUCF Anthropogenic Pollutant Emissions[N2O] | NoSettings | 4110000000 | 2450000000 | 1230000000 | 902000000 | 712000000 | 577000000 | 472000000 | 387000000 | 315000000 | 252000000 | 196000000 | 196000000 | 196000000 | 196000000 | 196000000 | 196000000 | 196000000 | 196000000 | 196000000 | 196000000 | 196000000 | 196000000 | 196000000 | 196000000 | 196000000 | 196000000 | 196000000 | 196000000 | 196000000 | 196000000 | 196000000
LULUCF Anthropogenic Pollutant Emissions[F gases] | NoSettings | 0 | 0 | 0 | 0 | 0 | 0 | 0 | 0 | 0 | 0 | 0 | 0 | 0 | 0 | 0 | 0 | 0 | 0 | 0 | 0 | 0 | 0 | 0 | 0 | 0 | 0 | 0 | 0 | 0 | 0 | 0
New Vehicles[LDVs,passenger,battery electric vehicle] | NoSettings | 135612 | 232782 | 332133 | 352359 | 351708 | 347685 | 353979 | 401817 | 460677 | 565941 | 674556 | 725967 | 836124 | 942372 | 1043200 | 1135970 | 1223320 | 1302880 | 1377350 | 1440990 | 1500860 | 1554520 | 1601820 | 1643520 | 1662480 | 1679130 | 1696940 | 1712540 | 1725810 | 1740130 | 1753940
New Vehicles[LDVs,passenger,natural gas vehicle] | NoSettings | 0 | 0 | 0 | 0 | 0 | 0 | 0 | 0 | 0 | 0 | 0 | 0 | 0 | 0 | 0 | 0 | 0 | 0 | 0 | 0 | 0 | 0 | 0 | 0 | 0 | 0 | 0 | 0 | 0 | 0 | 0
New Vehicles[LDVs,passenger,gasoline vehicle] | NoSettings | 1546260 | 1716060 | 1646350 | 1660750 | 1683980 | 1700030 | 1715890 | 1667770 | 1613800 | 1516000 | 1414850 | 1374470 | 1278640 | 1186320 | 1098820 | 1018800 | 943416 | 875145 | 811140 | 757302 | 706500 | 661176 | 621627 | 586785 | 573204 | 561552 | 548334 | 536913 | 527526 | 516738 | 506187
New Vehicles[LDVs,passenger,diesel vehicle] | NoSettings | 0 | 0 | 0 | 0 | 0 | 0 | 0 | 0 | 0 | 0 | 0 | 0 | 0 | 0 | 0 | 0 | 0 | 0 | 0 | 0 | 0 | 0 | 0 | 0 | 0 | 0 | 0 | 0 | 0 | 0 | 0
New Vehicles[LDVs,passenger,plugin hybrid vehicle] | NoSettings | 28401 | 39900 | 49836 | 48195 | 49347 | 51522 | 38172 | 51165 | 58503 | 62778 | 66618 | 66336 | 62367 | 58338 | 54450 | 50718 | 47274 | 44091 | 41184 | 38508 | 36114 | 33960 | 31986 | 30399 | 29865 | 29331 | 28800 | 28266 | 27729 | 27195 | 26610
New Vehicles[LDVs,passenger,LPG vehicle] | NoSettings | 0 | 0 | 0 | 0 | 0 | 0 | 0 | 0 | 0 | 0 | 0 | 0 | 0 | 0 | 0 | 0 | 0 | 0 | 0 | 0 | 0 | 0 | 0 | 0 | 0 | 0 | 0 | 0 | 0 | 0 | 0
New Vehicles[LDVs,passenger,hydrogen vehicle] | NoSettings | 0 | 0 | 0 | 0 | 0 | 0 | 0 | 0 | 0 | 0 | 0 | 0 | 0 | 0 | 0 | 0 | 0 | 0 | 0 | 0 | 0 | 0 | 0 | 0 | 0 | 0 | 0 | 0 | 0 | 0 | 0
New Vehicles[LDVs,freight,battery electric vehicle] | NoSettings | 294 | 756 | 1749 | 2412 | 6246 | 8403 | 11403 | 17304 | 23994 | 30768 | 37626 | 43440 | 49377 | 55428 | 61605 | 67893 | 68562 | 69234 | 69909 | 70605 | 71301 | 72018 | 72747 | 73518 | 74277 | 75054 | 75840 | 76647 | 77457 | 78288 | 79143
New Vehicles[LDVs,freight,natural gas vehicle] | NoSettings | 36 | 45 | 57 | 45 | 39 | 33 | 27 | 27 | 24 | 21 | 18 | 15 | 15 | 12 | 12 | 9 | 9 | 9 | 6 | 6 | 6 | 6 | 6 | 3 | 3 | 3 | 3 | 0 | 0 | 0 | 0
New Vehicles[LDVs,freight,gasoline vehicle] | NoSettings | 62973 | 60915 | 61542 | 64794 | 62649 | 62955 | 61692 | 58014 | 54192 | 50328 | 46026 | 43338 | 40371 | 37587 | 34725 | 32025 | 32418 | 32859 | 33192 | 33678 | 34140 | 34575 | 35025 | 35517 | 36033 | 36504 | 36987 | 37473 | 37977 | 38250 | 38733
New Vehicles[LDVs,freight,diesel vehicle] | NoSettings | 36441 | 48363 | 48237 | 45516 | 44604 | 42531 | 41253 | 39528 | 37215 | 34905 | 32988 | 30858 | 28962 | 26802 | 24633 | 22203 | 22344 | 22440 | 22650 | 22719 | 22812 | 22953 | 23088 | 23211 | 23301 | 23454 | 23598 | 23757 | 23898 | 24291 | 24495
New Vehicles[LDVs,freight,plugin hybrid vehicle] | NoSettings | 0 | 0 | 0 | 0 | 0 | 0 | 0 | 0 | 0 | 0 | 0 | 0 | 0 | 0 | 0 | 0 | 0 | 0 | 0 | 0 | 0 | 0 | 0 | 0 | 0 | 0 | 0 | 0 | 0 | 0 | 0
New Vehicles[LDVs,freight,LPG vehicle] | NoSettings | 0 | 0 | 0 | 0 | 0 | 0 | 0 | 0 | 0 | 0 | 0 | 0 | 0 | 0 | 0 | 0 | 0 | 0 | 0 | 0 | 0 | 0 | 0 | 0 | 0 | 0 | 0 | 0 | 0 | 0 | 0
New Vehicles[LDVs,freight,hydrogen vehicle] | NoSettings | 0 | 0 | 0 | 0 | 0 | 0 | 0 | 0 | 0 | 0 | 0 | 0 | 0 | 0 | 0 | 0 | 0 | 0 | 0 | 0 | 0 | 0 | 0 | 0 | 0 | 0 | 0 | 0 | 0 | 0 | 0
New Vehicles[HDVs,passenger,battery electric vehicle] | NoSettings | 81 | 120 | 189 | 297 | 540 | 594 | 942 | 1128 | 1395 | 2253 | 2523 | 2658 | 2793 | 2931 | 3069 | 3207 | 3240 | 3273 | 3303 | 3333 | 3363 | 3390 | 3423 | 3459 | 3495 | 3528 | 3564 | 3591 | 3612 | 3630 | 3660
New Vehicles[HDVs,passenger,natural gas vehicle] | NoSettings | 345 | 333 | 360 | 399 | 351 | 345 | 312 | 255 | 237 | 135 | 156 | 141 | 126 | 108 | 87 | 72 | 72 | 72 | 66 | 75 | 72 | 63 | 63 | 63 | 63 | 63 | 66 | 66 | 66 | 63 | 72
New Vehicles[HDVs,passenger,gasoline vehicle] | NoSettings | 285 | 258 | 222 | 246 | 282 | 285 | 252 | 306 | 225 | 150 | 120 | 117 | 93 | 87 | 75 | 84 | 75 | 78 | 96 | 75 | 78 | 72 | 78 | 72 | 78 | 75 | 99 | 87 | 93 | 108 | 87
New Vehicles[HDVs,passenger,diesel vehicle] | NoSettings | 3081 | 3219 | 3150 | 2964 | 2724 | 2658 | 2364 | 2172 | 2001 | 1317 | 1059 | 942 | 852 | 741 | 639 | 510 | 528 | 531 | 528 | 546 | 552 | 573 | 573 | 585 | 588 | 597 | 579 | 597 | 594 | 585 | 606
New Vehicles[HDVs,passenger,plugin hybrid vehicle] | NoSettings | 0 | 0 | 0 | 0 | 0 | 0 | 0 | 0 | 0 | 0 | 0 | 0 | 0 | 0 | 0 | 0 | 0 | 0 | 0 | 0 | 0 | 0 | 0 | 0 | 0 | 0 | 0 | 0 | 0 | 0 | 0
New Vehicles[HDVs,passenger,LPG vehicle] | NoSettings | 0 | 0 | 0 | 0 | 0 | 0 | 0 | 0 | 0 | 0 | 0 | 0 | 0 | 0 | 0 | 0 | 0 | 0 | 0 | 0 | 0 | 0 | 0 | 0 | 0 | 0 | 0 | 0 | 0 | 0 | 0
New Vehicles[HDVs,passenger,hydrogen vehicle] | NoSettings | 0 | 0 | 0 | 0 | 0 | 0 | 0 | 0 | 0 | 0 | 0 | 0 | 0 | 0 | 0 | 0 | 0 | 0 | 0 | 0 | 0 | 0 | 0 | 0 | 0 | 0 | 0 | 0 | 0 | 0 | 0
New Vehicles[HDVs,freight,battery electric vehicle] | NoSettings | 3 | 3 | 12 | 15 | 183 | 261 | 381 | 582 | 792 | 1011 | 1239 | 1488 | 1752 | 1806 | 1860 | 1914 | 1974 | 2031 | 2094 | 2157 | 2223 | 2289 | 2358 | 2430 | 2505 | 2583 | 2661 | 2742 | 2826 | 2913 | 3003
New Vehicles[HDVs,freight,natural gas vehicle] | NoSettings | 15 | 18 | 33 | 27 | 21 | 21 | 18 | 18 | 18 | 21 | 21 | 24 | 27 | 30 | 36 | 42 | 51 | 60 | 66 | 72 | 81 | 87 | 90 | 99 | 105 | 108 | 114 | 117 | 120 | 123 | 126
New Vehicles[HDVs,freight,gasoline vehicle] | NoSettings | 0 | 0 | 0 | 0 | 0 | 0 | 0 | 0 | 0 | 0 | 0 | 0 | 0 | 0 | 0 | 0 | 0 | 0 | 0 | 0 | 0 | 0 | 0 | 0 | 0 | 0 | 0 | 0 | 0 | 0 | 0
New Vehicles[HDVs,freight,diesel vehicle] | NoSettings | 3375 | 3438 | 3483 | 3555 | 3465 | 3459 | 3417 | 3291 | 3156 | 3015 | 2865 | 2733 | 2592 | 2661 | 2733 | 2805 | 2874 | 2949 | 3021 | 3099 | 3174 | 3252 | 3336 | 3414 | 3492 | 3576 | 3654 | 3735 | 3816 | 3894 | 3969
New Vehicles[HDVs,freight,plugin hybrid vehicle] | NoSettings | 0 | 0 | 0 | 0 | 0 | 0 | 0 | 0 | 0 | 0 | 0 | 0 | 0 | 0 | 0 | 0 | 0 | 0 | 0 | 0 | 0 | 0 | 0 | 0 | 0 | 0 | 0 | 0 | 0 | 0 | 0
New Vehicles[HDVs,freight,LPG vehicle] | NoSettings | 0 | 0 | 0 | 0 | 0 | 0 | 0 | 0 | 0 | 0 | 0 | 0 | 0 | 0 | 0 | 0 | 0 | 0 | 0 | 0 | 0 | 0 | 0 | 0 | 0 | 0 | 0 | 0 | 0 | 0 | 0
New Vehicles[HDVs,freight,hydrogen vehicle] | NoSettings | 0 | 0 | 0 | 0 | 0 | 0 | 0 | 0 | 0 | 0 | 3 | 6 | 9 | 12 | 15 | 21 | 30 | 39 | 51 | 63 | 78 | 93 | 111 | 132 | 159 | 189 | 222 | 261 | 303 | 351 | 408
New Vehicles[aircraft,passenger,battery electric vehicle] | NoSettings | 0 | 0 | 0 | 0 | 0 | 0 | 0 | 0 | 0 | 0 | 0 | 0 | 0 | 0 | 0 | 0 | 0 | 0 | 0 | 0 | 0 | 0 | 0 | 0 | 0 | 0 | 0 | 0 | 0 | 0 | 0
New Vehicles[aircraft,passenger,natural gas vehicle] | NoSettings | 0 | 0 | 0 | 0 | 0 | 0 | 0 | 0 | 0 | 0 | 0 | 0 | 0 | 0 | 0 | 0 | 0 | 0 | 0 | 0 | 0 | 0 | 0 | 0 | 0 | 0 | 0 | 0 | 0 | 0 | 0
New Vehicles[aircraft,passenger,gasoline vehicle] | NoSettings | 0 | 0 | 0 | 0 | 0 | 0 | 0 | 0 | 0 | 0 | 0 | 0 | 0 | 0 | 0 | 0 | 0 | 0 | 0 | 0 | 0 | 0 | 0 | 0 | 0 | 0 | 0 | 0 | 0 | 0 | 0
New Vehicles[aircraft,passenger,diesel vehicle] | NoSettings | 11 | 15 | 17 | 18 | 19 | 19 | 19 | 19 | 19 | 20 | 20 | 20 | 20 | 21 | 21 | 21 | 21 | 22 | 22 | 22 | 22 | 23 | 23 | 23 | 24 | 24 | 24 | 25 | 25 | 25 | 25
New Vehicles[aircraft,passenger,plugin hybrid vehicle] | NoSettings | 0 | 0 | 0 | 0 | 0 | 0 | 0 | 0 | 0 | 0 | 0 | 0 | 0 | 0 | 0 | 0 | 0 | 0 | 0 | 0 | 0 | 0 | 0 | 0 | 0 | 0 | 0 | 0 | 0 | 0 | 0
New Vehicles[aircraft,passenger,LPG vehicle] | NoSettings | 0 | 0 | 0 | 0 | 0 | 0 | 0 | 0 | 0 | 0 | 0 | 0 | 0 | 0 | 0 | 0 | 0 | 0 | 0 | 0 | 0 | 0 | 0 | 0 | 0 | 0 | 0 | 0 | 0 | 0 | 0
New Vehicles[aircraft,passenger,hydrogen vehicle] | NoSettings | 0 | 0 | 0 | 0 | 0 | 0 | 0 | 0 | 0 | 0 | 0 | 0 | 0 | 0 | 0 | 0 | 0 | 0 | 0 | 0 | 0 | 0 | 0 | 0 | 0 | 0 | 0 | 0 | 0 | 0 | 0
New Vehicles[aircraft,freight,battery electric vehicle] | NoSettings | 0 | 0 | 0 | 0 | 0 | 0 | 0 | 0 | 0 | 0 | 0 | 0 | 0 | 0 | 0 | 0 | 0 | 0 | 0 | 0 | 0 | 0 | 0 | 0 | 0 | 0 | 0 | 0 | 0 | 0 | 0
New Vehicles[aircraft,freight,natural gas vehicle] | NoSettings | 0 | 0 | 0 | 0 | 0 | 0 | 0 | 0 | 0 | 0 | 0 | 0 | 0 | 0 | 0 | 0 | 0 | 0 | 0 | 0 | 0 | 0 | 0 | 0 | 0 | 0 | 0 | 0 | 0 | 0 | 0
New Vehicles[aircraft,freight,gasoline vehicle] | NoSettings | 0 | 0 | 0 | 0 | 0 | 0 | 0 | 0 | 0 | 0 | 0 | 0 | 0 | 0 | 0 | 0 | 0 | 0 | 0 | 0 | 0 | 0 | 0 | 0 | 0 | 0 | 0 | 0 | 0 | 0 | 0
New Vehicles[aircraft,freight,diesel vehicle] | NoSettings | 8 | 11 | 12 | 13 | 13 | 13 | 13 | 13 | 14 | 14 | 14 | 14 | 14 | 14 | 15 | 15 | 15 | 15 | 15 | 16 | 16 | 16 | 16 | 16 | 17 | 17 | 17 | 17 | 17 | 18 | 18
New Vehicles[aircraft,freight,plugin hybrid vehicle] | NoSettings | 0 | 0 | 0 | 0 | 0 | 0 | 0 | 0 | 0 | 0 | 0 | 0 | 0 | 0 | 0 | 0 | 0 | 0 | 0 | 0 | 0 | 0 | 0 | 0 | 0 | 0 | 0 | 0 | 0 | 0 | 0
New Vehicles[aircraft,freight,LPG vehicle] | NoSettings | 0 | 0 | 0 | 0 | 0 | 0 | 0 | 0 | 0 | 0 | 0 | 0 | 0 | 0 | 0 | 0 | 0 | 0 | 0 | 0 | 0 | 0 | 0 | 0 | 0 | 0 | 0 | 0 | 0 | 0 | 0
New Vehicles[aircraft,freight,hydrogen vehicle] | NoSettings | 0 | 0 | 0 | 0 | 0 | 0 | 0 | 0 | 0 | 0 | 0 | 0 | 0 | 0 | 0 | 0 | 0 | 0 | 0 | 0 | 0 | 0 | 0 | 0 | 0 | 0 | 0 | 0 | 0 | 0 | 0
New Vehicles[rail,passenger,battery electric vehicle] | NoSettings | 19 | 19 | 19 | 19 | 19 | 19 | 18 | 18 | 18 | 18 | 18 | 18 | 18 | 18 | 18 | 18 | 18 | 18 | 18 | 18 | 18 | 18 | 18 | 17 | 17 | 17 | 17 | 17 | 17 | 17 | 17
New Vehicles[rail,passenger,natural gas vehicle] | NoSettings | 0 | 0 | 0 | 0 | 0 | 0 | 0 | 0 | 0 | 0 | 0 | 0 | 0 | 0 | 0 | 0 | 0 | 0 | 0 | 0 | 0 | 0 | 0 | 0 | 0 | 0 | 0 | 0 | 0 | 0 | 0
New Vehicles[rail,passenger,gasoline vehicle] | NoSettings | 0 | 0 | 0 | 0 | 0 | 0 | 0 | 0 | 0 | 0 | 0 | 0 | 0 | 0 | 0 | 0 | 0 | 0 | 0 | 0 | 0 | 0 | 0 | 0 | 0 | 0 | 0 | 0 | 0 | 0 | 0
New Vehicles[rail,passenger,diesel vehicle] | NoSettings | 3 | 3 | 2 | 3 | 3 | 3 | 3 | 3 | 3 | 3 | 4 | 4 | 4 | 4 | 4 | 4 | 4 | 4 | 4 | 4 | 4 | 4 | 4 | 4 | 4 | 4 | 4 | 4 | 5 | 5 | 5
New Vehicles[rail,passenger,plugin hybrid vehicle] | NoSettings | 0 | 0 | 0 | 0 | 0 | 0 | 0 | 0 | 0 | 0 | 0 | 0 | 0 | 0 | 0 | 0 | 0 | 0 | 0 | 0 | 0 | 0 | 0 | 0 | 0 | 0 | 0 | 0 | 0 | 0 | 0
New Vehicles[rail,passenger,LPG vehicle] | NoSettings | 0 | 0 | 0 | 0 | 0 | 0 | 0 | 0 | 0 | 0 | 0 | 0 | 0 | 0 | 0 | 0 | 0 | 0 | 0 | 0 | 0 | 0 | 0 | 0 | 0 | 0 | 0 | 0 | 0 | 0 | 0
New Vehicles[rail,passenger,hydrogen vehicle] | NoSettings | 0 | 0 | 0 | 0 | 0 | 0 | 0 | 0 | 0 | 0 | 0 | 0 | 0 | 0 | 0 | 0 | 0 | 0 | 0 | 0 | 0 | 0 | 0 | 0 | 0 | 0 | 0 | 0 | 0 | 0 | 0
New Vehicles[rail,freight,battery electric vehicle] | NoSettings | 0 | 0 | 0 | 0 | 0 | 0 | 0 | 0 | 0 | 0 | 0 | 0 | 0 | 0 | 0 | 0 | 0 | 0 | 0 | 0 | 0 | 0 | 0 | 0 | 0 | 0 | 0 | 0 | 0 | 0 | 0
New Vehicles[rail,freight,natural gas vehicle] | NoSettings | 0 | 0 | 0 | 0 | 0 | 0 | 0 | 0 | 0 | 0 | 0 | 0 | 0 | 0 | 0 | 0 | 0 | 0 | 0 | 0 | 0 | 0 | 0 | 0 | 0 | 0 | 0 | 0 | 0 | 0 | 0
New Vehicles[rail,freight,gasoline vehicle] | NoSettings | 0 | 0 | 0 | 0 | 0 | 0 | 0 | 0 | 0 | 0 | 0 | 0 | 0 | 0 | 0 | 0 | 0 | 0 | 0 | 0 | 0 | 0 | 0 | 0 | 0 | 0 | 0 | 0 | 0 | 0 | 0
New Vehicles[rail,freight,diesel vehicle] | NoSettings | 28 | 28 | 29 | 30 | 30 | 31 | 31 | 32 | 33 | 34 | 34 | 35 | 36 | 37 | 37 | 38 | 39 | 40 | 41 | 42 | 43 | 44 | 45 | 46 | 47 | 48 | 49 | 50 | 51 | 52 | 53
New Vehicles[rail,freight,plugin hybrid vehicle] | NoSettings | 0 | 0 | 0 | 0 | 0 | 0 | 0 | 0 | 0 | 0 | 0 | 0 | 0 | 0 | 0 | 0 | 0 | 0 | 0 | 0 | 0 | 0 | 0 | 0 | 0 | 0 | 0 | 0 | 0 | 0 | 0
New Vehicles[rail,freight,LPG vehicle] | NoSettings | 0 | 0 | 0 | 0 | 0 | 0 | 0 | 0 | 0 | 0 | 0 | 0 | 0 | 0 | 0 | 0 | 0 | 0 | 0 | 0 | 0 | 0 | 0 | 0 | 0 | 0 | 0 | 0 | 0 | 0 | 0
New Vehicles[rail,freight,hydrogen vehicle] | NoSettings | 0 | 0 | 0 | 0 | 0 | 0 | 0 | 0 | 0 | 0 | 0 | 0 | 0 | 0 | 0 | 0 | 0 | 0 | 0 | 0 | 0 | 0 | 0 | 0 | 0 | 0 | 0 | 0 | 0 | 0 | 0
New Vehicles[ships,passenger,battery electric vehicle] | NoSettings | 0 | 0 | 0 | 0 | 0 | 0 | 0 | 0 | 0 | 0 | 0 | 0 | 0 | 0 | 0 | 0 | 0 | 0 | 0 | 0 | 0 | 0 | 0 | 0 | 0 | 0 | 0 | 0 | 0 | 0 | 0
New Vehicles[ships,passenger,natural gas vehicle] | NoSettings | 0 | 0 | 0 | 0 | 0 | 0 | 0 | 0 | 0 | 0 | 0 | 0 | 0 | 0 | 0 | 0 | 0 | 0 | 0 | 0 | 0 | 0 | 0 | 0 | 0 | 0 | 0 | 0 | 0 | 0 | 0
New Vehicles[ships,passenger,gasoline vehicle] | NoSettings | 0 | 0 | 0 | 0 | 0 | 0 | 0 | 0 | 0 | 0 | 0 | 0 | 0 | 0 | 0 | 0 | 0 | 0 | 0 | 0 | 0 | 0 | 0 | 0 | 0 | 0 | 0 | 0 | 0 | 0 | 0
New Vehicles[ships,passenger,diesel vehicle] | NoSettings | 5043 | 5043 | 5043 | 5043 | 5092 | 5092 | 5142 | 5142 | 5142 | 5142 | 5142 | 5142 | 5142 | 5142 | 5192 | 5192 | 5192 | 5192 | 5192 | 5142 | 5142 | 5142 | 5142 | 5142 | 5142 | 5142 | 5142 | 5142 | 5142 | 5142 | 5142
New Vehicles[ships,passenger,plugin hybrid vehicle] | NoSettings | 0 | 0 | 0 | 0 | 0 | 0 | 0 | 0 | 0 | 0 | 0 | 0 | 0 | 0 | 0 | 0 | 0 | 0 | 0 | 0 | 0 | 0 | 0 | 0 | 0 | 0 | 0 | 0 | 0 | 0 | 0
New Vehicles[ships,passenger,LPG vehicle] | NoSettings | 0 | 0 | 0 | 0 | 0 | 0 | 0 | 0 | 0 | 0 | 0 | 0 | 0 | 0 | 0 | 0 | 0 | 0 | 0 | 0 | 0 | 0 | 0 | 0 | 0 | 0 | 0 | 0 | 0 | 0 | 0
New Vehicles[ships,passenger,hydrogen vehicle] | NoSettings | 0 | 0 | 0 | 0 | 0 | 0 | 0 | 0 | 0 | 0 | 0 | 0 | 0 | 0 | 0 | 0 | 0 | 0 | 0 | 0 | 0 | 0 | 0 | 0 | 0 | 0 | 0 | 0 | 0 | 0 | 0
New Vehicles[ships,freight,battery electric vehicle] | NoSettings | 0 | 0 | 0 | 0 | 0 | 0 | 0 | 0 | 0 | 0 | 0 | 0 | 0 | 0 | 0 | 0 | 0 | 0 | 0 | 0 | 0 | 0 | 0 | 0 | 0 | 0 | 0 | 0 | 0 | 0 | 0
New Vehicles[ships,freight,natural gas vehicle] | NoSettings | 0 | 0 | 0 | 0 | 0 | 0 | 0 | 0 | 0 | 0 | 0 | 0 | 0 | 0 | 0 | 0 | 0 | 0 | 0 | 0 | 0 | 0 | 0 | 0 | 0 | 0 | 0 | 0 | 0 | 0 | 0
New Vehicles[ships,freight,gasoline vehicle] | NoSettings | 0 | 0 | 0 | 0 | 0 | 0 | 0 | 0 | 0 | 0 | 0 | 0 | 0 | 0 | 0 | 0 | 0 | 0 | 0 | 0 | 0 | 0 | 0 | 0 | 0 | 0 | 0 | 0 | 0 | 0 | 0
New Vehicles[ships,freight,diesel vehicle] | NoSettings | 25 | 25 | 27 | 28 | 29 | 30 | 31 | 32 | 33 | 34 | 36 | 37 | 38 | 39 | 40 | 41 | 42 | 44 | 45 | 47 | 48 | 49 | 50 | 52 | 53 | 54 | 56 | 57 | 58 | 60 | 61
New Vehicles[ships,freight,plugin hybrid vehicle] | NoSettings | 0 | 0 | 0 | 0 | 0 | 0 | 0 | 0 | 0 | 0 | 0 | 0 | 0 | 0 | 0 | 0 | 0 | 0 | 0 | 0 | 0 | 0 | 0 | 0 | 0 | 0 | 0 | 0 | 0 | 0 | 0
New Vehicles[ships,freight,LPG vehicle] | NoSettings | 0 | 0 | 0 | 0 | 0 | 0 | 0 | 0 | 0 | 0 | 0 | 0 | 0 | 0 | 0 | 0 | 0 | 0 | 0 | 0 | 0 | 0 | 0 | 0 | 0 | 0 | 0 | 0 | 0 | 0 | 0
New Vehicles[ships,freight,hydrogen vehicle] | NoSettings | 0 | 0 | 0 | 0 | 0 | 0 | 0 | 0 | 0 | 0 | 0 | 0 | 0 | 0 | 0 | 0 | 0 | 0 | 0 | 0 | 0 | 0 | 0 | 0 | 0 | 0 | 0 | 0 | 0 | 0 | 0
New Vehicles[motorbikes,passenger,battery electric vehicle] | NoSettings | 0 | 3216 | 6348 | 10041 | 14055 | 17319 | 19560 | 21189 | 22179 | 22806 | 23280 | 23637 | 23868 | 24066 | 24228 | 24366 | 24498 | 24618 | 24738 | 24819 | 24909 | 24981 | 25047 | 25131 | 25200 | 25242 | 25287 | 25308 | 25302 | 25320 | 25320
New Vehicles[motorbikes,passenger,natural gas vehicle] | NoSettings | 0 | 0 | 0 | 0 | 0 | 0 | 0 | 0 | 0 | 0 | 0 | 0 | 0 | 0 | 0 | 0 | 0 | 0 | 0 | 0 | 0 | 0 | 0 | 0 | 0 | 0 | 0 | 0 | 0 | 0 | 0
New Vehicles[motorbikes,passenger,gasoline vehicle] | NoSettings | 43743 | 47142 | 44790 | 41625 | 37836 | 34521 | 32256 | 30594 | 29574 | 28923 | 28419 | 28038 | 27804 | 27624 | 27486 | 27387 | 27291 | 27216 | 27132 | 27087 | 27027 | 26985 | 26949 | 26892 | 26838 | 26793 | 26730 | 26673 | 26637 | 26595 | 26544
New Vehicles[motorbikes,passenger,diesel vehicle] | NoSettings | 0 | 0 | 0 | 0 | 0 | 0 | 0 | 0 | 0 | 0 | 0 | 0 | 0 | 0 | 0 | 0 | 0 | 0 | 0 | 0 | 0 | 0 | 0 | 0 | 0 | 0 | 0 | 0 | 0 | 0 | 0
New Vehicles[motorbikes,passenger,plugin hybrid vehicle] | NoSettings | 0 | 0 | 0 | 0 | 0 | 0 | 0 | 0 | 0 | 0 | 0 | 0 | 0 | 0 | 0 | 0 | 0 | 0 | 0 | 0 | 0 | 0 | 0 | 0 | 0 | 0 | 0 | 0 | 0 | 0 | 0
New Vehicles[motorbikes,passenger,LPG vehicle] | NoSettings | 0 | 0 | 0 | 0 | 0 | 0 | 0 | 0 | 0 | 0 | 0 | 0 | 0 | 0 | 0 | 0 | 0 | 0 | 0 | 0 | 0 | 0 | 0 | 0 | 0 | 0 | 0 | 0 | 0 | 0 | 0
New Vehicles[motorbikes,passenger,hydrogen vehicle] | NoSettings | 0 | 0 | 0 | 0 | 0 | 0 | 0 | 0 | 0 | 0 | 0 | 0 | 0 | 0 | 0 | 0 | 0 | 0 | 0 | 0 | 0 | 0 | 0 | 0 | 0 | 0 | 0 | 0 | 0 | 0 | 0
New Vehicles[motorbikes,freight,battery electric vehicle] | NoSettings | 12 | 12 | 51 | 57 | 204 | 291 | 423 | 648 | 882 | 1125 | 1377 | 1656 | 1947 | 2007 | 2067 | 2130 | 2193 | 2259 | 2328 | 2397 | 2472 | 2547 | 2622 | 2703 | 2784 | 2871 | 2958 | 3048 | 3141 | 3237 | 3339
New Vehicles[motorbikes,freight,natural gas vehicle] | NoSettings | 33 | 42 | 78 | 63 | 45 | 39 | 36 | 33 | 33 | 36 | 36 | 45 | 48 | 57 | 69 | 81 | 96 | 111 | 123 | 138 | 153 | 165 | 174 | 189 | 201 | 210 | 222 | 231 | 237 | 243 | 249
New Vehicles[motorbikes,freight,gasoline vehicle] | NoSettings | 0 | 0 | 0 | 0 | 0 | 0 | 0 | 0 | 0 | 0 | 0 | 0 | 0 | 0 | 0 | 0 | 0 | 0 | 0 | 0 | 0 | 0 | 0 | 0 | 0 | 0 | 0 | 0 | 0 | 0 | 0
New Vehicles[motorbikes,freight,diesel vehicle] | NoSettings | 3726 | 3792 | 3795 | 3879 | 3831 | 3828 | 3783 | 3645 | 3498 | 3339 | 3174 | 3027 | 2871 | 2946 | 3024 | 3102 | 3177 | 3258 | 3342 | 3429 | 3513 | 3603 | 3699 | 3792 | 3882 | 3981 | 4077 | 4176 | 4275 | 4374 | 4470
New Vehicles[motorbikes,freight,plugin hybrid vehicle] | NoSettings | 0 | 0 | 0 | 0 | 0 | 0 | 0 | 0 | 0 | 0 | 0 | 0 | 0 | 0 | 0 | 0 | 0 | 0 | 0 | 0 | 0 | 0 | 0 | 0 | 0 | 0 | 0 | 0 | 0 | 0 | 0
New Vehicles[motorbikes,freight,LPG vehicle] | NoSettings | 0 | 0 | 0 | 0 | 0 | 0 | 0 | 0 | 0 | 0 | 0 | 0 | 0 | 0 | 0 | 0 | 0 | 0 | 0 | 0 | 0 | 0 | 0 | 0 | 0 | 0 | 0 | 0 | 0 | 0 | 0
New Vehicles[motorbikes,freight,hydrogen vehicle] | NoSettings | 0 | 0 | 0 | 0 | 0 | 0 | 0 | 0 | 0 | 0 | 0 | 3 | 3 | 3 | 6 | 9 | 12 | 18 | 24 | 30 | 39 | 48 | 60 | 72 | 90 | 111 | 135 | 165 | 198 | 237 | 285
BDEQ BAU Electricity Output from Distributed Sources[urban residential,hard coal es] | NoSettings | 0.374 | 0 | 0 | 0 | 0 | 0 | 0 | 0 | 0 | 0 | 0 | 0 | 0 | 0 | 0 | 0 | 0 | 0 | 0 | 0 | 0 | 0 | 0 | 0 | 0 | 0 | 0 | 0 | 0 | 0 | 0
BDEQ BAU Electricity Output from Distributed Sources[urban residential,natural gas nonpeaker es] | NoSettings | 0 | 0 | 0 | 0 | 0 | 0 | 0 | 0 | 0 | 0 | 0 | 0 | 0 | 0.3587 | 1.773 | 4.9 | 10.46 | 21.06 | 40.72 | 76.31 | 141.6 | 259.2 | 375.4 | 490.9 | 605.5 | 719.6 | 832.9 | 945.1 | 1056 | 1165 | 1273
BDEQ BAU Electricity Output from Distributed Sources[urban residential,nuclear es] | NoSettings | 0 | 0 | 0 | 0 | 0 | 0 | 0 | 0 | 0 | 0 | 0 | 0 | 0 | 0 | 0 | 0 | 0 | 0 | 0 | 0 | 0 | 0 | 0 | 0 | 0 | 0 | 0 | 0 | 0 | 0 | 0
BDEQ BAU Electricity Output from Distributed Sources[urban residential,hydro es] | NoSettings | 0 | 0 | 0 | 0 | 0 | 0 | 0 | 0 | 0 | 0 | 0 | 0 | 0 | 0 | 0 | 0 | 0 | 0 | 0 | 0 | 0 | 0 | 0 | 0 | 0 | 0 | 0 | 0 | 0 | 0 | 0
BDEQ BAU Electricity Output from Distributed Sources[urban residential,onshore wind es] | NoSettings | 6872 | 7132 | 7268 | 7242 | 7175 | 7073 | 6997 | 6938 | 6886 | 6833 | 6778 | 6720 | 6659 | 6592 | 6516 | 6435 | 6412 | 6361 | 6317 | 6288 | 6283 | 6321 | 6360 | 6399 | 6433 | 6471 | 6509 | 6547 | 6583 | 6618 | 6653
BDEQ BAU Electricity Output from Distributed Sources[urban residential,solar PV es] | NoSettings | 9323000 | 10870000 | 12260000 | 13390000 | 14430000 | 15380000 | 16380000 | 17410000 | 18440000 | 19480000 | 20510000 | 21530000 | 22530000 | 23490000 | 24420000 | 25300000 | 26390000 | 27350000 | 28300000 | 29260000 | 30220000 | 31200000 | 32180000 | 33150000 | 34100000 | 35070000 | 36040000 | 37020000 | 37990000 | 38950000 | 39920000
BDEQ BAU Electricity Output from Distributed Sources[urban residential,solar thermal es] | NoSettings | 0 | 0 | 0 | 0 | 0 | 0 | 0 | 0 | 0 | 0 | 0 | 0 | 0 | 0 | 0 | 0 | 0 | 0 | 0 | 0 | 0 | 0 | 0 | 0 | 0 | 0 | 0 | 0 | 0 | 0 | 0
BDEQ BAU Electricity Output from Distributed Sources[urban residential,biomass es] | NoSettings | 0 | 0 | 0 | 0 | 0 | 0 | 0 | 0 | 0 | 0 | 0 | 0 | 0 | 0 | 0 | 0 | 0 | 0 | 0 | 0 | 0 | 0 | 0 | 0 | 0 | 0 | 0 | 0 | 0 | 0 | 0
BDEQ BAU Electricity Output from Distributed Sources[urban residential,geothermal es] | NoSettings | 0 | 0 | 0 | 0 | 0 | 0 | 0 | 0 | 0 | 0 | 0 | 0 | 0 | 0 | 0 | 0 | 0 | 0 | 0 | 0 | 0 | 0 | 0 | 0 | 0 | 0 | 0 | 0 | 0 | 0 | 0
BDEQ BAU Electricity Output from Distributed Sources[urban residential,petroleum es] | NoSettings | 0 | 0 | 0 | 0 | 0 | 0 | 0 | 0 | 0 | 0 | 0 | 0 | 0 | 0 | 0 | 0 | 0 | 0 | 0 | 0 | 0 | 0 | 0 | 0 | 0 | 0 | 0 | 0 | 0 | 0 | 0
BDEQ BAU Electricity Output from Distributed Sources[urban residential,natural gas peaker es] | NoSettings | 0 | 0 | 0 | 0 | 0 | 0 | 0 | 0 | 0 | 0 | 0 | 0 | 0 | 0 | 0 | 0 | 0 | 0 | 0 | 0 | 0 | 0 | 0 | 0 | 0 | 0 | 0 | 0 | 0 | 0 | 0
BDEQ BAU Electricity Output from Distributed Sources[urban residential,lignite es] | NoSettings | 0 | 0 | 0 | 0 | 0 | 0 | 0 | 0 | 0 | 0 | 0 | 0 | 0 | 0 | 0 | 0 | 0 | 0 | 0 | 0 | 0 | 0 | 0 | 0 | 0 | 0 | 0 | 0 | 0 | 0 | 0
BDEQ BAU Electricity Output from Distributed Sources[urban residential,offshore wind es] | NoSettings | 0 | 0 | 0 | 0 | 0 | 0 | 0 | 0 | 0 | 0 | 0 | 0 | 0 | 0 | 0 | 0 | 0 | 0 | 0 | 0 | 0 | 0 | 0 | 0 | 0 | 0 | 0 | 0 | 0 | 0 | 0
BDEQ BAU Electricity Output from Distributed Sources[urban residential,crude oil es] | NoSettings | 0 | 0 | 0 | 0 | 0 | 0 | 0 | 0 | 0 | 0 | 0 | 0 | 0 | 0 | 0 | 0 | 0 | 0 | 0 | 0 | 0 | 0 | 0 | 0 | 0 | 0 | 0 | 0 | 0 | 0 | 0
BDEQ BAU Electricity Output from Distributed Sources[urban residential,heavy or residual fuel oil es] | NoSettings | 0 | 0 | 0 | 0 | 0 | 0 | 0 | 0 | 0 | 0 | 0 | 0 | 0 | 0 | 0 | 0 | 0 | 0 | 0 | 0 | 0 | 0 | 0 | 0 | 0 | 0 | 0 | 0 | 0 | 0 | 0
BDEQ BAU Electricity Output from Distributed Sources[urban residential,municipal solid waste es] | NoSettings | 0 | 0 | 0 | 0 | 0 | 0 | 0 | 0 | 0 | 0 | 0 | 0 | 0 | 0 | 0 | 0 | 0 | 0 | 0 | 0 | 0 | 0 | 0 | 0 | 0 | 0 | 0 | 0 | 0 | 0 | 0
BDEQ BAU Electricity Output from Distributed Sources[rural residential,hard coal es] | NoSettings | 0.08597 | 0 | 0 | 0 | 0 | 0 | 0 | 0 | 0 | 0 | 0 | 0 | 0 | 0 | 0 | 0 | 0 | 0 | 0 | 0 | 0 | 0 | 0 | 0 | 0 | 0 | 0 | 0 | 0 | 0 | 0
BDEQ BAU Electricity Output from Distributed Sources[rural residential,natural gas nonpeaker es] | NoSettings | 0 | 0 | 0 | 0 | 0 | 0 | 0 | 0 | 0 | 0 | 0 | 0 | 0 | 0.08246 | 0.4075 | 1.126 | 2.404 | 4.842 | 9.36 | 17.54 | 32.54 | 59.59 | 86.31 | 112.9 | 139.2 | 165.4 | 191.5 | 217.3 | 242.8 | 267.9 | 292.6
BDEQ BAU Electricity Output from Distributed Sources[rural residential,nuclear es] | NoSettings | 0 | 0 | 0 | 0 | 0 | 0 | 0 | 0 | 0 | 0 | 0 | 0 | 0 | 0 | 0 | 0 | 0 | 0 | 0 | 0 | 0 | 0 | 0 | 0 | 0 | 0 | 0 | 0 | 0 | 0 | 0
BDEQ BAU Electricity Output from Distributed Sources[rural residential,hydro es] | NoSettings | 0 | 0 | 0 | 0 | 0 | 0 | 0 | 0 | 0 | 0 | 0 | 0 | 0 | 0 | 0 | 0 | 0 | 0 | 0 | 0 | 0 | 0 | 0 | 0 | 0 | 0 | 0 | 0 | 0 | 0 | 0
BDEQ BAU Electricity Output from Distributed Sources[rural residential,onshore wind es] | NoSettings | 1580 | 1639 | 1671 | 1665 | 1649 | 1626 | 1609 | 1595 | 1583 | 1571 | 1558 | 1545 | 1531 | 1515 | 1498 | 1479 | 1474 | 1462 | 1452 | 1446 | 1444 | 1453 | 1462 | 1471 | 1479 | 1488 | 1496 | 1505 | 1513 | 1521 | 1529
BDEQ BAU Electricity Output from Distributed Sources[rural residential,solar PV es] | NoSettings | 2143000 | 2499000 | 2818000 | 3077000 | 3317000 | 3537000 | 3766000 | 4001000 | 4240000 | 4477000 | 4714000 | 4949000 | 5179000 | 5401000 | 5614000 | 5817000 | 6067000 | 6287000 | 6507000 | 6726000 | 6948000 | 7172000 | 7397000 | 7622000 | 7840000 | 8063000 | 8286000 | 8510000 | 8732000 | 8955000 | 9177000
BDEQ BAU Electricity Output from Distributed Sources[rural residential,solar thermal es] | NoSettings | 0 | 0 | 0 | 0 | 0 | 0 | 0 | 0 | 0 | 0 | 0 | 0 | 0 | 0 | 0 | 0 | 0 | 0 | 0 | 0 | 0 | 0 | 0 | 0 | 0 | 0 | 0 | 0 | 0 | 0 | 0
BDEQ BAU Electricity Output from Distributed Sources[rural residential,biomass es] | NoSettings | 0 | 0 | 0 | 0 | 0 | 0 | 0 | 0 | 0 | 0 | 0 | 0 | 0 | 0 | 0 | 0 | 0 | 0 | 0 | 0 | 0 | 0 | 0 | 0 | 0 | 0 | 0 | 0 | 0 | 0 | 0
BDEQ BAU Electricity Output from Distributed Sources[rural residential,geothermal es] | NoSettings | 0 | 0 | 0 | 0 | 0 | 0 | 0 | 0 | 0 | 0 | 0 | 0 | 0 | 0 | 0 | 0 | 0 | 0 | 0 | 0 | 0 | 0 | 0 | 0 | 0 | 0 | 0 | 0 | 0 | 0 | 0
BDEQ BAU Electricity Output from Distributed Sources[rural residential,petroleum es] | NoSettings | 0 | 0 | 0 | 0 | 0 | 0 | 0 | 0 | 0 | 0 | 0 | 0 | 0 | 0 | 0 | 0 | 0 | 0 | 0 | 0 | 0 | 0 | 0 | 0 | 0 | 0 | 0 | 0 | 0 | 0 | 0
BDEQ BAU Electricity Output from Distributed Sources[rural residential,natural gas peaker es] | NoSettings | 0 | 0 | 0 | 0 | 0 | 0 | 0 | 0 | 0 | 0 | 0 | 0 | 0 | 0 | 0 | 0 | 0 | 0 | 0 | 0 | 0 | 0 | 0 | 0 | 0 | 0 | 0 | 0 | 0 | 0 | 0
BDEQ BAU Electricity Output from Distributed Sources[rural residential,lignite es] | NoSettings | 0 | 0 | 0 | 0 | 0 | 0 | 0 | 0 | 0 | 0 | 0 | 0 | 0 | 0 | 0 | 0 | 0 | 0 | 0 | 0 | 0 | 0 | 0 | 0 | 0 | 0 | 0 | 0 | 0 | 0 | 0
BDEQ BAU Electricity Output from Distributed Sources[rural residential,offshore wind es] | NoSettings | 0 | 0 | 0 | 0 | 0 | 0 | 0 | 0 | 0 | 0 | 0 | 0 | 0 | 0 | 0 | 0 | 0 | 0 | 0 | 0 | 0 | 0 | 0 | 0 | 0 | 0 | 0 | 0 | 0 | 0 | 0
BDEQ BAU Electricity Output from Distributed Sources[rural residential,crude oil es] | NoSettings | 0 | 0 | 0 | 0 | 0 | 0 | 0 | 0 | 0 | 0 | 0 | 0 | 0 | 0 | 0 | 0 | 0 | 0 | 0 | 0 | 0 | 0 | 0 | 0 | 0 | 0 | 0 | 0 | 0 | 0 | 0
BDEQ BAU Electricity Output from Distributed Sources[rural residential,heavy or residual fuel oil es] | NoSettings | 0 | 0 | 0 | 0 | 0 | 0 | 0 | 0 | 0 | 0 | 0 | 0 | 0 | 0 | 0 | 0 | 0 | 0 | 0 | 0 | 0 | 0 | 0 | 0 | 0 | 0 | 0 | 0 | 0 | 0 | 0
BDEQ BAU Electricity Output from Distributed Sources[rural residential,municipal solid waste es] | NoSettings | 0 | 0 | 0 | 0 | 0 | 0 | 0 | 0 | 0 | 0 | 0 | 0 | 0 | 0 | 0 | 0 | 0 | 0 | 0 | 0 | 0 | 0 | 0 | 0 | 0 | 0 | 0 | 0 | 0 | 0 | 0
BDEQ BAU Electricity Output from Distributed Sources[commercial,hard coal es] | NoSettings | 0 | 0 | 0 | 0 | 0 | 0 | 0 | 0 | 0 | 0 | 0 | 0 | 0 | 0 | 0 | 0 | 0 | 0 | 0 | 0 | 0 | 0 | 0 | 0 | 0 | 0 | 0 | 0 | 0 | 0 | 0
BDEQ BAU Electricity Output from Distributed Sources[commercial,natural gas nonpeaker es] | NoSettings | 2073000 | 2085000 | 2178000 | 2366000 | 2587000 | 2744000 | 2906000 | 3070000 | 3256000 | 3439000 | 3607000 | 3835000 | 4076000 | 4301000 | 4520000 | 4778000 | 4949000 | 5185000 | 5389000 | 5616000 | 5849000 | 6071000 | 6300000 | 6516000 | 6724000 | 6939000 | 7113000 | 7307000 | 7508000 | 7731000 | 7927000
BDEQ BAU Electricity Output from Distributed Sources[commercial,nuclear es] | NoSettings | 0 | 0 | 0 | 0 | 0 | 0 | 0 | 0 | 0 | 0 | 0 | 0 | 0 | 0 | 0 | 0 | 0 | 0 | 0 | 0 | 0 | 0 | 0 | 0 | 0 | 0 | 0 | 0 | 0 | 0 | 0
BDEQ BAU Electricity Output from Distributed Sources[commercial,hydro es] | NoSettings | 0 | 0 | 0 | 0 | 0 | 0 | 0 | 0 | 0 | 0 | 0 | 0 | 0 | 0 | 0 | 0 | 0 | 0 | 0 | 0 | 0 | 0 | 0 | 0 | 0 | 0 | 0 | 0 | 0 | 0 | 0
BDEQ BAU Electricity Output from Distributed Sources[commercial,onshore wind es] | NoSettings | 151200 | 149200 | 153100 | 163900 | 177100 | 185800 | 195200 | 205000 | 215400 | 225500 | 234700 | 247100 | 260500 | 272500 | 284000 | 297800 | 305900 | 318100 | 328300 | 340400 | 351800 | 363400 | 373500 | 383400 | 392100 | 401600 | 408700 | 416500 | 424700 | 434100 | 441800
BDEQ BAU Electricity Output from Distributed Sources[commercial,solar PV es] | NoSettings | 4487000 | 5127000 | 5788000 | 6505000 | 7213000 | 7956000 | 8735000 | 9546000 | 10370000 | 11230000 | 12140000 | 13000000 | 13870000 | 14790000 | 15740000 | 16670000 | 17540000 | 18450000 | 19390000 | 20310000 | 21210000 | 22120000 | 23010000 | 23930000 | 24870000 | 25790000 | 26750000 | 27690000 | 28630000 | 29540000 | 30490000
BDEQ BAU Electricity Output from Distributed Sources[commercial,solar thermal es] | NoSettings | 0 | 0 | 0 | 0 | 0 | 0 | 0 | 0 | 0 | 0 | 0 | 0 | 0 | 0 | 0 | 0 | 0 | 0 | 0 | 0 | 0 | 0 | 0 | 0 | 0 | 0 | 0 | 0 | 0 | 0 | 0
BDEQ BAU Electricity Output from Distributed Sources[commercial,biomass es] | NoSettings | 0 | 0 | 0 | 0 | 0 | 0 | 0 | 0 | 0 | 0 | 0 | 0 | 0 | 0 | 0 | 0 | 0 | 0 | 0 | 0 | 0 | 0 | 0 | 0 | 0 | 0 | 0 | 0 | 0 | 0 | 0
BDEQ BAU Electricity Output from Distributed Sources[commercial,geothermal es] | NoSettings | 0 | 0 | 0 | 0 | 0 | 0 | 0 | 0 | 0 | 0 | 0 | 0 | 0 | 0 | 0 | 0 | 0 | 0 | 0 | 0 | 0 | 0 | 0 | 0 | 0 | 0 | 0 | 0 | 0 | 0 | 0
BDEQ BAU Electricity Output from Distributed Sources[commercial,petroleum es] | NoSettings | 30010 | 29560 | 30340 | 32470 | 35030 | 36660 | 38290 | 40010 | 42050 | 44010 | 45700 | 48120 | 50690 | 52920 | 55120 | 57790 | 59360 | 61710 | 63500 | 65650 | 67860 | 69820 | 71720 | 73630 | 75280 | 77100 | 78430 | 79910 | 81490 | 83300 | 84770
BDEQ BAU Electricity Output from Distributed Sources[commercial,natural gas peaker es] | NoSettings | 0 | 0 | 0 | 0 | 0 | 0 | 0 | 0 | 0 | 0 | 0 | 0 | 0 | 0 | 0 | 0 | 0 | 0 | 0 | 0 | 0 | 0 | 0 | 0 | 0 | 0 | 0 | 0 | 0 | 0 | 0
BDEQ BAU Electricity Output from Distributed Sources[commercial,lignite es] | NoSettings | 0 | 0 | 0 | 0 | 0 | 0 | 0 | 0 | 0 | 0 | 0 | 0 | 0 | 0 | 0 | 0 | 0 | 0 | 0 | 0 | 0 | 0 | 0 | 0 | 0 | 0 | 0 | 0 | 0 | 0 | 0
BDEQ BAU Electricity Output from Distributed Sources[commercial,offshore wind es] | NoSettings | 0 | 0 | 0 | 0 | 0 | 0 | 0 | 0 | 0 | 0 | 0 | 0 | 0 | 0 | 0 | 0 | 0 | 0 | 0 | 0 | 0 | 0 | 0 | 0 | 0 | 0 | 0 | 0 | 0 | 0 | 0
BDEQ BAU Electricity Output from Distributed Sources[commercial,crude oil es] | NoSettings | 0 | 0 | 0 | 0 | 0 | 0 | 0 | 0 | 0 | 0 | 0 | 0 | 0 | 0 | 0 | 0 | 0 | 0 | 0 | 0 | 0 | 0 | 0 | 0 | 0 | 0 | 0 | 0 | 0 | 0 | 0
BDEQ BAU Electricity Output from Distributed Sources[commercial,heavy or residual fuel oil es] | NoSettings | 0 | 0 | 0 | 0 | 0 | 0 | 0 | 0 | 0 | 0 | 0 | 0 | 0 | 0 | 0 | 0 | 0 | 0 | 0 | 0 | 0 | 0 | 0 | 0 | 0 | 0 | 0 | 0 | 0 | 0 | 0
BDEQ BAU Electricity Output from Distributed Sources[commercial,municipal solid waste es] | NoSettings | 0 | 0 | 0 | 0 | 0 | 0 | 0 | 0 | 0 | 0 | 0 | 0 | 0 | 0 | 0 | 0 | 0 | 0 | 0 | 0 | 0 | 0 | 0 | 0 | 0 | 0 | 0 | 0 | 0 | 0 | 0
BIFUbC BAU Industrial Fuel Use before CCS[agriculture and forestry 01T03,electricity if] | NoSettings | 67900000000000 | 68600000000000 | 69400000000000 | 70100000000000 | 70900000000000 | 71600000000000 | 72300000000000 | 73100000000000 | 73800000000000 | 74600000000000 | 75300000000000 | 76000000000000 | 76800000000000 | 77500000000000 | 78300000000000 | 79000000000000 | 79800000000000 | 80500000000000 | 81200000000000 | 82000000000000 | 82700000000000 | 83500000000000 | 84200000000000 | 84900000000000 | 85700000000000 | 86400000000000 | 87200000000000 | 87900000000000 | 88600000000000 | 89400000000000 | 90100000000000
BIFUbC BAU Industrial Fuel Use before CCS[agriculture and forestry 01T03,hard coal if] | NoSettings | 0 | 0 | 0 | 0 | 0 | 0 | 0 | 0 | 0 | 0 | 0 | 0 | 0 | 0 | 0 | 0 | 0 | 0 | 0 | 0 | 0 | 0 | 0 | 0 | 0 | 0 | 0 | 0 | 0 | 0 | 0
BIFUbC BAU Industrial Fuel Use before CCS[agriculture and forestry 01T03,natural gas if] | NoSettings | 12353600000000 | 11933800000000 | 11513900000000 | 11094000000000 | 10674200000000 | 10254300000000 | 9834450000000 | 9414590000000 | 8994720000000 | 8574860000000 | 8155000000000 | 7735140000000 | 7315280000000 | 6895420000000 | 6475560000000 | 6055690000000 | 5635830000000 | 5215970000000 | 4796110000000 | 4376250000000 | 3956390000000 | 3536520000000 | 3116660000000 | 2696800000000 | 2279430000000 | 1886950000000 | 1462360000000 | 1048720000000 | 635084000000 | 221446000000 | 0
BIFUbC BAU Industrial Fuel Use before CCS[agriculture and forestry 01T03,biomass if] | NoSettings | 0 | 0 | 0 | 0 | 0 | 0 | 0 | 0 | 0 | 0 | 0 | 0 | 0 | 0 | 0 | 0 | 0 | 0 | 0 | 0 | 0 | 0 | 0 | 0 | 0 | 0 | 0 | 0 | 0 | 0 | 0
BIFUbC BAU Industrial Fuel Use before CCS[agriculture and forestry 01T03,petroleum diesel if] | NoSettings | 24793600000000 | 24524800000000 | 24256000000000 | 23987200000000 | 23718400000000 | 23449700000000 | 23180900000000 | 22912100000000 | 22643300000000 | 22374600000000 | 22105800000000 | 21837000000000 | 21568200000000 | 21299400000000 | 21030700000000 | 20761900000000 | 20493100000000 | 20224300000000 | 19955600000000 | 19686800000000 | 19418000000000 | 19149200000000 | 18880400000000 | 18611700000000 | 18342900000000 | 18074100000000 | 17805300000000 | 17536500000000 | 17267800000000 | 16999000000000 | 16730200000000
BIFUbC BAU Industrial Fuel Use before CCS[agriculture and forestry 01T03,heat if] | NoSettings | 0 | 0 | 0 | 0 | 0 | 0 | 0 | 0 | 0 | 0 | 0 | 0 | 0 | 0 | 0 | 0 | 0 | 0 | 0 | 0 | 0 | 0 | 0 | 0 | 0 | 0 | 0 | 0 | 0 | 0 | 0
BIFUbC BAU Industrial Fuel Use before CCS[agriculture and forestry 01T03,crude oil if] | NoSettings | 0 | 0 | 0 | 0 | 0 | 0 | 0 | 0 | 0 | 0 | 0 | 0 | 0 | 0 | 0 | 0 | 0 | 0 | 0 | 0 | 0 | 0 | 0 | 0 | 0 | 0 | 0 | 0 | 0 | 0 | 0
BIFUbC BAU Industrial Fuel Use before CCS[agriculture and forestry 01T03,heavy or residual fuel oil if] | NoSettings | 0 | 0 | 0 | 0 | 0 | 0 | 0 | 0 | 0 | 0 | 0 | 0 | 0 | 0 | 0 | 0 | 0 | 0 | 0 | 0 | 0 | 0 | 0 | 0 | 0 | 0 | 0 | 0 | 0 | 0 | 0
BIFUbC BAU Industrial Fuel Use before CCS[agriculture and forestry 01T03,LPG propane or butane if] | NoSettings | 0 | 0 | 0 | 0 | 0 | 0 | 0 | 0 | 0 | 0 | 0 | 0 | 0 | 0 | 0 | 0 | 0 | 0 | 0 | 0 | 0 | 0 | 0 | 0 | 0 | 0 | 0 | 0 | 0 | 0 | 0
BIFUbC BAU Industrial Fuel Use before CCS[agriculture and forestry 01T03,hydrogen if] | NoSettings | 0 | 0 | 0 | 0 | 0 | 0 | 0 | 0 | 0 | 0 | 0 | 0 | 0 | 0 | 0 | 0 | 0 | 0 | 0 | 0 | 0 | 0 | 0 | 0 | 0 | 0 | 0 | 0 | 0 | 0 | 0
BIFUbC BAU Industrial Fuel Use before CCS[coal mining 05,electricity if] | NoSettings | 0 | 0 | 0 | 0 | 0 | 0 | 0 | 0 | 0 | 0 | 0 | 0 | 0 | 0 | 0 | 0 | 0 | 0 | 0 | 0 | 0 | 0 | 0 | 0 | 0 | 0 | 0 | 0 | 0 | 0 | 0
BIFUbC BAU Industrial Fuel Use before CCS[coal mining 05,hard coal if] | NoSettings | 0 | 0 | 0 | 0 | 0 | 0 | 0 | 0 | 0 | 0 | 0 | 0 | 0 | 0 | 0 | 0 | 0 | 0 | 0 | 0 | 0 | 0 | 0 | 0 | 0 | 0 | 0 | 0 | 0 | 0 | 0
BIFUbC BAU Industrial Fuel Use before CCS[coal mining 05,natural gas if] | NoSettings | 29800000 | 29800000 | 30200000 | 30900000 | 31500000 | 32100000 | 32400000 | 32500000 | 32500000 | 32600000 | 32700000 | 32800000 | 32800000 | 32900000 | 33100000 | 33300000 | 33500000 | 33700000 | 34000000 | 34200000 | 34300000 | 34600000 | 35000000 | 35500000 | 35800000 | 36100000 | 36500000 | 36900000 | 37300000 | 37700000 | 38000000
BIFUbC BAU Industrial Fuel Use before CCS[coal mining 05,biomass if] | NoSettings | 0 | 0 | 0 | 0 | 0 | 0 | 0 | 0 | 0 | 0 | 0 | 0 | 0 | 0 | 0 | 0 | 0 | 0 | 0 | 0 | 0 | 0 | 0 | 0 | 0 | 0 | 0 | 0 | 0 | 0 | 0
BIFUbC BAU Industrial Fuel Use before CCS[coal mining 05,petroleum diesel if] | NoSettings | 0 | 0 | 0 | 0 | 0 | 0 | 0 | 0 | 0 | 0 | 0 | 0 | 0 | 0 | 0 | 0 | 0 | 0 | 0 | 0 | 0 | 0 | 0 | 0 | 0 | 0 | 0 | 0 | 0 | 0 | 0
BIFUbC BAU Industrial Fuel Use before CCS[coal mining 05,heat if] | NoSettings | 0 | 0 | 0 | 0 | 0 | 0 | 0 | 0 | 0 | 0 | 0 | 0 | 0 | 0 | 0 | 0 | 0 | 0 | 0 | 0 | 0 | 0 | 0 | 0 | 0 | 0 | 0 | 0 | 0 | 0 | 0
BIFUbC BAU Industrial Fuel Use before CCS[coal mining 05,crude oil if] | NoSettings | 0 | 0 | 0 | 0 | 0 | 0 | 0 | 0 | 0 | 0 | 0 | 0 | 0 | 0 | 0 | 0 | 0 | 0 | 0 | 0 | 0 | 0 | 0 | 0 | 0 | 0 | 0 | 0 | 0 | 0 | 0
BIFUbC BAU Industrial Fuel Use before CCS[coal mining 05,heavy or residual fuel oil if] | NoSettings | 0 | 0 | 0 | 0 | 0 | 0 | 0 | 0 | 0 | 0 | 0 | 0 | 0 | 0 | 0 | 0 | 0 | 0 | 0 | 0 | 0 | 0 | 0 | 0 | 0 | 0 | 0 | 0 | 0 | 0 | 0
BIFUbC BAU Industrial Fuel Use before CCS[coal mining 05,LPG propane or butane if] | NoSettings | 0 | 0 | 0 | 0 | 0 | 0 | 0 | 0 | 0 | 0 | 0 | 0 | 0 | 0 | 0 | 0 | 0 | 0 | 0 | 0 | 0 | 0 | 0 | 0 | 0 | 0 | 0 | 0 | 0 | 0 | 0
BIFUbC BAU Industrial Fuel Use before CCS[coal mining 05,hydrogen if] | NoSettings | 0 | 0 | 0 | 0 | 0 | 0 | 0 | 0 | 0 | 0 | 0 | 0 | 0 | 0 | 0 | 0 | 0 | 0 | 0 | 0 | 0 | 0 | 0 | 0 | 0 | 0 | 0 | 0 | 0 | 0 | 0
BIFUbC BAU Industrial Fuel Use before CCS[oil and gas extraction 06,electricity if] | NoSettings | 15000000000000 | 14000000000000 | 14100000000000 | 14800000000000 | 15100000000000 | 15600000000000 | 15700000000000 | 15700000000000 | 15900000000000 | 15700000000000 | 15500000000000 | 15500000000000 | 15400000000000 | 15500000000000 | 15700000000000 | 15600000000000 | 15500000000000 | 15600000000000 | 15700000000000 | 15800000000000 | 15600000000000 | 15500000000000 | 15400000000000 | 15400000000000 | 15500000000000 | 15500000000000 | 15500000000000 | 15500000000000 | 15500000000000 | 15600000000000 | 15600000000000
BIFUbC BAU Industrial Fuel Use before CCS[oil and gas extraction 06,hard coal if] | NoSettings | 0 | 0 | 0 | 0 | 0 | 0 | 0 | 0 | 0 | 0 | 0 | 0 | 0 | 0 | 0 | 0 | 0 | 0 | 0 | 0 | 0 | 0 | 0 | 0 | 0 | 0 | 0 | 0 | 0 | 0 | 0
BIFUbC BAU Industrial Fuel Use before CCS[oil and gas extraction 06,natural gas if] | NoSettings | 251525000000000 | 230515000000000 | 240522000000000 | 251657000000000 | 257156000000000 | 265836000000000 | 268172000000000 | 268167000000000 | 270725000000000 | 268237000000000 | 264590000000000 | 264286000000000 | 262291000000000 | 264594000000000 | 267100000000000 | 266381000000000 | 264737000000000 | 265879000000000 | 267692000000000 | 268671000000000 | 266420000000000 | 263500000000000 | 262079000000000 | 262188000000000 | 263623000000000 | 264629000000000 | 264344000000000 | 264724000000000 | 265104000000000 | 265484000000000 | 265864000000000
BIFUbC BAU Industrial Fuel Use before CCS[oil and gas extraction 06,biomass if] | NoSettings | 0 | 0 | 0 | 0 | 0 | 0 | 0 | 0 | 0 | 0 | 0 | 0 | 0 | 0 | 0 | 0 | 0 | 0 | 0 | 0 | 0 | 0 | 0 | 0 | 0 | 0 | 0 | 0 | 0 | 0 | 0
BIFUbC BAU Industrial Fuel Use before CCS[oil and gas extraction 06,petroleum diesel if] | NoSettings | 1725150000000 | 1578370000000 | 1568900000000 | 1615160000000 | 1624370000000 | 1653060000000 | 1642040000000 | 1617230000000 | 1608380000000 | 1570260000000 | 1526540000000 | 1503080000000 | 1470810000000 | 1463180000000 | 1456880000000 | 1433400000000 | 1405620000000 | 1393170000000 | 1384520000000 | 1371820000000 | 1343170000000 | 1311900000000 | 1288770000000 | 1273630000000 | 1265210000000 | 1254970000000 | 1237670000000 | 1223930000000 | 1210190000000 | 1196450000000 | 1182710000000
BIFUbC BAU Industrial Fuel Use before CCS[oil and gas extraction 06,heat if] | NoSettings | 0 | 0 | 0 | 0 | 0 | 0 | 0 | 0 | 0 | 0 | 0 | 0 | 0 | 0 | 0 | 0 | 0 | 0 | 0 | 0 | 0 | 0 | 0 | 0 | 0 | 0 | 0 | 0 | 0 | 0 | 0
BIFUbC BAU Industrial Fuel Use before CCS[oil and gas extraction 06,crude oil if] | NoSettings | 131000000000000 | 166000000000000 | 166000000000000 | 166000000000000 | 166000000000000 | 166000000000000 | 166000000000000 | 166000000000000 | 166000000000000 | 166000000000000 | 166000000000000 | 166000000000000 | 166000000000000 | 166000000000000 | 166000000000000 | 166000000000000 | 166000000000000 | 166000000000000 | 166000000000000 | 166000000000000 | 166000000000000 | 166000000000000 | 166000000000000 | 166000000000000 | 166000000000000 | 166000000000000 | 166000000000000 | 166000000000000 | 166000000000000 | 166000000000000 | 166000000000000
BIFUbC BAU Industrial Fuel Use before CCS[oil and gas extraction 06,heavy or residual fuel oil if] | NoSettings | 0 | 0 | 0 | 0 | 0 | 0 | 0 | 0 | 0 | 0 | 0 | 0 | 0 | 0 | 0 | 0 | 0 | 0 | 0 | 0 | 0 | 0 | 0 | 0 | 0 | 0 | 0 | 0 | 0 | 0 | 0
BIFUbC BAU Industrial Fuel Use before CCS[oil and gas extraction 06,LPG propane or butane if] | NoSettings | 0 | 0 | 0 | 0 | 0 | 0 | 0 | 0 | 0 | 0 | 0 | 0 | 0 | 0 | 0 | 0 | 0 | 0 | 0 | 0 | 0 | 0 | 0 | 0 | 0 | 0 | 0 | 0 | 0 | 0 | 0
BIFUbC BAU Industrial Fuel Use before CCS[oil and gas extraction 06,hydrogen if] | NoSettings | 0 | 0 | 0 | 0 | 0 | 0 | 0 | 0 | 0 | 0 | 0 | 0 | 0 | 0 | 0 | 0 | 0 | 0 | 0 | 0 | 0 | 0 | 0 | 0 | 0 | 0 | 0 | 0 | 0 | 0 | 0
BIFUbC BAU Industrial Fuel Use before CCS[other mining and quarrying 07T08,electricity if] | NoSettings | 27500000000000 | 27400000000000 | 28800000000000 | 29500000000000 | 30000000000000 | 30600000000000 | 30800000000000 | 31000000000000 | 31000000000000 | 31100000000000 | 31100000000000 | 31300000000000 | 31300000000000 | 31400000000000 | 31500000000000 | 31800000000000 | 31900000000000 | 32100000000000 | 32400000000000 | 32600000000000 | 32700000000000 | 33000000000000 | 33400000000000 | 33800000000000 | 34100000000000 | 34400000000000 | 34800000000000 | 35200000000000 | 35500000000000 | 35900000000000 | 36300000000000
BIFUbC BAU Industrial Fuel Use before CCS[other mining and quarrying 07T08,hard coal if] | NoSettings | 0 | 0 | 0 | 0 | 0 | 0 | 0 | 0 | 0 | 0 | 0 | 0 | 0 | 0 | 0 | 0 | 0 | 0 | 0 | 0 | 0 | 0 | 0 | 0 | 0 | 0 | 0 | 0 | 0 | 0 | 0
BIFUbC BAU Industrial Fuel Use before CCS[other mining and quarrying 07T08,natural gas if] | NoSettings | 8347190000000 | 8333190000000 | 8468070000000 | 8647610000000 | 8822910000000 | 8975090000000 | 9058060000000 | 9099820000000 | 9109460000000 | 9118150000000 | 9142440000000 | 9176320000000 | 9186420000000 | 9209150000000 | 9258860000000 | 9328180000000 | 9377710000000 | 9432670000000 | 9508810000000 | 9569840000000 | 9613200000000 | 9685260000000 | 9805100000000 | 9928730000000 | 10019700000000 | 10105500000000 | 10225400000000 | 10330900000000 | 10436400000000 | 10541900000000 | 10647500000000
BIFUbC BAU Industrial Fuel Use before CCS[other mining and quarrying 07T08,biomass if] | NoSettings | 0 | 0 | 0 | 0 | 0 | 0 | 0 | 0 | 0 | 0 | 0 | 0 | 0 | 0 | 0 | 0 | 0 | 0 | 0 | 0 | 0 | 0 | 0 | 0 | 0 | 0 | 0 | 0 | 0 | 0 | 0
BIFUbC BAU Industrial Fuel Use before CCS[other mining and quarrying 07T08,petroleum diesel if] | NoSettings | 0 | 0 | 0 | 0 | 0 | 0 | 0 | 0 | 0 | 0 | 0 | 0 | 0 | 0 | 0 | 0 | 0 | 0 | 0 | 0 | 0 | 0 | 0 | 0 | 0 | 0 | 0 | 0 | 0 | 0 | 0
BIFUbC BAU Industrial Fuel Use before CCS[other mining and quarrying 07T08,heat if] | NoSettings | 0 | 0 | 0 | 0 | 0 | 0 | 0 | 0 | 0 | 0 | 0 | 0 | 0 | 0 | 0 | 0 | 0 | 0 | 0 | 0 | 0 | 0 | 0 | 0 | 0 | 0 | 0 | 0 | 0 | 0 | 0
BIFUbC BAU Industrial Fuel Use before CCS[other mining and quarrying 07T08,crude oil if] | NoSettings | 0 | 0 | 0 | 0 | 0 | 0 | 0 | 0 | 0 | 0 | 0 | 0 | 0 | 0 | 0 | 0 | 0 | 0 | 0 | 0 | 0 | 0 | 0 | 0 | 0 | 0 | 0 | 0 | 0 | 0 | 0
BIFUbC BAU Industrial Fuel Use before CCS[other mining and quarrying 07T08,heavy or residual fuel oil if] | NoSettings | 0 | 0 | 0 | 0 | 0 | 0 | 0 | 0 | 0 | 0 | 0 | 0 | 0 | 0 | 0 | 0 | 0 | 0 | 0 | 0 | 0 | 0 | 0 | 0 | 0 | 0 | 0 | 0 | 0 | 0 | 0
BIFUbC BAU Industrial Fuel Use before CCS[other mining and quarrying 07T08,LPG propane or butane if] | NoSettings | 0 | 0 | 0 | 0 | 0 | 0 | 0 | 0 | 0 | 0 | 0 | 0 | 0 | 0 | 0 | 0 | 0 | 0 | 0 | 0 | 0 | 0 | 0 | 0 | 0 | 0 | 0 | 0 | 0 | 0 | 0
BIFUbC BAU Industrial Fuel Use before CCS[other mining and quarrying 07T08,hydrogen if] | NoSettings | 0 | 0 | 0 | 0 | 0 | 0 | 0 | 0 | 0 | 0 | 0 | 0 | 0 | 0 | 0 | 0 | 0 | 0 | 0 | 0 | 0 | 0 | 0 | 0 | 0 | 0 | 0 | 0 | 0 | 0 | 0
BIFUbC BAU Industrial Fuel Use before CCS[food beverage and tobacco 10T12,electricity if] | NoSettings | 13900000000000 | 13800000000000 | 14500000000000 | 14800000000000 | 15200000000000 | 15400000000000 | 15600000000000 | 15600000000000 | 15600000000000 | 15700000000000 | 15700000000000 | 15800000000000 | 15800000000000 | 15800000000000 | 15900000000000 | 16000000000000 | 16100000000000 | 16200000000000 | 16300000000000 | 16400000000000 | 16500000000000 | 16600000000000 | 16800000000000 | 17000000000000 | 17200000000000 | 17400000000000 | 17600000000000 | 17700000000000 | 17900000000000 | 18100000000000 | 18300000000000
BIFUbC BAU Industrial Fuel Use before CCS[food beverage and tobacco 10T12,hard coal if] | NoSettings | 0 | 0 | 0 | 0 | 0 | 0 | 0 | 0 | 0 | 0 | 0 | 0 | 0 | 0 | 0 | 0 | 0 | 0 | 0 | 0 | 0 | 0 | 0 | 0 | 0 | 0 | 0 | 0 | 0 | 0 | 0
BIFUbC BAU Industrial Fuel Use before CCS[food beverage and tobacco 10T12,natural gas if] | NoSettings | 67229000000000 | 67116300000000 | 68202600000000 | 69648700000000 | 71060600000000 | 72286200000000 | 72954400000000 | 73290800000000 | 73368400000000 | 73438400000000 | 73634100000000 | 73907000000000 | 73988300000000 | 74171400000000 | 74571800000000 | 75130000000000 | 75529000000000 | 75971700000000 | 76584900000000 | 77076400000000 | 77425600000000 | 78006000000000 | 78971200000000 | 79966900000000 | 80699700000000 | 81390800000000 | 82356400000000 | 83206200000000 | 84056000000000 | 84905800000000 | 85755700000000
BIFUbC BAU Industrial Fuel Use before CCS[food beverage and tobacco 10T12,biomass if] | NoSettings | 0 | 0 | 0 | 0 | 0 | 0 | 0 | 0 | 0 | 0 | 0 | 0 | 0 | 0 | 0 | 0 | 0 | 0 | 0 | 0 | 0 | 0 | 0 | 0 | 0 | 0 | 0 | 0 | 0 | 0 | 0
BIFUbC BAU Industrial Fuel Use before CCS[food beverage and tobacco 10T12,petroleum diesel if] | NoSettings | 0 | 0 | 0 | 0 | 0 | 0 | 0 | 0 | 0 | 0 | 0 | 0 | 0 | 0 | 0 | 0 | 0 | 0 | 0 | 0 | 0 | 0 | 0 | 0 | 0 | 0 | 0 | 0 | 0 | 0 | 0
BIFUbC BAU Industrial Fuel Use before CCS[food beverage and tobacco 10T12,heat if] | NoSettings | 0 | 0 | 0 | 0 | 0 | 0 | 0 | 0 | 0 | 0 | 0 | 0 | 0 | 0 | 0 | 0 | 0 | 0 | 0 | 0 | 0 | 0 | 0 | 0 | 0 | 0 | 0 | 0 | 0 | 0 | 0
BIFUbC BAU Industrial Fuel Use before CCS[food beverage and tobacco 10T12,crude oil if] | NoSettings | 0 | 0 | 0 | 0 | 0 | 0 | 0 | 0 | 0 | 0 | 0 | 0 | 0 | 0 | 0 | 0 | 0 | 0 | 0 | 0 | 0 | 0 | 0 | 0 | 0 | 0 | 0 | 0 | 0 | 0 | 0
BIFUbC BAU Industrial Fuel Use before CCS[food beverage and tobacco 10T12,heavy or residual fuel oil if] | NoSettings | 0 | 0 | 0 | 0 | 0 | 0 | 0 | 0 | 0 | 0 | 0 | 0 | 0 | 0 | 0 | 0 | 0 | 0 | 0 | 0 | 0 | 0 | 0 | 0 | 0 | 0 | 0 | 0 | 0 | 0 | 0
BIFUbC BAU Industrial Fuel Use before CCS[food beverage and tobacco 10T12,LPG propane or butane if] | NoSettings | 0 | 0 | 0 | 0 | 0 | 0 | 0 | 0 | 0 | 0 | 0 | 0 | 0 | 0 | 0 | 0 | 0 | 0 | 0 | 0 | 0 | 0 | 0 | 0 | 0 | 0 | 0 | 0 | 0 | 0 | 0
BIFUbC BAU Industrial Fuel Use before CCS[food beverage and tobacco 10T12,hydrogen if] | NoSettings | 0 | 0 | 0 | 0 | 0 | 0 | 0 | 0 | 0 | 0 | 0 | 0 | 0 | 0 | 0 | 0 | 0 | 0 | 0 | 0 | 0 | 0 | 0 | 0 | 0 | 0 | 0 | 0 | 0 | 0 | 0
BIFUbC BAU Industrial Fuel Use before CCS[textiles apparel and leather 13T15,electricity if] | NoSettings | 928000000000 | 923000000000 | 973000000000 | 993000000000 | 1010000000000 | 1030000000000 | 1040000000000 | 1050000000000 | 1050000000000 | 1050000000000 | 1050000000000 | 1050000000000 | 1060000000000 | 1060000000000 | 1060000000000 | 1070000000000 | 1080000000000 | 1080000000000 | 1090000000000 | 1100000000000 | 1100000000000 | 1110000000000 | 1130000000000 | 1140000000000 | 1150000000000 | 1160000000000 | 1170000000000 | 1190000000000 | 1200000000000 | 1210000000000 | 1220000000000
BIFUbC BAU Industrial Fuel Use before CCS[textiles apparel and leather 13T15,hard coal if] | NoSettings | 0 | 0 | 0 | 0 | 0 | 0 | 0 | 0 | 0 | 0 | 0 | 0 | 0 | 0 | 0 | 0 | 0 | 0 | 0 | 0 | 0 | 0 | 0 | 0 | 0 | 0 | 0 | 0 | 0 | 0 | 0
BIFUbC BAU Industrial Fuel Use before CCS[textiles apparel and leather 13T15,natural gas if] | NoSettings | 3123100000000 | 3117860000000 | 3168330000000 | 3235500000000 | 3301090000000 | 3358030000000 | 3389070000000 | 3404690000000 | 3408300000000 | 3411550000000 | 3420640000000 | 3433320000000 | 3437100000000 | 3445600000000 | 3464200000000 | 3490140000000 | 3508670000000 | 3529230000000 | 3557720000000 | 3580550000000 | 3596780000000 | 3623740000000 | 3668580000000 | 3714830000000 | 3748870000000 | 3780980000000 | 3825830000000 | 3865310000000 | 3904790000000 | 3944270000000 | 3983740000000
BIFUbC BAU Industrial Fuel Use before CCS[textiles apparel and leather 13T15,biomass if] | NoSettings | 0 | 0 | 0 | 0 | 0 | 0 | 0 | 0 | 0 | 0 | 0 | 0 | 0 | 0 | 0 | 0 | 0 | 0 | 0 | 0 | 0 | 0 | 0 | 0 | 0 | 0 | 0 | 0 | 0 | 0 | 0
BIFUbC BAU Industrial Fuel Use before CCS[textiles apparel and leather 13T15,petroleum diesel if] | NoSettings | 0 | 0 | 0 | 0 | 0 | 0 | 0 | 0 | 0 | 0 | 0 | 0 | 0 | 0 | 0 | 0 | 0 | 0 | 0 | 0 | 0 | 0 | 0 | 0 | 0 | 0 | 0 | 0 | 0 | 0 | 0
BIFUbC BAU Industrial Fuel Use before CCS[textiles apparel and leather 13T15,heat if] | NoSettings | 0 | 0 | 0 | 0 | 0 | 0 | 0 | 0 | 0 | 0 | 0 | 0 | 0 | 0 | 0 | 0 | 0 | 0 | 0 | 0 | 0 | 0 | 0 | 0 | 0 | 0 | 0 | 0 | 0 | 0 | 0
BIFUbC BAU Industrial Fuel Use before CCS[textiles apparel and leather 13T15,crude oil if] | NoSettings | 0 | 0 | 0 | 0 | 0 | 0 | 0 | 0 | 0 | 0 | 0 | 0 | 0 | 0 | 0 | 0 | 0 | 0 | 0 | 0 | 0 | 0 | 0 | 0 | 0 | 0 | 0 | 0 | 0 | 0 | 0
BIFUbC BAU Industrial Fuel Use before CCS[textiles apparel and leather 13T15,heavy or residual fuel oil if] | NoSettings | 0 | 0 | 0 | 0 | 0 | 0 | 0 | 0 | 0 | 0 | 0 | 0 | 0 | 0 | 0 | 0 | 0 | 0 | 0 | 0 | 0 | 0 | 0 | 0 | 0 | 0 | 0 | 0 | 0 | 0 | 0
BIFUbC BAU Industrial Fuel Use before CCS[textiles apparel and leather 13T15,LPG propane or butane if] | NoSettings | 0 | 0 | 0 | 0 | 0 | 0 | 0 | 0 | 0 | 0 | 0 | 0 | 0 | 0 | 0 | 0 | 0 | 0 | 0 | 0 | 0 | 0 | 0 | 0 | 0 | 0 | 0 | 0 | 0 | 0 | 0
BIFUbC BAU Industrial Fuel Use before CCS[textiles apparel and leather 13T15,hydrogen if] | NoSettings | 0 | 0 | 0 | 0 | 0 | 0 | 0 | 0 | 0 | 0 | 0 | 0 | 0 | 0 | 0 | 0 | 0 | 0 | 0 | 0 | 0 | 0 | 0 | 0 | 0 | 0 | 0 | 0 | 0 | 0 | 0
BIFUbC BAU Industrial Fuel Use before CCS[wood products 16,electricity if] | NoSettings | 1120000000000 | 1120000000000 | 1180000000000 | 1200000000000 | 1230000000000 | 1250000000000 | 1260000000000 | 1270000000000 | 1270000000000 | 1270000000000 | 1270000000000 | 1280000000000 | 1280000000000 | 1280000000000 | 1290000000000 | 1300000000000 | 1310000000000 | 1310000000000 | 1320000000000 | 1330000000000 | 1340000000000 | 1350000000000 | 1370000000000 | 1380000000000 | 1400000000000 | 1410000000000 | 1420000000000 | 1440000000000 | 1450000000000 | 1470000000000 | 1480000000000
BIFUbC BAU Industrial Fuel Use before CCS[wood products 16,hard coal if] | NoSettings | 0 | 0 | 0 | 0 | 0 | 0 | 0 | 0 | 0 | 0 | 0 | 0 | 0 | 0 | 0 | 0 | 0 | 0 | 0 | 0 | 0 | 0 | 0 | 0 | 0 | 0 | 0 | 0 | 0 | 0 | 0
BIFUbC BAU Industrial Fuel Use before CCS[wood products 16,natural gas if] | NoSettings | 13725100000000 | 13702000000000 | 13923800000000 | 14219000000000 | 14507300000000 | 14757500000000 | 14893900000000 | 14962600000000 | 14978400000000 | 14992700000000 | 15032700000000 | 15088400000000 | 15105000000000 | 15142400000000 | 15224100000000 | 15338100000000 | 15419500000000 | 15509900000000 | 15635100000000 | 15735400000000 | 15806700000000 | 15925200000000 | 16122300000000 | 16325600000000 | 16475200000000 | 16616300000000 | 16813400000000 | 16986900000000 | 17160400000000 | 17333900000000 | 17507300000000
BIFUbC BAU Industrial Fuel Use before CCS[wood products 16,biomass if] | NoSettings | 13349000000000 | 13349000000000 | 13349000000000 | 13349000000000 | 13349000000000 | 13349000000000 | 13349000000000 | 13349000000000 | 13349000000000 | 13349000000000 | 13349000000000 | 13349000000000 | 13349000000000 | 13349000000000 | 13349000000000 | 13349000000000 | 13349000000000 | 13349000000000 | 13349000000000 | 13349000000000 | 13349000000000 | 13349000000000 | 13349000000000 | 13349000000000 | 13349000000000 | 13349000000000 | 13349000000000 | 13349000000000 | 13349000000000 | 13349000000000 | 13349000000000
BIFUbC BAU Industrial Fuel Use before CCS[wood products 16,petroleum diesel if] | NoSettings | 0 | 0 | 0 | 0 | 0 | 0 | 0 | 0 | 0 | 0 | 0 | 0 | 0 | 0 | 0 | 0 | 0 | 0 | 0 | 0 | 0 | 0 | 0 | 0 | 0 | 0 | 0 | 0 | 0 | 0 | 0
BIFUbC BAU Industrial Fuel Use before CCS[wood products 16,heat if] | NoSettings | 0 | 0 | 0 | 0 | 0 | 0 | 0 | 0 | 0 | 0 | 0 | 0 | 0 | 0 | 0 | 0 | 0 | 0 | 0 | 0 | 0 | 0 | 0 | 0 | 0 | 0 | 0 | 0 | 0 | 0 | 0
BIFUbC BAU Industrial Fuel Use before CCS[wood products 16,crude oil if] | NoSettings | 0 | 0 | 0 | 0 | 0 | 0 | 0 | 0 | 0 | 0 | 0 | 0 | 0 | 0 | 0 | 0 | 0 | 0 | 0 | 0 | 0 | 0 | 0 | 0 | 0 | 0 | 0 | 0 | 0 | 0 | 0
BIFUbC BAU Industrial Fuel Use before CCS[wood products 16,heavy or residual fuel oil if] | NoSettings | 0 | 0 | 0 | 0 | 0 | 0 | 0 | 0 | 0 | 0 | 0 | 0 | 0 | 0 | 0 | 0 | 0 | 0 | 0 | 0 | 0 | 0 | 0 | 0 | 0 | 0 | 0 | 0 | 0 | 0 | 0
BIFUbC BAU Industrial Fuel Use before CCS[wood products 16,LPG propane or butane if] | NoSettings | 0 | 0 | 0 | 0 | 0 | 0 | 0 | 0 | 0 | 0 | 0 | 0 | 0 | 0 | 0 | 0 | 0 | 0 | 0 | 0 | 0 | 0 | 0 | 0 | 0 | 0 | 0 | 0 | 0 | 0 | 0
BIFUbC BAU Industrial Fuel Use before CCS[wood products 16,hydrogen if] | NoSettings | 0 | 0 | 0 | 0 | 0 | 0 | 0 | 0 | 0 | 0 | 0 | 0 | 0 | 0 | 0 | 0 | 0 | 0 | 0 | 0 | 0 | 0 | 0 | 0 | 0 | 0 | 0 | 0 | 0 | 0 | 0
BIFUbC BAU Industrial Fuel Use before CCS[pulp paper and printing 17T18,electricity if] | NoSettings | 5130000000000 | 5100000000000 | 5380000000000 | 5490000000000 | 5600000000000 | 5700000000000 | 5750000000000 | 5780000000000 | 5780000000000 | 5790000000000 | 5810000000000 | 5830000000000 | 5830000000000 | 5850000000000 | 5880000000000 | 5920000000000 | 5950000000000 | 5990000000000 | 6040000000000 | 6080000000000 | 6100000000000 | 6150000000000 | 6230000000000 | 6300000000000 | 6360000000000 | 6420000000000 | 6490000000000 | 6560000000000 | 6630000000000 | 6690000000000 | 6760000000000
BIFUbC BAU Industrial Fuel Use before CCS[pulp paper and printing 17T18,hard coal if] | NoSettings | 0 | 0 | 0 | 0 | 0 | 0 | 0 | 0 | 0 | 0 | 0 | 0 | 0 | 0 | 0 | 0 | 0 | 0 | 0 | 0 | 0 | 0 | 0 | 0 | 0 | 0 | 0 | 0 | 0 | 0 | 0
BIFUbC BAU Industrial Fuel Use before CCS[pulp paper and printing 17T18,natural gas if] | NoSettings | 18017300000000 | 17987100000000 | 18278200000000 | 18665800000000 | 19044100000000 | 19372600000000 | 19551700000000 | 19641800000000 | 19662600000000 | 19681400000000 | 19733800000000 | 19807000000000 | 19828800000000 | 19877800000000 | 19985100000000 | 20134800000000 | 20241700000000 | 20360300000000 | 20524600000000 | 20656400000000 | 20750000000000 | 20905500000000 | 21164200000000 | 21431000000000 | 21627400000000 | 21812600000000 | 22071400000000 | 22299200000000 | 22526900000000 | 22754700000000 | 22982400000000
BIFUbC BAU Industrial Fuel Use before CCS[pulp paper and printing 17T18,biomass if] | NoSettings | 11311300000000 | 11311300000000 | 11311300000000 | 11311300000000 | 11311300000000 | 11311300000000 | 11311300000000 | 11311300000000 | 11311300000000 | 11311300000000 | 11311300000000 | 11311300000000 | 11311300000000 | 11311300000000 | 11311300000000 | 11311300000000 | 11311300000000 | 11311300000000 | 11311300000000 | 11311300000000 | 11311300000000 | 11311300000000 | 11311300000000 | 11311300000000 | 11311300000000 | 11311300000000 | 11311300000000 | 11311300000000 | 11311300000000 | 11311300000000 | 11311300000000
BIFUbC BAU Industrial Fuel Use before CCS[pulp paper and printing 17T18,petroleum diesel if] | NoSettings | 0 | 0 | 0 | 0 | 0 | 0 | 0 | 0 | 0 | 0 | 0 | 0 | 0 | 0 | 0 | 0 | 0 | 0 | 0 | 0 | 0 | 0 | 0 | 0 | 0 | 0 | 0 | 0 | 0 | 0 | 0
BIFUbC BAU Industrial Fuel Use before CCS[pulp paper and printing 17T18,heat if] | NoSettings | 0 | 0 | 0 | 0 | 0 | 0 | 0 | 0 | 0 | 0 | 0 | 0 | 0 | 0 | 0 | 0 | 0 | 0 | 0 | 0 | 0 | 0 | 0 | 0 | 0 | 0 | 0 | 0 | 0 | 0 | 0
BIFUbC BAU Industrial Fuel Use before CCS[pulp paper and printing 17T18,crude oil if] | NoSettings | 0 | 0 | 0 | 0 | 0 | 0 | 0 | 0 | 0 | 0 | 0 | 0 | 0 | 0 | 0 | 0 | 0 | 0 | 0 | 0 | 0 | 0 | 0 | 0 | 0 | 0 | 0 | 0 | 0 | 0 | 0
BIFUbC BAU Industrial Fuel Use before CCS[pulp paper and printing 17T18,heavy or residual fuel oil if] | NoSettings | 0 | 0 | 0 | 0 | 0 | 0 | 0 | 0 | 0 | 0 | 0 | 0 | 0 | 0 | 0 | 0 | 0 | 0 | 0 | 0 | 0 | 0 | 0 | 0 | 0 | 0 | 0 | 0 | 0 | 0 | 0
BIFUbC BAU Industrial Fuel Use before CCS[pulp paper and printing 17T18,LPG propane or butane if] | NoSettings | 0 | 0 | 0 | 0 | 0 | 0 | 0 | 0 | 0 | 0 | 0 | 0 | 0 | 0 | 0 | 0 | 0 | 0 | 0 | 0 | 0 | 0 | 0 | 0 | 0 | 0 | 0 | 0 | 0 | 0 | 0
BIFUbC BAU Industrial Fuel Use before CCS[pulp paper and printing 17T18,hydrogen if] | NoSettings | 0 | 0 | 0 | 0 | 0 | 0 | 0 | 0 | 0 | 0 | 0 | 0 | 0 | 0 | 0 | 0 | 0 | 0 | 0 | 0 | 0 | 0 | 0 | 0 | 0 | 0 | 0 | 0 | 0 | 0 | 0
BIFUbC BAU Industrial Fuel Use before CCS[refined petroleum and coke 19,electricity if] | NoSettings | 19600000000000 | 21000000000000 | 19700000000000 | 20000000000000 | 19900000000000 | 19700000000000 | 19200000000000 | 19100000000000 | 18300000000000 | 17900000000000 | 17500000000000 | 17200000000000 | 16800000000000 | 16700000000000 | 16100000000000 | 15800000000000 | 15900000000000 | 15400000000000 | 15200000000000 | 15200000000000 | 15100000000000 | 14900000000000 | 14800000000000 | 14700000000000 | 14700000000000 | 14600000000000 | 14500000000000 | 14400000000000 | 14400000000000 | 14300000000000 | 14200000000000
BIFUbC BAU Industrial Fuel Use before CCS[refined petroleum and coke 19,hard coal if] | NoSettings | 58081200000000 | 58081200000000 | 58081200000000 | 58081200000000 | 58081200000000 | 58081200000000 | 58081200000000 | 58081200000000 | 58081200000000 | 58081200000000 | 58081200000000 | 58081200000000 | 58081200000000 | 58081200000000 | 58081200000000 | 58081200000000 | 58081200000000 | 58081200000000 | 58081200000000 | 58081200000000 | 58081200000000 | 58081200000000 | 58081200000000 | 58081200000000 | 58081200000000 | 40220300000000 | 43792500000000 | 40220300000000 | 36648100000000 | 33075900000000 | 29503800000000
BIFUbC BAU Industrial Fuel Use before CCS[refined petroleum and coke 19,natural gas if] | NoSettings | 174428000000000 | 186466000000000 | 174470000000000 | 177805000000000 | 176237000000000 | 174433000000000 | 170563000000000 | 169479000000000 | 162660000000000 | 159017000000000 | 155443000000000 | 152789000000000 | 148731000000000 | 147831000000000 | 143094000000000 | 140292000000000 | 140780000000000 | 136954000000000 | 135153000000000 | 134774000000000 | 134323000000000 | 132413000000000 | 131520000000000 | 130910000000000 | 130485000000000 | 129521000000000 | 128924000000000 | 128242000000000 | 127560000000000 | 126879000000000 | 126197000000000
BIFUbC BAU Industrial Fuel Use before CCS[refined petroleum and coke 19,biomass if] | NoSettings | 0 | 0 | 0 | 0 | 0 | 0 | 0 | 0 | 0 | 0 | 0 | 0 | 0 | 0 | 0 | 0 | 0 | 0 | 0 | 0 | 0 | 0 | 0 | 0 | 0 | 0 | 0 | 0 | 0 | 0 | 0
BIFUbC BAU Industrial Fuel Use before CCS[refined petroleum and coke 19,petroleum diesel if] | NoSettings | 82148400000 | 88070800000 | 82621200000 | 84412400000 | 83877800000 | 83226500000 | 81582700000 | 81265700000 | 78188700000 | 76626100000 | 75088300000 | 73987300000 | 72198200000 | 71936000000 | 69800000000 | 68598800000 | 69003700000 | 67289900000 | 66564100000 | 66536600000 | 66472000000 | 65682200000 | 65394100000 | 65244400000 | 65185800000 | 64856000000 | 64714300000 | 64528300000 | 64342200000 | 64156100000 | 63970100000
BIFUbC BAU Industrial Fuel Use before CCS[refined petroleum and coke 19,heat if] | NoSettings | 0 | 0 | 0 | 0 | 0 | 0 | 0 | 0 | 0 | 0 | 0 | 0 | 0 | 0 | 0 | 0 | 0 | 0 | 0 | 0 | 0 | 0 | 0 | 0 | 0 | 0 | 0 | 0 | 0 | 0 | 0
BIFUbC BAU Industrial Fuel Use before CCS[refined petroleum and coke 19,crude oil if] | NoSettings | 2680000000000000 | 3410000000000000 | 3410000000000000 | 3410000000000000 | 3410000000000000 | 3410000000000000 | 3410000000000000 | 3410000000000000 | 3410000000000000 | 3410000000000000 | 3410000000000000 | 3410000000000000 | 3410000000000000 | 3410000000000000 | 3410000000000000 | 3410000000000000 | 3410000000000000 | 3410000000000000 | 3410000000000000 | 3410000000000000 | 3410000000000000 | 3410000000000000 | 3410000000000000 | 3410000000000000 | 3410000000000000 | 3410000000000000 | 3410000000000000 | 3410000000000000 | 3410000000000000 | 3410000000000000 | 3410000000000000
BIFUbC BAU Industrial Fuel Use before CCS[refined petroleum and coke 19,heavy or residual fuel oil if] | NoSettings | 2858100000000 | 3064150000000 | 2874550000000 | 2936870000000 | 2918270000000 | 2895610000000 | 2838420000000 | 2827390000000 | 2720330000000 | 2665970000000 | 2612460000000 | 2574160000000 | 2511910000000 | 2502790000000 | 2428480000000 | 2386680000000 | 2400770000000 | 2341140000000 | 2315890000000 | 2314940000000 | 2312690000000 | 2285210000000 | 2275180000000 | 2269980000000 | 2267940000000 | 2256460000000 | 2251540000000 | 2245060000000 | 2238590000000 | 2232110000000 | 2225640000000
BIFUbC BAU Industrial Fuel Use before CCS[refined petroleum and coke 19,LPG propane or butane if] | NoSettings | 35652500000 | 38222800000 | 35857700000 | 36635100000 | 36403100000 | 36120400000 | 35407000000 | 35269400000 | 33934000000 | 33255800000 | 32588400000 | 32110600000 | 31334100000 | 31220300000 | 30293300000 | 29772000000 | 29947700000 | 29203900000 | 28888900000 | 28877000000 | 28848900000 | 28506100000 | 28381100000 | 28316200000 | 28290700000 | 28147600000 | 28086100000 | 28005300000 | 27924600000 | 27843800000 | 27763100000
BIFUbC BAU Industrial Fuel Use before CCS[refined petroleum and coke 19,hydrogen if] | NoSettings | 0 | 0 | 0 | 0 | 0 | 0 | 0 | 0 | 0 | 0 | 0 | 0 | 0 | 0 | 0 | 0 | 0 | 0 | 0 | 0 | 0 | 0 | 0 | 0 | 0 | 0 | 0 | 0 | 0 | 0 | 0
BIFUbC BAU Industrial Fuel Use before CCS[chemicals 20,electricity if] | NoSettings | 7690000000000 | 7650000000000 | 8070000000000 | 8240000000000 | 8400000000000 | 8550000000000 | 8630000000000 | 8670000000000 | 8680000000000 | 8690000000000 | 8710000000000 | 8740000000000 | 8750000000000 | 8770000000000 | 8820000000000 | 8890000000000 | 8930000000000 | 8990000000000 | 9060000000000 | 9120000000000 | 9160000000000 | 9230000000000 | 9340000000000 | 9460000000000 | 9540000000000 | 9630000000000 | 9740000000000 | 9840000000000 | 9940000000000 | 10000000000000 | 10100000000000
BIFUbC BAU Industrial Fuel Use before CCS[chemicals 20,hard coal if] | NoSettings | 0 | 0 | 0 | 0 | 0 | 0 | 0 | 0 | 0 | 0 | 0 | 0 | 0 | 0 | 0 | 0 | 0 | 0 | 0 | 0 | 0 | 0 | 0 | 0 | 0 | 0 | 0 | 0 | 0 | 0 | 0
BIFUbC BAU Industrial Fuel Use before CCS[chemicals 20,natural gas if] | NoSettings | 145252000000000 | 145008000000000 | 147355000000000 | 150480000000000 | 153530000000000 | 156178000000000 | 157622000000000 | 158349000000000 | 158516000000000 | 158667000000000 | 159090000000000 | 159680000000000 | 159856000000000 | 160251000000000 | 161116000000000 | 162322000000000 | 163184000000000 | 164141000000000 | 165466000000000 | 166527000000000 | 167282000000000 | 168536000000000 | 170621000000000 | 172773000000000 | 174356000000000 | 175849000000000 | 177935000000000 | 179771000000000 | 181607000000000 | 183443000000000 | 185280000000000
BIFUbC BAU Industrial Fuel Use before CCS[chemicals 20,biomass if] | NoSettings | 0 | 0 | 0 | 0 | 0 | 0 | 0 | 0 | 0 | 0 | 0 | 0 | 0 | 0 | 0 | 0 | 0 | 0 | 0 | 0 | 0 | 0 | 0 | 0 | 0 | 0 | 0 | 0 | 0 | 0 | 0
BIFUbC BAU Industrial Fuel Use before CCS[chemicals 20,petroleum diesel if] | NoSettings | 0 | 0 | 0 | 0 | 0 | 0 | 0 | 0 | 0 | 0 | 0 | 0 | 0 | 0 | 0 | 0 | 0 | 0 | 0 | 0 | 0 | 0 | 0 | 0 | 0 | 0 | 0 | 0 | 0 | 0 | 0
BIFUbC BAU Industrial Fuel Use before CCS[chemicals 20,heat if] | NoSettings | 0 | 0 | 0 | 0 | 0 | 0 | 0 | 0 | 0 | 0 | 0 | 0 | 0 | 0 | 0 | 0 | 0 | 0 | 0 | 0 | 0 | 0 | 0 | 0 | 0 | 0 | 0 | 0 | 0 | 0 | 0
BIFUbC BAU Industrial Fuel Use before CCS[chemicals 20,crude oil if] | NoSettings | 0 | 0 | 0 | 0 | 0 | 0 | 0 | 0 | 0 | 0 | 0 | 0 | 0 | 0 | 0 | 0 | 0 | 0 | 0 | 0 | 0 | 0 | 0 | 0 | 0 | 0 | 0 | 0 | 0 | 0 | 0
BIFUbC BAU Industrial Fuel Use before CCS[chemicals 20,heavy or residual fuel oil if] | NoSettings | 0 | 0 | 0 | 0 | 0 | 0 | 0 | 0 | 0 | 0 | 0 | 0 | 0 | 0 | 0 | 0 | 0 | 0 | 0 | 0 | 0 | 0 | 0 | 0 | 0 | 0 | 0 | 0 | 0 | 0 | 0
BIFUbC BAU Industrial Fuel Use before CCS[chemicals 20,LPG propane or butane if] | NoSettings | 0 | 0 | 0 | 0 | 0 | 0 | 0 | 0 | 0 | 0 | 0 | 0 | 0 | 0 | 0 | 0 | 0 | 0 | 0 | 0 | 0 | 0 | 0 | 0 | 0 | 0 | 0 | 0 | 0 | 0 | 0
BIFUbC BAU Industrial Fuel Use before CCS[chemicals 20,hydrogen if] | NoSettings | 0 | 0 | 0 | 0 | 0 | 0 | 0 | 0 | 0 | 0 | 0 | 0 | 0 | 0 | 0 | 0 | 0 | 0 | 0 | 0 | 0 | 0 | 0 | 0 | 0 | 0 | 0 | 0 | 0 | 0 | 0
BIFUbC BAU Industrial Fuel Use before CCS[rubber and plastic products 22,electricity if] | NoSettings | 5530000000000 | 5500000000000 | 5800000000000 | 5920000000000 | 6040000000000 | 6140000000000 | 6200000000000 | 6230000000000 | 6240000000000 | 6240000000000 | 6260000000000 | 6280000000000 | 6290000000000 | 6300000000000 | 6340000000000 | 6390000000000 | 6420000000000 | 6460000000000 | 6510000000000 | 6550000000000 | 6580000000000 | 6630000000000 | 6710000000000 | 6800000000000 | 6860000000000 | 6920000000000 | 7000000000000 | 7070000000000 | 7140000000000 | 7220000000000 | 7290000000000
BIFUbC BAU Industrial Fuel Use before CCS[rubber and plastic products 22,hard coal if] | NoSettings | 0 | 0 | 0 | 0 | 0 | 0 | 0 | 0 | 0 | 0 | 0 | 0 | 0 | 0 | 0 | 0 | 0 | 0 | 0 | 0 | 0 | 0 | 0 | 0 | 0 | 0 | 0 | 0 | 0 | 0 | 0
BIFUbC BAU Industrial Fuel Use before CCS[rubber and plastic products 22,natural gas if] | NoSettings | 1638690000000 | 1635940000000 | 1662420000000 | 1697670000000 | 1732080000000 | 1761960000000 | 1778240000000 | 1786440000000 | 1788330000000 | 1790040000000 | 1794810000000 | 1801460000000 | 1803440000000 | 1807910000000 | 1817670000000 | 1831270000000 | 1841000000000 | 1851790000000 | 1866730000000 | 1878710000000 | 1887230000000 | 1901370000000 | 1924900000000 | 1949170000000 | 1967030000000 | 1983880000000 | 2007410000000 | 2028130000000 | 2048840000000 | 2069560000000 | 2090270000000
BIFUbC BAU Industrial Fuel Use before CCS[rubber and plastic products 22,biomass if] | NoSettings | 0 | 0 | 0 | 0 | 0 | 0 | 0 | 0 | 0 | 0 | 0 | 0 | 0 | 0 | 0 | 0 | 0 | 0 | 0 | 0 | 0 | 0 | 0 | 0 | 0 | 0 | 0 | 0 | 0 | 0 | 0
BIFUbC BAU Industrial Fuel Use before CCS[rubber and plastic products 22,petroleum diesel if] | NoSettings | 0 | 0 | 0 | 0 | 0 | 0 | 0 | 0 | 0 | 0 | 0 | 0 | 0 | 0 | 0 | 0 | 0 | 0 | 0 | 0 | 0 | 0 | 0 | 0 | 0 | 0 | 0 | 0 | 0 | 0 | 0
BIFUbC BAU Industrial Fuel Use before CCS[rubber and plastic products 22,heat if] | NoSettings | 0 | 0 | 0 | 0 | 0 | 0 | 0 | 0 | 0 | 0 | 0 | 0 | 0 | 0 | 0 | 0 | 0 | 0 | 0 | 0 | 0 | 0 | 0 | 0 | 0 | 0 | 0 | 0 | 0 | 0 | 0
BIFUbC BAU Industrial Fuel Use before CCS[rubber and plastic products 22,crude oil if] | NoSettings | 0 | 0 | 0 | 0 | 0 | 0 | 0 | 0 | 0 | 0 | 0 | 0 | 0 | 0 | 0 | 0 | 0 | 0 | 0 | 0 | 0 | 0 | 0 | 0 | 0 | 0 | 0 | 0 | 0 | 0 | 0
BIFUbC BAU Industrial Fuel Use before CCS[rubber and plastic products 22,heavy or residual fuel oil if] | NoSettings | 0 | 0 | 0 | 0 | 0 | 0 | 0 | 0 | 0 | 0 | 0 | 0 | 0 | 0 | 0 | 0 | 0 | 0 | 0 | 0 | 0 | 0 | 0 | 0 | 0 | 0 | 0 | 0 | 0 | 0 | 0
BIFUbC BAU Industrial Fuel Use before CCS[rubber and plastic products 22,LPG propane or butane if] | NoSettings | 0 | 0 | 0 | 0 | 0 | 0 | 0 | 0 | 0 | 0 | 0 | 0 | 0 | 0 | 0 | 0 | 0 | 0 | 0 | 0 | 0 | 0 | 0 | 0 | 0 | 0 | 0 | 0 | 0 | 0 | 0
BIFUbC BAU Industrial Fuel Use before CCS[rubber and plastic products 22,hydrogen if] | NoSettings | 0 | 0 | 0 | 0 | 0 | 0 | 0 | 0 | 0 | 0 | 0 | 0 | 0 | 0 | 0 | 0 | 0 | 0 | 0 | 0 | 0 | 0 | 0 | 0 | 0 | 0 | 0 | 0 | 0 | 0 | 0
BIFUbC BAU Industrial Fuel Use before CCS[glass and glass products 231,electricity if] | NoSettings | 10500000000000 | 10400000000000 | 11000000000000 | 11200000000000 | 11400000000000 | 11600000000000 | 11700000000000 | 11800000000000 | 11800000000000 | 11800000000000 | 11800000000000 | 11900000000000 | 11900000000000 | 11900000000000 | 12000000000000 | 12100000000000 | 12100000000000 | 12200000000000 | 12300000000000 | 12400000000000 | 12400000000000 | 12500000000000 | 12700000000000 | 12900000000000 | 13000000000000 | 13100000000000 | 13200000000000 | 13400000000000 | 13500000000000 | 13700000000000 | 13800000000000
BIFUbC BAU Industrial Fuel Use before CCS[glass and glass products 231,hard coal if] | NoSettings | 0 | 0 | 0 | 0 | 0 | 0 | 0 | 0 | 0 | 0 | 0 | 0 | 0 | 0 | 0 | 0 | 0 | 0 | 0 | 0 | 0 | 0 | 0 | 0 | 0 | 0 | 0 | 0 | 0 | 0 | 0
BIFUbC BAU Industrial Fuel Use before CCS[glass and glass products 231,natural gas if] | NoSettings | 13693700000000 | 13670700000000 | 13892000000000 | 14186600000000 | 14474200000000 | 14723800000000 | 14859900000000 | 14928400000000 | 14944200000000 | 14958500000000 | 14998300000000 | 15053900000000 | 15070500000000 | 15107800000000 | 15189300000000 | 15303100000000 | 15384300000000 | 15474500000000 | 15599400000000 | 15699500000000 | 15770600000000 | 15888800000000 | 16085500000000 | 16288300000000 | 16437500000000 | 16578300000000 | 16775000000000 | 16948100000000 | 17121200000000 | 17294300000000 | 17467400000000
BIFUbC BAU Industrial Fuel Use before CCS[glass and glass products 231,biomass if] | NoSettings | 0 | 0 | 0 | 0 | 0 | 0 | 0 | 0 | 0 | 0 | 0 | 0 | 0 | 0 | 0 | 0 | 0 | 0 | 0 | 0 | 0 | 0 | 0 | 0 | 0 | 0 | 0 | 0 | 0 | 0 | 0
BIFUbC BAU Industrial Fuel Use before CCS[glass and glass products 231,petroleum diesel if] | NoSettings | 0 | 0 | 0 | 0 | 0 | 0 | 0 | 0 | 0 | 0 | 0 | 0 | 0 | 0 | 0 | 0 | 0 | 0 | 0 | 0 | 0 | 0 | 0 | 0 | 0 | 0 | 0 | 0 | 0 | 0 | 0
BIFUbC BAU Industrial Fuel Use before CCS[glass and glass products 231,heat if] | NoSettings | 0 | 0 | 0 | 0 | 0 | 0 | 0 | 0 | 0 | 0 | 0 | 0 | 0 | 0 | 0 | 0 | 0 | 0 | 0 | 0 | 0 | 0 | 0 | 0 | 0 | 0 | 0 | 0 | 0 | 0 | 0
BIFUbC BAU Industrial Fuel Use before CCS[glass and glass products 231,crude oil if] | NoSettings | 0 | 0 | 0 | 0 | 0 | 0 | 0 | 0 | 0 | 0 | 0 | 0 | 0 | 0 | 0 | 0 | 0 | 0 | 0 | 0 | 0 | 0 | 0 | 0 | 0 | 0 | 0 | 0 | 0 | 0 | 0
BIFUbC BAU Industrial Fuel Use before CCS[glass and glass products 231,heavy or residual fuel oil if] | NoSettings | 0 | 0 | 0 | 0 | 0 | 0 | 0 | 0 | 0 | 0 | 0 | 0 | 0 | 0 | 0 | 0 | 0 | 0 | 0 | 0 | 0 | 0 | 0 | 0 | 0 | 0 | 0 | 0 | 0 | 0 | 0
BIFUbC BAU Industrial Fuel Use before CCS[glass and glass products 231,LPG propane or butane if] | NoSettings | 0 | 0 | 0 | 0 | 0 | 0 | 0 | 0 | 0 | 0 | 0 | 0 | 0 | 0 | 0 | 0 | 0 | 0 | 0 | 0 | 0 | 0 | 0 | 0 | 0 | 0 | 0 | 0 | 0 | 0 | 0
BIFUbC BAU Industrial Fuel Use before CCS[glass and glass products 231,hydrogen if] | NoSettings | 0 | 0 | 0 | 0 | 0 | 0 | 0 | 0 | 0 | 0 | 0 | 0 | 0 | 0 | 0 | 0 | 0 | 0 | 0 | 0 | 0 | 0 | 0 | 0 | 0 | 0 | 0 | 0 | 0 | 0 | 0
BIFUbC BAU Industrial Fuel Use before CCS[cement and other nonmetallic minerals 239,electricity if] | NoSettings | 12900000000000 | 12800000000000 | 13500000000000 | 13800000000000 | 14100000000000 | 14300000000000 | 14500000000000 | 14500000000000 | 14500000000000 | 14600000000000 | 14600000000000 | 14700000000000 | 14700000000000 | 14700000000000 | 14800000000000 | 14900000000000 | 15000000000000 | 15100000000000 | 15200000000000 | 15300000000000 | 15300000000000 | 15500000000000 | 15700000000000 | 15900000000000 | 16000000000000 | 16100000000000 | 16300000000000 | 16500000000000 | 16700000000000 | 16800000000000 | 17000000000000
BIFUbC BAU Industrial Fuel Use before CCS[cement and other nonmetallic minerals 239,hard coal if] | NoSettings | 35775800000000 | 34877000000000 | 33978200000000 | 33079400000000 | 32180600000000 | 31281800000000 | 30383000000000 | 29484200000000 | 28585400000000 | 27686600000000 | 26787800000000 | 25888900000000 | 24990100000000 | 24091300000000 | 23192500000000 | 22293700000000 | 22293700000000 | 22293700000000 | 22293700000000 | 22293700000000 | 22293700000000 | 22293700000000 | 22293700000000 | 22293700000000 | 22293700000000 | 22293700000000 | 22293700000000 | 22293700000000 | 22293700000000 | 22293700000000 | 22293700000000
BIFUbC BAU Industrial Fuel Use before CCS[cement and other nonmetallic minerals 239,natural gas if] | NoSettings | 4658520000000 | 4556690000000 | 4454860000000 | 4353040000000 | 4251210000000 | 4149390000000 | 4047560000000 | 3945730000000 | 3843910000000 | 3742080000000 | 3640260000000 | 3538430000000 | 3436600000000 | 3334780000000 | 3232950000000 | 3131130000000 | 3131130000000 | 3131130000000 | 3131130000000 | 3131130000000 | 3131130000000 | 3131130000000 | 3131130000000 | 3131130000000 | 3131130000000 | 3131130000000 | 3131130000000 | 3131130000000 | 3131130000000 | 3131130000000 | 3131130000000
BIFUbC BAU Industrial Fuel Use before CCS[cement and other nonmetallic minerals 239,biomass if] | NoSettings | 1504830000000 | 1464700000000 | 1424570000000 | 1384440000000 | 1344310000000 | 1304180000000 | 1264050000000 | 1223930000000 | 1183800000000 | 1143670000000 | 1103540000000 | 1063410000000 | 1023280000000 | 983153000000 | 943024000000 | 902896000000 | 902896000000 | 902896000000 | 902896000000 | 902896000000 | 902896000000 | 902896000000 | 902896000000 | 902896000000 | 902896000000 | 902896000000 | 902896000000 | 902896000000 | 902896000000 | 902896000000 | 902896000000
BIFUbC BAU Industrial Fuel Use before CCS[cement and other nonmetallic minerals 239,petroleum diesel if] | NoSettings | 1732270000000 | 1698400000000 | 1664530000000 | 1630660000000 | 1596790000000 | 1562920000000 | 1529050000000 | 1495180000000 | 1461310000000 | 1427440000000 | 1393570000000 | 1359700000000 | 1325830000000 | 1291960000000 | 1258090000000 | 1224220000000 | 1224220000000 | 1224220000000 | 1224220000000 | 1224220000000 | 1224220000000 | 1224220000000 | 1224220000000 | 1224220000000 | 1224220000000 | 1224220000000 | 1224220000000 | 1224220000000 | 1224220000000 | 1224220000000 | 1224220000000
BIFUbC BAU Industrial Fuel Use before CCS[cement and other nonmetallic minerals 239,heat if] | NoSettings | 0 | 0 | 0 | 0 | 0 | 0 | 0 | 0 | 0 | 0 | 0 | 0 | 0 | 0 | 0 | 0 | 0 | 0 | 0 | 0 | 0 | 0 | 0 | 0 | 0 | 0 | 0 | 0 | 0 | 0 | 0
BIFUbC BAU Industrial Fuel Use before CCS[cement and other nonmetallic minerals 239,crude oil if] | NoSettings | 0 | 0 | 0 | 0 | 0 | 0 | 0 | 0 | 0 | 0 | 0 | 0 | 0 | 0 | 0 | 0 | 0 | 0 | 0 | 0 | 0 | 0 | 0 | 0 | 0 | 0 | 0 | 0 | 0 | 0 | 0
BIFUbC BAU Industrial Fuel Use before CCS[cement and other nonmetallic minerals 239,heavy or residual fuel oil if] | NoSettings | 0 | 0 | 0 | 0 | 0 | 0 | 0 | 0 | 0 | 0 | 0 | 0 | 0 | 0 | 0 | 0 | 0 | 0 | 0 | 0 | 0 | 0 | 0 | 0 | 0 | 0 | 0 | 0 | 0 | 0 | 0
BIFUbC BAU Industrial Fuel Use before CCS[cement and other nonmetallic minerals 239,LPG propane or butane if] | NoSettings | 491459000 | 481214000 | 470970000 | 460726000 | 450481000 | 440237000 | 429992000 | 419748000 | 409504000 | 399259000 | 389015000 | 378770000 | 368526000 | 358282000 | 348037000 | 337793000 | 337793000 | 337793000 | 337793000 | 337793000 | 337793000 | 337793000 | 337793000 | 337793000 | 337793000 | 337793000 | 337793000 | 337793000 | 337793000 | 337793000 | 337793000
BIFUbC BAU Industrial Fuel Use before CCS[cement and other nonmetallic minerals 239,hydrogen if] | NoSettings | 0 | 0 | 0 | 0 | 0 | 0 | 0 | 0 | 0 | 0 | 0 | 0 | 0 | 0 | 0 | 0 | 0 | 0 | 0 | 0 | 0 | 0 | 0 | 0 | 0 | 0 | 0 | 0 | 0 | 0 | 0
BIFUbC BAU Industrial Fuel Use before CCS[iron and steel 241,electricity if] | NoSettings | 2320000000000 | 2070000000000 | 2250000000000 | 2260000000000 | 2350000000000 | 2460000000000 | 2460000000000 | 2480000000000 | 2480000000000 | 2500000000000 | 2530000000000 | 2540000000000 | 2530000000000 | 2520000000000 | 2530000000000 | 2540000000000 | 2530000000000 | 2540000000000 | 2570000000000 | 2580000000000 | 2570000000000 | 2580000000000 | 2640000000000 | 2690000000000 | 2700000000000 | 2720000000000 | 2750000000000 | 2780000000000 | 2820000000000 | 2860000000000 | 2920000000000
BIFUbC BAU Industrial Fuel Use before CCS[iron and steel 241,hard coal if] | NoSettings | 0 | 0 | 0 | 0 | 0 | 0 | 0 | 0 | 0 | 0 | 0 | 0 | 0 | 0 | 0 | 0 | 0 | 0 | 0 | 0 | 0 | 0 | 0 | 0 | 0 | 0 | 0 | 0 | 0 | 0 | 0
BIFUbC BAU Industrial Fuel Use before CCS[iron and steel 241,natural gas if] | NoSettings | 0 | 0 | 0 | 0 | 0 | 0 | 0 | 0 | 0 | 0 | 0 | 0 | 0 | 0 | 0 | 0 | 0 | 0 | 0 | 0 | 0 | 0 | 0 | 0 | 0 | 0 | 0 | 0 | 0 | 0 | 0
BIFUbC BAU Industrial Fuel Use before CCS[iron and steel 241,biomass if] | NoSettings | 0 | 0 | 0 | 0 | 0 | 0 | 0 | 0 | 0 | 0 | 0 | 0 | 0 | 0 | 0 | 0 | 0 | 0 | 0 | 0 | 0 | 0 | 0 | 0 | 0 | 0 | 0 | 0 | 0 | 0 | 0
BIFUbC BAU Industrial Fuel Use before CCS[iron and steel 241,petroleum diesel if] | NoSettings | 0 | 0 | 0 | 0 | 0 | 0 | 0 | 0 | 0 | 0 | 0 | 0 | 0 | 0 | 0 | 0 | 0 | 0 | 0 | 0 | 0 | 0 | 0 | 0 | 0 | 0 | 0 | 0 | 0 | 0 | 0
BIFUbC BAU Industrial Fuel Use before CCS[iron and steel 241,heat if] | NoSettings | 0 | 0 | 0 | 0 | 0 | 0 | 0 | 0 | 0 | 0 | 0 | 0 | 0 | 0 | 0 | 0 | 0 | 0 | 0 | 0 | 0 | 0 | 0 | 0 | 0 | 0 | 0 | 0 | 0 | 0 | 0
BIFUbC BAU Industrial Fuel Use before CCS[iron and steel 241,crude oil if] | NoSettings | 0 | 0 | 0 | 0 | 0 | 0 | 0 | 0 | 0 | 0 | 0 | 0 | 0 | 0 | 0 | 0 | 0 | 0 | 0 | 0 | 0 | 0 | 0 | 0 | 0 | 0 | 0 | 0 | 0 | 0 | 0
BIFUbC BAU Industrial Fuel Use before CCS[iron and steel 241,heavy or residual fuel oil if] | NoSettings | 0 | 0 | 0 | 0 | 0 | 0 | 0 | 0 | 0 | 0 | 0 | 0 | 0 | 0 | 0 | 0 | 0 | 0 | 0 | 0 | 0 | 0 | 0 | 0 | 0 | 0 | 0 | 0 | 0 | 0 | 0
BIFUbC BAU Industrial Fuel Use before CCS[iron and steel 241,LPG propane or butane if] | NoSettings | 0 | 0 | 0 | 0 | 0 | 0 | 0 | 0 | 0 | 0 | 0 | 0 | 0 | 0 | 0 | 0 | 0 | 0 | 0 | 0 | 0 | 0 | 0 | 0 | 0 | 0 | 0 | 0 | 0 | 0 | 0
BIFUbC BAU Industrial Fuel Use before CCS[iron and steel 241,hydrogen if] | NoSettings | 0 | 0 | 0 | 0 | 0 | 0 | 0 | 0 | 0 | 0 | 0 | 0 | 0 | 0 | 0 | 0 | 0 | 0 | 0 | 0 | 0 | 0 | 0 | 0 | 0 | 0 | 0 | 0 | 0 | 0 | 0
BIFUbC BAU Industrial Fuel Use before CCS[other metals 242,electricity if] | NoSettings | 4290000000000 | 4510000000000 | 4690000000000 | 4820000000000 | 4880000000000 | 4890000000000 | 4960000000000 | 4970000000000 | 4980000000000 | 4970000000000 | 4960000000000 | 4970000000000 | 4990000000000 | 5020000000000 | 5060000000000 | 5100000000000 | 5150000000000 | 5180000000000 | 5220000000000 | 5250000000000 | 5310000000000 | 5350000000000 | 5390000000000 | 5440000000000 | 5510000000000 | 5560000000000 | 5620000000000 | 5690000000000 | 5730000000000 | 5780000000000 | 5800000000000
BIFUbC BAU Industrial Fuel Use before CCS[other metals 242,hard coal if] | NoSettings | 0 | 0 | 0 | 0 | 0 | 0 | 0 | 0 | 0 | 0 | 0 | 0 | 0 | 0 | 0 | 0 | 0 | 0 | 0 | 0 | 0 | 0 | 0 | 0 | 0 | 0 | 0 | 0 | 0 | 0 | 0
BIFUbC BAU Industrial Fuel Use before CCS[other metals 242,natural gas if] | NoSettings | 0 | 0 | 0 | 0 | 0 | 0 | 0 | 0 | 0 | 0 | 0 | 0 | 0 | 0 | 0 | 0 | 0 | 0 | 0 | 0 | 0 | 0 | 0 | 0 | 0 | 0 | 0 | 0 | 0 | 0 | 0
BIFUbC BAU Industrial Fuel Use before CCS[other metals 242,biomass if] | NoSettings | 0 | 0 | 0 | 0 | 0 | 0 | 0 | 0 | 0 | 0 | 0 | 0 | 0 | 0 | 0 | 0 | 0 | 0 | 0 | 0 | 0 | 0 | 0 | 0 | 0 | 0 | 0 | 0 | 0 | 0 | 0
BIFUbC BAU Industrial Fuel Use before CCS[other metals 242,petroleum diesel if] | NoSettings | 0 | 0 | 0 | 0 | 0 | 0 | 0 | 0 | 0 | 0 | 0 | 0 | 0 | 0 | 0 | 0 | 0 | 0 | 0 | 0 | 0 | 0 | 0 | 0 | 0 | 0 | 0 | 0 | 0 | 0 | 0
BIFUbC BAU Industrial Fuel Use before CCS[other metals 242,heat if] | NoSettings | 0 | 0 | 0 | 0 | 0 | 0 | 0 | 0 | 0 | 0 | 0 | 0 | 0 | 0 | 0 | 0 | 0 | 0 | 0 | 0 | 0 | 0 | 0 | 0 | 0 | 0 | 0 | 0 | 0 | 0 | 0
BIFUbC BAU Industrial Fuel Use before CCS[other metals 242,crude oil if] | NoSettings | 0 | 0 | 0 | 0 | 0 | 0 | 0 | 0 | 0 | 0 | 0 | 0 | 0 | 0 | 0 | 0 | 0 | 0 | 0 | 0 | 0 | 0 | 0 | 0 | 0 | 0 | 0 | 0 | 0 | 0 | 0
BIFUbC BAU Industrial Fuel Use before CCS[other metals 242,heavy or residual fuel oil if] | NoSettings | 0 | 0 | 0 | 0 | 0 | 0 | 0 | 0 | 0 | 0 | 0 | 0 | 0 | 0 | 0 | 0 | 0 | 0 | 0 | 0 | 0 | 0 | 0 | 0 | 0 | 0 | 0 | 0 | 0 | 0 | 0
BIFUbC BAU Industrial Fuel Use before CCS[other metals 242,LPG propane or butane if] | NoSettings | 0 | 0 | 0 | 0 | 0 | 0 | 0 | 0 | 0 | 0 | 0 | 0 | 0 | 0 | 0 | 0 | 0 | 0 | 0 | 0 | 0 | 0 | 0 | 0 | 0 | 0 | 0 | 0 | 0 | 0 | 0
BIFUbC BAU Industrial Fuel Use before CCS[other metals 242,hydrogen if] | NoSettings | 0 | 0 | 0 | 0 | 0 | 0 | 0 | 0 | 0 | 0 | 0 | 0 | 0 | 0 | 0 | 0 | 0 | 0 | 0 | 0 | 0 | 0 | 0 | 0 | 0 | 0 | 0 | 0 | 0 | 0 | 0
BIFUbC BAU Industrial Fuel Use before CCS[metal products except machinery and vehicles 25,electricity if] | NoSettings | 0 | 0 | 0 | 0 | 0 | 0 | 0 | 0 | 0 | 0 | 0 | 0 | 0 | 0 | 0 | 0 | 0 | 0 | 0 | 0 | 0 | 0 | 0 | 0 | 0 | 0 | 0 | 0 | 0 | 0 | 0
BIFUbC BAU Industrial Fuel Use before CCS[metal products except machinery and vehicles 25,hard coal if] | NoSettings | 0 | 0 | 0 | 0 | 0 | 0 | 0 | 0 | 0 | 0 | 0 | 0 | 0 | 0 | 0 | 0 | 0 | 0 | 0 | 0 | 0 | 0 | 0 | 0 | 0 | 0 | 0 | 0 | 0 | 0 | 0
BIFUbC BAU Industrial Fuel Use before CCS[metal products except machinery and vehicles 25,natural gas if] | NoSettings | 7754210000000 | 7741200000000 | 7866500000000 | 8033290000000 | 8196140000000 | 8337500000000 | 8414580000000 | 8453370000000 | 8462330000000 | 8470400000000 | 8492970000000 | 8524440000000 | 8533820000000 | 8554940000000 | 8601120000000 | 8665510000000 | 8711530000000 | 8762580000000 | 8833310000000 | 8890000000000 | 8930280000000 | 8997220000000 | 9108560000000 | 9223400000000 | 9307920000000 | 9387630000000 | 9499000000000 | 9597020000000 | 9695040000000 | 9793050000000 | 9891070000000
BIFUbC BAU Industrial Fuel Use before CCS[metal products except machinery and vehicles 25,biomass if] | NoSettings | 0 | 0 | 0 | 0 | 0 | 0 | 0 | 0 | 0 | 0 | 0 | 0 | 0 | 0 | 0 | 0 | 0 | 0 | 0 | 0 | 0 | 0 | 0 | 0 | 0 | 0 | 0 | 0 | 0 | 0 | 0
BIFUbC BAU Industrial Fuel Use before CCS[metal products except machinery and vehicles 25,petroleum diesel if] | NoSettings | 0 | 0 | 0 | 0 | 0 | 0 | 0 | 0 | 0 | 0 | 0 | 0 | 0 | 0 | 0 | 0 | 0 | 0 | 0 | 0 | 0 | 0 | 0 | 0 | 0 | 0 | 0 | 0 | 0 | 0 | 0
BIFUbC BAU Industrial Fuel Use before CCS[metal products except machinery and vehicles 25,heat if] | NoSettings | 0 | 0 | 0 | 0 | 0 | 0 | 0 | 0 | 0 | 0 | 0 | 0 | 0 | 0 | 0 | 0 | 0 | 0 | 0 | 0 | 0 | 0 | 0 | 0 | 0 | 0 | 0 | 0 | 0 | 0 | 0
BIFUbC BAU Industrial Fuel Use before CCS[metal products except machinery and vehicles 25,crude oil if] | NoSettings | 0 | 0 | 0 | 0 | 0 | 0 | 0 | 0 | 0 | 0 | 0 | 0 | 0 | 0 | 0 | 0 | 0 | 0 | 0 | 0 | 0 | 0 | 0 | 0 | 0 | 0 | 0 | 0 | 0 | 0 | 0
BIFUbC BAU Industrial Fuel Use before CCS[metal products except machinery and vehicles 25,heavy or residual fuel oil if] | NoSettings | 0 | 0 | 0 | 0 | 0 | 0 | 0 | 0 | 0 | 0 | 0 | 0 | 0 | 0 | 0 | 0 | 0 | 0 | 0 | 0 | 0 | 0 | 0 | 0 | 0 | 0 | 0 | 0 | 0 | 0 | 0
BIFUbC BAU Industrial Fuel Use before CCS[metal products except machinery and vehicles 25,LPG propane or butane if] | NoSettings | 0 | 0 | 0 | 0 | 0 | 0 | 0 | 0 | 0 | 0 | 0 | 0 | 0 | 0 | 0 | 0 | 0 | 0 | 0 | 0 | 0 | 0 | 0 | 0 | 0 | 0 | 0 | 0 | 0 | 0 | 0
BIFUbC BAU Industrial Fuel Use before CCS[metal products except machinery and vehicles 25,hydrogen if] | NoSettings | 0 | 0 | 0 | 0 | 0 | 0 | 0 | 0 | 0 | 0 | 0 | 0 | 0 | 0 | 0 | 0 | 0 | 0 | 0 | 0 | 0 | 0 | 0 | 0 | 0 | 0 | 0 | 0 | 0 | 0 | 0
BIFUbC BAU Industrial Fuel Use before CCS[computers and electronics 26,electricity if] | NoSettings | 10800000000000 | 10700000000000 | 11300000000000 | 11600000000000 | 11800000000000 | 12000000000000 | 12100000000000 | 12200000000000 | 12200000000000 | 12200000000000 | 12300000000000 | 12300000000000 | 12300000000000 | 12300000000000 | 12400000000000 | 12500000000000 | 12600000000000 | 12700000000000 | 12800000000000 | 12800000000000 | 12900000000000 | 13000000000000 | 13200000000000 | 13300000000000 | 13400000000000 | 13600000000000 | 13700000000000 | 13900000000000 | 14000000000000 | 14200000000000 | 14300000000000
BIFUbC BAU Industrial Fuel Use before CCS[computers and electronics 26,hard coal if] | NoSettings | 0 | 0 | 0 | 0 | 0 | 0 | 0 | 0 | 0 | 0 | 0 | 0 | 0 | 0 | 0 | 0 | 0 | 0 | 0 | 0 | 0 | 0 | 0 | 0 | 0 | 0 | 0 | 0 | 0 | 0 | 0
BIFUbC BAU Industrial Fuel Use before CCS[computers and electronics 26,natural gas if] | NoSettings | 400066000000 | 399395000000 | 405859000000 | 414464000000 | 422866000000 | 430160000000 | 434136000000 | 436138000000 | 436600000000 | 437016000000 | 438181000000 | 439805000000 | 440289000000 | 441378000000 | 443761000000 | 447083000000 | 449457000000 | 452091000000 | 455740000000 | 458665000000 | 460743000000 | 464197000000 | 469941000000 | 475866000000 | 480227000000 | 484339000000 | 490085000000 | 495142000000 | 500199000000 | 505257000000 | 510314000000
BIFUbC BAU Industrial Fuel Use before CCS[computers and electronics 26,biomass if] | NoSettings | 0 | 0 | 0 | 0 | 0 | 0 | 0 | 0 | 0 | 0 | 0 | 0 | 0 | 0 | 0 | 0 | 0 | 0 | 0 | 0 | 0 | 0 | 0 | 0 | 0 | 0 | 0 | 0 | 0 | 0 | 0
BIFUbC BAU Industrial Fuel Use before CCS[computers and electronics 26,petroleum diesel if] | NoSettings | 0 | 0 | 0 | 0 | 0 | 0 | 0 | 0 | 0 | 0 | 0 | 0 | 0 | 0 | 0 | 0 | 0 | 0 | 0 | 0 | 0 | 0 | 0 | 0 | 0 | 0 | 0 | 0 | 0 | 0 | 0
BIFUbC BAU Industrial Fuel Use before CCS[computers and electronics 26,heat if] | NoSettings | 0 | 0 | 0 | 0 | 0 | 0 | 0 | 0 | 0 | 0 | 0 | 0 | 0 | 0 | 0 | 0 | 0 | 0 | 0 | 0 | 0 | 0 | 0 | 0 | 0 | 0 | 0 | 0 | 0 | 0 | 0
BIFUbC BAU Industrial Fuel Use before CCS[computers and electronics 26,crude oil if] | NoSettings | 0 | 0 | 0 | 0 | 0 | 0 | 0 | 0 | 0 | 0 | 0 | 0 | 0 | 0 | 0 | 0 | 0 | 0 | 0 | 0 | 0 | 0 | 0 | 0 | 0 | 0 | 0 | 0 | 0 | 0 | 0
BIFUbC BAU Industrial Fuel Use before CCS[computers and electronics 26,heavy or residual fuel oil if] | NoSettings | 0 | 0 | 0 | 0 | 0 | 0 | 0 | 0 | 0 | 0 | 0 | 0 | 0 | 0 | 0 | 0 | 0 | 0 | 0 | 0 | 0 | 0 | 0 | 0 | 0 | 0 | 0 | 0 | 0 | 0 | 0
BIFUbC BAU Industrial Fuel Use before CCS[computers and electronics 26,LPG propane or butane if] | NoSettings | 0 | 0 | 0 | 0 | 0 | 0 | 0 | 0 | 0 | 0 | 0 | 0 | 0 | 0 | 0 | 0 | 0 | 0 | 0 | 0 | 0 | 0 | 0 | 0 | 0 | 0 | 0 | 0 | 0 | 0 | 0
BIFUbC BAU Industrial Fuel Use before CCS[computers and electronics 26,hydrogen if] | NoSettings | 0 | 0 | 0 | 0 | 0 | 0 | 0 | 0 | 0 | 0 | 0 | 0 | 0 | 0 | 0 | 0 | 0 | 0 | 0 | 0 | 0 | 0 | 0 | 0 | 0 | 0 | 0 | 0 | 0 | 0 | 0
BIFUbC BAU Industrial Fuel Use before CCS[appliances and electrical equipment 27,electricity if] | NoSettings | 622000000000 | 601000000000 | 627000000000 | 634000000000 | 641000000000 | 654000000000 | 661000000000 | 663000000000 | 660000000000 | 657000000000 | 658000000000 | 661000000000 | 659000000000 | 656000000000 | 657000000000 | 660000000000 | 661000000000 | 663000000000 | 668000000000 | 671000000000 | 673000000000 | 677000000000 | 686000000000 | 696000000000 | 702000000000 | 707000000000 | 714000000000 | 718000000000 | 724000000000 | 731000000000 | 739000000000
BIFUbC BAU Industrial Fuel Use before CCS[appliances and electrical equipment 27,hard coal if] | NoSettings | 0 | 0 | 0 | 0 | 0 | 0 | 0 | 0 | 0 | 0 | 0 | 0 | 0 | 0 | 0 | 0 | 0 | 0 | 0 | 0 | 0 | 0 | 0 | 0 | 0 | 0 | 0 | 0 | 0 | 0 | 0
BIFUbC BAU Industrial Fuel Use before CCS[appliances and electrical equipment 27,natural gas if] | NoSettings | 0 | 0 | 0 | 0 | 0 | 0 | 0 | 0 | 0 | 0 | 0 | 0 | 0 | 0 | 0 | 0 | 0 | 0 | 0 | 0 | 0 | 0 | 0 | 0 | 0 | 0 | 0 | 0 | 0 | 0 | 0
BIFUbC BAU Industrial Fuel Use before CCS[appliances and electrical equipment 27,biomass if] | NoSettings | 0 | 0 | 0 | 0 | 0 | 0 | 0 | 0 | 0 | 0 | 0 | 0 | 0 | 0 | 0 | 0 | 0 | 0 | 0 | 0 | 0 | 0 | 0 | 0 | 0 | 0 | 0 | 0 | 0 | 0 | 0
BIFUbC BAU Industrial Fuel Use before CCS[appliances and electrical equipment 27,petroleum diesel if] | NoSettings | 0 | 0 | 0 | 0 | 0 | 0 | 0 | 0 | 0 | 0 | 0 | 0 | 0 | 0 | 0 | 0 | 0 | 0 | 0 | 0 | 0 | 0 | 0 | 0 | 0 | 0 | 0 | 0 | 0 | 0 | 0
BIFUbC BAU Industrial Fuel Use before CCS[appliances and electrical equipment 27,heat if] | NoSettings | 0 | 0 | 0 | 0 | 0 | 0 | 0 | 0 | 0 | 0 | 0 | 0 | 0 | 0 | 0 | 0 | 0 | 0 | 0 | 0 | 0 | 0 | 0 | 0 | 0 | 0 | 0 | 0 | 0 | 0 | 0
BIFUbC BAU Industrial Fuel Use before CCS[appliances and electrical equipment 27,crude oil if] | NoSettings | 0 | 0 | 0 | 0 | 0 | 0 | 0 | 0 | 0 | 0 | 0 | 0 | 0 | 0 | 0 | 0 | 0 | 0 | 0 | 0 | 0 | 0 | 0 | 0 | 0 | 0 | 0 | 0 | 0 | 0 | 0
BIFUbC BAU Industrial Fuel Use before CCS[appliances and electrical equipment 27,heavy or residual fuel oil if] | NoSettings | 0 | 0 | 0 | 0 | 0 | 0 | 0 | 0 | 0 | 0 | 0 | 0 | 0 | 0 | 0 | 0 | 0 | 0 | 0 | 0 | 0 | 0 | 0 | 0 | 0 | 0 | 0 | 0 | 0 | 0 | 0
BIFUbC BAU Industrial Fuel Use before CCS[appliances and electrical equipment 27,LPG propane or butane if] | NoSettings | 0 | 0 | 0 | 0 | 0 | 0 | 0 | 0 | 0 | 0 | 0 | 0 | 0 | 0 | 0 | 0 | 0 | 0 | 0 | 0 | 0 | 0 | 0 | 0 | 0 | 0 | 0 | 0 | 0 | 0 | 0
BIFUbC BAU Industrial Fuel Use before CCS[appliances and electrical equipment 27,hydrogen if] | NoSettings | 0 | 0 | 0 | 0 | 0 | 0 | 0 | 0 | 0 | 0 | 0 | 0 | 0 | 0 | 0 | 0 | 0 | 0 | 0 | 0 | 0 | 0 | 0 | 0 | 0 | 0 | 0 | 0 | 0 | 0 | 0
BIFUbC BAU Industrial Fuel Use before CCS[other machinery 28,electricity if] | NoSettings | 2270000000000 | 2260000000000 | 2380000000000 | 2430000000000 | 2480000000000 | 2530000000000 | 2550000000000 | 2560000000000 | 2560000000000 | 2570000000000 | 2570000000000 | 2580000000000 | 2590000000000 | 2590000000000 | 2610000000000 | 2630000000000 | 2640000000000 | 2660000000000 | 2680000000000 | 2690000000000 | 2710000000000 | 2730000000000 | 2760000000000 | 2800000000000 | 2820000000000 | 2840000000000 | 2880000000000 | 2910000000000 | 2940000000000 | 2970000000000 | 3000000000000
BIFUbC BAU Industrial Fuel Use before CCS[other machinery 28,hard coal if] | NoSettings | 0 | 0 | 0 | 0 | 0 | 0 | 0 | 0 | 0 | 0 | 0 | 0 | 0 | 0 | 0 | 0 | 0 | 0 | 0 | 0 | 0 | 0 | 0 | 0 | 0 | 0 | 0 | 0 | 0 | 0 | 0
BIFUbC BAU Industrial Fuel Use before CCS[other machinery 28,natural gas if] | NoSettings | 1556070000000 | 1553460000000 | 1578600000000 | 1612070000000 | 1644750000000 | 1673120000000 | 1688590000000 | 1696370000000 | 1698170000000 | 1699790000000 | 1704320000000 | 1710630000000 | 1712520000000 | 1716750000000 | 1726020000000 | 1738940000000 | 1748180000000 | 1758420000000 | 1772610000000 | 1783990000000 | 1792070000000 | 1805510000000 | 1827850000000 | 1850890000000 | 1867860000000 | 1883850000000 | 1906200000000 | 1925870000000 | 1945540000000 | 1965210000000 | 1984880000000
BIFUbC BAU Industrial Fuel Use before CCS[other machinery 28,biomass if] | NoSettings | 0 | 0 | 0 | 0 | 0 | 0 | 0 | 0 | 0 | 0 | 0 | 0 | 0 | 0 | 0 | 0 | 0 | 0 | 0 | 0 | 0 | 0 | 0 | 0 | 0 | 0 | 0 | 0 | 0 | 0 | 0
BIFUbC BAU Industrial Fuel Use before CCS[other machinery 28,petroleum diesel if] | NoSettings | 0 | 0 | 0 | 0 | 0 | 0 | 0 | 0 | 0 | 0 | 0 | 0 | 0 | 0 | 0 | 0 | 0 | 0 | 0 | 0 | 0 | 0 | 0 | 0 | 0 | 0 | 0 | 0 | 0 | 0 | 0
BIFUbC BAU Industrial Fuel Use before CCS[other machinery 28,heat if] | NoSettings | 0 | 0 | 0 | 0 | 0 | 0 | 0 | 0 | 0 | 0 | 0 | 0 | 0 | 0 | 0 | 0 | 0 | 0 | 0 | 0 | 0 | 0 | 0 | 0 | 0 | 0 | 0 | 0 | 0 | 0 | 0
BIFUbC BAU Industrial Fuel Use before CCS[other machinery 28,crude oil if] | NoSettings | 0 | 0 | 0 | 0 | 0 | 0 | 0 | 0 | 0 | 0 | 0 | 0 | 0 | 0 | 0 | 0 | 0 | 0 | 0 | 0 | 0 | 0 | 0 | 0 | 0 | 0 | 0 | 0 | 0 | 0 | 0
BIFUbC BAU Industrial Fuel Use before CCS[other machinery 28,heavy or residual fuel oil if] | NoSettings | 0 | 0 | 0 | 0 | 0 | 0 | 0 | 0 | 0 | 0 | 0 | 0 | 0 | 0 | 0 | 0 | 0 | 0 | 0 | 0 | 0 | 0 | 0 | 0 | 0 | 0 | 0 | 0 | 0 | 0 | 0
BIFUbC BAU Industrial Fuel Use before CCS[other machinery 28,LPG propane or butane if] | NoSettings | 0 | 0 | 0 | 0 | 0 | 0 | 0 | 0 | 0 | 0 | 0 | 0 | 0 | 0 | 0 | 0 | 0 | 0 | 0 | 0 | 0 | 0 | 0 | 0 | 0 | 0 | 0 | 0 | 0 | 0 | 0
BIFUbC BAU Industrial Fuel Use before CCS[other machinery 28,hydrogen if] | NoSettings | 0 | 0 | 0 | 0 | 0 | 0 | 0 | 0 | 0 | 0 | 0 | 0 | 0 | 0 | 0 | 0 | 0 | 0 | 0 | 0 | 0 | 0 | 0 | 0 | 0 | 0 | 0 | 0 | 0 | 0 | 0
BIFUbC BAU Industrial Fuel Use before CCS[road vehicles 29,electricity if] | NoSettings | 292000000000 | 290000000000 | 306000000000 | 312000000000 | 319000000000 | 324000000000 | 327000000000 | 329000000000 | 329000000000 | 330000000000 | 330000000000 | 332000000000 | 332000000000 | 333000000000 | 335000000000 | 337000000000 | 339000000000 | 341000000000 | 344000000000 | 346000000000 | 347000000000 | 350000000000 | 354000000000 | 359000000000 | 362000000000 | 365000000000 | 370000000000 | 373000000000 | 377000000000 | 381000000000 | 385000000000
BIFUbC BAU Industrial Fuel Use before CCS[road vehicles 29,hard coal if] | NoSettings | 0 | 0 | 0 | 0 | 0 | 0 | 0 | 0 | 0 | 0 | 0 | 0 | 0 | 0 | 0 | 0 | 0 | 0 | 0 | 0 | 0 | 0 | 0 | 0 | 0 | 0 | 0 | 0 | 0 | 0 | 0
BIFUbC BAU Industrial Fuel Use before CCS[road vehicles 29,natural gas if] | NoSettings | 180665000000 | 180362000000 | 183281000000 | 187167000000 | 190961000000 | 194255000000 | 196050000000 | 196954000000 | 197163000000 | 197351000000 | 197877000000 | 198610000000 | 198829000000 | 199321000000 | 200397000000 | 201897000000 | 202969000000 | 204159000000 | 205806000000 | 207127000000 | 208066000000 | 209625000000 | 212219000000 | 214895000000 | 216864000000 | 218722000000 | 221316000000 | 223600000000 | 225884000000 | 228167000000 | 230451000000
BIFUbC BAU Industrial Fuel Use before CCS[road vehicles 29,biomass if] | NoSettings | 0 | 0 | 0 | 0 | 0 | 0 | 0 | 0 | 0 | 0 | 0 | 0 | 0 | 0 | 0 | 0 | 0 | 0 | 0 | 0 | 0 | 0 | 0 | 0 | 0 | 0 | 0 | 0 | 0 | 0 | 0
BIFUbC BAU Industrial Fuel Use before CCS[road vehicles 29,petroleum diesel if] | NoSettings | 0 | 0 | 0 | 0 | 0 | 0 | 0 | 0 | 0 | 0 | 0 | 0 | 0 | 0 | 0 | 0 | 0 | 0 | 0 | 0 | 0 | 0 | 0 | 0 | 0 | 0 | 0 | 0 | 0 | 0 | 0
BIFUbC BAU Industrial Fuel Use before CCS[road vehicles 29,heat if] | NoSettings | 0 | 0 | 0 | 0 | 0 | 0 | 0 | 0 | 0 | 0 | 0 | 0 | 0 | 0 | 0 | 0 | 0 | 0 | 0 | 0 | 0 | 0 | 0 | 0 | 0 | 0 | 0 | 0 | 0 | 0 | 0
BIFUbC BAU Industrial Fuel Use before CCS[road vehicles 29,crude oil if] | NoSettings | 0 | 0 | 0 | 0 | 0 | 0 | 0 | 0 | 0 | 0 | 0 | 0 | 0 | 0 | 0 | 0 | 0 | 0 | 0 | 0 | 0 | 0 | 0 | 0 | 0 | 0 | 0 | 0 | 0 | 0 | 0
BIFUbC BAU Industrial Fuel Use before CCS[road vehicles 29,heavy or residual fuel oil if] | NoSettings | 0 | 0 | 0 | 0 | 0 | 0 | 0 | 0 | 0 | 0 | 0 | 0 | 0 | 0 | 0 | 0 | 0 | 0 | 0 | 0 | 0 | 0 | 0 | 0 | 0 | 0 | 0 | 0 | 0 | 0 | 0
BIFUbC BAU Industrial Fuel Use before CCS[road vehicles 29,LPG propane or butane if] | NoSettings | 0 | 0 | 0 | 0 | 0 | 0 | 0 | 0 | 0 | 0 | 0 | 0 | 0 | 0 | 0 | 0 | 0 | 0 | 0 | 0 | 0 | 0 | 0 | 0 | 0 | 0 | 0 | 0 | 0 | 0 | 0
BIFUbC BAU Industrial Fuel Use before CCS[road vehicles 29,hydrogen if] | NoSettings | 0 | 0 | 0 | 0 | 0 | 0 | 0 | 0 | 0 | 0 | 0 | 0 | 0 | 0 | 0 | 0 | 0 | 0 | 0 | 0 | 0 | 0 | 0 | 0 | 0 | 0 | 0 | 0 | 0 | 0 | 0
BIFUbC BAU Industrial Fuel Use before CCS[nonroad vehicles 30,electricity if] | NoSettings | 3020000000000 | 3000000000000 | 3160000000000 | 3230000000000 | 3300000000000 | 3350000000000 | 3390000000000 | 3400000000000 | 3400000000000 | 3410000000000 | 3420000000000 | 3430000000000 | 3430000000000 | 3440000000000 | 3460000000000 | 3490000000000 | 3500000000000 | 3530000000000 | 3550000000000 | 3580000000000 | 3590000000000 | 3620000000000 | 3660000000000 | 3710000000000 | 3740000000000 | 3780000000000 | 3820000000000 | 3860000000000 | 3900000000000 | 3940000000000 | 3980000000000
BIFUbC BAU Industrial Fuel Use before CCS[nonroad vehicles 30,hard coal if] | NoSettings | 0 | 0 | 0 | 0 | 0 | 0 | 0 | 0 | 0 | 0 | 0 | 0 | 0 | 0 | 0 | 0 | 0 | 0 | 0 | 0 | 0 | 0 | 0 | 0 | 0 | 0 | 0 | 0 | 0 | 0 | 0
BIFUbC BAU Industrial Fuel Use before CCS[nonroad vehicles 30,natural gas if] | NoSettings | 3368390000000 | 3362740000000 | 3417170000000 | 3489630000000 | 3560370000000 | 3621770000000 | 3655250000000 | 3672110000000 | 3676000000000 | 3679500000000 | 3689310000000 | 3702980000000 | 3707050000000 | 3716230000000 | 3736290000000 | 3764260000000 | 3784250000000 | 3806430000000 | 3837150000000 | 3861780000000 | 3879270000000 | 3908350000000 | 3956710000000 | 4006600000000 | 4043320000000 | 4077940000000 | 4126320000000 | 4168900000000 | 4211480000000 | 4254060000000 | 4296640000000
BIFUbC BAU Industrial Fuel Use before CCS[nonroad vehicles 30,biomass if] | NoSettings | 0 | 0 | 0 | 0 | 0 | 0 | 0 | 0 | 0 | 0 | 0 | 0 | 0 | 0 | 0 | 0 | 0 | 0 | 0 | 0 | 0 | 0 | 0 | 0 | 0 | 0 | 0 | 0 | 0 | 0 | 0
BIFUbC BAU Industrial Fuel Use before CCS[nonroad vehicles 30,petroleum diesel if] | NoSettings | 0 | 0 | 0 | 0 | 0 | 0 | 0 | 0 | 0 | 0 | 0 | 0 | 0 | 0 | 0 | 0 | 0 | 0 | 0 | 0 | 0 | 0 | 0 | 0 | 0 | 0 | 0 | 0 | 0 | 0 | 0
BIFUbC BAU Industrial Fuel Use before CCS[nonroad vehicles 30,heat if] | NoSettings | 0 | 0 | 0 | 0 | 0 | 0 | 0 | 0 | 0 | 0 | 0 | 0 | 0 | 0 | 0 | 0 | 0 | 0 | 0 | 0 | 0 | 0 | 0 | 0 | 0 | 0 | 0 | 0 | 0 | 0 | 0
BIFUbC BAU Industrial Fuel Use before CCS[nonroad vehicles 30,crude oil if] | NoSettings | 0 | 0 | 0 | 0 | 0 | 0 | 0 | 0 | 0 | 0 | 0 | 0 | 0 | 0 | 0 | 0 | 0 | 0 | 0 | 0 | 0 | 0 | 0 | 0 | 0 | 0 | 0 | 0 | 0 | 0 | 0
BIFUbC BAU Industrial Fuel Use before CCS[nonroad vehicles 30,heavy or residual fuel oil if] | NoSettings | 0 | 0 | 0 | 0 | 0 | 0 | 0 | 0 | 0 | 0 | 0 | 0 | 0 | 0 | 0 | 0 | 0 | 0 | 0 | 0 | 0 | 0 | 0 | 0 | 0 | 0 | 0 | 0 | 0 | 0 | 0
BIFUbC BAU Industrial Fuel Use before CCS[nonroad vehicles 30,LPG propane or butane if] | NoSettings | 0 | 0 | 0 | 0 | 0 | 0 | 0 | 0 | 0 | 0 | 0 | 0 | 0 | 0 | 0 | 0 | 0 | 0 | 0 | 0 | 0 | 0 | 0 | 0 | 0 | 0 | 0 | 0 | 0 | 0 | 0
BIFUbC BAU Industrial Fuel Use before CCS[nonroad vehicles 30,hydrogen if] | NoSettings | 0 | 0 | 0 | 0 | 0 | 0 | 0 | 0 | 0 | 0 | 0 | 0 | 0 | 0 | 0 | 0 | 0 | 0 | 0 | 0 | 0 | 0 | 0 | 0 | 0 | 0 | 0 | 0 | 0 | 0 | 0
BIFUbC BAU Industrial Fuel Use before CCS[other manufacturing 31T33,electricity if] | NoSettings | 469000000000 | 466000000000 | 491000000000 | 502000000000 | 512000000000 | 521000000000 | 526000000000 | 528000000000 | 529000000000 | 529000000000 | 530000000000 | 532000000000 | 533000000000 | 534000000000 | 537000000000 | 541000000000 | 544000000000 | 547000000000 | 552000000000 | 555000000000 | 558000000000 | 562000000000 | 569000000000 | 576000000000 | 581000000000 | 586000000000 | 593000000000 | 599000000000 | 606000000000 | 612000000000 | 618000000000
BIFUbC BAU Industrial Fuel Use before CCS[other manufacturing 31T33,hard coal if] | NoSettings | 383136000000 | 351694000000 | 344022000000 | 332647000000 | 314093000000 | 296381000000 | 277667000000 | 259536000000 | 240175000000 | 221868000000 | 205241000000 | 191316000000 | 176278000000 | 162393000000 | 145737000000 | 146922000000 | 142256000000 | 137272000000 | 133276000000 | 129648000000 | 126739000000 | 124271000000 | 121757000000 | 119596000000 | 117689000000 | 430043000000 | 364914000000 | 425662000000 | 486410000000 | 547157000000 | 607905000000
BIFUbC BAU Industrial Fuel Use before CCS[other manufacturing 31T33,natural gas if] | NoSettings | 29679000000000 | 29629200000000 | 30108800000000 | 30747100000000 | 31370400000000 | 31911500000000 | 32206500000000 | 32355000000000 | 32389300000000 | 32420200000000 | 32506500000000 | 32627000000000 | 32662900000000 | 32743700000000 | 32920500000000 | 33166900000000 | 33343100000000 | 33538500000000 | 33809200000000 | 34026200000000 | 34180400000000 | 34436600000000 | 34862700000000 | 35302200000000 | 35625700000000 | 35930800000000 | 36357100000000 | 36732300000000 | 37107400000000 | 37482600000000 | 37857700000000
BIFUbC BAU Industrial Fuel Use before CCS[other manufacturing 31T33,biomass if] | NoSettings | 0 | 0 | 0 | 0 | 0 | 0 | 0 | 0 | 0 | 0 | 0 | 0 | 0 | 0 | 0 | 0 | 0 | 0 | 0 | 0 | 0 | 0 | 0 | 0 | 0 | 0 | 0 | 0 | 0 | 0 | 0
BIFUbC BAU Industrial Fuel Use before CCS[other manufacturing 31T33,petroleum diesel if] | NoSettings | 9762100000000 | 9166860000000 | 9482550000000 | 9850650000000 | 10027900000000 | 10280000000000 | 10433400000000 | 10528400000000 | 10608200000000 | 10702300000000 | 10844900000000 | 10972500000000 | 11081900000000 | 11245400000000 | 11371100000000 | 11438400000000 | 11480500000000 | 11571500000000 | 11672400000000 | 11786100000000 | 11864700000000 | 11993300000000 | 12184000000000 | 12439600000000 | 12648600000000 | 12785100000000 | 13024600000000 | 13229400000000 | 13434200000000 | 13639000000000 | 13843800000000
BIFUbC BAU Industrial Fuel Use before CCS[other manufacturing 31T33,heat if] | NoSettings | 0 | 0 | 0 | 0 | 0 | 0 | 0 | 0 | 0 | 0 | 0 | 0 | 0 | 0 | 0 | 0 | 0 | 0 | 0 | 0 | 0 | 0 | 0 | 0 | 0 | 0 | 0 | 0 | 0 | 0 | 0
BIFUbC BAU Industrial Fuel Use before CCS[other manufacturing 31T33,crude oil if] | NoSettings | 0 | 0 | 0 | 0 | 0 | 0 | 0 | 0 | 0 | 0 | 0 | 0 | 0 | 0 | 0 | 0 | 0 | 0 | 0 | 0 | 0 | 0 | 0 | 0 | 0 | 0 | 0 | 0 | 0 | 0 | 0
BIFUbC BAU Industrial Fuel Use before CCS[other manufacturing 31T33,heavy or residual fuel oil if] | NoSettings | 57944000000 | 54410800000 | 56284700000 | 58469600000 | 59521600000 | 61018000000 | 61928400000 | 62492700000 | 62966200000 | 63524700000 | 64370800000 | 65128200000 | 65777600000 | 66748400000 | 67494500000 | 67894000000 | 68143500000 | 68683900000 | 69282500000 | 69957600000 | 70424500000 | 71187400000 | 72319400000 | 73836400000 | 75077100000 | 75887200000 | 77308700000 | 78524400000 | 79740100000 | 80955900000 | 82171600000
BIFUbC BAU Industrial Fuel Use before CCS[other manufacturing 31T33,LPG propane or butane if] | NoSettings | 19249400000000 | 19063400000000 | 18185100000000 | 18891000000000 | 19230900000000 | 19714400000000 | 20008600000000 | 20190900000000 | 20343900000000 | 20524300000000 | 20797700000000 | 21042400000000 | 21252200000000 | 21565900000000 | 21806900000000 | 21936000000000 | 22016600000000 | 22191200000000 | 22384600000000 | 22602700000000 | 22753600000000 | 23000100000000 | 23365800000000 | 23855900000000 | 24256800000000 | 24518500000000 | 24977800000000 | 25370600000000 | 25763400000000 | 26156200000000 | 26549000000000
BIFUbC BAU Industrial Fuel Use before CCS[other manufacturing 31T33,hydrogen if] | NoSettings | 0 | 0 | 0 | 0 | 0 | 0 | 0 | 0 | 0 | 0 | 0 | 0 | 0 | 0 | 0 | 0 | 0 | 0 | 0 | 0 | 0 | 0 | 0 | 0 | 0 | 0 | 0 | 0 | 0 | 0 | 0
BIFUbC BAU Industrial Fuel Use before CCS[energy pipelines and gas processing 352T353,electricity if] | NoSettings | 0 | 0 | 0 | 0 | 0 | 0 | 0 | 0 | 0 | 0 | 0 | 0 | 0 | 0 | 0 | 0 | 0 | 0 | 0 | 0 | 0 | 0 | 0 | 0 | 0 | 0 | 0 | 0 | 0 | 0 | 0
BIFUbC BAU Industrial Fuel Use before CCS[energy pipelines and gas processing 352T353,hard coal if] | NoSettings | 0 | 0 | 0 | 0 | 0 | 0 | 0 | 0 | 0 | 0 | 0 | 0 | 0 | 0 | 0 | 0 | 0 | 0 | 0 | 0 | 0 | 0 | 0 | 0 | 0 | 0 | 0 | 0 | 0 | 0 | 0
BIFUbC BAU Industrial Fuel Use before CCS[energy pipelines and gas processing 352T353,natural gas if] | NoSettings | 20028800000000 | 19995200000000 | 20318900000000 | 20749700000000 | 21170300000000 | 21535500000000 | 21734500000000 | 21834800000000 | 21857900000000 | 21878700000000 | 21937000000000 | 22018300000000 | 22042600000000 | 22097100000000 | 22216400000000 | 22382700000000 | 22501600000000 | 22633400000000 | 22816100000000 | 22962500000000 | 23066600000000 | 23239500000000 | 23527100000000 | 23823700000000 | 24042000000000 | 24247900000000 | 24535600000000 | 24788700000000 | 25041900000000 | 25295100000000 | 25548300000000
BIFUbC BAU Industrial Fuel Use before CCS[energy pipelines and gas processing 352T353,biomass if] | NoSettings | 0 | 0 | 0 | 0 | 0 | 0 | 0 | 0 | 0 | 0 | 0 | 0 | 0 | 0 | 0 | 0 | 0 | 0 | 0 | 0 | 0 | 0 | 0 | 0 | 0 | 0 | 0 | 0 | 0 | 0 | 0
BIFUbC BAU Industrial Fuel Use before CCS[energy pipelines and gas processing 352T353,petroleum diesel if] | NoSettings | 0 | 0 | 0 | 0 | 0 | 0 | 0 | 0 | 0 | 0 | 0 | 0 | 0 | 0 | 0 | 0 | 0 | 0 | 0 | 0 | 0 | 0 | 0 | 0 | 0 | 0 | 0 | 0 | 0 | 0 | 0
BIFUbC BAU Industrial Fuel Use before CCS[energy pipelines and gas processing 352T353,heat if] | NoSettings | 0 | 0 | 0 | 0 | 0 | 0 | 0 | 0 | 0 | 0 | 0 | 0 | 0 | 0 | 0 | 0 | 0 | 0 | 0 | 0 | 0 | 0 | 0 | 0 | 0 | 0 | 0 | 0 | 0 | 0 | 0
BIFUbC BAU Industrial Fuel Use before CCS[energy pipelines and gas processing 352T353,crude oil if] | NoSettings | 0 | 0 | 0 | 0 | 0 | 0 | 0 | 0 | 0 | 0 | 0 | 0 | 0 | 0 | 0 | 0 | 0 | 0 | 0 | 0 | 0 | 0 | 0 | 0 | 0 | 0 | 0 | 0 | 0 | 0 | 0
BIFUbC BAU Industrial Fuel Use before CCS[energy pipelines and gas processing 352T353,heavy or residual fuel oil if] | NoSettings | 0 | 0 | 0 | 0 | 0 | 0 | 0 | 0 | 0 | 0 | 0 | 0 | 0 | 0 | 0 | 0 | 0 | 0 | 0 | 0 | 0 | 0 | 0 | 0 | 0 | 0 | 0 | 0 | 0 | 0 | 0
BIFUbC BAU Industrial Fuel Use before CCS[energy pipelines and gas processing 352T353,LPG propane or butane if] | NoSettings | 0 | 0 | 0 | 0 | 0 | 0 | 0 | 0 | 0 | 0 | 0 | 0 | 0 | 0 | 0 | 0 | 0 | 0 | 0 | 0 | 0 | 0 | 0 | 0 | 0 | 0 | 0 | 0 | 0 | 0 | 0
BIFUbC BAU Industrial Fuel Use before CCS[energy pipelines and gas processing 352T353,hydrogen if] | NoSettings | 0 | 0 | 0 | 0 | 0 | 0 | 0 | 0 | 0 | 0 | 0 | 0 | 0 | 0 | 0 | 0 | 0 | 0 | 0 | 0 | 0 | 0 | 0 | 0 | 0 | 0 | 0 | 0 | 0 | 0 | 0
BIFUbC BAU Industrial Fuel Use before CCS[water and waste 36T39,electricity if] | NoSettings | 51000000000000 | 50100000000000 | 51400000000000 | 51500000000000 | 51200000000000 | 51000000000000 | 50800000000000 | 50600000000000 | 50400000000000 | 50200000000000 | 50000000000000 | 49700000000000 | 49500000000000 | 49300000000000 | 49100000000000 | 48900000000000 | 48700000000000 | 48500000000000 | 48300000000000 | 48000000000000 | 47800000000000 | 47600000000000 | 47400000000000 | 47200000000000 | 47000000000000 | 46800000000000 | 46600000000000 | 46300000000000 | 46100000000000 | 45900000000000 | 45700000000000
BIFUbC BAU Industrial Fuel Use before CCS[water and waste 36T39,hard coal if] | NoSettings | 0 | 0 | 0 | 0 | 0 | 0 | 0 | 0 | 0 | 0 | 0 | 0 | 0 | 0 | 0 | 0 | 0 | 0 | 0 | 0 | 0 | 0 | 0 | 0 | 0 | 0 | 0 | 0 | 0 | 0 | 0
BIFUbC BAU Industrial Fuel Use before CCS[water and waste 36T39,natural gas if] | NoSettings | 352541000000 | 350607000000 | 370627000000 | 376861000000 | 383294000000 | 389888000000 | 396714000000 | 403771000000 | 411060000000 | 418582000000 | 426339000000 | 431851000000 | 437351000000 | 442840000000 | 448317000000 | 453783000000 | 459237000000 | 464680000000 | 470111000000 | 475530000000 | 480938000000 | 486364000000 | 491777000000 | 497179000000 | 502569000000 | 507947000000 | 513355000000 | 518751000000 | 524147000000 | 529543000000 | 534938000000
BIFUbC BAU Industrial Fuel Use before CCS[water and waste 36T39,biomass if] | NoSettings | 0 | 0 | 0 | 0 | 0 | 0 | 0 | 0 | 0 | 0 | 0 | 0 | 0 | 0 | 0 | 0 | 0 | 0 | 0 | 0 | 0 | 0 | 0 | 0 | 0 | 0 | 0 | 0 | 0 | 0 | 0
BIFUbC BAU Industrial Fuel Use before CCS[water and waste 36T39,petroleum diesel if] | NoSettings | 0 | 0 | 0 | 0 | 0 | 0 | 0 | 0 | 0 | 0 | 0 | 0 | 0 | 0 | 0 | 0 | 0 | 0 | 0 | 0 | 0 | 0 | 0 | 0 | 0 | 0 | 0 | 0 | 0 | 0 | 0
BIFUbC BAU Industrial Fuel Use before CCS[water and waste 36T39,heat if] | NoSettings | 0 | 0 | 0 | 0 | 0 | 0 | 0 | 0 | 0 | 0 | 0 | 0 | 0 | 0 | 0 | 0 | 0 | 0 | 0 | 0 | 0 | 0 | 0 | 0 | 0 | 0 | 0 | 0 | 0 | 0 | 0
BIFUbC BAU Industrial Fuel Use before CCS[water and waste 36T39,crude oil if] | NoSettings | 0 | 0 | 0 | 0 | 0 | 0 | 0 | 0 | 0 | 0 | 0 | 0 | 0 | 0 | 0 | 0 | 0 | 0 | 0 | 0 | 0 | 0 | 0 | 0 | 0 | 0 | 0 | 0 | 0 | 0 | 0
BIFUbC BAU Industrial Fuel Use before CCS[water and waste 36T39,heavy or residual fuel oil if] | NoSettings | 0 | 0 | 0 | 0 | 0 | 0 | 0 | 0 | 0 | 0 | 0 | 0 | 0 | 0 | 0 | 0 | 0 | 0 | 0 | 0 | 0 | 0 | 0 | 0 | 0 | 0 | 0 | 0 | 0 | 0 | 0
BIFUbC BAU Industrial Fuel Use before CCS[water and waste 36T39,LPG propane or butane if] | NoSettings | 0 | 0 | 0 | 0 | 0 | 0 | 0 | 0 | 0 | 0 | 0 | 0 | 0 | 0 | 0 | 0 | 0 | 0 | 0 | 0 | 0 | 0 | 0 | 0 | 0 | 0 | 0 | 0 | 0 | 0 | 0
BIFUbC BAU Industrial Fuel Use before CCS[water and waste 36T39,hydrogen if] | NoSettings | 0 | 0 | 0 | 0 | 0 | 0 | 0 | 0 | 0 | 0 | 0 | 0 | 0 | 0 | 0 | 0 | 0 | 0 | 0 | 0 | 0 | 0 | 0 | 0 | 0 | 0 | 0 | 0 | 0 | 0 | 0
BIFUbC BAU Industrial Fuel Use before CCS[construction 41T43,electricity if] | NoSettings | 3040000000000 | 3030000000000 | 3190000000000 | 3260000000000 | 3330000000000 | 3380000000000 | 3410000000000 | 3430000000000 | 3430000000000 | 3440000000000 | 3450000000000 | 3460000000000 | 3460000000000 | 3470000000000 | 3490000000000 | 3520000000000 | 3540000000000 | 3560000000000 | 3580000000000 | 3610000000000 | 3620000000000 | 3650000000000 | 3700000000000 | 3740000000000 | 3780000000000 | 3810000000000 | 3850000000000 | 3890000000000 | 3930000000000 | 3970000000000 | 4010000000000
BIFUbC BAU Industrial Fuel Use before CCS[construction 41T43,hard coal if] | NoSettings | 0 | 0 | 0 | 0 | 0 | 0 | 0 | 0 | 0 | 0 | 0 | 0 | 0 | 0 | 0 | 0 | 0 | 0 | 0 | 0 | 0 | 0 | 0 | 0 | 0 | 0 | 0 | 0 | 0 | 0 | 0
BIFUbC BAU Industrial Fuel Use before CCS[construction 41T43,natural gas if] | NoSettings | 1781270000000 | 1778280000000 | 1807060000000 | 1845380000000 | 1882790000000 | 1915260000000 | 1932970000000 | 1941880000000 | 1943930000000 | 1945790000000 | 1950970000000 | 1958200000000 | 1960360000000 | 1965210000000 | 1975820000000 | 1990610000000 | 2001180000000 | 2012910000000 | 2029160000000 | 2042180000000 | 2051430000000 | 2066810000000 | 2092380000000 | 2118770000000 | 2138180000000 | 2156490000000 | 2182080000000 | 2204590000000 | 2227110000000 | 2249620000000 | 2272140000000
BIFUbC BAU Industrial Fuel Use before CCS[construction 41T43,biomass if] | NoSettings | 0 | 0 | 0 | 0 | 0 | 0 | 0 | 0 | 0 | 0 | 0 | 0 | 0 | 0 | 0 | 0 | 0 | 0 | 0 | 0 | 0 | 0 | 0 | 0 | 0 | 0 | 0 | 0 | 0 | 0 | 0
BIFUbC BAU Industrial Fuel Use before CCS[construction 41T43,petroleum diesel if] | NoSettings | 29707700000000 | 27896300000000 | 28857000000000 | 29977200000000 | 30516500000000 | 31283700000000 | 31750500000000 | 32039800000000 | 32282600000000 | 32568900000000 | 33002700000000 | 33391000000000 | 33724000000000 | 34221700000000 | 34604200000000 | 34809100000000 | 34937000000000 | 35214000000000 | 35520900000000 | 35867000000000 | 36106400000000 | 36497600000000 | 37077900000000 | 37855700000000 | 38491800000000 | 38907100000000 | 39635900000000 | 40259200000000 | 40882500000000 | 41505800000000 | 42129100000000
BIFUbC BAU Industrial Fuel Use before CCS[construction 41T43,heat if] | NoSettings | 0 | 0 | 0 | 0 | 0 | 0 | 0 | 0 | 0 | 0 | 0 | 0 | 0 | 0 | 0 | 0 | 0 | 0 | 0 | 0 | 0 | 0 | 0 | 0 | 0 | 0 | 0 | 0 | 0 | 0 | 0
BIFUbC BAU Industrial Fuel Use before CCS[construction 41T43,crude oil if] | NoSettings | 0 | 0 | 0 | 0 | 0 | 0 | 0 | 0 | 0 | 0 | 0 | 0 | 0 | 0 | 0 | 0 | 0 | 0 | 0 | 0 | 0 | 0 | 0 | 0 | 0 | 0 | 0 | 0 | 0 | 0 | 0
BIFUbC BAU Industrial Fuel Use before CCS[construction 41T43,heavy or residual fuel oil if] | NoSettings | 0 | 0 | 0 | 0 | 0 | 0 | 0 | 0 | 0 | 0 | 0 | 0 | 0 | 0 | 0 | 0 | 0 | 0 | 0 | 0 | 0 | 0 | 0 | 0 | 0 | 0 | 0 | 0 | 0 | 0 | 0
BIFUbC BAU Industrial Fuel Use before CCS[construction 41T43,LPG propane or butane if] | NoSettings | 0 | 0 | 0 | 0 | 0 | 0 | 0 | 0 | 0 | 0 | 0 | 0 | 0 | 0 | 0 | 0 | 0 | 0 | 0 | 0 | 0 | 0 | 0 | 0 | 0 | 0 | 0 | 0 | 0 | 0 | 0
BIFUbC BAU Industrial Fuel Use before CCS[construction 41T43,hydrogen if] | NoSettings | 0 | 0 | 0 | 0 | 0 | 0 | 0 | 0 | 0 | 0 | 0 | 0 | 0 | 0 | 0 | 0 | 0 | 0 | 0 | 0 | 0 | 0 | 0 | 0 | 0 | 0 | 0 | 0 | 0 | 0 | 0
Output Energy Related CO2 Emissions by Sector[transportation sector] | NoSettings | 143.61 | 158.523 | 157.36 | 155.754 | 152.915 | 149.805 | 146.485 | 143.007 | 139.483 | 135.649 | 131.313 | 127.442 | 123.416 | 119.961 | 116.348 | 112.988 | 109.502 | 105.764 | 101.754 | 97.5584 | 93.4377 | 89.4104 | 85.7746 | 82.4105 | 79.2838 | 76.5438 | 74.2518 | 72.3024 | 70.6801 | 69.4822 | 68.4443
Output Energy Related CO2 Emissions by Sector[electricity sector] | NoSettings | 51.8827 | 55.097 | 53.154 | 50.8566 | 42.9538 | 40.3607 | 39.8897 | 39.3338 | 38.508 | 37.8808 | 37.1018 | 36.134 | 34.8687 | 30.5578 | 27.554 | 25.766 | 22.8325 | 21.3517 | 19.6513 | 18.0038 | 18.0303 | 16.103 | 16.3722 | 16.327 | 16.5028 | 16.6473 | 16.9725 | 17.523 | 17.873 | 18.2437 | 18.559
Output Energy Related CO2 Emissions by Sector[residential buildings sector] | NoSettings | 26.5809 | 27.3731 | 27.3625 | 27.4162 | 27.3486 | 27.3397 | 27.2527 | 27.1405 | 27.0056 | 26.8047 | 26.5495 | 26.3485 | 26.0369 | 25.84 | 25.5341 | 25.2382 | 25.0385 | 24.8459 | 24.5983 | 24.5137 | 24.2778 | 24.1442 | 24.0708 | 24.0055 | 23.99 | 23.9334 | 23.9096 | 23.8989 | 23.8885 | 23.9378 | 23.9816
Output Energy Related CO2 Emissions by Sector[commercial buildings sector] | NoSettings | 11.9756 | 12.1037 | 12.4926 | 12.6896 | 12.7779 | 12.796 | 12.7819 | 12.7368 | 12.6831 | 12.6241 | 12.5329 | 12.5426 | 12.4301 | 12.3387 | 12.2737 | 12.2193 | 12.1225 | 12.0787 | 12.0349 | 12.0038 | 11.9302 | 11.9099 | 11.9426 | 11.9278 | 11.9842 | 12.0415 | 12.0504 | 12.0603 | 12.1339 | 12.2023 | 12.2283
Output Energy Related CO2 Emissions by Sector[industry sector] | NoSettings | 70.7989 | 74.7048 | 74.8515 | 76.0409 | 76.5968 | 77.2954 | 77.3603 | 77.3331 | 76.9794 | 76.5485 | 76.1134 | 75.9084 | 75.4938 | 75.5163 | 75.4088 | 75.24 | 75.3329 | 75.3686 | 75.5836 | 75.8043 | 75.787 | 75.7497 | 75.9697 | 76.3218 | 76.666 | 75.2567 | 75.8959 | 75.8653 | 75.8336 | 75.7994 | 75.7724
Output Energy Related CO2 Emissions by Sector[district heat and hydrogen sector] | NoSettings | 0.012928 | 0.013785 | 0.012766 | 0.011648 | 0.010437 | 0.0091584 | 0.007849 | 0.0065486 | 0.0052409 | 0.0039288 | 0.0043419 | 0.010051 | 0.017892 | 0.029273 | 0.046685 | 0.072344 | 0.10857 | 0.1597 | 0.22829 | 0.31487 | 0.42601 | 0.56227 | 0.7303 | 0.93264 | 1.1824 | 1.4809 | 1.8391 | 2.27 | 2.7804 | 3.3834 | 4.0984
Output Energy Related CO2 Emissions by Sector[LULUCF sector] | NoSettings | 0 | 0 | 0 | 0 | 0 | 0 | 0 | 0 | 0 | 0 | 0 | 0 | 0 | 0 | 0 | 0 | 0 | 0 | 0 | 0 | 0 | 0 | 0 | 0 | 0 | 0 | 0 | 0 | 0 | 0 | 0
Output Energy Related CO2 Emissions by Sector[geoengineering sector] | NoSettings | 0 | 0 | 0 | 0 | 0 | 0 | 0 | 0 | 0 | 0 | 0 | 0 | 0 | 0 | 0 | 0 | 0 | 0 | 0 | 0 | 0 | 0 | 0 | 0 | 0 | 0 | 0 | 0 | 0 | 0 | 0
Output Energy Related CO2 Emissions from Agriculture | NoSettings | 2.516 | 2.4735 | 2.4311 | 2.3887 | 2.3462 | 2.3038 | 2.2613 | 2.2189 | 2.1764 | 2.134 | 2.0915 | 2.0491 | 2.0066 | 1.9642 | 1.9217 | 1.8793 | 1.8368 | 1.7944 | 1.7519 | 1.7095 | 1.667 | 1.6246 | 1.5822 | 1.5397 | 1.4974 | 1.4564 | 1.4137 | 1.3716 | 1.3295 | 1.2873 | 1.2554
Output Energy Related CO2 Emissions from Waste Management | NoSettings | 0.018706 | 0.018603 | 0.019665 | 0.019996 | 0.020338 | 0.020688 | 0.02105 | 0.021424 | 0.021811 | 0.02221 | 0.022621 | 0.022914 | 0.023206 | 0.023497 | 0.023788 | 0.024078 | 0.024367 | 0.024656 | 0.024944 | 0.025232 | 0.025519 | 0.025806 | 0.026094 | 0.02638 | 0.026666 | 0.026952 | 0.027239 | 0.027525 | 0.027811 | 0.028098 | 0.028384
Direct Buildings Pollutant Emissions[urban residential,electricity bf,CO2] | NoSettings | 0 | 0 | 0 | 0 | 0 | 0 | 0 | 0 | 0 | 0 | 0 | 0 | 0 | 0 | 0 | 0 | 0 | 0 | 0 | 0 | 0 | 0 | 0 | 0 | 0 | 0 | 0 | 0 | 0 | 0 | 0
Direct Buildings Pollutant Emissions[urban residential,electricity bf,VOC] | NoSettings | 0 | 0 | 0 | 0 | 0 | 0 | 0 | 0 | 0 | 0 | 0 | 0 | 0 | 0 | 0 | 0 | 0 | 0 | 0 | 0 | 0 | 0 | 0 | 0 | 0 | 0 | 0 | 0 | 0 | 0 | 0
Direct Buildings Pollutant Emissions[urban residential,electricity bf,CO] | NoSettings | 0 | 0 | 0 | 0 | 0 | 0 | 0 | 0 | 0 | 0 | 0 | 0 | 0 | 0 | 0 | 0 | 0 | 0 | 0 | 0 | 0 | 0 | 0 | 0 | 0 | 0 | 0 | 0 | 0 | 0 | 0
Direct Buildings Pollutant Emissions[urban residential,electricity bf,NOx] | NoSettings | 0 | 0 | 0 | 0 | 0 | 0 | 0 | 0 | 0 | 0 | 0 | 0 | 0 | 0 | 0 | 0 | 0 | 0 | 0 | 0 | 0 | 0 | 0 | 0 | 0 | 0 | 0 | 0 | 0 | 0 | 0
Direct Buildings Pollutant Emissions[urban residential,electricity bf,PM10] | NoSettings | 0 | 0 | 0 | 0 | 0 | 0 | 0 | 0 | 0 | 0 | 0 | 0 | 0 | 0 | 0 | 0 | 0 | 0 | 0 | 0 | 0 | 0 | 0 | 0 | 0 | 0 | 0 | 0 | 0 | 0 | 0
Direct Buildings Pollutant Emissions[urban residential,electricity bf,PM25] | NoSettings | 0 | 0 | 0 | 0 | 0 | 0 | 0 | 0 | 0 | 0 | 0 | 0 | 0 | 0 | 0 | 0 | 0 | 0 | 0 | 0 | 0 | 0 | 0 | 0 | 0 | 0 | 0 | 0 | 0 | 0 | 0
Direct Buildings Pollutant Emissions[urban residential,electricity bf,SOx] | NoSettings | 0 | 0 | 0 | 0 | 0 | 0 | 0 | 0 | 0 | 0 | 0 | 0 | 0 | 0 | 0 | 0 | 0 | 0 | 0 | 0 | 0 | 0 | 0 | 0 | 0 | 0 | 0 | 0 | 0 | 0 | 0
Direct Buildings Pollutant Emissions[urban residential,electricity bf,BC] | NoSettings | 0 | 0 | 0 | 0 | 0 | 0 | 0 | 0 | 0 | 0 | 0 | 0 | 0 | 0 | 0 | 0 | 0 | 0 | 0 | 0 | 0 | 0 | 0 | 0 | 0 | 0 | 0 | 0 | 0 | 0 | 0
Direct Buildings Pollutant Emissions[urban residential,electricity bf,OC] | NoSettings | 0 | 0 | 0 | 0 | 0 | 0 | 0 | 0 | 0 | 0 | 0 | 0 | 0 | 0 | 0 | 0 | 0 | 0 | 0 | 0 | 0 | 0 | 0 | 0 | 0 | 0 | 0 | 0 | 0 | 0 | 0
Direct Buildings Pollutant Emissions[urban residential,electricity bf,CH4] | NoSettings | 0 | 0 | 0 | 0 | 0 | 0 | 0 | 0 | 0 | 0 | 0 | 0 | 0 | 0 | 0 | 0 | 0 | 0 | 0 | 0 | 0 | 0 | 0 | 0 | 0 | 0 | 0 | 0 | 0 | 0 | 0
Direct Buildings Pollutant Emissions[urban residential,electricity bf,N2O] | NoSettings | 0 | 0 | 0 | 0 | 0 | 0 | 0 | 0 | 0 | 0 | 0 | 0 | 0 | 0 | 0 | 0 | 0 | 0 | 0 | 0 | 0 | 0 | 0 | 0 | 0 | 0 | 0 | 0 | 0 | 0 | 0
Direct Buildings Pollutant Emissions[urban residential,electricity bf,F gases] | NoSettings | 0 | 0 | 0 | 0 | 0 | 0 | 0 | 0 | 0 | 0 | 0 | 0 | 0 | 0 | 0 | 0 | 0 | 0 | 0 | 0 | 0 | 0 | 0 | 0 | 0 | 0 | 0 | 0 | 0 | 0 | 0
Direct Buildings Pollutant Emissions[urban residential,hard coal bf,CO2] | NoSettings | 0 | 0 | 0 | 0 | 0 | 0 | 0 | 0 | 0 | 0 | 0 | 0 | 0 | 0 | 0 | 0 | 0 | 0 | 0 | 0 | 0 | 0 | 0 | 0 | 0 | 0 | 0 | 0 | 0 | 0 | 0
Direct Buildings Pollutant Emissions[urban residential,hard coal bf,VOC] | NoSettings | 0 | 0 | 0 | 0 | 0 | 0 | 0 | 0 | 0 | 0 | 0 | 0 | 0 | 0 | 0 | 0 | 0 | 0 | 0 | 0 | 0 | 0 | 0 | 0 | 0 | 0 | 0 | 0 | 0 | 0 | 0
Direct Buildings Pollutant Emissions[urban residential,hard coal bf,CO] | NoSettings | 0 | 0 | 0 | 0 | 0 | 0 | 0 | 0 | 0 | 0 | 0 | 0 | 0 | 0 | 0 | 0 | 0 | 0 | 0 | 0 | 0 | 0 | 0 | 0 | 0 | 0 | 0 | 0 | 0 | 0 | 0
Direct Buildings Pollutant Emissions[urban residential,hard coal bf,NOx] | NoSettings | 0 | 0 | 0 | 0 | 0 | 0 | 0 | 0 | 0 | 0 | 0 | 0 | 0 | 0 | 0 | 0 | 0 | 0 | 0 | 0 | 0 | 0 | 0 | 0 | 0 | 0 | 0 | 0 | 0 | 0 | 0
Direct Buildings Pollutant Emissions[urban residential,hard coal bf,PM10] | NoSettings | 0 | 0 | 0 | 0 | 0 | 0 | 0 | 0 | 0 | 0 | 0 | 0 | 0 | 0 | 0 | 0 | 0 | 0 | 0 | 0 | 0 | 0 | 0 | 0 | 0 | 0 | 0 | 0 | 0 | 0 | 0
Direct Buildings Pollutant Emissions[urban residential,hard coal bf,PM25] | NoSettings | 0 | 0 | 0 | 0 | 0 | 0 | 0 | 0 | 0 | 0 | 0 | 0 | 0 | 0 | 0 | 0 | 0 | 0 | 0 | 0 | 0 | 0 | 0 | 0 | 0 | 0 | 0 | 0 | 0 | 0 | 0
Direct Buildings Pollutant Emissions[urban residential,hard coal bf,SOx] | NoSettings | 0 | 0 | 0 | 0 | 0 | 0 | 0 | 0 | 0 | 0 | 0 | 0 | 0 | 0 | 0 | 0 | 0 | 0 | 0 | 0 | 0 | 0 | 0 | 0 | 0 | 0 | 0 | 0 | 0 | 0 | 0
Direct Buildings Pollutant Emissions[urban residential,hard coal bf,BC] | NoSettings | 0 | 0 | 0 | 0 | 0 | 0 | 0 | 0 | 0 | 0 | 0 | 0 | 0 | 0 | 0 | 0 | 0 | 0 | 0 | 0 | 0 | 0 | 0 | 0 | 0 | 0 | 0 | 0 | 0 | 0 | 0
Direct Buildings Pollutant Emissions[urban residential,hard coal bf,OC] | NoSettings | 0 | 0 | 0 | 0 | 0 | 0 | 0 | 0 | 0 | 0 | 0 | 0 | 0 | 0 | 0 | 0 | 0 | 0 | 0 | 0 | 0 | 0 | 0 | 0 | 0 | 0 | 0 | 0 | 0 | 0 | 0
Direct Buildings Pollutant Emissions[urban residential,hard coal bf,CH4] | NoSettings | 0 | 0 | 0 | 0 | 0 | 0 | 0 | 0 | 0 | 0 | 0 | 0 | 0 | 0 | 0 | 0 | 0 | 0 | 0 | 0 | 0 | 0 | 0 | 0 | 0 | 0 | 0 | 0 | 0 | 0 | 0
Direct Buildings Pollutant Emissions[urban residential,hard coal bf,N2O] | NoSettings | 0 | 0 | 0 | 0 | 0 | 0 | 0 | 0 | 0 | 0 | 0 | 0 | 0 | 0 | 0 | 0 | 0 | 0 | 0 | 0 | 0 | 0 | 0 | 0 | 0 | 0 | 0 | 0 | 0 | 0 | 0
Direct Buildings Pollutant Emissions[urban residential,hard coal bf,F gases] | NoSettings | 0 | 0 | 0 | 0 | 0 | 0 | 0 | 0 | 0 | 0 | 0 | 0 | 0 | 0 | 0 | 0 | 0 | 0 | 0 | 0 | 0 | 0 | 0 | 0 | 0 | 0 | 0 | 0 | 0 | 0 | 0
Direct Buildings Pollutant Emissions[urban residential,natural gas bf,CO2] | NoSettings | 24099900000000 | 24895900000000 | 24948700000000 | 25001500000000 | 24948300000000 | 24948100000000 | 24894800000000 | 24788500000000 | 24682200000000 | 24522800000000 | 24310400000000 | 24151000000000 | 23885600000000 | 23726200000000 | 23460800000000 | 23195300000000 | 23036000000000 | 22876700000000 | 22664300000000 | 22611100000000 | 22398800000000 | 22292700000000 | 22239700000000 | 22186600000000 | 22186700000000 | 22133800000000 | 22133900000000 | 22134000000000 | 22134100000000 | 22187300000000 | 22240500000000
Direct Buildings Pollutant Emissions[urban residential,natural gas bf,VOC] | NoSettings | 1041480000 | 1075880000 | 1078160000 | 1080450000 | 1078150000 | 1078140000 | 1075830000 | 1071240000 | 1066650000 | 1059760000 | 1050580000 | 1043690000 | 1032220000 | 1025330000 | 1013860000 | 1002390000 | 995507000 | 988621000 | 979443000 | 977145000 | 967969000 | 963383000 | 961092000 | 958801000 | 958804000 | 956516000 | 956521000 | 956526000 | 956531000 | 958830000 | 961128000
Direct Buildings Pollutant Emissions[urban residential,natural gas bf,CO] | NoSettings | 10237200000 | 10575300000 | 10597800000 | 10620200000 | 10597600000 | 10597500000 | 10574900000 | 10529700000 | 10484600000 | 10416900000 | 10326600000 | 10259000000 | 10146200000 | 10078500000 | 9965740000 | 9852980000 | 9785310000 | 9717630000 | 9627420000 | 9604830000 | 9514630000 | 9469550000 | 9447030000 | 9424510000 | 9424550000 | 9402060000 | 9402110000 | 9402160000 | 9402210000 | 9424800000 | 9447390000
Direct Buildings Pollutant Emissions[urban residential,natural gas bf,NOx] | NoSettings | 16830000000 | 17385800000 | 17422700000 | 17459600000 | 17422400000 | 17422300000 | 17385100000 | 17310800000 | 17236600000 | 17125300000 | 16976900000 | 16865700000 | 16680300000 | 16569000000 | 16383600000 | 16198300000 | 16087000000 | 15975700000 | 15827400000 | 15790300000 | 15642000000 | 15567900000 | 15530900000 | 15493900000 | 15493900000 | 15456900000 | 15457000000 | 15457100000 | 15457200000 | 15494300000 | 15531500000
Direct Buildings Pollutant Emissions[urban residential,natural gas bf,PM10] | NoSettings | 1438000000 | 1485490000 | 1488650000 | 1491800000 | 1488620000 | 1488610000 | 1485430000 | 1479090000 | 1472740000 | 1463230000 | 1450560000 | 1441050000 | 1425210000 | 1415700000 | 1399860000 | 1384030000 | 1374520000 | 1365010000 | 1352340000 | 1349170000 | 1336500000 | 1330170000 | 1327000000 | 1323840000 | 1323840000 | 1320680000 | 1320690000 | 1320700000 | 1320710000 | 1323880000 | 1327050000
Direct Buildings Pollutant Emissions[urban residential,natural gas bf,PM25] | NoSettings | 1438000000 | 1485490000 | 1488650000 | 1491800000 | 1488620000 | 1488610000 | 1485430000 | 1479090000 | 1472740000 | 1463230000 | 1450560000 | 1441050000 | 1425210000 | 1415700000 | 1399860000 | 1384030000 | 1374520000 | 1365010000 | 1352340000 | 1349170000 | 1336500000 | 1330170000 | 1327000000 | 1323840000 | 1323840000 | 1320680000 | 1320690000 | 1320700000 | 1320710000 | 1323880000 | 1327050000
Direct Buildings Pollutant Emissions[urban residential,natural gas bf,SOx] | NoSettings | 109917000 | 113547000 | 113788000 | 114029000 | 113786000 | 113785000 | 113542000 | 113057000 | 112572000 | 111845000 | 110877000 | 110150000 | 108939000 | 108212000 | 107002000 | 105791000 | 105064000 | 104338000 | 103369000 | 103127000 | 102158000 | 101674000 | 101432000 | 101190000 | 101191000 | 100949000 | 100950000 | 100950000 | 100951000 | 101194000 | 101436000
Direct Buildings Pollutant Emissions[urban residential,natural gas bf,BC] | NoSettings | 237093000 | 244924000 | 245443000 | 245963000 | 245439000 | 245437000 | 244913000 | 243867000 | 242821000 | 241253000 | 239163000 | 237596000 | 234984000 | 233417000 | 230805000 | 228194000 | 226626000 | 225059000 | 222970000 | 222447000 | 220357000 | 219313000 | 218792000 | 218270000 | 218271000 | 217750000 | 217751000 | 217753000 | 217754000 | 218277000 | 218800000
Direct Buildings Pollutant Emissions[urban residential,natural gas bf,OC] | NoSettings | 615442000 | 635769000 | 637118000 | 638467000 | 637107000 | 637102000 | 635742000 | 633026000 | 630311000 | 626242000 | 620817000 | 616748000 | 609969000 | 605900000 | 599121000 | 592342000 | 588274000 | 584205000 | 578781000 | 577423000 | 572001000 | 569291000 | 567937000 | 566583000 | 566585000 | 565233000 | 565236000 | 565239000 | 565242000 | 566600000 | 567959000
Direct Buildings Pollutant Emissions[urban residential,natural gas bf,CH4] | NoSettings | 454201000 | 469202000 | 470198000 | 471194000 | 470190000 | 470186000 | 469182000 | 467178000 | 465175000 | 462171000 | 458167000 | 455164000 | 450161000 | 447159000 | 442155000 | 437153000 | 434150000 | 431148000 | 427145000 | 426143000 | 422141000 | 420141000 | 419142000 | 418143000 | 418144000 | 417146000 | 417148000 | 417151000 | 417153000 | 418155000 | 419158000
Direct Buildings Pollutant Emissions[urban residential,natural gas bf,N2O] | NoSettings | 45420100 | 46920200 | 47019800 | 47119400 | 47019000 | 47018600 | 46918200 | 46717800 | 46517500 | 46217100 | 45816700 | 45516400 | 45016100 | 44715900 | 44215500 | 43715300 | 43415000 | 43114800 | 42714500 | 42614300 | 42214100 | 42014100 | 41914200 | 41814300 | 41814400 | 41714600 | 41714800 | 41715100 | 41715300 | 41815500 | 41915800
Direct Buildings Pollutant Emissions[urban residential,natural gas bf,F gases] | NoSettings | 0 | 0 | 0 | 0 | 0 | 0 | 0 | 0 | 0 | 0 | 0 | 0 | 0 | 0 | 0 | 0 | 0 | 0 | 0 | 0 | 0 | 0 | 0 | 0 | 0 | 0 | 0 | 0 | 0 | 0 | 0
Direct Buildings Pollutant Emissions[urban residential,petroleum diesel bf,CO2] | NoSettings | 22046000000 | 22020900000 | 22072600000 | 22052700000 | 22035600000 | 21946900000 | 21936500000 | 21855900000 | 21779000000 | 21632600000 | 21562300000 | 21424000000 | 21288600000 | 21155500000 | 20882600000 | 20688800000 | 20430700000 | 20182200000 | 19801300000 | 19659300000 | 19468500000 | 19311000000 | 19140800000 | 19022500000 | 18978100000 | 18889400000 | 18763700000 | 18763700000 | 18734100000 | 18785800000 | 18734100000
Direct Buildings Pollutant Emissions[urban residential,petroleum diesel bf,VOC] | NoSettings | 334744 | 334362 | 335148 | 334845 | 334587 | 333239 | 333082 | 331858 | 330690 | 328466 | 327399 | 325299 | 323244 | 321223 | 317079 | 314137 | 310218 | 306444 | 300661 | 298505 | 295607 | 293215 | 290632 | 288836 | 288162 | 286814 | 284905 | 284905 | 284456 | 285242 | 284456
Direct Buildings Pollutant Emissions[urban residential,petroleum diesel bf,CO] | NoSettings | 6999510 | 6991530 | 7007970 | 7001630 | 6996230 | 6968050 | 6964760 | 6939170 | 6914740 | 6868250 | 6845940 | 6802030 | 6759060 | 6716790 | 6630140 | 6568620 | 6486670 | 6407770 | 6286840 | 6241750 | 6181170 | 6131150 | 6077140 | 6039570 | 6025480 | 5997300 | 5957380 | 5957380 | 5947990 | 5964430 | 5947990
Direct Buildings Pollutant Emissions[urban residential,petroleum diesel bf,NOx] | NoSettings | 18545900 | 18524800 | 18568300 | 18551500 | 18537200 | 18462600 | 18453900 | 18386000 | 18321300 | 18198100 | 18139000 | 18022700 | 17908800 | 17796800 | 17567300 | 17404200 | 17187100 | 16978000 | 16657600 | 16538200 | 16377600 | 16245100 | 16102000 | 16002500 | 15965100 | 15890500 | 15784700 | 15784700 | 15759800 | 15803400 | 15759800
Direct Buildings Pollutant Emissions[urban residential,petroleum diesel bf,PM10] | NoSettings | 2342310 | 2339640 | 2345140 | 2343020 | 2341210 | 2331780 | 2330680 | 2322120 | 2313950 | 2298390 | 2290920 | 2276230 | 2261850 | 2247700 | 2218710 | 2198120 | 2170690 | 2144290 | 2103820 | 2088730 | 2068460 | 2051720 | 2033650 | 2021080 | 2016360 | 2006930 | 1993570 | 1993570 | 1990430 | 1995930 | 1990430
Direct Buildings Pollutant Emissions[urban residential,petroleum diesel bf,PM25] | NoSettings | 2096400 | 2094010 | 2098930 | 2097030 | 2095410 | 2086970 | 2085990 | 2078320 | 2071010 | 2057080 | 2050400 | 2037250 | 2024380 | 2011720 | 1985770 | 1967340 | 1942800 | 1919170 | 1882950 | 1869440 | 1851300 | 1836320 | 1820140 | 1808890 | 1804670 | 1796230 | 1784270 | 1784270 | 1781460 | 1786380 | 1781460
Direct Buildings Pollutant Emissions[urban residential,petroleum diesel bf,SOx] | NoSettings | 151127 | 150954 | 151309 | 151172 | 151056 | 150447 | 150376 | 149824 | 149296 | 148292 | 147811 | 146863 | 145935 | 145022 | 143151 | 141823 | 140054 | 138350 | 135739 | 134766 | 133458 | 132378 | 131212 | 130400 | 130096 | 129488 | 128626 | 128626 | 128423 | 128778 | 128423
Direct Buildings Pollutant Emissions[urban residential,petroleum diesel bf,BC] | NoSettings | 209550 | 209311 | 209803 | 209614 | 209452 | 208608 | 208510 | 207744 | 207012 | 205620 | 204953 | 203638 | 202352 | 201086 | 198492 | 196650 | 194197 | 191835 | 188214 | 186864 | 185051 | 183553 | 181936 | 180812 | 180390 | 179546 | 178351 | 178351 | 178070 | 178562 | 178070
Direct Buildings Pollutant Emissions[urban residential,petroleum diesel bf,OC] | NoSettings | 524025 | 523427 | 524658 | 524183 | 523779 | 521669 | 521423 | 519507 | 517678 | 514197 | 512527 | 509240 | 506023 | 502858 | 496371 | 491765 | 485630 | 479723 | 470669 | 467294 | 462758 | 459014 | 454970 | 452158 | 451103 | 448993 | 446005 | 446005 | 445301 | 446532 | 445301
Direct Buildings Pollutant Emissions[urban residential,petroleum diesel bf,CH4] | NoSettings | 894240 | 893220 | 895320 | 894510 | 893820 | 890220 | 889800 | 886530 | 883410 | 877470 | 874620 | 869010 | 863520 | 858120 | 847050 | 839190 | 828720 | 818640 | 803190 | 797430 | 789690 | 783300 | 776400 | 771600 | 769800 | 766200 | 761100 | 761100 | 759900 | 762000 | 759900
Direct Buildings Pollutant Emissions[urban residential,petroleum diesel bf,N2O] | NoSettings | 178848 | 178644 | 179064 | 178902 | 178764 | 178044 | 177960 | 177306 | 176682 | 175494 | 174924 | 173802 | 172704 | 171624 | 169410 | 167838 | 165744 | 163728 | 160638 | 159486 | 157938 | 156660 | 155280 | 154320 | 153960 | 153240 | 152220 | 152220 | 151980 | 152400 | 151980
Direct Buildings Pollutant Emissions[urban residential,petroleum diesel bf,F gases] | NoSettings | 0 | 0 | 0 | 0 | 0 | 0 | 0 | 0 | 0 | 0 | 0 | 0 | 0 | 0 | 0 | 0 | 0 | 0 | 0 | 0 | 0 | 0 | 0 | 0 | 0 | 0 | 0 | 0 | 0 | 0 | 0
Direct Buildings Pollutant Emissions[urban residential,heat bf,CO2] | NoSettings | 0 | 0 | 0 | 0 | 0 | 0 | 0 | 0 | 0 | 0 | 0 | 0 | 0 | 0 | 0 | 0 | 0 | 0 | 0 | 0 | 0 | 0 | 0 | 0 | 0 | 0 | 0 | 0 | 0 | 0 | 0
Direct Buildings Pollutant Emissions[urban residential,heat bf,VOC] | NoSettings | 0 | 0 | 0 | 0 | 0 | 0 | 0 | 0 | 0 | 0 | 0 | 0 | 0 | 0 | 0 | 0 | 0 | 0 | 0 | 0 | 0 | 0 | 0 | 0 | 0 | 0 | 0 | 0 | 0 | 0 | 0
Direct Buildings Pollutant Emissions[urban residential,heat bf,CO] | NoSettings | 0 | 0 | 0 | 0 | 0 | 0 | 0 | 0 | 0 | 0 | 0 | 0 | 0 | 0 | 0 | 0 | 0 | 0 | 0 | 0 | 0 | 0 | 0 | 0 | 0 | 0 | 0 | 0 | 0 | 0 | 0
Direct Buildings Pollutant Emissions[urban residential,heat bf,NOx] | NoSettings | 0 | 0 | 0 | 0 | 0 | 0 | 0 | 0 | 0 | 0 | 0 | 0 | 0 | 0 | 0 | 0 | 0 | 0 | 0 | 0 | 0 | 0 | 0 | 0 | 0 | 0 | 0 | 0 | 0 | 0 | 0
Direct Buildings Pollutant Emissions[urban residential,heat bf,PM10] | NoSettings | 0 | 0 | 0 | 0 | 0 | 0 | 0 | 0 | 0 | 0 | 0 | 0 | 0 | 0 | 0 | 0 | 0 | 0 | 0 | 0 | 0 | 0 | 0 | 0 | 0 | 0 | 0 | 0 | 0 | 0 | 0
Direct Buildings Pollutant Emissions[urban residential,heat bf,PM25] | NoSettings | 0 | 0 | 0 | 0 | 0 | 0 | 0 | 0 | 0 | 0 | 0 | 0 | 0 | 0 | 0 | 0 | 0 | 0 | 0 | 0 | 0 | 0 | 0 | 0 | 0 | 0 | 0 | 0 | 0 | 0 | 0
Direct Buildings Pollutant Emissions[urban residential,heat bf,SOx] | NoSettings | 0 | 0 | 0 | 0 | 0 | 0 | 0 | 0 | 0 | 0 | 0 | 0 | 0 | 0 | 0 | 0 | 0 | 0 | 0 | 0 | 0 | 0 | 0 | 0 | 0 | 0 | 0 | 0 | 0 | 0 | 0
Direct Buildings Pollutant Emissions[urban residential,heat bf,BC] | NoSettings | 0 | 0 | 0 | 0 | 0 | 0 | 0 | 0 | 0 | 0 | 0 | 0 | 0 | 0 | 0 | 0 | 0 | 0 | 0 | 0 | 0 | 0 | 0 | 0 | 0 | 0 | 0 | 0 | 0 | 0 | 0
Direct Buildings Pollutant Emissions[urban residential,heat bf,OC] | NoSettings | 0 | 0 | 0 | 0 | 0 | 0 | 0 | 0 | 0 | 0 | 0 | 0 | 0 | 0 | 0 | 0 | 0 | 0 | 0 | 0 | 0 | 0 | 0 | 0 | 0 | 0 | 0 | 0 | 0 | 0 | 0
Direct Buildings Pollutant Emissions[urban residential,heat bf,CH4] | NoSettings | 0 | 0 | 0 | 0 | 0 | 0 | 0 | 0 | 0 | 0 | 0 | 0 | 0 | 0 | 0 | 0 | 0 | 0 | 0 | 0 | 0 | 0 | 0 | 0 | 0 | 0 | 0 | 0 | 0 | 0 | 0
Direct Buildings Pollutant Emissions[urban residential,heat bf,N2O] | NoSettings | 0 | 0 | 0 | 0 | 0 | 0 | 0 | 0 | 0 | 0 | 0 | 0 | 0 | 0 | 0 | 0 | 0 | 0 | 0 | 0 | 0 | 0 | 0 | 0 | 0 | 0 | 0 | 0 | 0 | 0 | 0
Direct Buildings Pollutant Emissions[urban residential,heat bf,F gases] | NoSettings | 0 | 0 | 0 | 0 | 0 | 0 | 0 | 0 | 0 | 0 | 0 | 0 | 0 | 0 | 0 | 0 | 0 | 0 | 0 | 0 | 0 | 0 | 0 | 0 | 0 | 0 | 0 | 0 | 0 | 0 | 0
Direct Buildings Pollutant Emissions[urban residential,biomass bf,CO2] | NoSettings | 0 | 0 | 0 | 0 | 0 | 0 | 0 | 0 | 0 | 0 | 0 | 0 | 0 | 0 | 0 | 0 | 0 | 0 | 0 | 0 | 0 | 0 | 0 | 0 | 0 | 0 | 0 | 0 | 0 | 0 | 0
Direct Buildings Pollutant Emissions[urban residential,biomass bf,VOC] | NoSettings | 10199400 | 10199400 | 10199400 | 10199400 | 10199400 | 10199400 | 10199400 | 10199400 | 10199400 | 10199400 | 10199400 | 10199400 | 10199400 | 10199400 | 10199400 | 10199400 | 10199400 | 10199400 | 10199400 | 10199400 | 10199400 | 10199400 | 10199400 | 10199400 | 10199400 | 10199400 | 10199400 | 10199400 | 10199400 | 10199400 | 10199400
Direct Buildings Pollutant Emissions[urban residential,biomass bf,CO] | NoSettings | 161731000 | 161731000 | 161731000 | 161731000 | 161731000 | 161731000 | 161731000 | 161731000 | 161731000 | 161731000 | 161731000 | 161731000 | 161731000 | 161731000 | 161731000 | 161731000 | 161731000 | 161731000 | 161731000 | 161731000 | 161731000 | 161731000 | 161731000 | 161731000 | 161731000 | 161731000 | 161731000 | 161731000 | 161731000 | 161731000 | 161731000
Direct Buildings Pollutant Emissions[urban residential,biomass bf,NOx] | NoSettings | 1064970000 | 1064970000 | 1064970000 | 1064970000 | 1064970000 | 1064970000 | 1064970000 | 1064970000 | 1064970000 | 1064970000 | 1064970000 | 1064970000 | 1064970000 | 1064970000 | 1064970000 | 1064970000 | 1064970000 | 1064970000 | 1064970000 | 1064970000 | 1064970000 | 1064970000 | 1064970000 | 1064970000 | 1064970000 | 1064970000 | 1064970000 | 1064970000 | 1064970000 | 1064970000 | 1064970000
Direct Buildings Pollutant Emissions[urban residential,biomass bf,PM10] | NoSettings | 23798600 | 23798600 | 23798600 | 23798600 | 23798600 | 23798600 | 23798600 | 23798600 | 23798600 | 23798600 | 23798600 | 23798600 | 23798600 | 23798600 | 23798600 | 23798600 | 23798600 | 23798600 | 23798600 | 23798600 | 23798600 | 23798600 | 23798600 | 23798600 | 23798600 | 23798600 | 23798600 | 23798600 | 23798600 | 23798600 | 23798600
Direct Buildings Pollutant Emissions[urban residential,biomass bf,PM25] | NoSettings | 21021800 | 21021800 | 21021800 | 21021800 | 21021800 | 21021800 | 21021800 | 21021800 | 21021800 | 21021800 | 21021800 | 21021800 | 21021800 | 21021800 | 21021800 | 21021800 | 21021800 | 21021800 | 21021800 | 21021800 | 21021800 | 21021800 | 21021800 | 21021800 | 21021800 | 21021800 | 21021800 | 21021800 | 21021800 | 21021800 | 21021800
Direct Buildings Pollutant Emissions[urban residential,biomass bf,SOx] | NoSettings | 721452000 | 721452000 | 721452000 | 721452000 | 721452000 | 721452000 | 721452000 | 721452000 | 721452000 | 721452000 | 721452000 | 721452000 | 721452000 | 721452000 | 721452000 | 721452000 | 721452000 | 721452000 | 721452000 | 721452000 | 721452000 | 721452000 | 721452000 | 721452000 | 721452000 | 721452000 | 721452000 | 721452000 | 721452000 | 721452000 | 721452000
Direct Buildings Pollutant Emissions[urban residential,biomass bf,BC] | NoSettings | 2901400 | 2901400 | 2901400 | 2901400 | 2901400 | 2901400 | 2901400 | 2901400 | 2901400 | 2901400 | 2901400 | 2901400 | 2901400 | 2901400 | 2901400 | 2901400 | 2901400 | 2901400 | 2901400 | 2901400 | 2901400 | 2901400 | 2901400 | 2901400 | 2901400 | 2901400 | 2901400 | 2901400 | 2901400 | 2901400 | 2901400
Direct Buildings Pollutant Emissions[urban residential,biomass bf,OC] | NoSettings | 6853000 | 6853000 | 6853000 | 6853000 | 6853000 | 6853000 | 6853000 | 6853000 | 6853000 | 6853000 | 6853000 | 6853000 | 6853000 | 6853000 | 6853000 | 6853000 | 6853000 | 6853000 | 6853000 | 6853000 | 6853000 | 6853000 | 6853000 | 6853000 | 6853000 | 6853000 | 6853000 | 6853000 | 6853000 | 6853000 | 6853000
Direct Buildings Pollutant Emissions[urban residential,biomass bf,CH4] | NoSettings | 0 | 0 | 0 | 0 | 0 | 0 | 0 | 0 | 0 | 0 | 0 | 0 | 0 | 0 | 0 | 0 | 0 | 0 | 0 | 0 | 0 | 0 | 0 | 0 | 0 | 0 | 0 | 0 | 0 | 0 | 0
Direct Buildings Pollutant Emissions[urban residential,biomass bf,N2O] | NoSettings | 0 | 0 | 0 | 0 | 0 | 0 | 0 | 0 | 0 | 0 | 0 | 0 | 0 | 0 | 0 | 0 | 0 | 0 | 0 | 0 | 0 | 0 | 0 | 0 | 0 | 0 | 0 | 0 | 0 | 0 | 0
Direct Buildings Pollutant Emissions[urban residential,biomass bf,F gases] | NoSettings | 0 | 0 | 0 | 0 | 0 | 0 | 0 | 0 | 0 | 0 | 0 | 0 | 0 | 0 | 0 | 0 | 0 | 0 | 0 | 0 | 0 | 0 | 0 | 0 | 0 | 0 | 0 | 0 | 0 | 0 | 0
Direct Buildings Pollutant Emissions[urban residential,kerosene bf,CO2] | NoSettings | 0 | 0 | 0 | 0 | 0 | 0 | 0 | 0 | 0 | 0 | 0 | 0 | 0 | 0 | 0 | 0 | 0 | 0 | 0 | 0 | 0 | 0 | 0 | 0 | 0 | 0 | 0 | 0 | 0 | 0 | 0
Direct Buildings Pollutant Emissions[urban residential,kerosene bf,VOC] | NoSettings | 0 | 0 | 0 | 0 | 0 | 0 | 0 | 0 | 0 | 0 | 0 | 0 | 0 | 0 | 0 | 0 | 0 | 0 | 0 | 0 | 0 | 0 | 0 | 0 | 0 | 0 | 0 | 0 | 0 | 0 | 0
Direct Buildings Pollutant Emissions[urban residential,kerosene bf,CO] | NoSettings | 0 | 0 | 0 | 0 | 0 | 0 | 0 | 0 | 0 | 0 | 0 | 0 | 0 | 0 | 0 | 0 | 0 | 0 | 0 | 0 | 0 | 0 | 0 | 0 | 0 | 0 | 0 | 0 | 0 | 0 | 0
Direct Buildings Pollutant Emissions[urban residential,kerosene bf,NOx] | NoSettings | 0 | 0 | 0 | 0 | 0 | 0 | 0 | 0 | 0 | 0 | 0 | 0 | 0 | 0 | 0 | 0 | 0 | 0 | 0 | 0 | 0 | 0 | 0 | 0 | 0 | 0 | 0 | 0 | 0 | 0 | 0
Direct Buildings Pollutant Emissions[urban residential,kerosene bf,PM10] | NoSettings | 0 | 0 | 0 | 0 | 0 | 0 | 0 | 0 | 0 | 0 | 0 | 0 | 0 | 0 | 0 | 0 | 0 | 0 | 0 | 0 | 0 | 0 | 0 | 0 | 0 | 0 | 0 | 0 | 0 | 0 | 0
Direct Buildings Pollutant Emissions[urban residential,kerosene bf,PM25] | NoSettings | 0 | 0 | 0 | 0 | 0 | 0 | 0 | 0 | 0 | 0 | 0 | 0 | 0 | 0 | 0 | 0 | 0 | 0 | 0 | 0 | 0 | 0 | 0 | 0 | 0 | 0 | 0 | 0 | 0 | 0 | 0
Direct Buildings Pollutant Emissions[urban residential,kerosene bf,SOx] | NoSettings | 0 | 0 | 0 | 0 | 0 | 0 | 0 | 0 | 0 | 0 | 0 | 0 | 0 | 0 | 0 | 0 | 0 | 0 | 0 | 0 | 0 | 0 | 0 | 0 | 0 | 0 | 0 | 0 | 0 | 0 | 0
Direct Buildings Pollutant Emissions[urban residential,kerosene bf,BC] | NoSettings | 0 | 0 | 0 | 0 | 0 | 0 | 0 | 0 | 0 | 0 | 0 | 0 | 0 | 0 | 0 | 0 | 0 | 0 | 0 | 0 | 0 | 0 | 0 | 0 | 0 | 0 | 0 | 0 | 0 | 0 | 0
Direct Buildings Pollutant Emissions[urban residential,kerosene bf,OC] | NoSettings | 0 | 0 | 0 | 0 | 0 | 0 | 0 | 0 | 0 | 0 | 0 | 0 | 0 | 0 | 0 | 0 | 0 | 0 | 0 | 0 | 0 | 0 | 0 | 0 | 0 | 0 | 0 | 0 | 0 | 0 | 0
Direct Buildings Pollutant Emissions[urban residential,kerosene bf,CH4] | NoSettings | 0 | 0 | 0 | 0 | 0 | 0 | 0 | 0 | 0 | 0 | 0 | 0 | 0 | 0 | 0 | 0 | 0 | 0 | 0 | 0 | 0 | 0 | 0 | 0 | 0 | 0 | 0 | 0 | 0 | 0 | 0
Direct Buildings Pollutant Emissions[urban residential,kerosene bf,N2O] | NoSettings | 0 | 0 | 0 | 0 | 0 | 0 | 0 | 0 | 0 | 0 | 0 | 0 | 0 | 0 | 0 | 0 | 0 | 0 | 0 | 0 | 0 | 0 | 0 | 0 | 0 | 0 | 0 | 0 | 0 | 0 | 0
Direct Buildings Pollutant Emissions[urban residential,kerosene bf,F gases] | NoSettings | 0 | 0 | 0 | 0 | 0 | 0 | 0 | 0 | 0 | 0 | 0 | 0 | 0 | 0 | 0 | 0 | 0 | 0 | 0 | 0 | 0 | 0 | 0 | 0 | 0 | 0 | 0 | 0 | 0 | 0 | 0
Direct Buildings Pollutant Emissions[urban residential,heavy or residual fuel oil bf,CO2] | NoSettings | 0 | 0 | 0 | 0 | 0 | 0 | 0 | 0 | 0 | 0 | 0 | 0 | 0 | 0 | 0 | 0 | 0 | 0 | 0 | 0 | 0 | 0 | 0 | 0 | 0 | 0 | 0 | 0 | 0 | 0 | 0
Direct Buildings Pollutant Emissions[urban residential,heavy or residual fuel oil bf,VOC] | NoSettings | 0 | 0 | 0 | 0 | 0 | 0 | 0 | 0 | 0 | 0 | 0 | 0 | 0 | 0 | 0 | 0 | 0 | 0 | 0 | 0 | 0 | 0 | 0 | 0 | 0 | 0 | 0 | 0 | 0 | 0 | 0
Direct Buildings Pollutant Emissions[urban residential,heavy or residual fuel oil bf,CO] | NoSettings | 0 | 0 | 0 | 0 | 0 | 0 | 0 | 0 | 0 | 0 | 0 | 0 | 0 | 0 | 0 | 0 | 0 | 0 | 0 | 0 | 0 | 0 | 0 | 0 | 0 | 0 | 0 | 0 | 0 | 0 | 0
Direct Buildings Pollutant Emissions[urban residential,heavy or residual fuel oil bf,NOx] | NoSettings | 0 | 0 | 0 | 0 | 0 | 0 | 0 | 0 | 0 | 0 | 0 | 0 | 0 | 0 | 0 | 0 | 0 | 0 | 0 | 0 | 0 | 0 | 0 | 0 | 0 | 0 | 0 | 0 | 0 | 0 | 0
Direct Buildings Pollutant Emissions[urban residential,heavy or residual fuel oil bf,PM10] | NoSettings | 0 | 0 | 0 | 0 | 0 | 0 | 0 | 0 | 0 | 0 | 0 | 0 | 0 | 0 | 0 | 0 | 0 | 0 | 0 | 0 | 0 | 0 | 0 | 0 | 0 | 0 | 0 | 0 | 0 | 0 | 0
Direct Buildings Pollutant Emissions[urban residential,heavy or residual fuel oil bf,PM25] | NoSettings | 0 | 0 | 0 | 0 | 0 | 0 | 0 | 0 | 0 | 0 | 0 | 0 | 0 | 0 | 0 | 0 | 0 | 0 | 0 | 0 | 0 | 0 | 0 | 0 | 0 | 0 | 0 | 0 | 0 | 0 | 0
Direct Buildings Pollutant Emissions[urban residential,heavy or residual fuel oil bf,SOx] | NoSettings | 0 | 0 | 0 | 0 | 0 | 0 | 0 | 0 | 0 | 0 | 0 | 0 | 0 | 0 | 0 | 0 | 0 | 0 | 0 | 0 | 0 | 0 | 0 | 0 | 0 | 0 | 0 | 0 | 0 | 0 | 0
Direct Buildings Pollutant Emissions[urban residential,heavy or residual fuel oil bf,BC] | NoSettings | 0 | 0 | 0 | 0 | 0 | 0 | 0 | 0 | 0 | 0 | 0 | 0 | 0 | 0 | 0 | 0 | 0 | 0 | 0 | 0 | 0 | 0 | 0 | 0 | 0 | 0 | 0 | 0 | 0 | 0 | 0
Direct Buildings Pollutant Emissions[urban residential,heavy or residual fuel oil bf,OC] | NoSettings | 0 | 0 | 0 | 0 | 0 | 0 | 0 | 0 | 0 | 0 | 0 | 0 | 0 | 0 | 0 | 0 | 0 | 0 | 0 | 0 | 0 | 0 | 0 | 0 | 0 | 0 | 0 | 0 | 0 | 0 | 0
Direct Buildings Pollutant Emissions[urban residential,heavy or residual fuel oil bf,CH4] | NoSettings | 0 | 0 | 0 | 0 | 0 | 0 | 0 | 0 | 0 | 0 | 0 | 0 | 0 | 0 | 0 | 0 | 0 | 0 | 0 | 0 | 0 | 0 | 0 | 0 | 0 | 0 | 0 | 0 | 0 | 0 | 0
Direct Buildings Pollutant Emissions[urban residential,heavy or residual fuel oil bf,N2O] | NoSettings | 0 | 0 | 0 | 0 | 0 | 0 | 0 | 0 | 0 | 0 | 0 | 0 | 0 | 0 | 0 | 0 | 0 | 0 | 0 | 0 | 0 | 0 | 0 | 0 | 0 | 0 | 0 | 0 | 0 | 0 | 0
Direct Buildings Pollutant Emissions[urban residential,heavy or residual fuel oil bf,F gases] | NoSettings | 0 | 0 | 0 | 0 | 0 | 0 | 0 | 0 | 0 | 0 | 0 | 0 | 0 | 0 | 0 | 0 | 0 | 0 | 0 | 0 | 0 | 0 | 0 | 0 | 0 | 0 | 0 | 0 | 0 | 0 | 0
Direct Buildings Pollutant Emissions[urban residential,LPG propane or butane bf,CO2] | NoSettings | 1010400000000 | 965537000000 | 905920000000 | 905920000000 | 897931000000 | 885639000000 | 865357000000 | 860440000000 | 840773000000 | 808814000000 | 786688000000 | 755958000000 | 725843000000 | 703102000000 | 682206000000 | 661310000000 | 641028000000 | 622590000000 | 602308000000 | 580797000000 | 566047000000 | 551911000000 | 539619000000 | 527327000000 | 516879000000 | 511347000000 | 496597000000 | 489222000000 | 480617000000 | 472627000000 | 465252000000
Direct Buildings Pollutant Emissions[urban residential,LPG propane or butane bf,VOC] | NoSettings | 65266800 | 62368700 | 58517800 | 58517800 | 58001700 | 57207700 | 55897600 | 55580000 | 54309600 | 52245200 | 50816000 | 48831000 | 46885700 | 45416800 | 44067000 | 42717200 | 41407100 | 40216100 | 38906000 | 37516500 | 36563700 | 35650600 | 34856600 | 34062600 | 33387700 | 33030400 | 32077600 | 31601200 | 31045400 | 30529300 | 30052900
Direct Buildings Pollutant Emissions[urban residential,LPG propane or butane bf,CO] | NoSettings | 53939600 | 51544500 | 48361900 | 48361900 | 47935400 | 47279200 | 46196500 | 45934000 | 44884100 | 43178000 | 41996800 | 40356300 | 38748600 | 37534600 | 36419100 | 35303600 | 34220800 | 33236500 | 32153800 | 31005500 | 30218000 | 29463400 | 28807200 | 28151000 | 27593200 | 27297900 | 26510500 | 26116800 | 25657400 | 25230900 | 24837200
Direct Buildings Pollutant Emissions[urban residential,LPG propane or butane bf,NOx] | NoSettings | 1060510000 | 1013420000 | 950848000 | 950848000 | 942462000 | 929560000 | 908273000 | 903112000 | 882469000 | 848925000 | 825702000 | 793448000 | 761839000 | 737972000 | 716039000 | 694106000 | 672818000 | 653466000 | 632178000 | 609601000 | 594119000 | 579282000 | 566380000 | 553479000 | 542512000 | 536707000 | 521225000 | 513484000 | 504453000 | 496067000 | 488326000
Direct Buildings Pollutant Emissions[urban residential,LPG propane or butane bf,PM10] | NoSettings | 57112600 | 54576500 | 51206800 | 51206800 | 50755100 | 50060300 | 48913900 | 48636000 | 47524300 | 45717800 | 44467200 | 42730200 | 41027900 | 39742600 | 38561400 | 37380200 | 36233800 | 35191600 | 34045200 | 32829300 | 31995500 | 31196500 | 30501700 | 29806900 | 29216300 | 28903700 | 28069900 | 27653000 | 27166700 | 26715100 | 26298200
Direct Buildings Pollutant Emissions[urban residential,LPG propane or butane bf,PM25] | NoSettings | 57112600 | 54576500 | 51206800 | 51206800 | 50755100 | 50060300 | 48913900 | 48636000 | 47524300 | 45717800 | 44467200 | 42730200 | 41027900 | 39742600 | 38561400 | 37380200 | 36233800 | 35191600 | 34045200 | 32829300 | 31995500 | 31196500 | 30501700 | 29806900 | 29216300 | 28903700 | 28069900 | 27653000 | 27166700 | 26715100 | 26298200
Direct Buildings Pollutant Emissions[urban residential,LPG propane or butane bf,SOx] | NoSettings | 0 | 0 | 0 | 0 | 0 | 0 | 0 | 0 | 0 | 0 | 0 | 0 | 0 | 0 | 0 | 0 | 0 | 0 | 0 | 0 | 0 | 0 | 0 | 0 | 0 | 0 | 0 | 0 | 0 | 0 | 0
Direct Buildings Pollutant Emissions[urban residential,LPG propane or butane bf,BC] | NoSettings | 9420120 | 9001830 | 8446020 | 8446020 | 8371530 | 8256930 | 8067840 | 8022000 | 7838640 | 7540680 | 7334400 | 7047900 | 6767130 | 6555120 | 6360300 | 6165480 | 5976390 | 5804490 | 5615400 | 5414850 | 5277330 | 5145540 | 5030940 | 4916340 | 4818930 | 4767360 | 4629840 | 4561080 | 4480860 | 4406370 | 4337610
Direct Buildings Pollutant Emissions[urban residential,LPG propane or butane bf,OC] | NoSettings | 24446300 | 23360800 | 21918400 | 21918400 | 21725100 | 21427700 | 20937000 | 20818000 | 20342200 | 19568900 | 19033600 | 18290100 | 17561500 | 17011300 | 16505700 | 16000100 | 15509400 | 15063300 | 14572600 | 14052200 | 13695300 | 13353300 | 13055900 | 12758500 | 12505700 | 12371800 | 12015000 | 11836500 | 11628300 | 11435000 | 11256600
Direct Buildings Pollutant Emissions[urban residential,LPG propane or butane bf,CH4] | NoSettings | 49320000 | 47130000 | 44220000 | 44220000 | 43830000 | 43230000 | 42240000 | 42000000 | 41040000 | 39480000 | 38400000 | 36900000 | 35430000 | 34320000 | 33300000 | 32280000 | 31290000 | 30390000 | 29400000 | 28350000 | 27630000 | 26940000 | 26340000 | 25740000 | 25230000 | 24960000 | 24240000 | 23880000 | 23460000 | 23070000 | 22710000
Direct Buildings Pollutant Emissions[urban residential,LPG propane or butane bf,N2O] | NoSettings | 9864000 | 9426000 | 8844000 | 8844000 | 8766000 | 8646000 | 8448000 | 8400000 | 8208000 | 7896000 | 7680000 | 7380000 | 7086000 | 6864000 | 6660000 | 6456000 | 6258000 | 6078000 | 5880000 | 5670000 | 5526000 | 5388000 | 5268000 | 5148000 | 5046000 | 4992000 | 4848000 | 4776000 | 4692000 | 4614000 | 4542000
Direct Buildings Pollutant Emissions[urban residential,LPG propane or butane bf,F gases] | NoSettings | 0 | 0 | 0 | 0 | 0 | 0 | 0 | 0 | 0 | 0 | 0 | 0 | 0 | 0 | 0 | 0 | 0 | 0 | 0 | 0 | 0 | 0 | 0 | 0 | 0 | 0 | 0 | 0 | 0 | 0 | 0
Direct Buildings Pollutant Emissions[urban residential,hydrogen bf,CO2] | NoSettings | 0 | 0 | 0 | 0 | 0 | 0 | 0 | 0 | 0 | 0 | 0 | 0 | 0 | 0 | 0 | 0 | 0 | 0 | 0 | 0 | 0 | 0 | 0 | 0 | 0 | 0 | 0 | 0 | 0 | 0 | 0
Direct Buildings Pollutant Emissions[urban residential,hydrogen bf,VOC] | NoSettings | 0 | 0 | 0 | 0 | 0 | 0 | 0 | 0 | 0 | 0 | 0 | 0 | 0 | 0 | 0 | 0 | 0 | 0 | 0 | 0 | 0 | 0 | 0 | 0 | 0 | 0 | 0 | 0 | 0 | 0 | 0
Direct Buildings Pollutant Emissions[urban residential,hydrogen bf,CO] | NoSettings | 0 | 0 | 0 | 0 | 0 | 0 | 0 | 0 | 0 | 0 | 0 | 0 | 0 | 0 | 0 | 0 | 0 | 0 | 0 | 0 | 0 | 0 | 0 | 0 | 0 | 0 | 0 | 0 | 0 | 0 | 0
Direct Buildings Pollutant Emissions[urban residential,hydrogen bf,NOx] | NoSettings | 0 | 0 | 0 | 0 | 0 | 0 | 0 | 0 | 0 | 0 | 0 | 0 | 0 | 0 | 0 | 0 | 0 | 0 | 0 | 0 | 0 | 0 | 0 | 0 | 0 | 0 | 0 | 0 | 0 | 0 | 0
Direct Buildings Pollutant Emissions[urban residential,hydrogen bf,PM10] | NoSettings | 0 | 0 | 0 | 0 | 0 | 0 | 0 | 0 | 0 | 0 | 0 | 0 | 0 | 0 | 0 | 0 | 0 | 0 | 0 | 0 | 0 | 0 | 0 | 0 | 0 | 0 | 0 | 0 | 0 | 0 | 0
Direct Buildings Pollutant Emissions[urban residential,hydrogen bf,PM25] | NoSettings | 0 | 0 | 0 | 0 | 0 | 0 | 0 | 0 | 0 | 0 | 0 | 0 | 0 | 0 | 0 | 0 | 0 | 0 | 0 | 0 | 0 | 0 | 0 | 0 | 0 | 0 | 0 | 0 | 0 | 0 | 0
Direct Buildings Pollutant Emissions[urban residential,hydrogen bf,SOx] | NoSettings | 0 | 0 | 0 | 0 | 0 | 0 | 0 | 0 | 0 | 0 | 0 | 0 | 0 | 0 | 0 | 0 | 0 | 0 | 0 | 0 | 0 | 0 | 0 | 0 | 0 | 0 | 0 | 0 | 0 | 0 | 0
Direct Buildings Pollutant Emissions[urban residential,hydrogen bf,BC] | NoSettings | 0 | 0 | 0 | 0 | 0 | 0 | 0 | 0 | 0 | 0 | 0 | 0 | 0 | 0 | 0 | 0 | 0 | 0 | 0 | 0 | 0 | 0 | 0 | 0 | 0 | 0 | 0 | 0 | 0 | 0 | 0
Direct Buildings Pollutant Emissions[urban residential,hydrogen bf,OC] | NoSettings | 0 | 0 | 0 | 0 | 0 | 0 | 0 | 0 | 0 | 0 | 0 | 0 | 0 | 0 | 0 | 0 | 0 | 0 | 0 | 0 | 0 | 0 | 0 | 0 | 0 | 0 | 0 | 0 | 0 | 0 | 0
Direct Buildings Pollutant Emissions[urban residential,hydrogen bf,CH4] | NoSettings | 0 | 0 | 0 | 0 | 0 | 0 | 0 | 0 | 0 | 0 | 0 | 0 | 0 | 0 | 0 | 0 | 0 | 0 | 0 | 0 | 0 | 0 | 0 | 0 | 0 | 0 | 0 | 0 | 0 | 0 | 0
Direct Buildings Pollutant Emissions[urban residential,hydrogen bf,N2O] | NoSettings | 0 | 0 | 0 | 0 | 0 | 0 | 0 | 0 | 0 | 0 | 0 | 0 | 0 | 0 | 0 | 0 | 0 | 0 | 0 | 0 | 0 | 0 | 0 | 0 | 0 | 0 | 0 | 0 | 0 | 0 | 0
Direct Buildings Pollutant Emissions[urban residential,hydrogen bf,F gases] | NoSettings | 0 | 0 | 0 | 0 | 0 | 0 | 0 | 0 | 0 | 0 | 0 | 0 | 0 | 0 | 0 | 0 | 0 | 0 | 0 | 0 | 0 | 0 | 0 | 0 | 0 | 0 | 0 | 0 | 0 | 0 | 0
Direct Buildings Pollutant Emissions[rural residential,electricity bf,CO2] | NoSettings | 0 | 0 | 0 | 0 | 0 | 0 | 0 | 0 | 0 | 0 | 0 | 0 | 0 | 0 | 0 | 0 | 0 | 0 | 0 | 0 | 0 | 0 | 0 | 0 | 0 | 0 | 0 | 0 | 0 | 0 | 0
Direct Buildings Pollutant Emissions[rural residential,electricity bf,VOC] | NoSettings | 0 | 0 | 0 | 0 | 0 | 0 | 0 | 0 | 0 | 0 | 0 | 0 | 0 | 0 | 0 | 0 | 0 | 0 | 0 | 0 | 0 | 0 | 0 | 0 | 0 | 0 | 0 | 0 | 0 | 0 | 0
Direct Buildings Pollutant Emissions[rural residential,electricity bf,CO] | NoSettings | 0 | 0 | 0 | 0 | 0 | 0 | 0 | 0 | 0 | 0 | 0 | 0 | 0 | 0 | 0 | 0 | 0 | 0 | 0 | 0 | 0 | 0 | 0 | 0 | 0 | 0 | 0 | 0 | 0 | 0 | 0
Direct Buildings Pollutant Emissions[rural residential,electricity bf,NOx] | NoSettings | 0 | 0 | 0 | 0 | 0 | 0 | 0 | 0 | 0 | 0 | 0 | 0 | 0 | 0 | 0 | 0 | 0 | 0 | 0 | 0 | 0 | 0 | 0 | 0 | 0 | 0 | 0 | 0 | 0 | 0 | 0
Direct Buildings Pollutant Emissions[rural residential,electricity bf,PM10] | NoSettings | 0 | 0 | 0 | 0 | 0 | 0 | 0 | 0 | 0 | 0 | 0 | 0 | 0 | 0 | 0 | 0 | 0 | 0 | 0 | 0 | 0 | 0 | 0 | 0 | 0 | 0 | 0 | 0 | 0 | 0 | 0
Direct Buildings Pollutant Emissions[rural residential,electricity bf,PM25] | NoSettings | 0 | 0 | 0 | 0 | 0 | 0 | 0 | 0 | 0 | 0 | 0 | 0 | 0 | 0 | 0 | 0 | 0 | 0 | 0 | 0 | 0 | 0 | 0 | 0 | 0 | 0 | 0 | 0 | 0 | 0 | 0
Direct Buildings Pollutant Emissions[rural residential,electricity bf,SOx] | NoSettings | 0 | 0 | 0 | 0 | 0 | 0 | 0 | 0 | 0 | 0 | 0 | 0 | 0 | 0 | 0 | 0 | 0 | 0 | 0 | 0 | 0 | 0 | 0 | 0 | 0 | 0 | 0 | 0 | 0 | 0 | 0
Direct Buildings Pollutant Emissions[rural residential,electricity bf,BC] | NoSettings | 0 | 0 | 0 | 0 | 0 | 0 | 0 | 0 | 0 | 0 | 0 | 0 | 0 | 0 | 0 | 0 | 0 | 0 | 0 | 0 | 0 | 0 | 0 | 0 | 0 | 0 | 0 | 0 | 0 | 0 | 0
Direct Buildings Pollutant Emissions[rural residential,electricity bf,OC] | NoSettings | 0 | 0 | 0 | 0 | 0 | 0 | 0 | 0 | 0 | 0 | 0 | 0 | 0 | 0 | 0 | 0 | 0 | 0 | 0 | 0 | 0 | 0 | 0 | 0 | 0 | 0 | 0 | 0 | 0 | 0 | 0
Direct Buildings Pollutant Emissions[rural residential,electricity bf,CH4] | NoSettings | 0 | 0 | 0 | 0 | 0 | 0 | 0 | 0 | 0 | 0 | 0 | 0 | 0 | 0 | 0 | 0 | 0 | 0 | 0 | 0 | 0 | 0 | 0 | 0 | 0 | 0 | 0 | 0 | 0 | 0 | 0
Direct Buildings Pollutant Emissions[rural residential,electricity bf,N2O] | NoSettings | 0 | 0 | 0 | 0 | 0 | 0 | 0 | 0 | 0 | 0 | 0 | 0 | 0 | 0 | 0 | 0 | 0 | 0 | 0 | 0 | 0 | 0 | 0 | 0 | 0 | 0 | 0 | 0 | 0 | 0 | 0
Direct Buildings Pollutant Emissions[rural residential,electricity bf,F gases] | NoSettings | 0 | 0 | 0 | 0 | 0 | 0 | 0 | 0 | 0 | 0 | 0 | 0 | 0 | 0 | 0 | 0 | 0 | 0 | 0 | 0 | 0 | 0 | 0 | 0 | 0 | 0 | 0 | 0 | 0 | 0 | 0
Direct Buildings Pollutant Emissions[rural residential,hard coal bf,CO2] | NoSettings | 0 | 0 | 0 | 0 | 0 | 0 | 0 | 0 | 0 | 0 | 0 | 0 | 0 | 0 | 0 | 0 | 0 | 0 | 0 | 0 | 0 | 0 | 0 | 0 | 0 | 0 | 0 | 0 | 0 | 0 | 0
Direct Buildings Pollutant Emissions[rural residential,hard coal bf,VOC] | NoSettings | 0 | 0 | 0 | 0 | 0 | 0 | 0 | 0 | 0 | 0 | 0 | 0 | 0 | 0 | 0 | 0 | 0 | 0 | 0 | 0 | 0 | 0 | 0 | 0 | 0 | 0 | 0 | 0 | 0 | 0 | 0
Direct Buildings Pollutant Emissions[rural residential,hard coal bf,CO] | NoSettings | 0 | 0 | 0 | 0 | 0 | 0 | 0 | 0 | 0 | 0 | 0 | 0 | 0 | 0 | 0 | 0 | 0 | 0 | 0 | 0 | 0 | 0 | 0 | 0 | 0 | 0 | 0 | 0 | 0 | 0 | 0
Direct Buildings Pollutant Emissions[rural residential,hard coal bf,NOx] | NoSettings | 0 | 0 | 0 | 0 | 0 | 0 | 0 | 0 | 0 | 0 | 0 | 0 | 0 | 0 | 0 | 0 | 0 | 0 | 0 | 0 | 0 | 0 | 0 | 0 | 0 | 0 | 0 | 0 | 0 | 0 | 0
Direct Buildings Pollutant Emissions[rural residential,hard coal bf,PM10] | NoSettings | 0 | 0 | 0 | 0 | 0 | 0 | 0 | 0 | 0 | 0 | 0 | 0 | 0 | 0 | 0 | 0 | 0 | 0 | 0 | 0 | 0 | 0 | 0 | 0 | 0 | 0 | 0 | 0 | 0 | 0 | 0
Direct Buildings Pollutant Emissions[rural residential,hard coal bf,PM25] | NoSettings | 0 | 0 | 0 | 0 | 0 | 0 | 0 | 0 | 0 | 0 | 0 | 0 | 0 | 0 | 0 | 0 | 0 | 0 | 0 | 0 | 0 | 0 | 0 | 0 | 0 | 0 | 0 | 0 | 0 | 0 | 0
Direct Buildings Pollutant Emissions[rural residential,hard coal bf,SOx] | NoSettings | 0 | 0 | 0 | 0 | 0 | 0 | 0 | 0 | 0 | 0 | 0 | 0 | 0 | 0 | 0 | 0 | 0 | 0 | 0 | 0 | 0 | 0 | 0 | 0 | 0 | 0 | 0 | 0 | 0 | 0 | 0
Direct Buildings Pollutant Emissions[rural residential,hard coal bf,BC] | NoSettings | 0 | 0 | 0 | 0 | 0 | 0 | 0 | 0 | 0 | 0 | 0 | 0 | 0 | 0 | 0 | 0 | 0 | 0 | 0 | 0 | 0 | 0 | 0 | 0 | 0 | 0 | 0 | 0 | 0 | 0 | 0
Direct Buildings Pollutant Emissions[rural residential,hard coal bf,OC] | NoSettings | 0 | 0 | 0 | 0 | 0 | 0 | 0 | 0 | 0 | 0 | 0 | 0 | 0 | 0 | 0 | 0 | 0 | 0 | 0 | 0 | 0 | 0 | 0 | 0 | 0 | 0 | 0 | 0 | 0 | 0 | 0
Direct Buildings Pollutant Emissions[rural residential,hard coal bf,CH4] | NoSettings | 0 | 0 | 0 | 0 | 0 | 0 | 0 | 0 | 0 | 0 | 0 | 0 | 0 | 0 | 0 | 0 | 0 | 0 | 0 | 0 | 0 | 0 | 0 | 0 | 0 | 0 | 0 | 0 | 0 | 0 | 0
Direct Buildings Pollutant Emissions[rural residential,hard coal bf,N2O] | NoSettings | 0 | 0 | 0 | 0 | 0 | 0 | 0 | 0 | 0 | 0 | 0 | 0 | 0 | 0 | 0 | 0 | 0 | 0 | 0 | 0 | 0 | 0 | 0 | 0 | 0 | 0 | 0 | 0 | 0 | 0 | 0
Direct Buildings Pollutant Emissions[rural residential,hard coal bf,F gases] | NoSettings | 0 | 0 | 0 | 0 | 0 | 0 | 0 | 0 | 0 | 0 | 0 | 0 | 0 | 0 | 0 | 0 | 0 | 0 | 0 | 0 | 0 | 0 | 0 | 0 | 0 | 0 | 0 | 0 | 0 | 0 | 0
Direct Buildings Pollutant Emissions[rural residential,natural gas bf,CO2] | NoSettings | 1263390000000 | 1311140000000 | 1316440000000 | 1316430000000 | 1311110000000 | 1316410000000 | 1305780000000 | 1305770000000 | 1300460000000 | 1295140000000 | 1279210000000 | 1273900000000 | 1263280000000 | 1252660000000 | 1236730000000 | 1231420000000 | 1215490000000 | 1204870000000 | 1194250000000 | 1188940000000 | 1183630000000 | 1173020000000 | 1167720000000 | 1170370000000 | 1167190000000 | 1170380000000 | 1164020000000 | 1162430000000 | 1161910000000 | 1167220000000 | 1167230000000
Direct Buildings Pollutant Emissions[rural residential,natural gas bf,VOC] | NoSettings | 54597700 | 56661400 | 56890200 | 56889800 | 56660000 | 56888800 | 56429800 | 56429300 | 56199600 | 55969900 | 55281500 | 55051900 | 54592900 | 54133900 | 53445700 | 53216000 | 52527800 | 52068900 | 51610000 | 51380400 | 51150900 | 50692300 | 50463100 | 50577800 | 50440500 | 50578300 | 50303400 | 50234900 | 50212200 | 50441800 | 50442100
Direct Buildings Pollutant Emissions[rural residential,natural gas bf,CO] | NoSettings | 536667000 | 556952000 | 559202000 | 559197000 | 556938000 | 559188000 | 554675000 | 554671000 | 552413000 | 550155000 | 543389000 | 541131000 | 536620000 | 532109000 | 525343000 | 523086000 | 516321000 | 511810000 | 507299000 | 505043000 | 502787000 | 498279000 | 496026000 | 497154000 | 495804000 | 497158000 | 494456000 | 493783000 | 493560000 | 495817000 | 495820000
Direct Buildings Pollutant Emissions[rural residential,natural gas bf,NOx] | NoSettings | 882278000 | 915627000 | 919325000 | 919317000 | 915603000 | 919302000 | 911883000 | 911876000 | 908164000 | 904451000 | 893328000 | 889617000 | 882201000 | 874784000 | 863661000 | 859950000 | 848830000 | 841413000 | 833998000 | 830288000 | 826579000 | 819168000 | 815464000 | 817319000 | 815099000 | 817326000 | 812883000 | 811776000 | 811410000 | 815120000 | 815125000
Direct Buildings Pollutant Emissions[rural residential,natural gas bf,PM10] | NoSettings | 75384400 | 78233800 | 78549700 | 78549100 | 78231800 | 78547800 | 77913900 | 77913300 | 77596100 | 77278900 | 76328500 | 76011400 | 75377700 | 74744000 | 73793700 | 73476600 | 72526400 | 71892800 | 71259200 | 70942200 | 70625300 | 69992100 | 69675600 | 69834000 | 69644400 | 69834600 | 69455100 | 69360500 | 69329200 | 69646200 | 69646600
Direct Buildings Pollutant Emissions[rural residential,natural gas bf,PM25] | NoSettings | 75384400 | 78233800 | 78549700 | 78549100 | 78231800 | 78547800 | 77913900 | 77913300 | 77596100 | 77278900 | 76328500 | 76011400 | 75377700 | 74744000 | 73793700 | 73476600 | 72526400 | 71892800 | 71259200 | 70942200 | 70625300 | 69992100 | 69675600 | 69834000 | 69644400 | 69834600 | 69455100 | 69360500 | 69329200 | 69646200 | 69646600
Direct Buildings Pollutant Emissions[rural residential,natural gas bf,SOx] | NoSettings | 5762170 | 5979970 | 6004120 | 6004070 | 5979810 | 6003970 | 5955520 | 5955470 | 5931220 | 5906980 | 5834330 | 5810100 | 5761660 | 5713220 | 5640580 | 5616340 | 5543710 | 5495280 | 5446850 | 5422620 | 5398390 | 5349990 | 5325800 | 5337920 | 5323420 | 5337960 | 5308950 | 5301720 | 5299330 | 5323560 | 5323590
Direct Buildings Pollutant Emissions[rural residential,natural gas bf,BC] | NoSettings | 12429100 | 12898900 | 12951000 | 12950900 | 12898600 | 12950700 | 12846200 | 12846100 | 12793800 | 12741500 | 12584800 | 12532500 | 12428000 | 12323600 | 12166900 | 12114600 | 11957900 | 11853500 | 11749000 | 11696700 | 11644500 | 11540100 | 11487900 | 11514000 | 11482700 | 11514100 | 11451500 | 11435900 | 11430800 | 11483000 | 11483100
Direct Buildings Pollutant Emissions[rural residential,natural gas bf,OC] | NoSettings | 32263400 | 33482900 | 33618100 | 33617800 | 33482000 | 33617300 | 33346000 | 33345700 | 33210000 | 33074200 | 32667500 | 32531700 | 32260500 | 31989300 | 31582600 | 31446900 | 31040200 | 30769000 | 30497800 | 30362200 | 30226500 | 29955500 | 29820100 | 29887900 | 29806700 | 29888200 | 29725700 | 29685200 | 29671800 | 29807500 | 29807700
Direct Buildings Pollutant Emissions[rural residential,natural gas bf,CH4] | NoSettings | 23810600 | 24710600 | 24810400 | 24810200 | 24710000 | 24809800 | 24609600 | 24609400 | 24509200 | 24409000 | 24108800 | 24008700 | 23808500 | 23608400 | 23308200 | 23208000 | 22907900 | 22707800 | 22507600 | 22407500 | 22307400 | 22107400 | 22007500 | 22057500 | 21997600 | 22057700 | 21937800 | 21907900 | 21898000 | 21998200 | 21998300
Direct Buildings Pollutant Emissions[rural residential,natural gas bf,N2O] | NoSettings | 2381060 | 2471060 | 2481040 | 2481020 | 2471000 | 2480980 | 2460960 | 2460940 | 2450920 | 2440900 | 2410880 | 2400870 | 2380850 | 2360840 | 2330820 | 2320800 | 2290790 | 2270780 | 2250760 | 2240750 | 2230740 | 2210740 | 2200750 | 2205750 | 2199760 | 2205770 | 2193780 | 2190790 | 2189800 | 2199820 | 2199830
Direct Buildings Pollutant Emissions[rural residential,natural gas bf,F gases] | NoSettings | 0 | 0 | 0 | 0 | 0 | 0 | 0 | 0 | 0 | 0 | 0 | 0 | 0 | 0 | 0 | 0 | 0 | 0 | 0 | 0 | 0 | 0 | 0 | 0 | 0 | 0 | 0 | 0 | 0 | 0 | 0
Direct Buildings Pollutant Emissions[rural residential,petroleum diesel bf,CO2] | NoSettings | 1162280000 | 1160950000 | 1159770000 | 1158730000 | 1157840000 | 1157100000 | 1149120000 | 1156140000 | 1155920000 | 1148600000 | 1141500000 | 1134550000 | 1127820000 | 1121230000 | 1115020000 | 1101780000 | 1081520000 | 1069240000 | 1042910000 | 1039730000 | 1030480000 | 1023310000 | 1011030000 | 1002010000 | 996981000 | 997720000 | 989585000 | 986626000 | 984408000 | 989585000 | 985887000
Direct Buildings Pollutant Emissions[rural residential,petroleum diesel bf,VOC] | NoSettings | 17647.9 | 17627.7 | 17609.8 | 17594 | 17580.6 | 17569.3 | 17448.1 | 17554.7 | 17551.4 | 17440.2 | 17332.4 | 17226.8 | 17124.6 | 17024.7 | 16930.3 | 16729.3 | 16421.6 | 16235.2 | 15835.4 | 15787.1 | 15646.8 | 15537.8 | 15351.4 | 15214.4 | 15138 | 15149.3 | 15025.7 | 14980.8 | 14947.1 | 15025.7 | 14969.6
Direct Buildings Pollutant Emissions[rural residential,petroleum diesel bf,CO] | NoSettings | 369020 | 368597 | 368221 | 367892 | 367611 | 367376 | 364840 | 367071 | 367000 | 364675 | 362421 | 360214 | 358077 | 355987 | 354015 | 349811 | 343377 | 339479 | 331120 | 330110 | 327175 | 324897 | 320999 | 318134 | 316537 | 316772 | 314189 | 313250 | 312545 | 314189 | 313015
Direct Buildings Pollutant Emissions[rural residential,petroleum diesel bf,NOx] | NoSettings | 977756 | 976636 | 975640 | 974769 | 974023 | 973401 | 966681 | 972592 | 972405 | 966246 | 960273 | 954424 | 948762 | 943225 | 937999 | 926862 | 909814 | 899486 | 877336 | 874661 | 866883 | 860848 | 850520 | 842929 | 838699 | 839321 | 832477 | 829988 | 828122 | 832477 | 829366
Direct Buildings Pollutant Emissions[rural residential,petroleum diesel bf,PM10] | NoSettings | 123488 | 123347 | 123221 | 123111 | 123017 | 122938 | 122090 | 122836 | 122813 | 122035 | 121280 | 120542 | 119827 | 119127 | 118467 | 117061 | 114908 | 113603 | 110806 | 110468 | 109486 | 108723 | 107419 | 106460 | 105926 | 106004 | 105140 | 104826 | 104590 | 105140 | 104747
Direct Buildings Pollutant Emissions[rural residential,petroleum diesel bf,PM25] | NoSettings | 110524 | 110397 | 110284 | 110186 | 110102 | 110031 | 109272 | 109940 | 109919 | 109222 | 108547 | 107886 | 107246 | 106620 | 106030 | 104771 | 102844 | 101676 | 99172.3 | 98869.9 | 97990.8 | 97308.6 | 96141.1 | 95283.1 | 94804.8 | 94875.2 | 94101.5 | 93820.2 | 93609.2 | 94101.5 | 93749.9
Direct Buildings Pollutant Emissions[rural residential,petroleum diesel bf,SOx] | NoSettings | 7967.5 | 7958.38 | 7950.27 | 7943.17 | 7937.09 | 7932.01 | 7877.26 | 7925.42 | 7923.9 | 7873.71 | 7825.04 | 7777.38 | 7731.24 | 7686.12 | 7643.53 | 7552.78 | 7413.86 | 7329.7 | 7149.21 | 7127.41 | 7064.03 | 7014.85 | 6930.69 | 6868.84 | 6834.36 | 6839.43 | 6783.66 | 6763.38 | 6748.17 | 6783.66 | 6758.31
Direct Buildings Pollutant Emissions[rural residential,petroleum diesel bf,BC] | NoSettings | 11047.6 | 11035 | 11023.7 | 11013.9 | 11005.5 | 10998.4 | 10922.5 | 10989.3 | 10987.2 | 10917.6 | 10850.1 | 10784 | 10720 | 10657.5 | 10598.4 | 10472.6 | 10280 | 10163.3 | 9913 | 9882.77 | 9794.9 | 9726.71 | 9610.01 | 9524.24 | 9476.44 | 9483.47 | 9406.14 | 9378.02 | 9356.93 | 9406.14 | 9370.99
Direct Buildings Pollutant Emissions[rural residential,petroleum diesel bf,OC] | NoSettings | 27627 | 27595.3 | 27567.2 | 27542.6 | 27521.5 | 27503.9 | 27314 | 27481.1 | 27475.8 | 27301.7 | 27133 | 26967.7 | 26807.7 | 26651.3 | 26503.6 | 26188.9 | 25707.2 | 25415.4 | 24789.6 | 24714 | 24494.2 | 24323.7 | 24031.9 | 23817.4 | 23697.8 | 23715.4 | 23522 | 23451.7 | 23399 | 23522 | 23434.1
Direct Buildings Pollutant Emissions[rural residential,petroleum diesel bf,CH4] | NoSettings | 47145 | 47091 | 47043 | 47001 | 46965 | 46935 | 46611 | 46896 | 46887 | 46590 | 46302 | 46020 | 45747 | 45480 | 45228 | 44691 | 43869 | 43371 | 42303 | 42174 | 41799 | 41508 | 41010 | 40644 | 40440 | 40470 | 40140 | 40020 | 39930 | 40140 | 39990
Direct Buildings Pollutant Emissions[rural residential,petroleum diesel bf,N2O] | NoSettings | 9429 | 9418.2 | 9408.6 | 9400.2 | 9393 | 9387 | 9322.2 | 9379.2 | 9377.4 | 9318 | 9260.4 | 9204 | 9149.4 | 9096 | 9045.6 | 8938.2 | 8773.8 | 8674.2 | 8460.6 | 8434.8 | 8359.8 | 8301.6 | 8202 | 8128.8 | 8088 | 8094 | 8028 | 8004 | 7986 | 8028 | 7998
Direct Buildings Pollutant Emissions[rural residential,petroleum diesel bf,F gases] | NoSettings | 0 | 0 | 0 | 0 | 0 | 0 | 0 | 0 | 0 | 0 | 0 | 0 | 0 | 0 | 0 | 0 | 0 | 0 | 0 | 0 | 0 | 0 | 0 | 0 | 0 | 0 | 0 | 0 | 0 | 0 | 0
Direct Buildings Pollutant Emissions[rural residential,heat bf,CO2] | NoSettings | 0 | 0 | 0 | 0 | 0 | 0 | 0 | 0 | 0 | 0 | 0 | 0 | 0 | 0 | 0 | 0 | 0 | 0 | 0 | 0 | 0 | 0 | 0 | 0 | 0 | 0 | 0 | 0 | 0 | 0 | 0
Direct Buildings Pollutant Emissions[rural residential,heat bf,VOC] | NoSettings | 0 | 0 | 0 | 0 | 0 | 0 | 0 | 0 | 0 | 0 | 0 | 0 | 0 | 0 | 0 | 0 | 0 | 0 | 0 | 0 | 0 | 0 | 0 | 0 | 0 | 0 | 0 | 0 | 0 | 0 | 0
Direct Buildings Pollutant Emissions[rural residential,heat bf,CO] | NoSettings | 0 | 0 | 0 | 0 | 0 | 0 | 0 | 0 | 0 | 0 | 0 | 0 | 0 | 0 | 0 | 0 | 0 | 0 | 0 | 0 | 0 | 0 | 0 | 0 | 0 | 0 | 0 | 0 | 0 | 0 | 0
Direct Buildings Pollutant Emissions[rural residential,heat bf,NOx] | NoSettings | 0 | 0 | 0 | 0 | 0 | 0 | 0 | 0 | 0 | 0 | 0 | 0 | 0 | 0 | 0 | 0 | 0 | 0 | 0 | 0 | 0 | 0 | 0 | 0 | 0 | 0 | 0 | 0 | 0 | 0 | 0
Direct Buildings Pollutant Emissions[rural residential,heat bf,PM10] | NoSettings | 0 | 0 | 0 | 0 | 0 | 0 | 0 | 0 | 0 | 0 | 0 | 0 | 0 | 0 | 0 | 0 | 0 | 0 | 0 | 0 | 0 | 0 | 0 | 0 | 0 | 0 | 0 | 0 | 0 | 0 | 0
Direct Buildings Pollutant Emissions[rural residential,heat bf,PM25] | NoSettings | 0 | 0 | 0 | 0 | 0 | 0 | 0 | 0 | 0 | 0 | 0 | 0 | 0 | 0 | 0 | 0 | 0 | 0 | 0 | 0 | 0 | 0 | 0 | 0 | 0 | 0 | 0 | 0 | 0 | 0 | 0
Direct Buildings Pollutant Emissions[rural residential,heat bf,SOx] | NoSettings | 0 | 0 | 0 | 0 | 0 | 0 | 0 | 0 | 0 | 0 | 0 | 0 | 0 | 0 | 0 | 0 | 0 | 0 | 0 | 0 | 0 | 0 | 0 | 0 | 0 | 0 | 0 | 0 | 0 | 0 | 0
Direct Buildings Pollutant Emissions[rural residential,heat bf,BC] | NoSettings | 0 | 0 | 0 | 0 | 0 | 0 | 0 | 0 | 0 | 0 | 0 | 0 | 0 | 0 | 0 | 0 | 0 | 0 | 0 | 0 | 0 | 0 | 0 | 0 | 0 | 0 | 0 | 0 | 0 | 0 | 0
Direct Buildings Pollutant Emissions[rural residential,heat bf,OC] | NoSettings | 0 | 0 | 0 | 0 | 0 | 0 | 0 | 0 | 0 | 0 | 0 | 0 | 0 | 0 | 0 | 0 | 0 | 0 | 0 | 0 | 0 | 0 | 0 | 0 | 0 | 0 | 0 | 0 | 0 | 0 | 0
Direct Buildings Pollutant Emissions[rural residential,heat bf,CH4] | NoSettings | 0 | 0 | 0 | 0 | 0 | 0 | 0 | 0 | 0 | 0 | 0 | 0 | 0 | 0 | 0 | 0 | 0 | 0 | 0 | 0 | 0 | 0 | 0 | 0 | 0 | 0 | 0 | 0 | 0 | 0 | 0
Direct Buildings Pollutant Emissions[rural residential,heat bf,N2O] | NoSettings | 0 | 0 | 0 | 0 | 0 | 0 | 0 | 0 | 0 | 0 | 0 | 0 | 0 | 0 | 0 | 0 | 0 | 0 | 0 | 0 | 0 | 0 | 0 | 0 | 0 | 0 | 0 | 0 | 0 | 0 | 0
Direct Buildings Pollutant Emissions[rural residential,heat bf,F gases] | NoSettings | 0 | 0 | 0 | 0 | 0 | 0 | 0 | 0 | 0 | 0 | 0 | 0 | 0 | 0 | 0 | 0 | 0 | 0 | 0 | 0 | 0 | 0 | 0 | 0 | 0 | 0 | 0 | 0 | 0 | 0 | 0
Direct Buildings Pollutant Emissions[rural residential,biomass bf,CO2] | NoSettings | 0 | 0 | 0 | 0 | 0 | 0 | 0 | 0 | 0 | 0 | 0 | 0 | 0 | 0 | 0 | 0 | 0 | 0 | 0 | 0 | 0 | 0 | 0 | 0 | 0 | 0 | 0 | 0 | 0 | 0 | 0
Direct Buildings Pollutant Emissions[rural residential,biomass bf,VOC] | NoSettings | 2343570 | 2343570 | 2343570 | 2343570 | 2343570 | 2343570 | 2343570 | 2343570 | 2343570 | 2343570 | 2343570 | 2343570 | 2343570 | 2343570 | 2343570 | 2343570 | 2343570 | 2343570 | 2343570 | 2343570 | 2343570 | 2343570 | 2343570 | 2343570 | 2343570 | 2343570 | 2343570 | 2343570 | 2343570 | 2343570 | 2343570
Direct Buildings Pollutant Emissions[rural residential,biomass bf,CO] | NoSettings | 37161700 | 37161700 | 37161700 | 37161700 | 37161700 | 37161700 | 37161700 | 37161700 | 37161700 | 37161700 | 37161700 | 37161700 | 37161700 | 37161700 | 37161700 | 37161700 | 37161700 | 37161700 | 37161700 | 37161700 | 37161700 | 37161700 | 37161700 | 37161700 | 37161700 | 37161700 | 37161700 | 37161700 | 37161700 | 37161700 | 37161700
Direct Buildings Pollutant Emissions[rural residential,biomass bf,NOx] | NoSettings | 244705000 | 244705000 | 244705000 | 244705000 | 244705000 | 244705000 | 244705000 | 244705000 | 244705000 | 244705000 | 244705000 | 244705000 | 244705000 | 244705000 | 244705000 | 244705000 | 244705000 | 244705000 | 244705000 | 244705000 | 244705000 | 244705000 | 244705000 | 244705000 | 244705000 | 244705000 | 244705000 | 244705000 | 244705000 | 244705000 | 244705000
Direct Buildings Pollutant Emissions[rural residential,biomass bf,PM10] | NoSettings | 5468330 | 5468330 | 5468330 | 5468330 | 5468330 | 5468330 | 5468330 | 5468330 | 5468330 | 5468330 | 5468330 | 5468330 | 5468330 | 5468330 | 5468330 | 5468330 | 5468330 | 5468330 | 5468330 | 5468330 | 5468330 | 5468330 | 5468330 | 5468330 | 5468330 | 5468330 | 5468330 | 5468330 | 5468330 | 5468330 | 5468330
Direct Buildings Pollutant Emissions[rural residential,biomass bf,PM25] | NoSettings | 4830290 | 4830290 | 4830290 | 4830290 | 4830290 | 4830290 | 4830290 | 4830290 | 4830290 | 4830290 | 4830290 | 4830290 | 4830290 | 4830290 | 4830290 | 4830290 | 4830290 | 4830290 | 4830290 | 4830290 | 4830290 | 4830290 | 4830290 | 4830290 | 4830290 | 4830290 | 4830290 | 4830290 | 4830290 | 4830290 | 4830290
Direct Buildings Pollutant Emissions[rural residential,biomass bf,SOx] | NoSettings | 165772000 | 165772000 | 165772000 | 165772000 | 165772000 | 165772000 | 165772000 | 165772000 | 165772000 | 165772000 | 165772000 | 165772000 | 165772000 | 165772000 | 165772000 | 165772000 | 165772000 | 165772000 | 165772000 | 165772000 | 165772000 | 165772000 | 165772000 | 165772000 | 165772000 | 165772000 | 165772000 | 165772000 | 165772000 | 165772000 | 165772000
Direct Buildings Pollutant Emissions[rural residential,biomass bf,BC] | NoSettings | 666670 | 666670 | 666670 | 666670 | 666670 | 666670 | 666670 | 666670 | 666670 | 666670 | 666670 | 666670 | 666670 | 666670 | 666670 | 666670 | 666670 | 666670 | 666670 | 666670 | 666670 | 666670 | 666670 | 666670 | 666670 | 666670 | 666670 | 666670 | 666670 | 666670 | 666670
Direct Buildings Pollutant Emissions[rural residential,biomass bf,OC] | NoSettings | 1574650 | 1574650 | 1574650 | 1574650 | 1574650 | 1574650 | 1574650 | 1574650 | 1574650 | 1574650 | 1574650 | 1574650 | 1574650 | 1574650 | 1574650 | 1574650 | 1574650 | 1574650 | 1574650 | 1574650 | 1574650 | 1574650 | 1574650 | 1574650 | 1574650 | 1574650 | 1574650 | 1574650 | 1574650 | 1574650 | 1574650
Direct Buildings Pollutant Emissions[rural residential,biomass bf,CH4] | NoSettings | 0 | 0 | 0 | 0 | 0 | 0 | 0 | 0 | 0 | 0 | 0 | 0 | 0 | 0 | 0 | 0 | 0 | 0 | 0 | 0 | 0 | 0 | 0 | 0 | 0 | 0 | 0 | 0 | 0 | 0 | 0
Direct Buildings Pollutant Emissions[rural residential,biomass bf,N2O] | NoSettings | 0 | 0 | 0 | 0 | 0 | 0 | 0 | 0 | 0 | 0 | 0 | 0 | 0 | 0 | 0 | 0 | 0 | 0 | 0 | 0 | 0 | 0 | 0 | 0 | 0 | 0 | 0 | 0 | 0 | 0 | 0
Direct Buildings Pollutant Emissions[rural residential,biomass bf,F gases] | NoSettings | 0 | 0 | 0 | 0 | 0 | 0 | 0 | 0 | 0 | 0 | 0 | 0 | 0 | 0 | 0 | 0 | 0 | 0 | 0 | 0 | 0 | 0 | 0 | 0 | 0 | 0 | 0 | 0 | 0 | 0 | 0
Direct Buildings Pollutant Emissions[rural residential,kerosene bf,CO2] | NoSettings | 0 | 0 | 0 | 0 | 0 | 0 | 0 | 0 | 0 | 0 | 0 | 0 | 0 | 0 | 0 | 0 | 0 | 0 | 0 | 0 | 0 | 0 | 0 | 0 | 0 | 0 | 0 | 0 | 0 | 0 | 0
Direct Buildings Pollutant Emissions[rural residential,kerosene bf,VOC] | NoSettings | 0 | 0 | 0 | 0 | 0 | 0 | 0 | 0 | 0 | 0 | 0 | 0 | 0 | 0 | 0 | 0 | 0 | 0 | 0 | 0 | 0 | 0 | 0 | 0 | 0 | 0 | 0 | 0 | 0 | 0 | 0
Direct Buildings Pollutant Emissions[rural residential,kerosene bf,CO] | NoSettings | 0 | 0 | 0 | 0 | 0 | 0 | 0 | 0 | 0 | 0 | 0 | 0 | 0 | 0 | 0 | 0 | 0 | 0 | 0 | 0 | 0 | 0 | 0 | 0 | 0 | 0 | 0 | 0 | 0 | 0 | 0
Direct Buildings Pollutant Emissions[rural residential,kerosene bf,NOx] | NoSettings | 0 | 0 | 0 | 0 | 0 | 0 | 0 | 0 | 0 | 0 | 0 | 0 | 0 | 0 | 0 | 0 | 0 | 0 | 0 | 0 | 0 | 0 | 0 | 0 | 0 | 0 | 0 | 0 | 0 | 0 | 0
Direct Buildings Pollutant Emissions[rural residential,kerosene bf,PM10] | NoSettings | 0 | 0 | 0 | 0 | 0 | 0 | 0 | 0 | 0 | 0 | 0 | 0 | 0 | 0 | 0 | 0 | 0 | 0 | 0 | 0 | 0 | 0 | 0 | 0 | 0 | 0 | 0 | 0 | 0 | 0 | 0
Direct Buildings Pollutant Emissions[rural residential,kerosene bf,PM25] | NoSettings | 0 | 0 | 0 | 0 | 0 | 0 | 0 | 0 | 0 | 0 | 0 | 0 | 0 | 0 | 0 | 0 | 0 | 0 | 0 | 0 | 0 | 0 | 0 | 0 | 0 | 0 | 0 | 0 | 0 | 0 | 0
Direct Buildings Pollutant Emissions[rural residential,kerosene bf,SOx] | NoSettings | 0 | 0 | 0 | 0 | 0 | 0 | 0 | 0 | 0 | 0 | 0 | 0 | 0 | 0 | 0 | 0 | 0 | 0 | 0 | 0 | 0 | 0 | 0 | 0 | 0 | 0 | 0 | 0 | 0 | 0 | 0
Direct Buildings Pollutant Emissions[rural residential,kerosene bf,BC] | NoSettings | 0 | 0 | 0 | 0 | 0 | 0 | 0 | 0 | 0 | 0 | 0 | 0 | 0 | 0 | 0 | 0 | 0 | 0 | 0 | 0 | 0 | 0 | 0 | 0 | 0 | 0 | 0 | 0 | 0 | 0 | 0
Direct Buildings Pollutant Emissions[rural residential,kerosene bf,OC] | NoSettings | 0 | 0 | 0 | 0 | 0 | 0 | 0 | 0 | 0 | 0 | 0 | 0 | 0 | 0 | 0 | 0 | 0 | 0 | 0 | 0 | 0 | 0 | 0 | 0 | 0 | 0 | 0 | 0 | 0 | 0 | 0
Direct Buildings Pollutant Emissions[rural residential,kerosene bf,CH4] | NoSettings | 0 | 0 | 0 | 0 | 0 | 0 | 0 | 0 | 0 | 0 | 0 | 0 | 0 | 0 | 0 | 0 | 0 | 0 | 0 | 0 | 0 | 0 | 0 | 0 | 0 | 0 | 0 | 0 | 0 | 0 | 0
Direct Buildings Pollutant Emissions[rural residential,kerosene bf,N2O] | NoSettings | 0 | 0 | 0 | 0 | 0 | 0 | 0 | 0 | 0 | 0 | 0 | 0 | 0 | 0 | 0 | 0 | 0 | 0 | 0 | 0 | 0 | 0 | 0 | 0 | 0 | 0 | 0 | 0 | 0 | 0 | 0
Direct Buildings Pollutant Emissions[rural residential,kerosene bf,F gases] | NoSettings | 0 | 0 | 0 | 0 | 0 | 0 | 0 | 0 | 0 | 0 | 0 | 0 | 0 | 0 | 0 | 0 | 0 | 0 | 0 | 0 | 0 | 0 | 0 | 0 | 0 | 0 | 0 | 0 | 0 | 0 | 0
Direct Buildings Pollutant Emissions[rural residential,heavy or residual fuel oil bf,CO2] | NoSettings | 0 | 0 | 0 | 0 | 0 | 0 | 0 | 0 | 0 | 0 | 0 | 0 | 0 | 0 | 0 | 0 | 0 | 0 | 0 | 0 | 0 | 0 | 0 | 0 | 0 | 0 | 0 | 0 | 0 | 0 | 0
Direct Buildings Pollutant Emissions[rural residential,heavy or residual fuel oil bf,VOC] | NoSettings | 0 | 0 | 0 | 0 | 0 | 0 | 0 | 0 | 0 | 0 | 0 | 0 | 0 | 0 | 0 | 0 | 0 | 0 | 0 | 0 | 0 | 0 | 0 | 0 | 0 | 0 | 0 | 0 | 0 | 0 | 0
Direct Buildings Pollutant Emissions[rural residential,heavy or residual fuel oil bf,CO] | NoSettings | 0 | 0 | 0 | 0 | 0 | 0 | 0 | 0 | 0 | 0 | 0 | 0 | 0 | 0 | 0 | 0 | 0 | 0 | 0 | 0 | 0 | 0 | 0 | 0 | 0 | 0 | 0 | 0 | 0 | 0 | 0
Direct Buildings Pollutant Emissions[rural residential,heavy or residual fuel oil bf,NOx] | NoSettings | 0 | 0 | 0 | 0 | 0 | 0 | 0 | 0 | 0 | 0 | 0 | 0 | 0 | 0 | 0 | 0 | 0 | 0 | 0 | 0 | 0 | 0 | 0 | 0 | 0 | 0 | 0 | 0 | 0 | 0 | 0
Direct Buildings Pollutant Emissions[rural residential,heavy or residual fuel oil bf,PM10] | NoSettings | 0 | 0 | 0 | 0 | 0 | 0 | 0 | 0 | 0 | 0 | 0 | 0 | 0 | 0 | 0 | 0 | 0 | 0 | 0 | 0 | 0 | 0 | 0 | 0 | 0 | 0 | 0 | 0 | 0 | 0 | 0
Direct Buildings Pollutant Emissions[rural residential,heavy or residual fuel oil bf,PM25] | NoSettings | 0 | 0 | 0 | 0 | 0 | 0 | 0 | 0 | 0 | 0 | 0 | 0 | 0 | 0 | 0 | 0 | 0 | 0 | 0 | 0 | 0 | 0 | 0 | 0 | 0 | 0 | 0 | 0 | 0 | 0 | 0
Direct Buildings Pollutant Emissions[rural residential,heavy or residual fuel oil bf,SOx] | NoSettings | 0 | 0 | 0 | 0 | 0 | 0 | 0 | 0 | 0 | 0 | 0 | 0 | 0 | 0 | 0 | 0 | 0 | 0 | 0 | 0 | 0 | 0 | 0 | 0 | 0 | 0 | 0 | 0 | 0 | 0 | 0
Direct Buildings Pollutant Emissions[rural residential,heavy or residual fuel oil bf,BC] | NoSettings | 0 | 0 | 0 | 0 | 0 | 0 | 0 | 0 | 0 | 0 | 0 | 0 | 0 | 0 | 0 | 0 | 0 | 0 | 0 | 0 | 0 | 0 | 0 | 0 | 0 | 0 | 0 | 0 | 0 | 0 | 0
Direct Buildings Pollutant Emissions[rural residential,heavy or residual fuel oil bf,OC] | NoSettings | 0 | 0 | 0 | 0 | 0 | 0 | 0 | 0 | 0 | 0 | 0 | 0 | 0 | 0 | 0 | 0 | 0 | 0 | 0 | 0 | 0 | 0 | 0 | 0 | 0 | 0 | 0 | 0 | 0 | 0 | 0
Direct Buildings Pollutant Emissions[rural residential,heavy or residual fuel oil bf,CH4] | NoSettings | 0 | 0 | 0 | 0 | 0 | 0 | 0 | 0 | 0 | 0 | 0 | 0 | 0 | 0 | 0 | 0 | 0 | 0 | 0 | 0 | 0 | 0 | 0 | 0 | 0 | 0 | 0 | 0 | 0 | 0 | 0
Direct Buildings Pollutant Emissions[rural residential,heavy or residual fuel oil bf,N2O] | NoSettings | 0 | 0 | 0 | 0 | 0 | 0 | 0 | 0 | 0 | 0 | 0 | 0 | 0 | 0 | 0 | 0 | 0 | 0 | 0 | 0 | 0 | 0 | 0 | 0 | 0 | 0 | 0 | 0 | 0 | 0 | 0
Direct Buildings Pollutant Emissions[rural residential,heavy or residual fuel oil bf,F gases] | NoSettings | 0 | 0 | 0 | 0 | 0 | 0 | 0 | 0 | 0 | 0 | 0 | 0 | 0 | 0 | 0 | 0 | 0 | 0 | 0 | 0 | 0 | 0 | 0 | 0 | 0 | 0 | 0 | 0 | 0 | 0 | 0
Direct Buildings Pollutant Emissions[rural residential,LPG propane or butane bf,CO2] | NoSettings | 184011000000 | 177374000000 | 168216000000 | 169076000000 | 168093000000 | 166495000000 | 163668000000 | 162808000000 | 159304000000 | 155187000000 | 150516000000 | 145107000000 | 139822000000 | 135765000000 | 132385000000 | 128390000000 | 124457000000 | 120523000000 | 116590000000 | 112103000000 | 108846000000 | 106277000000 | 103689000000 | 101169000000 | 99221000000 | 97991800000 | 95373600000 | 93480700000 | 92147000000 | 90862500000 | 88914200000
Direct Buildings Pollutant Emissions[rural residential,LPG propane or butane bf,VOC] | NoSettings | 11886200 | 11457400 | 10865900 | 10921500 | 10858000 | 10754700 | 10572100 | 10516500 | 10290200 | 10024300 | 9722530 | 9373170 | 9031750 | 8769730 | 8551380 | 8293330 | 8039250 | 7785170 | 7531090 | 7241280 | 7030870 | 6864920 | 6697790 | 6535020 | 6409170 | 6329770 | 6160650 | 6038370 | 5952220 | 5869250 | 5743400
Direct Buildings Pollutant Emissions[rural residential,LPG propane or butane bf,CO] | NoSettings | 9823310 | 9468970 | 8980100 | 9026030 | 8973540 | 8888230 | 8737300 | 8691370 | 8504350 | 8284530 | 8035170 | 7746440 | 7464280 | 7247730 | 7067270 | 6854010 | 6644030 | 6434040 | 6224060 | 5984540 | 5810650 | 5673510 | 5535380 | 5400850 | 5296850 | 5231230 | 5091460 | 4990400 | 4919200 | 4850630 | 4746620
Direct Buildings Pollutant Emissions[rural residential,LPG propane or butane bf,NOx] | NoSettings | 193137000 | 186170000 | 176558000 | 177462000 | 176429000 | 174752000 | 171785000 | 170882000 | 167205000 | 162883000 | 157980000 | 152303000 | 146756000 | 142498000 | 138950000 | 134757000 | 130629000 | 126500000 | 122372000 | 117663000 | 114244000 | 111547000 | 108831000 | 106187000 | 104142000 | 102852000 | 100104000 | 98116700 | 96716800 | 95368600 | 93323700
Direct Buildings Pollutant Emissions[rural residential,LPG propane or butane bf,PM10] | NoSettings | 10401200 | 10026000 | 9508340 | 9556970 | 9501390 | 9411070 | 9251260 | 9202630 | 9004610 | 8771850 | 8507830 | 8202110 | 7903350 | 7674070 | 7483000 | 7257190 | 7034850 | 6812510 | 6590180 | 6336580 | 6152450 | 6007240 | 5860990 | 5718550 | 5608430 | 5538950 | 5390950 | 5283950 | 5208570 | 5135960 | 5025840
Direct Buildings Pollutant Emissions[rural residential,LPG propane or butane bf,PM25] | NoSettings | 10401200 | 10026000 | 9508340 | 9556970 | 9501390 | 9411070 | 9251260 | 9202630 | 9004610 | 8771850 | 8507830 | 8202110 | 7903350 | 7674070 | 7483000 | 7257190 | 7034850 | 6812510 | 6590180 | 6336580 | 6152450 | 6007240 | 5860990 | 5718550 | 5608430 | 5538950 | 5390950 | 5283950 | 5208570 | 5135960 | 5025840
Direct Buildings Pollutant Emissions[rural residential,LPG propane or butane bf,SOx] | NoSettings | 0 | 0 | 0 | 0 | 0 | 0 | 0 | 0 | 0 | 0 | 0 | 0 | 0 | 0 | 0 | 0 | 0 | 0 | 0 | 0 | 0 | 0 | 0 | 0 | 0 | 0 | 0 | 0 | 0 | 0 | 0
Direct Buildings Pollutant Emissions[rural residential,LPG propane or butane bf,BC] | NoSettings | 1715560 | 1653680 | 1568300 | 1576320 | 1567150 | 1552260 | 1525900 | 1517880 | 1485220 | 1446830 | 1403280 | 1352850 | 1303580 | 1265760 | 1234240 | 1197000 | 1160330 | 1123650 | 1086980 | 1045150 | 1014780 | 990832 | 966708 | 943215 | 925051 | 913591 | 889181 | 871533 | 859099 | 847123 | 828959
Direct Buildings Pollutant Emissions[rural residential,LPG propane or butane bf,OC] | NoSettings | 4452080 | 4291480 | 4069920 | 4090740 | 4066940 | 4028280 | 3959880 | 3939060 | 3854300 | 3754680 | 3641660 | 3510810 | 3382930 | 3284780 | 3203000 | 3106340 | 3011180 | 2916010 | 2820840 | 2712290 | 2633480 | 2571320 | 2508720 | 2447750 | 2400610 | 2370870 | 2307530 | 2261730 | 2229460 | 2198380 | 2151240
Direct Buildings Pollutant Emissions[rural residential,LPG propane or butane bf,CH4] | NoSettings | 8982000 | 8658000 | 8211000 | 8253000 | 8205000 | 8127000 | 7989000 | 7947000 | 7776000 | 7575000 | 7347000 | 7083000 | 6825000 | 6627000 | 6462000 | 6267000 | 6075000 | 5883000 | 5691000 | 5472000 | 5313000 | 5187600 | 5061300 | 4938300 | 4843200 | 4783200 | 4655400 | 4563000 | 4497900 | 4435200 | 4340100
Direct Buildings Pollutant Emissions[rural residential,LPG propane or butane bf,N2O] | NoSettings | 1796400 | 1731600 | 1642200 | 1650600 | 1641000 | 1625400 | 1597800 | 1589400 | 1555200 | 1515000 | 1469400 | 1416600 | 1365000 | 1325400 | 1292400 | 1253400 | 1215000 | 1176600 | 1138200 | 1094400 | 1062600 | 1037520 | 1012260 | 987660 | 968640 | 956640 | 931080 | 912600 | 899580 | 887040 | 868020
Direct Buildings Pollutant Emissions[rural residential,LPG propane or butane bf,F gases] | NoSettings | 0 | 0 | 0 | 0 | 0 | 0 | 0 | 0 | 0 | 0 | 0 | 0 | 0 | 0 | 0 | 0 | 0 | 0 | 0 | 0 | 0 | 0 | 0 | 0 | 0 | 0 | 0 | 0 | 0 | 0 | 0
Direct Buildings Pollutant Emissions[rural residential,hydrogen bf,CO2] | NoSettings | 0 | 0 | 0 | 0 | 0 | 0 | 0 | 0 | 0 | 0 | 0 | 0 | 0 | 0 | 0 | 0 | 0 | 0 | 0 | 0 | 0 | 0 | 0 | 0 | 0 | 0 | 0 | 0 | 0 | 0 | 0
Direct Buildings Pollutant Emissions[rural residential,hydrogen bf,VOC] | NoSettings | 0 | 0 | 0 | 0 | 0 | 0 | 0 | 0 | 0 | 0 | 0 | 0 | 0 | 0 | 0 | 0 | 0 | 0 | 0 | 0 | 0 | 0 | 0 | 0 | 0 | 0 | 0 | 0 | 0 | 0 | 0
Direct Buildings Pollutant Emissions[rural residential,hydrogen bf,CO] | NoSettings | 0 | 0 | 0 | 0 | 0 | 0 | 0 | 0 | 0 | 0 | 0 | 0 | 0 | 0 | 0 | 0 | 0 | 0 | 0 | 0 | 0 | 0 | 0 | 0 | 0 | 0 | 0 | 0 | 0 | 0 | 0
Direct Buildings Pollutant Emissions[rural residential,hydrogen bf,NOx] | NoSettings | 0 | 0 | 0 | 0 | 0 | 0 | 0 | 0 | 0 | 0 | 0 | 0 | 0 | 0 | 0 | 0 | 0 | 0 | 0 | 0 | 0 | 0 | 0 | 0 | 0 | 0 | 0 | 0 | 0 | 0 | 0
Direct Buildings Pollutant Emissions[rural residential,hydrogen bf,PM10] | NoSettings | 0 | 0 | 0 | 0 | 0 | 0 | 0 | 0 | 0 | 0 | 0 | 0 | 0 | 0 | 0 | 0 | 0 | 0 | 0 | 0 | 0 | 0 | 0 | 0 | 0 | 0 | 0 | 0 | 0 | 0 | 0
Direct Buildings Pollutant Emissions[rural residential,hydrogen bf,PM25] | NoSettings | 0 | 0 | 0 | 0 | 0 | 0 | 0 | 0 | 0 | 0 | 0 | 0 | 0 | 0 | 0 | 0 | 0 | 0 | 0 | 0 | 0 | 0 | 0 | 0 | 0 | 0 | 0 | 0 | 0 | 0 | 0
Direct Buildings Pollutant Emissions[rural residential,hydrogen bf,SOx] | NoSettings | 0 | 0 | 0 | 0 | 0 | 0 | 0 | 0 | 0 | 0 | 0 | 0 | 0 | 0 | 0 | 0 | 0 | 0 | 0 | 0 | 0 | 0 | 0 | 0 | 0 | 0 | 0 | 0 | 0 | 0 | 0
Direct Buildings Pollutant Emissions[rural residential,hydrogen bf,BC] | NoSettings | 0 | 0 | 0 | 0 | 0 | 0 | 0 | 0 | 0 | 0 | 0 | 0 | 0 | 0 | 0 | 0 | 0 | 0 | 0 | 0 | 0 | 0 | 0 | 0 | 0 | 0 | 0 | 0 | 0 | 0 | 0
Direct Buildings Pollutant Emissions[rural residential,hydrogen bf,OC] | NoSettings | 0 | 0 | 0 | 0 | 0 | 0 | 0 | 0 | 0 | 0 | 0 | 0 | 0 | 0 | 0 | 0 | 0 | 0 | 0 | 0 | 0 | 0 | 0 | 0 | 0 | 0 | 0 | 0 | 0 | 0 | 0
Direct Buildings Pollutant Emissions[rural residential,hydrogen bf,CH4] | NoSettings | 0 | 0 | 0 | 0 | 0 | 0 | 0 | 0 | 0 | 0 | 0 | 0 | 0 | 0 | 0 | 0 | 0 | 0 | 0 | 0 | 0 | 0 | 0 | 0 | 0 | 0 | 0 | 0 | 0 | 0 | 0
Direct Buildings Pollutant Emissions[rural residential,hydrogen bf,N2O] | NoSettings | 0 | 0 | 0 | 0 | 0 | 0 | 0 | 0 | 0 | 0 | 0 | 0 | 0 | 0 | 0 | 0 | 0 | 0 | 0 | 0 | 0 | 0 | 0 | 0 | 0 | 0 | 0 | 0 | 0 | 0 | 0
Direct Buildings Pollutant Emissions[rural residential,hydrogen bf,F gases] | NoSettings | 0 | 0 | 0 | 0 | 0 | 0 | 0 | 0 | 0 | 0 | 0 | 0 | 0 | 0 | 0 | 0 | 0 | 0 | 0 | 0 | 0 | 0 | 0 | 0 | 0 | 0 | 0 | 0 | 0 | 0 | 0
Direct Buildings Pollutant Emissions[commercial,electricity bf,CO2] | NoSettings | 0 | 0 | 0 | 0 | 0 | 0 | 0 | 0 | 0 | 0 | 0 | 0 | 0 | 0 | 0 | 0 | 0 | 0 | 0 | 0 | 0 | 0 | 0 | 0 | 0 | 0 | 0 | 0 | 0 | 0 | 0
Direct Buildings Pollutant Emissions[commercial,electricity bf,VOC] | NoSettings | 0 | 0 | 0 | 0 | 0 | 0 | 0 | 0 | 0 | 0 | 0 | 0 | 0 | 0 | 0 | 0 | 0 | 0 | 0 | 0 | 0 | 0 | 0 | 0 | 0 | 0 | 0 | 0 | 0 | 0 | 0
Direct Buildings Pollutant Emissions[commercial,electricity bf,CO] | NoSettings | 0 | 0 | 0 | 0 | 0 | 0 | 0 | 0 | 0 | 0 | 0 | 0 | 0 | 0 | 0 | 0 | 0 | 0 | 0 | 0 | 0 | 0 | 0 | 0 | 0 | 0 | 0 | 0 | 0 | 0 | 0
Direct Buildings Pollutant Emissions[commercial,electricity bf,NOx] | NoSettings | 0 | 0 | 0 | 0 | 0 | 0 | 0 | 0 | 0 | 0 | 0 | 0 | 0 | 0 | 0 | 0 | 0 | 0 | 0 | 0 | 0 | 0 | 0 | 0 | 0 | 0 | 0 | 0 | 0 | 0 | 0
Direct Buildings Pollutant Emissions[commercial,electricity bf,PM10] | NoSettings | 0 | 0 | 0 | 0 | 0 | 0 | 0 | 0 | 0 | 0 | 0 | 0 | 0 | 0 | 0 | 0 | 0 | 0 | 0 | 0 | 0 | 0 | 0 | 0 | 0 | 0 | 0 | 0 | 0 | 0 | 0
Direct Buildings Pollutant Emissions[commercial,electricity bf,PM25] | NoSettings | 0 | 0 | 0 | 0 | 0 | 0 | 0 | 0 | 0 | 0 | 0 | 0 | 0 | 0 | 0 | 0 | 0 | 0 | 0 | 0 | 0 | 0 | 0 | 0 | 0 | 0 | 0 | 0 | 0 | 0 | 0
Direct Buildings Pollutant Emissions[commercial,electricity bf,SOx] | NoSettings | 0 | 0 | 0 | 0 | 0 | 0 | 0 | 0 | 0 | 0 | 0 | 0 | 0 | 0 | 0 | 0 | 0 | 0 | 0 | 0 | 0 | 0 | 0 | 0 | 0 | 0 | 0 | 0 | 0 | 0 | 0
Direct Buildings Pollutant Emissions[commercial,electricity bf,BC] | NoSettings | 0 | 0 | 0 | 0 | 0 | 0 | 0 | 0 | 0 | 0 | 0 | 0 | 0 | 0 | 0 | 0 | 0 | 0 | 0 | 0 | 0 | 0 | 0 | 0 | 0 | 0 | 0 | 0 | 0 | 0 | 0
Direct Buildings Pollutant Emissions[commercial,electricity bf,OC] | NoSettings | 0 | 0 | 0 | 0 | 0 | 0 | 0 | 0 | 0 | 0 | 0 | 0 | 0 | 0 | 0 | 0 | 0 | 0 | 0 | 0 | 0 | 0 | 0 | 0 | 0 | 0 | 0 | 0 | 0 | 0 | 0
Direct Buildings Pollutant Emissions[commercial,electricity bf,CH4] | NoSettings | 0 | 0 | 0 | 0 | 0 | 0 | 0 | 0 | 0 | 0 | 0 | 0 | 0 | 0 | 0 | 0 | 0 | 0 | 0 | 0 | 0 | 0 | 0 | 0 | 0 | 0 | 0 | 0 | 0 | 0 | 0
Direct Buildings Pollutant Emissions[commercial,electricity bf,N2O] | NoSettings | 0 | 0 | 0 | 0 | 0 | 0 | 0 | 0 | 0 | 0 | 0 | 0 | 0 | 0 | 0 | 0 | 0 | 0 | 0 | 0 | 0 | 0 | 0 | 0 | 0 | 0 | 0 | 0 | 0 | 0 | 0
Direct Buildings Pollutant Emissions[commercial,electricity bf,F gases] | NoSettings | 0 | 0 | 0 | 0 | 0 | 0 | 0 | 0 | 0 | 0 | 0 | 0 | 0 | 0 | 0 | 0 | 0 | 0 | 0 | 0 | 0 | 0 | 0 | 0 | 0 | 0 | 0 | 0 | 0 | 0 | 0
Direct Buildings Pollutant Emissions[commercial,hard coal bf,CO2] | NoSettings | 0 | 0 | 0 | 0 | 0 | 0 | 0 | 0 | 0 | 0 | 0 | 0 | 0 | 0 | 0 | 0 | 0 | 0 | 0 | 0 | 0 | 0 | 0 | 0 | 0 | 0 | 0 | 0 | 0 | 0 | 0
Direct Buildings Pollutant Emissions[commercial,hard coal bf,VOC] | NoSettings | 0 | 0 | 0 | 0 | 0 | 0 | 0 | 0 | 0 | 0 | 0 | 0 | 0 | 0 | 0 | 0 | 0 | 0 | 0 | 0 | 0 | 0 | 0 | 0 | 0 | 0 | 0 | 0 | 0 | 0 | 0
Direct Buildings Pollutant Emissions[commercial,hard coal bf,CO] | NoSettings | 0 | 0 | 0 | 0 | 0 | 0 | 0 | 0 | 0 | 0 | 0 | 0 | 0 | 0 | 0 | 0 | 0 | 0 | 0 | 0 | 0 | 0 | 0 | 0 | 0 | 0 | 0 | 0 | 0 | 0 | 0
Direct Buildings Pollutant Emissions[commercial,hard coal bf,NOx] | NoSettings | 0 | 0 | 0 | 0 | 0 | 0 | 0 | 0 | 0 | 0 | 0 | 0 | 0 | 0 | 0 | 0 | 0 | 0 | 0 | 0 | 0 | 0 | 0 | 0 | 0 | 0 | 0 | 0 | 0 | 0 | 0
Direct Buildings Pollutant Emissions[commercial,hard coal bf,PM10] | NoSettings | 0 | 0 | 0 | 0 | 0 | 0 | 0 | 0 | 0 | 0 | 0 | 0 | 0 | 0 | 0 | 0 | 0 | 0 | 0 | 0 | 0 | 0 | 0 | 0 | 0 | 0 | 0 | 0 | 0 | 0 | 0
Direct Buildings Pollutant Emissions[commercial,hard coal bf,PM25] | NoSettings | 0 | 0 | 0 | 0 | 0 | 0 | 0 | 0 | 0 | 0 | 0 | 0 | 0 | 0 | 0 | 0 | 0 | 0 | 0 | 0 | 0 | 0 | 0 | 0 | 0 | 0 | 0 | 0 | 0 | 0 | 0
Direct Buildings Pollutant Emissions[commercial,hard coal bf,SOx] | NoSettings | 0 | 0 | 0 | 0 | 0 | 0 | 0 | 0 | 0 | 0 | 0 | 0 | 0 | 0 | 0 | 0 | 0 | 0 | 0 | 0 | 0 | 0 | 0 | 0 | 0 | 0 | 0 | 0 | 0 | 0 | 0
Direct Buildings Pollutant Emissions[commercial,hard coal bf,BC] | NoSettings | 0 | 0 | 0 | 0 | 0 | 0 | 0 | 0 | 0 | 0 | 0 | 0 | 0 | 0 | 0 | 0 | 0 | 0 | 0 | 0 | 0 | 0 | 0 | 0 | 0 | 0 | 0 | 0 | 0 | 0 | 0
Direct Buildings Pollutant Emissions[commercial,hard coal bf,OC] | NoSettings | 0 | 0 | 0 | 0 | 0 | 0 | 0 | 0 | 0 | 0 | 0 | 0 | 0 | 0 | 0 | 0 | 0 | 0 | 0 | 0 | 0 | 0 | 0 | 0 | 0 | 0 | 0 | 0 | 0 | 0 | 0
Direct Buildings Pollutant Emissions[commercial,hard coal bf,CH4] | NoSettings | 0 | 0 | 0 | 0 | 0 | 0 | 0 | 0 | 0 | 0 | 0 | 0 | 0 | 0 | 0 | 0 | 0 | 0 | 0 | 0 | 0 | 0 | 0 | 0 | 0 | 0 | 0 | 0 | 0 | 0 | 0
Direct Buildings Pollutant Emissions[commercial,hard coal bf,N2O] | NoSettings | 0 | 0 | 0 | 0 | 0 | 0 | 0 | 0 | 0 | 0 | 0 | 0 | 0 | 0 | 0 | 0 | 0 | 0 | 0 | 0 | 0 | 0 | 0 | 0 | 0 | 0 | 0 | 0 | 0 | 0 | 0
Direct Buildings Pollutant Emissions[commercial,hard coal bf,F gases] | NoSettings | 0 | 0 | 0 | 0 | 0 | 0 | 0 | 0 | 0 | 0 | 0 | 0 | 0 | 0 | 0 | 0 | 0 | 0 | 0 | 0 | 0 | 0 | 0 | 0 | 0 | 0 | 0 | 0 | 0 | 0 | 0
Direct Buildings Pollutant Emissions[commercial,natural gas bf,CO2] | NoSettings | 9626990000000 | 9755190000000 | 10144100000000 | 10341100000000 | 10436800000000 | 10468400000000 | 10467900000000 | 10430200000000 | 10397500000000 | 10359400000000 | 10289200000000 | 10319800000000 | 10228200000000 | 10157800000000 | 10113700000000 | 10080300000000 | 10004400000000 | 9981540000000 | 9958620000000 | 9941060000000 | 9881050000000 | 9874250000000 | 9920520000000 | 9919250000000 | 9981810000000 | 10039100000000 | 10054200000000 | 10064000000000 | 10137600000000 | 10206000000000 | 10232100000000
Direct Buildings Pollutant Emissions[commercial,natural gas bf,VOC] | NoSettings | 416033000 | 421573000 | 438378000 | 446892000 | 451029000 | 452395000 | 452375000 | 450742000 | 449329000 | 447683000 | 444649000 | 445972000 | 442015000 | 438970000 | 437066000 | 435622000 | 432343000 | 431355000 | 430364000 | 429605000 | 427012000 | 426718000 | 428718000 | 428663000 | 431366000 | 433842000 | 434494000 | 434920000 | 438101000 | 441056000 | 442182000
Direct Buildings Pollutant Emissions[commercial,natural gas bf,CO] | NoSettings | 4089390000 | 4143840000 | 4309030000 | 4392720000 | 4433380000 | 4446810000 | 4446610000 | 4430560000 | 4416670000 | 4400490000 | 4370670000 | 4383680000 | 4344780000 | 4314840000 | 4296140000 | 4281940000 | 4249710000 | 4239990000 | 4230250000 | 4222790000 | 4197300000 | 4194420000 | 4214070000 | 4213530000 | 4240100000 | 4264450000 | 4270850000 | 4275040000 | 4306300000 | 4335350000 | 4346420000
Direct Buildings Pollutant Emissions[commercial,natural gas bf,NOx] | NoSettings | 6722930000 | 6812450000 | 7084020000 | 7221600000 | 7288450000 | 7310530000 | 7310200000 | 7283820000 | 7260990000 | 7234390000 | 7185360000 | 7206740000 | 7142790000 | 7093580000 | 7062830000 | 7039480000 | 6986490000 | 6970520000 | 6954520000 | 6942250000 | 6900340000 | 6895600000 | 6927910000 | 6927020000 | 6970710000 | 7010730000 | 7021250000 | 7028140000 | 7079540000 | 7127300000 | 7145490000
Direct Buildings Pollutant Emissions[commercial,natural gas bf,PM10] | NoSettings | 574426000 | 582075000 | 605279000 | 617034000 | 622746000 | 624633000 | 624604000 | 622350000 | 620400000 | 618127000 | 613938000 | 615765000 | 610300000 | 606096000 | 603468000 | 601474000 | 596946000 | 595582000 | 594214000 | 593166000 | 589585000 | 589180000 | 591941000 | 591865000 | 595597000 | 599017000 | 599916000 | 600505000 | 604896000 | 608977000 | 610531000
Direct Buildings Pollutant Emissions[commercial,natural gas bf,PM25] | NoSettings | 574426000 | 582075000 | 605279000 | 617034000 | 622746000 | 624633000 | 624604000 | 622350000 | 620400000 | 618127000 | 613938000 | 615765000 | 610300000 | 606096000 | 603468000 | 601474000 | 596946000 | 595582000 | 594214000 | 593166000 | 589585000 | 589180000 | 591941000 | 591865000 | 595597000 | 599017000 | 599916000 | 600505000 | 604896000 | 608977000 | 610531000
Direct Buildings Pollutant Emissions[commercial,natural gas bf,SOx] | NoSettings | 43907500 | 44492200 | 46265800 | 47164300 | 47600900 | 47745100 | 47743000 | 47570700 | 47421600 | 47247800 | 46927700 | 47067300 | 46649600 | 46328200 | 46127400 | 45974900 | 45628900 | 45524600 | 45420000 | 45339900 | 45066200 | 45035200 | 45246300 | 45240400 | 45525800 | 45787100 | 45855900 | 45900900 | 46236500 | 46548500 | 46667300
Direct Buildings Pollutant Emissions[commercial,natural gas bf,BC] | NoSettings | 94709600 | 95970700 | 99796500 | 101735000 | 102676000 | 102987000 | 102983000 | 102611000 | 102290000 | 101915000 | 101224000 | 101525000 | 100624000 | 99931200 | 99497900 | 99169000 | 98422600 | 98197600 | 97972100 | 97799300 | 97208900 | 97142100 | 97597300 | 97584800 | 98200200 | 98764000 | 98912200 | 99009300 | 99733300 | 100406000 | 100662000
Direct Buildings Pollutant Emissions[commercial,natural gas bf,OC] | NoSettings | 245846000 | 249119000 | 259050000 | 264081000 | 266526000 | 267333000 | 267321000 | 266356000 | 265522000 | 264549000 | 262756000 | 263538000 | 261199000 | 259400000 | 258275000 | 257422000 | 255484000 | 254900000 | 254315000 | 253866000 | 252334000 | 252160000 | 253342000 | 253309000 | 254907000 | 256370000 | 256755000 | 257007000 | 258886000 | 260633000 | 261298000
Direct Buildings Pollutant Emissions[commercial,natural gas bf,CH4] | NoSettings | 181436000 | 183852000 | 191181000 | 194894000 | 196698000 | 197294000 | 197285000 | 196573000 | 195957000 | 195239000 | 193916000 | 194493000 | 192767000 | 191439000 | 190609000 | 189979000 | 188549000 | 188118000 | 187686000 | 187355000 | 186224000 | 186096000 | 186968000 | 186944000 | 188123000 | 189203000 | 189487000 | 189673000 | 191060000 | 192349000 | 192840000
Direct Buildings Pollutant Emissions[commercial,natural gas bf,N2O] | NoSettings | 18143600 | 18385200 | 19118100 | 19489400 | 19669800 | 19729400 | 19728500 | 19657300 | 19595700 | 19523900 | 19391600 | 19449300 | 19276700 | 19143900 | 19060900 | 18997900 | 18854900 | 18811800 | 18768600 | 18735500 | 18622400 | 18609600 | 18696800 | 18694400 | 18812300 | 18920300 | 18948700 | 18967300 | 19106000 | 19234900 | 19284000
Direct Buildings Pollutant Emissions[commercial,natural gas bf,F gases] | NoSettings | 0 | 0 | 0 | 0 | 0 | 0 | 0 | 0 | 0 | 0 | 0 | 0 | 0 | 0 | 0 | 0 | 0 | 0 | 0 | 0 | 0 | 0 | 0 | 0 | 0 | 0 | 0 | 0 | 0 | 0 | 0
Direct Buildings Pollutant Emissions[commercial,petroleum diesel bf,CO2] | NoSettings | 1531140000000 | 1531130000000 | 1531110000000 | 1531100000000 | 1523690000000 | 1516280000000 | 1508870000000 | 1501470000000 | 1486670000000 | 1471870000000 | 1457070000000 | 1442280000000 | 1427480000000 | 1412690000000 | 1397900000000 | 1383100000000 | 1368310000000 | 1353520000000 | 1338720000000 | 1331330000000 | 1323930000000 | 1316530000000 | 1309140000000 | 1301740000000 | 1301740000000 | 1301740000000 | 1301740000000 | 1301740000000 | 1301740000000 | 1301730000000 | 1301730000000
Direct Buildings Pollutant Emissions[commercial,petroleum diesel bf,VOC] | NoSettings | 23248700 | 23248500 | 23248200 | 23248000 | 23135500 | 23023000 | 22910600 | 22798100 | 22573400 | 22348700 | 22124100 | 21899400 | 21674800 | 21450100 | 21225500 | 21000900 | 20776300 | 20551600 | 20327000 | 20214700 | 20102400 | 19990100 | 19877800 | 19765400 | 19765400 | 19765400 | 19765400 | 19765400 | 19765400 | 19765400 | 19765400
Direct Buildings Pollutant Emissions[commercial,petroleum diesel bf,CO] | NoSettings | 486131000 | 486127000 | 486122000 | 486117000 | 483765000 | 481413000 | 479062000 | 476710000 | 472012000 | 467313000 | 462615000 | 457918000 | 453221000 | 448524000 | 443827000 | 439130000 | 434433000 | 429736000 | 425039000 | 422691000 | 420342000 | 417994000 | 415645000 | 413297000 | 413297000 | 413296000 | 413296000 | 413296000 | 413296000 | 413295000 | 413295000
Direct Buildings Pollutant Emissions[commercial,petroleum diesel bf,NOx] | NoSettings | 1288060000 | 1288040000 | 1288030000 | 1288020000 | 1281790000 | 1275550000 | 1269320000 | 1263090000 | 1250640000 | 1238190000 | 1225750000 | 1213300000 | 1200860000 | 1188410000 | 1175960000 | 1163520000 | 1151080000 | 1138630000 | 1126190000 | 1119960000 | 1113740000 | 1107520000 | 1101300000 | 1095070000 | 1095070000 | 1095070000 | 1095070000 | 1095070000 | 1095070000 | 1095070000 | 1095070000
Direct Buildings Pollutant Emissions[commercial,petroleum diesel bf,PM10] | NoSettings | 162679000 | 162677000 | 162675000 | 162674000 | 161887000 | 161100000 | 160313000 | 159526000 | 157954000 | 156381000 | 154809000 | 153237000 | 151665000 | 150094000 | 148522000 | 146950000 | 145378000 | 143807000 | 142235000 | 141449000 | 140663000 | 139877000 | 139091000 | 138305000 | 138305000 | 138305000 | 138305000 | 138305000 | 138305000 | 138305000 | 138305000
Direct Buildings Pollutant Emissions[commercial,petroleum diesel bf,PM25] | NoSettings | 145599000 | 145598000 | 145596000 | 145595000 | 144890000 | 144186000 | 143482000 | 142778000 | 141370000 | 139963000 | 138556000 | 137149000 | 135742000 | 134336000 | 132929000 | 131522000 | 130115000 | 128709000 | 127302000 | 126598000 | 125895000 | 125192000 | 124488000 | 123785000 | 123785000 | 123785000 | 123785000 | 123785000 | 123785000 | 123784000 | 123784000
Direct Buildings Pollutant Emissions[commercial,petroleum diesel bf,SOx] | NoSettings | 10496100 | 10496000 | 10495900 | 10495800 | 10445000 | 10394200 | 10343400 | 10292700 | 10191200 | 10089800 | 9988330 | 9886910 | 9785490 | 9684080 | 9582660 | 9481250 | 9379840 | 9278440 | 9177030 | 9126320 | 9075610 | 9024910 | 8974200 | 8923490 | 8923490 | 8923480 | 8923480 | 8923470 | 8923470 | 8923460 | 8923460
Direct Buildings Pollutant Emissions[commercial,petroleum diesel bf,BC] | NoSettings | 14553700 | 14553600 | 14553400 | 14553300 | 14482900 | 14412500 | 14342100 | 14271700 | 14131000 | 13990300 | 13849700 | 13709100 | 13568400 | 13427800 | 13287200 | 13146600 | 13006000 | 12865400 | 12724800 | 12654400 | 12584100 | 12513800 | 12443500 | 12373200 | 12373200 | 12373200 | 12373200 | 12373200 | 12373200 | 12373200 | 12373200
Direct Buildings Pollutant Emissions[commercial,petroleum diesel bf,OC] | NoSettings | 36394600 | 36394300 | 36393900 | 36393600 | 36217500 | 36041400 | 35865400 | 35689300 | 35337600 | 34985800 | 34634100 | 34282400 | 33930800 | 33579100 | 33227500 | 32875800 | 32524200 | 32172600 | 31820900 | 31645100 | 31469300 | 31293500 | 31117600 | 30941800 | 30941800 | 30941800 | 30941800 | 30941700 | 30941700 | 30941700 | 30941700
Direct Buildings Pollutant Emissions[commercial,petroleum diesel bf,CH4] | NoSettings | 62106900 | 62106300 | 62105700 | 62105100 | 61804600 | 61504100 | 61203700 | 60903300 | 60303000 | 59702700 | 59102500 | 58502400 | 57902300 | 57302200 | 56702200 | 56102100 | 55502000 | 54902000 | 54301900 | 54001900 | 53701800 | 53401800 | 53101800 | 52801700 | 52801700 | 52801700 | 52801600 | 52801600 | 52801600 | 52801600 | 52801500
Direct Buildings Pollutant Emissions[commercial,petroleum diesel bf,N2O] | NoSettings | 12421400 | 12421300 | 12421100 | 12421000 | 12360900 | 12300800 | 12240700 | 12180700 | 12060600 | 11940500 | 11820500 | 11700500 | 11580500 | 11460400 | 11340400 | 11220400 | 11100400 | 10980400 | 10860400 | 10800400 | 10740400 | 10680400 | 10620400 | 10560300 | 10560300 | 10560300 | 10560300 | 10560300 | 10560300 | 10560300 | 10560300
Direct Buildings Pollutant Emissions[commercial,petroleum diesel bf,F gases] | NoSettings | 0 | 0 | 0 | 0 | 0 | 0 | 0 | 0 | 0 | 0 | 0 | 0 | 0 | 0 | 0 | 0 | 0 | 0 | 0 | 0 | 0 | 0 | 0 | 0 | 0 | 0 | 0 | 0 | 0 | 0 | 0
Direct Buildings Pollutant Emissions[commercial,heat bf,CO2] | NoSettings | 0 | 0 | 0 | 0 | 0 | 0 | 0 | 0 | 0 | 0 | 0 | 0 | 0 | 0 | 0 | 0 | 0 | 0 | 0 | 0 | 0 | 0 | 0 | 0 | 0 | 0 | 0 | 0 | 0 | 0 | 0
Direct Buildings Pollutant Emissions[commercial,heat bf,VOC] | NoSettings | 0 | 0 | 0 | 0 | 0 | 0 | 0 | 0 | 0 | 0 | 0 | 0 | 0 | 0 | 0 | 0 | 0 | 0 | 0 | 0 | 0 | 0 | 0 | 0 | 0 | 0 | 0 | 0 | 0 | 0 | 0
Direct Buildings Pollutant Emissions[commercial,heat bf,CO] | NoSettings | 0 | 0 | 0 | 0 | 0 | 0 | 0 | 0 | 0 | 0 | 0 | 0 | 0 | 0 | 0 | 0 | 0 | 0 | 0 | 0 | 0 | 0 | 0 | 0 | 0 | 0 | 0 | 0 | 0 | 0 | 0
Direct Buildings Pollutant Emissions[commercial,heat bf,NOx] | NoSettings | 0 | 0 | 0 | 0 | 0 | 0 | 0 | 0 | 0 | 0 | 0 | 0 | 0 | 0 | 0 | 0 | 0 | 0 | 0 | 0 | 0 | 0 | 0 | 0 | 0 | 0 | 0 | 0 | 0 | 0 | 0
Direct Buildings Pollutant Emissions[commercial,heat bf,PM10] | NoSettings | 0 | 0 | 0 | 0 | 0 | 0 | 0 | 0 | 0 | 0 | 0 | 0 | 0 | 0 | 0 | 0 | 0 | 0 | 0 | 0 | 0 | 0 | 0 | 0 | 0 | 0 | 0 | 0 | 0 | 0 | 0
Direct Buildings Pollutant Emissions[commercial,heat bf,PM25] | NoSettings | 0 | 0 | 0 | 0 | 0 | 0 | 0 | 0 | 0 | 0 | 0 | 0 | 0 | 0 | 0 | 0 | 0 | 0 | 0 | 0 | 0 | 0 | 0 | 0 | 0 | 0 | 0 | 0 | 0 | 0 | 0
Direct Buildings Pollutant Emissions[commercial,heat bf,SOx] | NoSettings | 0 | 0 | 0 | 0 | 0 | 0 | 0 | 0 | 0 | 0 | 0 | 0 | 0 | 0 | 0 | 0 | 0 | 0 | 0 | 0 | 0 | 0 | 0 | 0 | 0 | 0 | 0 | 0 | 0 | 0 | 0
Direct Buildings Pollutant Emissions[commercial,heat bf,BC] | NoSettings | 0 | 0 | 0 | 0 | 0 | 0 | 0 | 0 | 0 | 0 | 0 | 0 | 0 | 0 | 0 | 0 | 0 | 0 | 0 | 0 | 0 | 0 | 0 | 0 | 0 | 0 | 0 | 0 | 0 | 0 | 0
Direct Buildings Pollutant Emissions[commercial,heat bf,OC] | NoSettings | 0 | 0 | 0 | 0 | 0 | 0 | 0 | 0 | 0 | 0 | 0 | 0 | 0 | 0 | 0 | 0 | 0 | 0 | 0 | 0 | 0 | 0 | 0 | 0 | 0 | 0 | 0 | 0 | 0 | 0 | 0
Direct Buildings Pollutant Emissions[commercial,heat bf,CH4] | NoSettings | 0 | 0 | 0 | 0 | 0 | 0 | 0 | 0 | 0 | 0 | 0 | 0 | 0 | 0 | 0 | 0 | 0 | 0 | 0 | 0 | 0 | 0 | 0 | 0 | 0 | 0 | 0 | 0 | 0 | 0 | 0
Direct Buildings Pollutant Emissions[commercial,heat bf,N2O] | NoSettings | 0 | 0 | 0 | 0 | 0 | 0 | 0 | 0 | 0 | 0 | 0 | 0 | 0 | 0 | 0 | 0 | 0 | 0 | 0 | 0 | 0 | 0 | 0 | 0 | 0 | 0 | 0 | 0 | 0 | 0 | 0
Direct Buildings Pollutant Emissions[commercial,heat bf,F gases] | NoSettings | 0 | 0 | 0 | 0 | 0 | 0 | 0 | 0 | 0 | 0 | 0 | 0 | 0 | 0 | 0 | 0 | 0 | 0 | 0 | 0 | 0 | 0 | 0 | 0 | 0 | 0 | 0 | 0 | 0 | 0 | 0
Direct Buildings Pollutant Emissions[commercial,biomass bf,CO2] | NoSettings | 0 | 0 | 0 | 0 | 0 | 0 | 0 | 0 | 0 | 0 | 0 | 0 | 0 | 0 | 0 | 0 | 0 | 0 | 0 | 0 | 0 | 0 | 0 | 0 | 0 | 0 | 0 | 0 | 0 | 0 | 0
Direct Buildings Pollutant Emissions[commercial,biomass bf,VOC] | NoSettings | 2194590 | 2194590 | 2194590 | 2194590 | 2194590 | 2194590 | 2194590 | 2194590 | 2194590 | 2194590 | 2194590 | 2194590 | 2194590 | 2194590 | 2194590 | 2194590 | 2194590 | 2194590 | 2194590 | 2194590 | 2194590 | 2194590 | 2194590 | 2194590 | 2194590 | 2194590 | 2194590 | 2194590 | 2194590 | 2194590 | 2194590
Direct Buildings Pollutant Emissions[commercial,biomass bf,CO] | NoSettings | 34799400 | 34799400 | 34799400 | 34799400 | 34799400 | 34799400 | 34799400 | 34799400 | 34799400 | 34799400 | 34799400 | 34799400 | 34799400 | 34799400 | 34799400 | 34799400 | 34799400 | 34799400 | 34799400 | 34799400 | 34799400 | 34799400 | 34799400 | 34799400 | 34799400 | 34799400 | 34799400 | 34799400 | 34799400 | 34799400 | 34799400
Direct Buildings Pollutant Emissions[commercial,biomass bf,NOx] | NoSettings | 229149000 | 229149000 | 229149000 | 229149000 | 229149000 | 229149000 | 229149000 | 229149000 | 229149000 | 229149000 | 229149000 | 229149000 | 229149000 | 229149000 | 229149000 | 229149000 | 229149000 | 229149000 | 229149000 | 229149000 | 229149000 | 229149000 | 229149000 | 229149000 | 229149000 | 229149000 | 229149000 | 229149000 | 229149000 | 229149000 | 229149000
Direct Buildings Pollutant Emissions[commercial,biomass bf,PM10] | NoSettings | 5120710 | 5120710 | 5120710 | 5120710 | 5120710 | 5120710 | 5120710 | 5120710 | 5120710 | 5120710 | 5120710 | 5120710 | 5120710 | 5120710 | 5120710 | 5120710 | 5120710 | 5120710 | 5120710 | 5120710 | 5120710 | 5120710 | 5120710 | 5120710 | 5120710 | 5120710 | 5120710 | 5120710 | 5120710 | 5120710 | 5120710
Direct Buildings Pollutant Emissions[commercial,biomass bf,PM25] | NoSettings | 4523230 | 4523230 | 4523230 | 4523230 | 4523230 | 4523230 | 4523230 | 4523230 | 4523230 | 4523230 | 4523230 | 4523230 | 4523230 | 4523230 | 4523230 | 4523230 | 4523230 | 4523230 | 4523230 | 4523230 | 4523230 | 4523230 | 4523230 | 4523230 | 4523230 | 4523230 | 4523230 | 4523230 | 4523230 | 4523230 | 4523230
Direct Buildings Pollutant Emissions[commercial,biomass bf,SOx] | NoSettings | 155234000 | 155234000 | 155234000 | 155234000 | 155234000 | 155234000 | 155234000 | 155234000 | 155234000 | 155234000 | 155234000 | 155234000 | 155234000 | 155234000 | 155234000 | 155234000 | 155234000 | 155234000 | 155234000 | 155234000 | 155234000 | 155234000 | 155234000 | 155234000 | 155234000 | 155234000 | 155234000 | 155234000 | 155234000 | 155234000 | 155234000
Direct Buildings Pollutant Emissions[commercial,biomass bf,BC] | NoSettings | 624290 | 624290 | 624290 | 624290 | 624290 | 624290 | 624290 | 624290 | 624290 | 624290 | 624290 | 624290 | 624290 | 624290 | 624290 | 624290 | 624290 | 624290 | 624290 | 624290 | 624290 | 624290 | 624290 | 624290 | 624290 | 624290 | 624290 | 624290 | 624290 | 624290 | 624290
Direct Buildings Pollutant Emissions[commercial,biomass bf,OC] | NoSettings | 1474550 | 1474550 | 1474550 | 1474550 | 1474550 | 1474550 | 1474550 | 1474550 | 1474550 | 1474550 | 1474550 | 1474550 | 1474550 | 1474550 | 1474550 | 1474550 | 1474550 | 1474550 | 1474550 | 1474550 | 1474550 | 1474550 | 1474550 | 1474550 | 1474550 | 1474550 | 1474550 | 1474550 | 1474550 | 1474550 | 1474550
Direct Buildings Pollutant Emissions[commercial,biomass bf,CH4] | NoSettings | 0 | 0 | 0 | 0 | 0 | 0 | 0 | 0 | 0 | 0 | 0 | 0 | 0 | 0 | 0 | 0 | 0 | 0 | 0 | 0 | 0 | 0 | 0 | 0 | 0 | 0 | 0 | 0 | 0 | 0 | 0
Direct Buildings Pollutant Emissions[commercial,biomass bf,N2O] | NoSettings | 0 | 0 | 0 | 0 | 0 | 0 | 0 | 0 | 0 | 0 | 0 | 0 | 0 | 0 | 0 | 0 | 0 | 0 | 0 | 0 | 0 | 0 | 0 | 0 | 0 | 0 | 0 | 0 | 0 | 0 | 0
Direct Buildings Pollutant Emissions[commercial,biomass bf,F gases] | NoSettings | 0 | 0 | 0 | 0 | 0 | 0 | 0 | 0 | 0 | 0 | 0 | 0 | 0 | 0 | 0 | 0 | 0 | 0 | 0 | 0 | 0 | 0 | 0 | 0 | 0 | 0 | 0 | 0 | 0 | 0 | 0
Direct Buildings Pollutant Emissions[commercial,kerosene bf,CO2] | NoSettings | 0 | 0 | 0 | 0 | 0 | 0 | 0 | 0 | 0 | 0 | 0 | 0 | 0 | 0 | 0 | 0 | 0 | 0 | 0 | 0 | 0 | 0 | 0 | 0 | 0 | 0 | 0 | 0 | 0 | 0 | 0
Direct Buildings Pollutant Emissions[commercial,kerosene bf,VOC] | NoSettings | 0 | 0 | 0 | 0 | 0 | 0 | 0 | 0 | 0 | 0 | 0 | 0 | 0 | 0 | 0 | 0 | 0 | 0 | 0 | 0 | 0 | 0 | 0 | 0 | 0 | 0 | 0 | 0 | 0 | 0 | 0
Direct Buildings Pollutant Emissions[commercial,kerosene bf,CO] | NoSettings | 0 | 0 | 0 | 0 | 0 | 0 | 0 | 0 | 0 | 0 | 0 | 0 | 0 | 0 | 0 | 0 | 0 | 0 | 0 | 0 | 0 | 0 | 0 | 0 | 0 | 0 | 0 | 0 | 0 | 0 | 0
Direct Buildings Pollutant Emissions[commercial,kerosene bf,NOx] | NoSettings | 0 | 0 | 0 | 0 | 0 | 0 | 0 | 0 | 0 | 0 | 0 | 0 | 0 | 0 | 0 | 0 | 0 | 0 | 0 | 0 | 0 | 0 | 0 | 0 | 0 | 0 | 0 | 0 | 0 | 0 | 0
Direct Buildings Pollutant Emissions[commercial,kerosene bf,PM10] | NoSettings | 0 | 0 | 0 | 0 | 0 | 0 | 0 | 0 | 0 | 0 | 0 | 0 | 0 | 0 | 0 | 0 | 0 | 0 | 0 | 0 | 0 | 0 | 0 | 0 | 0 | 0 | 0 | 0 | 0 | 0 | 0
Direct Buildings Pollutant Emissions[commercial,kerosene bf,PM25] | NoSettings | 0 | 0 | 0 | 0 | 0 | 0 | 0 | 0 | 0 | 0 | 0 | 0 | 0 | 0 | 0 | 0 | 0 | 0 | 0 | 0 | 0 | 0 | 0 | 0 | 0 | 0 | 0 | 0 | 0 | 0 | 0
Direct Buildings Pollutant Emissions[commercial,kerosene bf,SOx] | NoSettings | 0 | 0 | 0 | 0 | 0 | 0 | 0 | 0 | 0 | 0 | 0 | 0 | 0 | 0 | 0 | 0 | 0 | 0 | 0 | 0 | 0 | 0 | 0 | 0 | 0 | 0 | 0 | 0 | 0 | 0 | 0
Direct Buildings Pollutant Emissions[commercial,kerosene bf,BC] | NoSettings | 0 | 0 | 0 | 0 | 0 | 0 | 0 | 0 | 0 | 0 | 0 | 0 | 0 | 0 | 0 | 0 | 0 | 0 | 0 | 0 | 0 | 0 | 0 | 0 | 0 | 0 | 0 | 0 | 0 | 0 | 0
Direct Buildings Pollutant Emissions[commercial,kerosene bf,OC] | NoSettings | 0 | 0 | 0 | 0 | 0 | 0 | 0 | 0 | 0 | 0 | 0 | 0 | 0 | 0 | 0 | 0 | 0 | 0 | 0 | 0 | 0 | 0 | 0 | 0 | 0 | 0 | 0 | 0 | 0 | 0 | 0
Direct Buildings Pollutant Emissions[commercial,kerosene bf,CH4] | NoSettings | 0 | 0 | 0 | 0 | 0 | 0 | 0 | 0 | 0 | 0 | 0 | 0 | 0 | 0 | 0 | 0 | 0 | 0 | 0 | 0 | 0 | 0 | 0 | 0 | 0 | 0 | 0 | 0 | 0 | 0 | 0
Direct Buildings Pollutant Emissions[commercial,kerosene bf,N2O] | NoSettings | 0 | 0 | 0 | 0 | 0 | 0 | 0 | 0 | 0 | 0 | 0 | 0 | 0 | 0 | 0 | 0 | 0 | 0 | 0 | 0 | 0 | 0 | 0 | 0 | 0 | 0 | 0 | 0 | 0 | 0 | 0
Direct Buildings Pollutant Emissions[commercial,kerosene bf,F gases] | NoSettings | 0 | 0 | 0 | 0 | 0 | 0 | 0 | 0 | 0 | 0 | 0 | 0 | 0 | 0 | 0 | 0 | 0 | 0 | 0 | 0 | 0 | 0 | 0 | 0 | 0 | 0 | 0 | 0 | 0 | 0 | 0
Direct Buildings Pollutant Emissions[commercial,heavy or residual fuel oil bf,CO2] | NoSettings | 0 | 0 | 0 | 0 | 0 | 0 | 0 | 0 | 0 | 0 | 0 | 0 | 0 | 0 | 0 | 0 | 0 | 0 | 0 | 0 | 0 | 0 | 0 | 0 | 0 | 0 | 0 | 0 | 0 | 0 | 0
Direct Buildings Pollutant Emissions[commercial,heavy or residual fuel oil bf,VOC] | NoSettings | 0 | 0 | 0 | 0 | 0 | 0 | 0 | 0 | 0 | 0 | 0 | 0 | 0 | 0 | 0 | 0 | 0 | 0 | 0 | 0 | 0 | 0 | 0 | 0 | 0 | 0 | 0 | 0 | 0 | 0 | 0
Direct Buildings Pollutant Emissions[commercial,heavy or residual fuel oil bf,CO] | NoSettings | 0 | 0 | 0 | 0 | 0 | 0 | 0 | 0 | 0 | 0 | 0 | 0 | 0 | 0 | 0 | 0 | 0 | 0 | 0 | 0 | 0 | 0 | 0 | 0 | 0 | 0 | 0 | 0 | 0 | 0 | 0
Direct Buildings Pollutant Emissions[commercial,heavy or residual fuel oil bf,NOx] | NoSettings | 0 | 0 | 0 | 0 | 0 | 0 | 0 | 0 | 0 | 0 | 0 | 0 | 0 | 0 | 0 | 0 | 0 | 0 | 0 | 0 | 0 | 0 | 0 | 0 | 0 | 0 | 0 | 0 | 0 | 0 | 0
Direct Buildings Pollutant Emissions[commercial,heavy or residual fuel oil bf,PM10] | NoSettings | 0 | 0 | 0 | 0 | 0 | 0 | 0 | 0 | 0 | 0 | 0 | 0 | 0 | 0 | 0 | 0 | 0 | 0 | 0 | 0 | 0 | 0 | 0 | 0 | 0 | 0 | 0 | 0 | 0 | 0 | 0
Direct Buildings Pollutant Emissions[commercial,heavy or residual fuel oil bf,PM25] | NoSettings | 0 | 0 | 0 | 0 | 0 | 0 | 0 | 0 | 0 | 0 | 0 | 0 | 0 | 0 | 0 | 0 | 0 | 0 | 0 | 0 | 0 | 0 | 0 | 0 | 0 | 0 | 0 | 0 | 0 | 0 | 0
Direct Buildings Pollutant Emissions[commercial,heavy or residual fuel oil bf,SOx] | NoSettings | 0 | 0 | 0 | 0 | 0 | 0 | 0 | 0 | 0 | 0 | 0 | 0 | 0 | 0 | 0 | 0 | 0 | 0 | 0 | 0 | 0 | 0 | 0 | 0 | 0 | 0 | 0 | 0 | 0 | 0 | 0
Direct Buildings Pollutant Emissions[commercial,heavy or residual fuel oil bf,BC] | NoSettings | 0 | 0 | 0 | 0 | 0 | 0 | 0 | 0 | 0 | 0 | 0 | 0 | 0 | 0 | 0 | 0 | 0 | 0 | 0 | 0 | 0 | 0 | 0 | 0 | 0 | 0 | 0 | 0 | 0 | 0 | 0
Direct Buildings Pollutant Emissions[commercial,heavy or residual fuel oil bf,OC] | NoSettings | 0 | 0 | 0 | 0 | 0 | 0 | 0 | 0 | 0 | 0 | 0 | 0 | 0 | 0 | 0 | 0 | 0 | 0 | 0 | 0 | 0 | 0 | 0 | 0 | 0 | 0 | 0 | 0 | 0 | 0 | 0
Direct Buildings Pollutant Emissions[commercial,heavy or residual fuel oil bf,CH4] | NoSettings | 0 | 0 | 0 | 0 | 0 | 0 | 0 | 0 | 0 | 0 | 0 | 0 | 0 | 0 | 0 | 0 | 0 | 0 | 0 | 0 | 0 | 0 | 0 | 0 | 0 | 0 | 0 | 0 | 0 | 0 | 0
Direct Buildings Pollutant Emissions[commercial,heavy or residual fuel oil bf,N2O] | NoSettings | 0 | 0 | 0 | 0 | 0 | 0 | 0 | 0 | 0 | 0 | 0 | 0 | 0 | 0 | 0 | 0 | 0 | 0 | 0 | 0 | 0 | 0 | 0 | 0 | 0 | 0 | 0 | 0 | 0 | 0 | 0
Direct Buildings Pollutant Emissions[commercial,heavy or residual fuel oil bf,F gases] | NoSettings | 0 | 0 | 0 | 0 | 0 | 0 | 0 | 0 | 0 | 0 | 0 | 0 | 0 | 0 | 0 | 0 | 0 | 0 | 0 | 0 | 0 | 0 | 0 | 0 | 0 | 0 | 0 | 0 | 0 | 0 | 0
Direct Buildings Pollutant Emissions[commercial,LPG propane or butane bf,CO2] | NoSettings | 817418000000 | 817418000000 | 817418000000 | 817418000000 | 817418000000 | 811272000000 | 805126000000 | 805126000000 | 798980000000 | 792834000000 | 786688000000 | 780542000000 | 774396000000 | 768250000000 | 762104000000 | 755958000000 | 749812000000 | 743666000000 | 737520000000 | 731374000000 | 725228000000 | 719082000000 | 712936000000 | 706790000000 | 700644000000 | 700644000000 | 694498000000 | 694498000000 | 694498000000 | 694498000000 | 694498000000
Direct Buildings Pollutant Emissions[commercial,LPG propane or butane bf,VOC] | NoSettings | 52801000 | 52801000 | 52801000 | 52801000 | 52801000 | 52404000 | 52007000 | 52007000 | 51610000 | 51213000 | 50816000 | 50419000 | 50022000 | 49625000 | 49228000 | 48831000 | 48434000 | 48037000 | 47640000 | 47243000 | 46846000 | 46449000 | 46052000 | 45655000 | 45258000 | 45258000 | 44861000 | 44861000 | 44861000 | 44861000 | 44861000
Direct Buildings Pollutant Emissions[commercial,LPG propane or butane bf,CO] | NoSettings | 43637300 | 43637300 | 43637300 | 43637300 | 43637300 | 43309200 | 42981100 | 42981100 | 42653000 | 42324900 | 41996800 | 41668700 | 41340600 | 41012500 | 40684400 | 40356300 | 40028200 | 39700100 | 39372000 | 39043900 | 38715800 | 38387700 | 38059600 | 37731500 | 37403400 | 37403400 | 37075300 | 37075300 | 37075300 | 37075300 | 37075300
Direct Buildings Pollutant Emissions[commercial,LPG propane or butane bf,NOx] | NoSettings | 857956000 | 857956000 | 857956000 | 857956000 | 857956000 | 851506000 | 845055000 | 845055000 | 838604000 | 832153000 | 825702000 | 819252000 | 812801000 | 806350000 | 799899000 | 793448000 | 786998000 | 780547000 | 774096000 | 767645000 | 761194000 | 754744000 | 748293000 | 741842000 | 735391000 | 735391000 | 728940000 | 728940000 | 728940000 | 728940000 | 728940000
Direct Buildings Pollutant Emissions[commercial,LPG propane or butane bf,PM10] | NoSettings | 46204200 | 46204200 | 46204200 | 46204200 | 46204200 | 45856800 | 45509400 | 45509400 | 45162000 | 44814600 | 44467200 | 44119800 | 43772400 | 43425000 | 43077600 | 42730200 | 42382800 | 42035400 | 41688000 | 41340600 | 40993200 | 40645800 | 40298400 | 39951000 | 39603600 | 39603600 | 39256200 | 39256200 | 39256200 | 39256200 | 39256200
Direct Buildings Pollutant Emissions[commercial,LPG propane or butane bf,PM25] | NoSettings | 46204200 | 46204200 | 46204200 | 46204200 | 46204200 | 45856800 | 45509400 | 45509400 | 45162000 | 44814600 | 44467200 | 44119800 | 43772400 | 43425000 | 43077600 | 42730200 | 42382800 | 42035400 | 41688000 | 41340600 | 40993200 | 40645800 | 40298400 | 39951000 | 39603600 | 39603600 | 39256200 | 39256200 | 39256200 | 39256200 | 39256200
Direct Buildings Pollutant Emissions[commercial,LPG propane or butane bf,SOx] | NoSettings | 0 | 0 | 0 | 0 | 0 | 0 | 0 | 0 | 0 | 0 | 0 | 0 | 0 | 0 | 0 | 0 | 0 | 0 | 0 | 0 | 0 | 0 | 0 | 0 | 0 | 0 | 0 | 0 | 0 | 0 | 0
Direct Buildings Pollutant Emissions[commercial,LPG propane or butane bf,BC] | NoSettings | 7620900 | 7620900 | 7620900 | 7620900 | 7620900 | 7563600 | 7506300 | 7506300 | 7449000 | 7391700 | 7334400 | 7277100 | 7219800 | 7162500 | 7105200 | 7047900 | 6990600 | 6933300 | 6876000 | 6818700 | 6761400 | 6704100 | 6646800 | 6589500 | 6532200 | 6532200 | 6474900 | 6474900 | 6474900 | 6474900 | 6474900
Direct Buildings Pollutant Emissions[commercial,LPG propane or butane bf,OC] | NoSettings | 19777100 | 19777100 | 19777100 | 19777100 | 19777100 | 19628400 | 19479700 | 19479700 | 19331000 | 19182300 | 19033600 | 18884900 | 18736200 | 18587500 | 18438800 | 18290100 | 18141400 | 17992700 | 17844000 | 17695300 | 17546600 | 17397900 | 17249200 | 17100500 | 16951800 | 16951800 | 16803100 | 16803100 | 16803100 | 16803100 | 16803100
Direct Buildings Pollutant Emissions[commercial,LPG propane or butane bf,CH4] | NoSettings | 39900000 | 39900000 | 39900000 | 39900000 | 39900000 | 39600000 | 39300000 | 39300000 | 39000000 | 38700000 | 38400000 | 38100000 | 37800000 | 37500000 | 37200000 | 36900000 | 36600000 | 36300000 | 36000000 | 35700000 | 35400000 | 35100000 | 34800000 | 34500000 | 34200000 | 34200000 | 33900000 | 33900000 | 33900000 | 33900000 | 33900000
Direct Buildings Pollutant Emissions[commercial,LPG propane or butane bf,N2O] | NoSettings | 7980000 | 7980000 | 7980000 | 7980000 | 7980000 | 7920000 | 7860000 | 7860000 | 7800000 | 7740000 | 7680000 | 7620000 | 7560000 | 7500000 | 7440000 | 7380000 | 7320000 | 7260000 | 7200000 | 7140000 | 7080000 | 7020000 | 6960000 | 6900000 | 6840000 | 6840000 | 6780000 | 6780000 | 6780000 | 6780000 | 6780000
Direct Buildings Pollutant Emissions[commercial,LPG propane or butane bf,F gases] | NoSettings | 0 | 0 | 0 | 0 | 0 | 0 | 0 | 0 | 0 | 0 | 0 | 0 | 0 | 0 | 0 | 0 | 0 | 0 | 0 | 0 | 0 | 0 | 0 | 0 | 0 | 0 | 0 | 0 | 0 | 0 | 0
Direct Buildings Pollutant Emissions[commercial,hydrogen bf,CO2] | NoSettings | 0 | 0 | 0 | 0 | 0 | 0 | 0 | 0 | 0 | 0 | 0 | 0 | 0 | 0 | 0 | 0 | 0 | 0 | 0 | 0 | 0 | 0 | 0 | 0 | 0 | 0 | 0 | 0 | 0 | 0 | 0
Direct Buildings Pollutant Emissions[commercial,hydrogen bf,VOC] | NoSettings | 0 | 0 | 0 | 0 | 0 | 0 | 0 | 0 | 0 | 0 | 0 | 0 | 0 | 0 | 0 | 0 | 0 | 0 | 0 | 0 | 0 | 0 | 0 | 0 | 0 | 0 | 0 | 0 | 0 | 0 | 0
Direct Buildings Pollutant Emissions[commercial,hydrogen bf,CO] | NoSettings | 0 | 0 | 0 | 0 | 0 | 0 | 0 | 0 | 0 | 0 | 0 | 0 | 0 | 0 | 0 | 0 | 0 | 0 | 0 | 0 | 0 | 0 | 0 | 0 | 0 | 0 | 0 | 0 | 0 | 0 | 0
Direct Buildings Pollutant Emissions[commercial,hydrogen bf,NOx] | NoSettings | 0 | 0 | 0 | 0 | 0 | 0 | 0 | 0 | 0 | 0 | 0 | 0 | 0 | 0 | 0 | 0 | 0 | 0 | 0 | 0 | 0 | 0 | 0 | 0 | 0 | 0 | 0 | 0 | 0 | 0 | 0
Direct Buildings Pollutant Emissions[commercial,hydrogen bf,PM10] | NoSettings | 0 | 0 | 0 | 0 | 0 | 0 | 0 | 0 | 0 | 0 | 0 | 0 | 0 | 0 | 0 | 0 | 0 | 0 | 0 | 0 | 0 | 0 | 0 | 0 | 0 | 0 | 0 | 0 | 0 | 0 | 0
Direct Buildings Pollutant Emissions[commercial,hydrogen bf,PM25] | NoSettings | 0 | 0 | 0 | 0 | 0 | 0 | 0 | 0 | 0 | 0 | 0 | 0 | 0 | 0 | 0 | 0 | 0 | 0 | 0 | 0 | 0 | 0 | 0 | 0 | 0 | 0 | 0 | 0 | 0 | 0 | 0
Direct Buildings Pollutant Emissions[commercial,hydrogen bf,SOx] | NoSettings | 0 | 0 | 0 | 0 | 0 | 0 | 0 | 0 | 0 | 0 | 0 | 0 | 0 | 0 | 0 | 0 | 0 | 0 | 0 | 0 | 0 | 0 | 0 | 0 | 0 | 0 | 0 | 0 | 0 | 0 | 0
Direct Buildings Pollutant Emissions[commercial,hydrogen bf,BC] | NoSettings | 0 | 0 | 0 | 0 | 0 | 0 | 0 | 0 | 0 | 0 | 0 | 0 | 0 | 0 | 0 | 0 | 0 | 0 | 0 | 0 | 0 | 0 | 0 | 0 | 0 | 0 | 0 | 0 | 0 | 0 | 0
Direct Buildings Pollutant Emissions[commercial,hydrogen bf,OC] | NoSettings | 0 | 0 | 0 | 0 | 0 | 0 | 0 | 0 | 0 | 0 | 0 | 0 | 0 | 0 | 0 | 0 | 0 | 0 | 0 | 0 | 0 | 0 | 0 | 0 | 0 | 0 | 0 | 0 | 0 | 0 | 0
Direct Buildings Pollutant Emissions[commercial,hydrogen bf,CH4] | NoSettings | 0 | 0 | 0 | 0 | 0 | 0 | 0 | 0 | 0 | 0 | 0 | 0 | 0 | 0 | 0 | 0 | 0 | 0 | 0 | 0 | 0 | 0 | 0 | 0 | 0 | 0 | 0 | 0 | 0 | 0 | 0
Direct Buildings Pollutant Emissions[commercial,hydrogen bf,N2O] | NoSettings | 0 | 0 | 0 | 0 | 0 | 0 | 0 | 0 | 0 | 0 | 0 | 0 | 0 | 0 | 0 | 0 | 0 | 0 | 0 | 0 | 0 | 0 | 0 | 0 | 0 | 0 | 0 | 0 | 0 | 0 | 0
Direct Buildings Pollutant Emissions[commercial,hydrogen bf,F gases] | NoSettings | 0 | 0 | 0 | 0 | 0 | 0 | 0 | 0 | 0 | 0 | 0 | 0 | 0 | 0 | 0 | 0 | 0 | 0 | 0 | 0 | 0 | 0 | 0 | 0 | 0 | 0 | 0 | 0 | 0 | 0 | 0
Transportation Pollutant Emissions Disaggregated[LDVs,CO2,passenger,electricity tf] | NoSettings | 0 | 0 | 0 | 0 | 0 | 0 | 0 | 0 | 0 | 0 | 0 | 0 | 0 | 0 | 0 | 0 | 0 | 0 | 0 | 0 | 0 | 0 | 0 | 0 | 0 | 0 | 0 | 0 | 0 | 0 | 0
Transportation Pollutant Emissions Disaggregated[LDVs,CO2,passenger,natural gas tf] | NoSettings | 24574500000 | 24063500000 | 20295700000 | 16696200000 | 13323200000 | 10248600000 | 7542990000 | 5254670000 | 3371200000 | 1899640000 | 845247000 | 211417000 | 0 | 0 | 0 | 0 | 0 | 0 | 0 | 0 | 0 | 0 | 0 | 0 | 0 | 0 | 0 | 0 | 0 | 0 | 0
Transportation Pollutant Emissions Disaggregated[LDVs,CO2,passenger,petroleum gasoline tf] | NoSettings | 99987700000000 | 112858000000000 | 111794000000000 | 110580000000000 | 108367000000000 | 105946000000000 | 103334000000000 | 100646000000000 | 97925000000000 | 94959900000000 | 91517200000000 | 87836100000000 | 84000500000000 | 80734200000000 | 77453200000000 | 74388100000000 | 71187800000000 | 67773500000000 | 64088300000000 | 60171900000000 | 56271600000000 | 52430800000000 | 48838900000000 | 45521100000000 | 42326700000000 | 39473700000000 | 36939700000000 | 34709700000000 | 32762000000000 | 31070500000000 | 29607400000000
Transportation Pollutant Emissions Disaggregated[LDVs,CO2,passenger,petroleum diesel tf] | NoSettings | 402885000000 | 411844000000 | 366909000000 | 322898000000 | 277259000000 | 233561000000 | 191945000000 | 152299000000 | 115238000000 | 80666000000 | 48243000000 | 19564500000 | 0 | 0 | 0 | 0 | 0 | 0 | 0 | 0 | 0 | 0 | 0 | 0 | 0 | 0 | 0 | 0 | 0 | 0 | 0
Transportation Pollutant Emissions Disaggregated[LDVs,CO2,passenger,biofuel gasoline tf] | NoSettings | 0 | 0 | 0 | 0 | 0 | 0 | 0 | 0 | 0 | 0 | 0 | 0 | 0 | 0 | 0 | 0 | 0 | 0 | 0 | 0 | 0 | 0 | 0 | 0 | 0 | 0 | 0 | 0 | 0 | 0 | 0
Transportation Pollutant Emissions Disaggregated[LDVs,CO2,passenger,biofuel diesel tf] | NoSettings | 0 | 0 | 0 | 0 | 0 | 0 | 0 | 0 | 0 | 0 | 0 | 0 | 0 | 0 | 0 | 0 | 0 | 0 | 0 | 0 | 0 | 0 | 0 | 0 | 0 | 0 | 0 | 0 | 0 | 0 | 0
Transportation Pollutant Emissions Disaggregated[LDVs,CO2,passenger,jet fuel tf] | NoSettings | 0 | 0 | 0 | 0 | 0 | 0 | 0 | 0 | 0 | 0 | 0 | 0 | 0 | 0 | 0 | 0 | 0 | 0 | 0 | 0 | 0 | 0 | 0 | 0 | 0 | 0 | 0 | 0 | 0 | 0 | 0
Transportation Pollutant Emissions Disaggregated[LDVs,CO2,passenger,heavy or residual fuel oil tf] | NoSettings | 0 | 0 | 0 | 0 | 0 | 0 | 0 | 0 | 0 | 0 | 0 | 0 | 0 | 0 | 0 | 0 | 0 | 0 | 0 | 0 | 0 | 0 | 0 | 0 | 0 | 0 | 0 | 0 | 0 | 0 | 0
Transportation Pollutant Emissions Disaggregated[LDVs,CO2,passenger,LPG propane or butane tf] | NoSettings | 0 | 0 | 0 | 0 | 0 | 0 | 0 | 0 | 0 | 0 | 0 | 0 | 0 | 0 | 0 | 0 | 0 | 0 | 0 | 0 | 0 | 0 | 0 | 0 | 0 | 0 | 0 | 0 | 0 | 0 | 0
Transportation Pollutant Emissions Disaggregated[LDVs,CO2,passenger,hydrogen tf] | NoSettings | 0 | 0 | 0 | 0 | 0 | 0 | 0 | 0 | 0 | 0 | 0 | 0 | 0 | 0 | 0 | 0 | 0 | 0 | 0 | 0 | 0 | 0 | 0 | 0 | 0 | 0 | 0 | 0 | 0 | 0 | 0
Transportation Pollutant Emissions Disaggregated[LDVs,CO2,freight,electricity tf] | NoSettings | 0 | 0 | 0 | 0 | 0 | 0 | 0 | 0 | 0 | 0 | 0 | 0 | 0 | 0 | 0 | 0 | 0 | 0 | 0 | 0 | 0 | 0 | 0 | 0 | 0 | 0 | 0 | 0 | 0 | 0 | 0
Transportation Pollutant Emissions Disaggregated[LDVs,CO2,freight,natural gas tf] | NoSettings | 17550200000 | 17319300000 | 15652300000 | 13925200000 | 12181300000 | 10466100000 | 8829500000 | 7316560000 | 5911570000 | 4621810000 | 3456890000 | 2441460000 | 1585410000 | 888715000 | 794214000 | 671923000 | 521547000 | 418158000 | 331472000 | 266345000 | 219721000 | 176861000 | 143293000 | 112810000 | 89835500 | 73157000 | 58029300 | 44519300 | 32670700 | 24919300 | 18164700
Transportation Pollutant Emissions Disaggregated[LDVs,CO2,freight,petroleum gasoline tf] | NoSettings | 7311480000000 | 7939330000000 | 7898460000000 | 7870310000000 | 7815300000000 | 7737340000000 | 7676270000000 | 7590470000000 | 7488810000000 | 7377240000000 | 7237440000000 | 7113410000000 | 6970900000000 | 6844170000000 | 6513620000000 | 6242870000000 | 5981370000000 | 5695400000000 | 5430270000000 | 5165800000000 | 4914750000000 | 4699870000000 | 4521990000000 | 4383450000000 | 4285330000000 | 4215610000000 | 4176220000000 | 4166290000000 | 4185430000000 | 4234410000000 | 4285080000000
Transportation Pollutant Emissions Disaggregated[LDVs,CO2,freight,petroleum diesel tf] | NoSettings | 7289940000000 | 7631840000000 | 7294490000000 | 6952490000000 | 6588880000000 | 6204130000000 | 5841240000000 | 5477300000000 | 5123300000000 | 4774350000000 | 4427870000000 | 4230930000000 | 4025470000000 | 3809620000000 | 3654000000000 | 3467430000000 | 3285520000000 | 3124060000000 | 2970480000000 | 2832080000000 | 2702970000000 | 2587450000000 | 2489240000000 | 2408910000000 | 2341930000000 | 2291360000000 | 2255470000000 | 2236590000000 | 2234080000000 | 2251830000000 | 2271000000000
Transportation Pollutant Emissions Disaggregated[LDVs,CO2,freight,biofuel gasoline tf] | NoSettings | 0 | 0 | 0 | 0 | 0 | 0 | 0 | 0 | 0 | 0 | 0 | 0 | 0 | 0 | 0 | 0 | 0 | 0 | 0 | 0 | 0 | 0 | 0 | 0 | 0 | 0 | 0 | 0 | 0 | 0 | 0
Transportation Pollutant Emissions Disaggregated[LDVs,CO2,freight,biofuel diesel tf] | NoSettings | 0 | 0 | 0 | 0 | 0 | 0 | 0 | 0 | 0 | 0 | 0 | 0 | 0 | 0 | 0 | 0 | 0 | 0 | 0 | 0 | 0 | 0 | 0 | 0 | 0 | 0 | 0 | 0 | 0 | 0 | 0
Transportation Pollutant Emissions Disaggregated[LDVs,CO2,freight,jet fuel tf] | NoSettings | 0 | 0 | 0 | 0 | 0 | 0 | 0 | 0 | 0 | 0 | 0 | 0 | 0 | 0 | 0 | 0 | 0 | 0 | 0 | 0 | 0 | 0 | 0 | 0 | 0 | 0 | 0 | 0 | 0 | 0 | 0
Transportation Pollutant Emissions Disaggregated[LDVs,CO2,freight,heavy or residual fuel oil tf] | NoSettings | 0 | 0 | 0 | 0 | 0 | 0 | 0 | 0 | 0 | 0 | 0 | 0 | 0 | 0 | 0 | 0 | 0 | 0 | 0 | 0 | 0 | 0 | 0 | 0 | 0 | 0 | 0 | 0 | 0 | 0 | 0
Transportation Pollutant Emissions Disaggregated[LDVs,CO2,freight,LPG propane or butane tf] | NoSettings | 0 | 0 | 0 | 0 | 0 | 0 | 0 | 0 | 0 | 0 | 0 | 0 | 0 | 0 | 0 | 0 | 0 | 0 | 0 | 0 | 0 | 0 | 0 | 0 | 0 | 0 | 0 | 0 | 0 | 0 | 0
Transportation Pollutant Emissions Disaggregated[LDVs,CO2,freight,hydrogen tf] | NoSettings | 0 | 0 | 0 | 0 | 0 | 0 | 0 | 0 | 0 | 0 | 0 | 0 | 0 | 0 | 0 | 0 | 0 | 0 | 0 | 0 | 0 | 0 | 0 | 0 | 0 | 0 | 0 | 0 | 0 | 0 | 0
Transportation Pollutant Emissions Disaggregated[LDVs,VOC,passenger,electricity tf] | NoSettings | 0 | 0 | 0 | 0 | 0 | 0 | 0 | 0 | 0 | 0 | 0 | 0 | 0 | 0 | 0 | 0 | 0 | 0 | 0 | 0 | 0 | 0 | 0 | 0 | 0 | 0 | 0 | 0 | 0 | 0 | 0
Transportation Pollutant Emissions Disaggregated[LDVs,VOC,passenger,natural gas tf] | NoSettings | 16091800 | 15757300 | 13290000 | 10933000 | 8724290 | 6711000 | 4939300 | 3440860 | 2207530 | 1243920 | 553484 | 138440 | 0 | 0 | 0 | 0 | 0 | 0 | 0 | 0 | 0 | 0 | 0 | 0 | 0 | 0 | 0 | 0 | 0 | 0 | 0
Transportation Pollutant Emissions Disaggregated[LDVs,VOC,passenger,petroleum gasoline tf] | NoSettings | 70931400000 | 80061700000 | 79306600000 | 78445700000 | 76875500000 | 75158100000 | 73305500000 | 71398700000 | 69468100000 | 67364600000 | 64922400000 | 62311000000 | 59590000000 | 57272900000 | 54945300000 | 52771000000 | 50500700000 | 48078600000 | 45464300000 | 42686000000 | 39919100000 | 37194400000 | 34646300000 | 32292700000 | 30026600000 | 28002700000 | 26205000000 | 24623100000 | 23241400000 | 22041400000 | 21003500000
Transportation Pollutant Emissions Disaggregated[LDVs,VOC,passenger,petroleum diesel tf] | NoSettings | 173768000 | 177632000 | 158251000 | 139269000 | 119584000 | 100737000 | 82787600 | 65688000 | 49703000 | 34791900 | 20807600 | 8438340 | 0 | 0 | 0 | 0 | 0 | 0 | 0 | 0 | 0 | 0 | 0 | 0 | 0 | 0 | 0 | 0 | 0 | 0 | 0
Transportation Pollutant Emissions Disaggregated[LDVs,VOC,passenger,biofuel gasoline tf] | NoSettings | 4955470000 | 5610180000 | 5573950000 | 5529960000 | 5435450000 | 5329860000 | 5213930000 | 5093310000 | 4970240000 | 4826880000 | 4665600000 | 4477930000 | 4282400000 | 4115880000 | 3948610000 | 3792350000 | 3629200000 | 3455140000 | 3267270000 | 3067610000 | 2868760000 | 2672960000 | 2489840000 | 2320700000 | 2157840000 | 2012400000 | 1883210000 | 1769530000 | 1670230000 | 1584000000 | 1509400000
Transportation Pollutant Emissions Disaggregated[LDVs,VOC,passenger,biofuel diesel tf] | NoSettings | 40333300 | 46339800 | 46064500 | 44963100 | 42607400 | 39444300 | 35498400 | 30752300 | 25341200 | 19277800 | 12507600 | 5072320 | 0 | 0 | 0 | 0 | 0 | 0 | 0 | 0 | 0 | 0 | 0 | 0 | 0 | 0 | 0 | 0 | 0 | 0 | 0
Transportation Pollutant Emissions Disaggregated[LDVs,VOC,passenger,jet fuel tf] | NoSettings | 0 | 0 | 0 | 0 | 0 | 0 | 0 | 0 | 0 | 0 | 0 | 0 | 0 | 0 | 0 | 0 | 0 | 0 | 0 | 0 | 0 | 0 | 0 | 0 | 0 | 0 | 0 | 0 | 0 | 0 | 0
Transportation Pollutant Emissions Disaggregated[LDVs,VOC,passenger,heavy or residual fuel oil tf] | NoSettings | 0 | 0 | 0 | 0 | 0 | 0 | 0 | 0 | 0 | 0 | 0 | 0 | 0 | 0 | 0 | 0 | 0 | 0 | 0 | 0 | 0 | 0 | 0 | 0 | 0 | 0 | 0 | 0 | 0 | 0 | 0
Transportation Pollutant Emissions Disaggregated[LDVs,VOC,passenger,LPG propane or butane tf] | NoSettings | 0 | 0 | 0 | 0 | 0 | 0 | 0 | 0 | 0 | 0 | 0 | 0 | 0 | 0 | 0 | 0 | 0 | 0 | 0 | 0 | 0 | 0 | 0 | 0 | 0 | 0 | 0 | 0 | 0 | 0 | 0
Transportation Pollutant Emissions Disaggregated[LDVs,VOC,passenger,hydrogen tf] | NoSettings | 0 | 0 | 0 | 0 | 0 | 0 | 0 | 0 | 0 | 0 | 0 | 0 | 0 | 0 | 0 | 0 | 0 | 0 | 0 | 0 | 0 | 0 | 0 | 0 | 0 | 0 | 0 | 0 | 0 | 0 | 0
Transportation Pollutant Emissions Disaggregated[LDVs,VOC,freight,electricity tf] | NoSettings | 0 | 0 | 0 | 0 | 0 | 0 | 0 | 0 | 0 | 0 | 0 | 0 | 0 | 0 | 0 | 0 | 0 | 0 | 0 | 0 | 0 | 0 | 0 | 0 | 0 | 0 | 0 | 0 | 0 | 0 | 0
Transportation Pollutant Emissions Disaggregated[LDVs,VOC,freight,natural gas tf] | NoSettings | 11492200 | 11341000 | 10249400 | 9118510 | 7976520 | 6853430 | 5781730 | 4791020 | 3871010 | 3026450 | 2263640 | 1598720 | 1038160 | 581948 | 520067 | 439988 | 341519 | 273818 | 217055 | 174408 | 143878 | 115812 | 93830.8 | 73870.1 | 58826 | 47904.6 | 37998.7 | 29152.1 | 21393.4 | 16317.6 | 11894.6
Transportation Pollutant Emissions Disaggregated[LDVs,VOC,freight,petroleum gasoline tf] | NoSettings | 5186770000 | 5632170000 | 5603170000 | 5583210000 | 5544180000 | 5488880000 | 5445550000 | 5384680000 | 5312570000 | 5233420000 | 5134250000 | 5046260000 | 4945160000 | 4855260000 | 4620760000 | 4428700000 | 4243190000 | 4040320000 | 3852240000 | 3664620000 | 3486530000 | 3334090000 | 3207900000 | 3109620000 | 3040020000 | 2990550000 | 2962610000 | 2955570000 | 2969150000 | 3003890000 | 3039840000
Transportation Pollutant Emissions Disaggregated[LDVs,VOC,freight,petroleum diesel tf] | NoSettings | 3144210000 | 3291680000 | 3146180000 | 2998670000 | 2841840000 | 2675900000 | 2519380000 | 2362410000 | 2209720000 | 2059220000 | 1909780000 | 1824840000 | 1736220000 | 1643120000 | 1576000000 | 1495530000 | 1417070000 | 1347440000 | 1281190000 | 1221500000 | 1165810000 | 1115990000 | 1073630000 | 1038980000 | 1010100000 | 988285000 | 972802000 | 964660000 | 963579000 | 971233000 | 979503000
Transportation Pollutant Emissions Disaggregated[LDVs,VOC,freight,biofuel gasoline tf] | NoSettings | 362363000 | 394664000 | 393811000 | 393582000 | 391998000 | 389244000 | 387319000 | 384125000 | 380100000 | 374990000 | 368967000 | 362644000 | 355379000 | 348918000 | 332066000 | 318263000 | 304932000 | 290353000 | 276837000 | 263354000 | 250555000 | 239601000 | 230532000 | 223470000 | 218468000 | 214913000 | 212905000 | 212399000 | 213374000 | 215872000 | 218455000
Transportation Pollutant Emissions Disaggregated[LDVs,VOC,freight,biofuel diesel tf] | NoSettings | 729805000 | 858719000 | 915806000 | 968124000 | 1012540000 | 1047770000 | 1080280000 | 1105980000 | 1126630000 | 1140990000 | 1147980000 | 1096920000 | 1043650000 | 987688000 | 947342000 | 898971000 | 851809000 | 809949000 | 770131000 | 734250000 | 700774000 | 670827000 | 645364000 | 624536000 | 607173000 | 594062000 | 584755000 | 579861000 | 579211000 | 583812000 | 588783000
Transportation Pollutant Emissions Disaggregated[LDVs,VOC,freight,jet fuel tf] | NoSettings | 0 | 0 | 0 | 0 | 0 | 0 | 0 | 0 | 0 | 0 | 0 | 0 | 0 | 0 | 0 | 0 | 0 | 0 | 0 | 0 | 0 | 0 | 0 | 0 | 0 | 0 | 0 | 0 | 0 | 0 | 0
Transportation Pollutant Emissions Disaggregated[LDVs,VOC,freight,heavy or residual fuel oil tf] | NoSettings | 0 | 0 | 0 | 0 | 0 | 0 | 0 | 0 | 0 | 0 | 0 | 0 | 0 | 0 | 0 | 0 | 0 | 0 | 0 | 0 | 0 | 0 | 0 | 0 | 0 | 0 | 0 | 0 | 0 | 0 | 0
Transportation Pollutant Emissions Disaggregated[LDVs,VOC,freight,LPG propane or butane tf] | NoSettings | 0 | 0 | 0 | 0 | 0 | 0 | 0 | 0 | 0 | 0 | 0 | 0 | 0 | 0 | 0 | 0 | 0 | 0 | 0 | 0 | 0 | 0 | 0 | 0 | 0 | 0 | 0 | 0 | 0 | 0 | 0
Transportation Pollutant Emissions Disaggregated[LDVs,VOC,freight,hydrogen tf] | NoSettings | 0 | 0 | 0 | 0 | 0 | 0 | 0 | 0 | 0 | 0 | 0 | 0 | 0 | 0 | 0 | 0 | 0 | 0 | 0 | 0 | 0 | 0 | 0 | 0 | 0 | 0 | 0 | 0 | 0 | 0 | 0
Transportation Pollutant Emissions Disaggregated[LDVs,CO,passenger,electricity tf] | NoSettings | 0 | 0 | 0 | 0 | 0 | 0 | 0 | 0 | 0 | 0 | 0 | 0 | 0 | 0 | 0 | 0 | 0 | 0 | 0 | 0 | 0 | 0 | 0 | 0 | 0 | 0 | 0 | 0 | 0 | 0 | 0
Transportation Pollutant Emissions Disaggregated[LDVs,CO,passenger,natural gas tf] | NoSettings | 251049000 | 245829000 | 207338000 | 170565000 | 136108000 | 104698000 | 77058100 | 53680900 | 34439700 | 19406400 | 8634920 | 2159800 | 0 | 0 | 0 | 0 | 0 | 0 | 0 | 0 | 0 | 0 | 0 | 0 | 0 | 0 | 0 | 0 | 0 | 0 | 0
Transportation Pollutant Emissions Disaggregated[LDVs,CO,passenger,petroleum gasoline tf] | NoSettings | 802716000000 | 906042000000 | 897497000000 | 887755000000 | 869985000000 | 850549000000 | 829584000000 | 808004000000 | 786156000000 | 762352000000 | 734713000000 | 705161000000 | 674368000000 | 648146000000 | 621805000000 | 597198000000 | 571506000000 | 544096000000 | 514511000000 | 483069000000 | 451756000000 | 420922000000 | 392086000000 | 365450000000 | 339805000000 | 316901000000 | 296557000000 | 278654000000 | 263018000000 | 249438000000 | 237692000000
Transportation Pollutant Emissions Disaggregated[LDVs,CO,passenger,petroleum diesel tf] | NoSettings | 3973250000 | 4061610000 | 3618460000 | 3184420000 | 2734330000 | 2303380000 | 1892970000 | 1501980000 | 1136480000 | 795529000 | 475774000 | 192945000 | 0 | 0 | 0 | 0 | 0 | 0 | 0 | 0 | 0 | 0 | 0 | 0 | 0 | 0 | 0 | 0 | 0 | 0 | 0
Transportation Pollutant Emissions Disaggregated[LDVs,CO,passenger,biofuel gasoline tf] | NoSettings | 60009700000 | 67938100000 | 67499400000 | 66966600000 | 65822200000 | 64543500000 | 63139700000 | 61678900000 | 60188500000 | 58452600000 | 56499400000 | 54226900000 | 51858900000 | 49842400000 | 47816900000 | 45924600000 | 43948900000 | 41841000000 | 39565900000 | 37148100000 | 34740100000 | 32369000000 | 30151500000 | 28103200000 | 26131100000 | 24369700000 | 22805300000 | 21428600000 | 20226100000 | 19181900000 | 18278600000
Transportation Pollutant Emissions Disaggregated[LDVs,CO,passenger,biofuel diesel tf] | NoSettings | 977950000 | 1123590000 | 1116910000 | 1090210000 | 1033090000 | 956396000 | 860719000 | 745641000 | 614441000 | 467424000 | 303267000 | 122987000 | 0 | 0 | 0 | 0 | 0 | 0 | 0 | 0 | 0 | 0 | 0 | 0 | 0 | 0 | 0 | 0 | 0 | 0 | 0
Transportation Pollutant Emissions Disaggregated[LDVs,CO,passenger,jet fuel tf] | NoSettings | 0 | 0 | 0 | 0 | 0 | 0 | 0 | 0 | 0 | 0 | 0 | 0 | 0 | 0 | 0 | 0 | 0 | 0 | 0 | 0 | 0 | 0 | 0 | 0 | 0 | 0 | 0 | 0 | 0 | 0 | 0
Transportation Pollutant Emissions Disaggregated[LDVs,CO,passenger,heavy or residual fuel oil tf] | NoSettings | 0 | 0 | 0 | 0 | 0 | 0 | 0 | 0 | 0 | 0 | 0 | 0 | 0 | 0 | 0 | 0 | 0 | 0 | 0 | 0 | 0 | 0 | 0 | 0 | 0 | 0 | 0 | 0 | 0 | 0 | 0
Transportation Pollutant Emissions Disaggregated[LDVs,CO,passenger,LPG propane or butane tf] | NoSettings | 0 | 0 | 0 | 0 | 0 | 0 | 0 | 0 | 0 | 0 | 0 | 0 | 0 | 0 | 0 | 0 | 0 | 0 | 0 | 0 | 0 | 0 | 0 | 0 | 0 | 0 | 0 | 0 | 0 | 0 | 0
Transportation Pollutant Emissions Disaggregated[LDVs,CO,passenger,hydrogen tf] | NoSettings | 0 | 0 | 0 | 0 | 0 | 0 | 0 | 0 | 0 | 0 | 0 | 0 | 0 | 0 | 0 | 0 | 0 | 0 | 0 | 0 | 0 | 0 | 0 | 0 | 0 | 0 | 0 | 0 | 0 | 0 | 0
Transportation Pollutant Emissions Disaggregated[LDVs,CO,freight,electricity tf] | NoSettings | 0 | 0 | 0 | 0 | 0 | 0 | 0 | 0 | 0 | 0 | 0 | 0 | 0 | 0 | 0 | 0 | 0 | 0 | 0 | 0 | 0 | 0 | 0 | 0 | 0 | 0 | 0 | 0 | 0 | 0 | 0
Transportation Pollutant Emissions Disaggregated[LDVs,CO,freight,natural gas tf] | NoSettings | 179290000 | 176931000 | 159902000 | 142258000 | 124442000 | 106921000 | 90200900 | 74744900 | 60391700 | 47215700 | 35315100 | 24941600 | 16196400 | 9078980 | 8113570 | 6864270 | 5328050 | 4271840 | 3386270 | 2720940 | 2244640 | 1806780 | 1463860 | 1152450 | 917746 | 747361 | 592819 | 454803 | 333759 | 254572 | 185568
Transportation Pollutant Emissions Disaggregated[LDVs,CO,freight,petroleum gasoline tf] | NoSettings | 58697600000 | 63738100000 | 63410000000 | 63184000000 | 62742400000 | 62116500000 | 61626200000 | 60937400000 | 60121200000 | 59225600000 | 58103300000 | 57107500000 | 55963400000 | 54946000000 | 52292300000 | 50118700000 | 48019300000 | 45723500000 | 43595000000 | 41471800000 | 39456300000 | 37731200000 | 36303200000 | 35191000000 | 34403300000 | 33843500000 | 33527300000 | 33447600000 | 33601200000 | 33994500000 | 34401300000
Transportation Pollutant Emissions Disaggregated[LDVs,CO,freight,petroleum diesel tf] | NoSettings | 71893500000 | 75265300000 | 71938300000 | 68565500000 | 64979600000 | 61185200000 | 57606400000 | 54017200000 | 50526000000 | 47084700000 | 43667700000 | 41725500000 | 39699200000 | 37570500000 | 36035800000 | 34195900000 | 32401900000 | 30809500000 | 29294900000 | 27930000000 | 26656700000 | 25517500000 | 24548900000 | 23756700000 | 23096200000 | 22597500000 | 22243400000 | 22057300000 | 22032500000 | 22207600000 | 22396700000
Transportation Pollutant Emissions Disaggregated[LDVs,CO,freight,biofuel gasoline tf] | NoSettings | 4388140000 | 4779300000 | 4768970000 | 4766200000 | 4747020000 | 4713670000 | 4690360000 | 4651670000 | 4602940000 | 4541050000 | 4468120000 | 4391540000 | 4303560000 | 4225330000 | 4021250000 | 3854100000 | 3692670000 | 3516120000 | 3352440000 | 3189160000 | 3034170000 | 2901520000 | 2791700000 | 2706170000 | 2645600000 | 2602550000 | 2578240000 | 2572110000 | 2583920000 | 2614160000 | 2645440000
Transportation Pollutant Emissions Disaggregated[LDVs,CO,freight,biofuel diesel tf] | NoSettings | 17695400000 | 20821100000 | 22205300000 | 23473800000 | 24550700000 | 25405000000 | 26193300000 | 26816300000 | 27317100000 | 27665200000 | 27834600000 | 26596600000 | 25305000000 | 23948200000 | 22969900000 | 21797100000 | 20653600000 | 19638600000 | 18673200000 | 17803200000 | 16991500000 | 16265400000 | 15648000000 | 15143000000 | 14721900000 | 14404100000 | 14178400000 | 14059700000 | 14044000000 | 14155500000 | 14276100000
Transportation Pollutant Emissions Disaggregated[LDVs,CO,freight,jet fuel tf] | NoSettings | 0 | 0 | 0 | 0 | 0 | 0 | 0 | 0 | 0 | 0 | 0 | 0 | 0 | 0 | 0 | 0 | 0 | 0 | 0 | 0 | 0 | 0 | 0 | 0 | 0 | 0 | 0 | 0 | 0 | 0 | 0
Transportation Pollutant Emissions Disaggregated[LDVs,CO,freight,heavy or residual fuel oil tf] | NoSettings | 0 | 0 | 0 | 0 | 0 | 0 | 0 | 0 | 0 | 0 | 0 | 0 | 0 | 0 | 0 | 0 | 0 | 0 | 0 | 0 | 0 | 0 | 0 | 0 | 0 | 0 | 0 | 0 | 0 | 0 | 0
Transportation Pollutant Emissions Disaggregated[LDVs,CO,freight,LPG propane or butane tf] | NoSettings | 0 | 0 | 0 | 0 | 0 | 0 | 0 | 0 | 0 | 0 | 0 | 0 | 0 | 0 | 0 | 0 | 0 | 0 | 0 | 0 | 0 | 0 | 0 | 0 | 0 | 0 | 0 | 0 | 0 | 0 | 0
Transportation Pollutant Emissions Disaggregated[LDVs,CO,freight,hydrogen tf] | NoSettings | 0 | 0 | 0 | 0 | 0 | 0 | 0 | 0 | 0 | 0 | 0 | 0 | 0 | 0 | 0 | 0 | 0 | 0 | 0 | 0 | 0 | 0 | 0 | 0 | 0 | 0 | 0 | 0 | 0 | 0 | 0
Transportation Pollutant Emissions Disaggregated[LDVs,NOx,passenger,electricity tf] | NoSettings | 0 | 0 | 0 | 0 | 0 | 0 | 0 | 0 | 0 | 0 | 0 | 0 | 0 | 0 | 0 | 0 | 0 | 0 | 0 | 0 | 0 | 0 | 0 | 0 | 0 | 0 | 0 | 0 | 0 | 0 | 0
Transportation Pollutant Emissions Disaggregated[LDVs,NOx,passenger,natural gas tf] | NoSettings | 11146800 | 10915100 | 9206030 | 7573290 | 6043330 | 4648720 | 3421460 | 2383490 | 1529160 | 861667 | 383399 | 95897.5 | 0 | 0 | 0 | 0 | 0 | 0 | 0 | 0 | 0 | 0 | 0 | 0 | 0 | 0 | 0 | 0 | 0 | 0 | 0
Transportation Pollutant Emissions Disaggregated[LDVs,NOx,passenger,petroleum gasoline tf] | NoSettings | 35641200000 | 40229000000 | 39849600000 | 39417000000 | 38628000000 | 37765000000 | 36834100000 | 35876000000 | 34905900000 | 33849000000 | 32621800000 | 31309700000 | 29942500000 | 28778200000 | 27608600000 | 26516100000 | 25375300000 | 24158300000 | 22844700000 | 21448600000 | 20058300000 | 18689200000 | 17408900000 | 16226200000 | 15087600000 | 14070600000 | 13167400000 | 12372500000 | 11678200000 | 11075200000 | 10553700000
Transportation Pollutant Emissions Disaggregated[LDVs,NOx,passenger,petroleum diesel tf] | NoSettings | 186085000 | 190223000 | 169468000 | 149141000 | 128061000 | 107877000 | 88656000 | 70344200 | 53226200 | 37258100 | 22282600 | 9036480 | 0 | 0 | 0 | 0 | 0 | 0 | 0 | 0 | 0 | 0 | 0 | 0 | 0 | 0 | 0 | 0 | 0 | 0 | 0
Transportation Pollutant Emissions Disaggregated[LDVs,NOx,passenger,biofuel gasoline tf] | NoSettings | 2664540000 | 3016570000 | 2997090000 | 2973440000 | 2922620000 | 2865850000 | 2803510000 | 2738650000 | 2672480000 | 2595400000 | 2508670000 | 2407770000 | 2302630000 | 2213090000 | 2123150000 | 2039130000 | 1951410000 | 1857820000 | 1756800000 | 1649440000 | 1542520000 | 1437240000 | 1338780000 | 1247830000 | 1160270000 | 1082060000 | 1012600000 | 951468000 | 898077000 | 851709000 | 811602000
Transportation Pollutant Emissions Disaggregated[LDVs,NOx,passenger,biofuel diesel tf] | NoSettings | 45802300 | 52623400 | 52310700 | 51059900 | 48384800 | 44792800 | 40311800 | 34922200 | 28777400 | 21891800 | 14203500 | 5760110 | 0 | 0 | 0 | 0 | 0 | 0 | 0 | 0 | 0 | 0 | 0 | 0 | 0 | 0 | 0 | 0 | 0 | 0 | 0
Transportation Pollutant Emissions Disaggregated[LDVs,NOx,passenger,jet fuel tf] | NoSettings | 0 | 0 | 0 | 0 | 0 | 0 | 0 | 0 | 0 | 0 | 0 | 0 | 0 | 0 | 0 | 0 | 0 | 0 | 0 | 0 | 0 | 0 | 0 | 0 | 0 | 0 | 0 | 0 | 0 | 0 | 0
Transportation Pollutant Emissions Disaggregated[LDVs,NOx,passenger,heavy or residual fuel oil tf] | NoSettings | 0 | 0 | 0 | 0 | 0 | 0 | 0 | 0 | 0 | 0 | 0 | 0 | 0 | 0 | 0 | 0 | 0 | 0 | 0 | 0 | 0 | 0 | 0 | 0 | 0 | 0 | 0 | 0 | 0 | 0 | 0
Transportation Pollutant Emissions Disaggregated[LDVs,NOx,passenger,LPG propane or butane tf] | NoSettings | 0 | 0 | 0 | 0 | 0 | 0 | 0 | 0 | 0 | 0 | 0 | 0 | 0 | 0 | 0 | 0 | 0 | 0 | 0 | 0 | 0 | 0 | 0 | 0 | 0 | 0 | 0 | 0 | 0 | 0 | 0
Transportation Pollutant Emissions Disaggregated[LDVs,NOx,passenger,hydrogen tf] | NoSettings | 0 | 0 | 0 | 0 | 0 | 0 | 0 | 0 | 0 | 0 | 0 | 0 | 0 | 0 | 0 | 0 | 0 | 0 | 0 | 0 | 0 | 0 | 0 | 0 | 0 | 0 | 0 | 0 | 0 | 0 | 0
Transportation Pollutant Emissions Disaggregated[LDVs,NOx,freight,electricity tf] | NoSettings | 0 | 0 | 0 | 0 | 0 | 0 | 0 | 0 | 0 | 0 | 0 | 0 | 0 | 0 | 0 | 0 | 0 | 0 | 0 | 0 | 0 | 0 | 0 | 0 | 0 | 0 | 0 | 0 | 0 | 0 | 0
Transportation Pollutant Emissions Disaggregated[LDVs,NOx,freight,natural gas tf] | NoSettings | 7960670 | 7855930 | 7099800 | 6316410 | 5525350 | 4747390 | 4005020 | 3318750 | 2681460 | 2096430 | 1568030 | 1107430 | 719135 | 403116 | 360251 | 304781 | 236571 | 189674 | 150354 | 120813 | 99664.4 | 80223.2 | 64996.8 | 51170 | 40748.9 | 33183.6 | 26321.8 | 20193.7 | 14819.3 | 11303.3 | 8239.4
Transportation Pollutant Emissions Disaggregated[LDVs,NOx,freight,petroleum gasoline tf] | NoSettings | 2606220000 | 2830020000 | 2815450000 | 2805420000 | 2785810000 | 2758020000 | 2736250000 | 2705670000 | 2669430000 | 2629660000 | 2579830000 | 2535610000 | 2484820000 | 2439640000 | 2321820000 | 2225310000 | 2132090000 | 2030160000 | 1935650000 | 1841380000 | 1751890000 | 1675290000 | 1611890000 | 1562510000 | 1527530000 | 1502680000 | 1488640000 | 1485100000 | 1491920000 | 1509380000 | 1527440000
Transportation Pollutant Emissions Disaggregated[LDVs,NOx,freight,petroleum diesel tf] | NoSettings | 3367090000 | 3525010000 | 3369190000 | 3211230000 | 3043280000 | 2865570000 | 2697960000 | 2529860000 | 2366360000 | 2205180000 | 2045150000 | 1954190000 | 1859290000 | 1759590000 | 1687720000 | 1601540000 | 1517520000 | 1442950000 | 1372010000 | 1308090000 | 1248450000 | 1195100000 | 1149730000 | 1112630000 | 1081700000 | 1058340000 | 1041760000 | 1033040000 | 1031880000 | 1040080000 | 1048930000
Transportation Pollutant Emissions Disaggregated[LDVs,NOx,freight,biofuel gasoline tf] | NoSettings | 194841000 | 212209000 | 211751000 | 211628000 | 210776000 | 209295000 | 208260000 | 206543000 | 204379000 | 201631000 | 198392000 | 194992000 | 191086000 | 187612000 | 178551000 | 171129000 | 163961000 | 156122000 | 148854000 | 141605000 | 134723000 | 128832000 | 123956000 | 120159000 | 117469000 | 115558000 | 114478000 | 114206000 | 114731000 | 116073000 | 117462000
Transportation Pollutant Emissions Disaggregated[LDVs,NOx,freight,biofuel diesel tf] | NoSettings | 828764000 | 975158000 | 1039990000 | 1099400000 | 1149840000 | 1189840000 | 1226760000 | 1255940000 | 1279400000 | 1295700000 | 1303640000 | 1245660000 | 1185160000 | 1121620000 | 1075800000 | 1020870000 | 967311000 | 919775000 | 874558000 | 833812000 | 795797000 | 761789000 | 732873000 | 709221000 | 689503000 | 674615000 | 664046000 | 658488000 | 657750000 | 662975000 | 668620000
Transportation Pollutant Emissions Disaggregated[LDVs,NOx,freight,jet fuel tf] | NoSettings | 0 | 0 | 0 | 0 | 0 | 0 | 0 | 0 | 0 | 0 | 0 | 0 | 0 | 0 | 0 | 0 | 0 | 0 | 0 | 0 | 0 | 0 | 0 | 0 | 0 | 0 | 0 | 0 | 0 | 0 | 0
Transportation Pollutant Emissions Disaggregated[LDVs,NOx,freight,heavy or residual fuel oil tf] | NoSettings | 0 | 0 | 0 | 0 | 0 | 0 | 0 | 0 | 0 | 0 | 0 | 0 | 0 | 0 | 0 | 0 | 0 | 0 | 0 | 0 | 0 | 0 | 0 | 0 | 0 | 0 | 0 | 0 | 0 | 0 | 0
Transportation Pollutant Emissions Disaggregated[LDVs,NOx,freight,LPG propane or butane tf] | NoSettings | 0 | 0 | 0 | 0 | 0 | 0 | 0 | 0 | 0 | 0 | 0 | 0 | 0 | 0 | 0 | 0 | 0 | 0 | 0 | 0 | 0 | 0 | 0 | 0 | 0 | 0 | 0 | 0 | 0 | 0 | 0
Transportation Pollutant Emissions Disaggregated[LDVs,NOx,freight,hydrogen tf] | NoSettings | 0 | 0 | 0 | 0 | 0 | 0 | 0 | 0 | 0 | 0 | 0 | 0 | 0 | 0 | 0 | 0 | 0 | 0 | 0 | 0 | 0 | 0 | 0 | 0 | 0 | 0 | 0 | 0 | 0 | 0 | 0
Transportation Pollutant Emissions Disaggregated[LDVs,PM10,passenger,electricity tf] | NoSettings | 0 | 0 | 0 | 0 | 0 | 0 | 0 | 0 | 0 | 0 | 0 | 0 | 0 | 0 | 0 | 0 | 0 | 0 | 0 | 0 | 0 | 0 | 0 | 0 | 0 | 0 | 0 | 0 | 0 | 0 | 0
Transportation Pollutant Emissions Disaggregated[LDVs,PM10,passenger,natural gas tf] | NoSettings | 2173650 | 2128460 | 1795190 | 1476800 | 1178460 | 906508 | 667191 | 464784 | 298188 | 168026 | 74763.5 | 18700.2 | 0 | 0 | 0 | 0 | 0 | 0 | 0 | 0 | 0 | 0 | 0 | 0 | 0 | 0 | 0 | 0 | 0 | 0 | 0
Transportation Pollutant Emissions Disaggregated[LDVs,PM10,passenger,petroleum gasoline tf] | NoSettings | 6949160000 | 7843670000 | 7769690000 | 7685350000 | 7531510000 | 7363260000 | 7181760000 | 6994940000 | 6805800000 | 6599730000 | 6360460000 | 6104620000 | 5838050000 | 5611040000 | 5383010000 | 5169980000 | 4947570000 | 4710270000 | 4454150000 | 4181960000 | 3910880000 | 3643950000 | 3394310000 | 3163720000 | 2941710000 | 2743430000 | 2567310000 | 2412330000 | 2276960000 | 2159400000 | 2057720000
Transportation Pollutant Emissions Disaggregated[LDVs,PM10,passenger,petroleum diesel tf] | NoSettings | 33331200 | 34072500 | 30354900 | 26713800 | 22938000 | 19322800 | 15879900 | 12599900 | 9533790 | 6673620 | 3991220 | 1618600 | 0 | 0 | 0 | 0 | 0 | 0 | 0 | 0 | 0 | 0 | 0 | 0 | 0 | 0 | 0 | 0 | 0 | 0 | 0
Transportation Pollutant Emissions Disaggregated[LDVs,PM10,passenger,biofuel gasoline tf] | NoSettings | 519541000 | 588182000 | 584384000 | 579771000 | 569864000 | 558793000 | 546639000 | 533992000 | 521089000 | 506060000 | 489150000 | 469476000 | 448975000 | 431517000 | 413980000 | 397598000 | 380493000 | 362243000 | 342547000 | 321614000 | 300767000 | 280238000 | 261040000 | 243306000 | 226233000 | 210984000 | 197440000 | 185521000 | 175110000 | 166069000 | 158249000
Transportation Pollutant Emissions Disaggregated[LDVs,PM10,passenger,biofuel diesel tf] | NoSettings | 8203580 | 9425290 | 9369290 | 9145260 | 8666130 | 8022770 | 7220190 | 6254850 | 5154270 | 3921010 | 2543970 | 1031680 | 0 | 0 | 0 | 0 | 0 | 0 | 0 | 0 | 0 | 0 | 0 | 0 | 0 | 0 | 0 | 0 | 0 | 0 | 0
Transportation Pollutant Emissions Disaggregated[LDVs,PM10,passenger,jet fuel tf] | NoSettings | 0 | 0 | 0 | 0 | 0 | 0 | 0 | 0 | 0 | 0 | 0 | 0 | 0 | 0 | 0 | 0 | 0 | 0 | 0 | 0 | 0 | 0 | 0 | 0 | 0 | 0 | 0 | 0 | 0 | 0 | 0
Transportation Pollutant Emissions Disaggregated[LDVs,PM10,passenger,heavy or residual fuel oil tf] | NoSettings | 0 | 0 | 0 | 0 | 0 | 0 | 0 | 0 | 0 | 0 | 0 | 0 | 0 | 0 | 0 | 0 | 0 | 0 | 0 | 0 | 0 | 0 | 0 | 0 | 0 | 0 | 0 | 0 | 0 | 0 | 0
Transportation Pollutant Emissions Disaggregated[LDVs,PM10,passenger,LPG propane or butane tf] | NoSettings | 0 | 0 | 0 | 0 | 0 | 0 | 0 | 0 | 0 | 0 | 0 | 0 | 0 | 0 | 0 | 0 | 0 | 0 | 0 | 0 | 0 | 0 | 0 | 0 | 0 | 0 | 0 | 0 | 0 | 0 | 0
Transportation Pollutant Emissions Disaggregated[LDVs,PM10,passenger,hydrogen tf] | NoSettings | 0 | 0 | 0 | 0 | 0 | 0 | 0 | 0 | 0 | 0 | 0 | 0 | 0 | 0 | 0 | 0 | 0 | 0 | 0 | 0 | 0 | 0 | 0 | 0 | 0 | 0 | 0 | 0 | 0 | 0 | 0
Transportation Pollutant Emissions Disaggregated[LDVs,PM10,freight,electricity tf] | NoSettings | 0 | 0 | 0 | 0 | 0 | 0 | 0 | 0 | 0 | 0 | 0 | 0 | 0 | 0 | 0 | 0 | 0 | 0 | 0 | 0 | 0 | 0 | 0 | 0 | 0 | 0 | 0 | 0 | 0 | 0 | 0
Transportation Pollutant Emissions Disaggregated[LDVs,PM10,freight,natural gas tf] | NoSettings | 1552340 | 1531920 | 1384470 | 1231710 | 1077450 | 925748 | 780985 | 647162 | 522889 | 408807 | 305768 | 215951 | 140233 | 78608.4 | 70249.6 | 59432.7 | 46131.7 | 36986.8 | 29319.3 | 23558.7 | 19434.7 | 15643.7 | 12674.5 | 9978.23 | 7946.11 | 6470.86 | 5132.79 | 3937.81 | 2889.78 | 2204.15 | 1606.7
Transportation Pollutant Emissions Disaggregated[LDVs,PM10,freight,petroleum gasoline tf] | NoSettings | 508149000 | 551785000 | 548944000 | 546988000 | 543165000 | 537747000 | 533502000 | 527539000 | 520473000 | 512720000 | 503003000 | 494383000 | 484478000 | 475671000 | 452697000 | 433880000 | 415706000 | 395831000 | 377404000 | 359024000 | 341576000 | 326641000 | 314279000 | 304651000 | 297831000 | 292985000 | 290248000 | 289558000 | 290888000 | 294292000 | 297814000
Transportation Pollutant Emissions Disaggregated[LDVs,PM10,freight,petroleum diesel tf] | NoSettings | 603108000 | 631393000 | 603484000 | 575190000 | 545108000 | 513277000 | 483255000 | 453145000 | 423858000 | 394989000 | 366324000 | 350031000 | 333033000 | 315176000 | 302301000 | 286866000 | 271816000 | 258458000 | 245752000 | 234303000 | 223620000 | 214064000 | 205939000 | 199292000 | 193752000 | 189568000 | 186598000 | 185036000 | 184829000 | 186297000 | 187883000
Transportation Pollutant Emissions Disaggregated[LDVs,PM10,freight,biofuel gasoline tf] | NoSettings | 37990900 | 41377300 | 41287900 | 41264000 | 41097900 | 40809100 | 40607300 | 40272400 | 39850500 | 39314700 | 38683300 | 38020300 | 37258600 | 36581300 | 34814500 | 33367400 | 31969700 | 30441200 | 29024100 | 27610500 | 26268700 | 25120200 | 24169500 | 23429000 | 22904600 | 22531900 | 22321400 | 22268300 | 22370600 | 22632400 | 22903300
Transportation Pollutant Emissions Disaggregated[LDVs,PM10,freight,biofuel diesel tf] | NoSettings | 148439000 | 174659000 | 186270000 | 196911000 | 205945000 | 213111000 | 219724000 | 224950000 | 229151000 | 232071000 | 233492000 | 223107000 | 212273000 | 200891000 | 192684000 | 182846000 | 173254000 | 164739000 | 156641000 | 149343000 | 142534000 | 136443000 | 131264000 | 127028000 | 123496000 | 120829000 | 118936000 | 117941000 | 117809000 | 118744000 | 119755000
Transportation Pollutant Emissions Disaggregated[LDVs,PM10,freight,jet fuel tf] | NoSettings | 0 | 0 | 0 | 0 | 0 | 0 | 0 | 0 | 0 | 0 | 0 | 0 | 0 | 0 | 0 | 0 | 0 | 0 | 0 | 0 | 0 | 0 | 0 | 0 | 0 | 0 | 0 | 0 | 0 | 0 | 0
Transportation Pollutant Emissions Disaggregated[LDVs,PM10,freight,heavy or residual fuel oil tf] | NoSettings | 0 | 0 | 0 | 0 | 0 | 0 | 0 | 0 | 0 | 0 | 0 | 0 | 0 | 0 | 0 | 0 | 0 | 0 | 0 | 0 | 0 | 0 | 0 | 0 | 0 | 0 | 0 | 0 | 0 | 0 | 0
Transportation Pollutant Emissions Disaggregated[LDVs,PM10,freight,LPG propane or butane tf] | NoSettings | 0 | 0 | 0 | 0 | 0 | 0 | 0 | 0 | 0 | 0 | 0 | 0 | 0 | 0 | 0 | 0 | 0 | 0 | 0 | 0 | 0 | 0 | 0 | 0 | 0 | 0 | 0 | 0 | 0 | 0 | 0
Transportation Pollutant Emissions Disaggregated[LDVs,PM10,freight,hydrogen tf] | NoSettings | 0 | 0 | 0 | 0 | 0 | 0 | 0 | 0 | 0 | 0 | 0 | 0 | 0 | 0 | 0 | 0 | 0 | 0 | 0 | 0 | 0 | 0 | 0 | 0 | 0 | 0 | 0 | 0 | 0 | 0 | 0
Transportation Pollutant Emissions Disaggregated[LDVs,PM25,passenger,electricity tf] | NoSettings | 0 | 0 | 0 | 0 | 0 | 0 | 0 | 0 | 0 | 0 | 0 | 0 | 0 | 0 | 0 | 0 | 0 | 0 | 0 | 0 | 0 | 0 | 0 | 0 | 0 | 0 | 0 | 0 | 0 | 0 | 0
Transportation Pollutant Emissions Disaggregated[LDVs,PM25,passenger,natural gas tf] | NoSettings | 871138 | 853026 | 719462 | 591861 | 472293 | 363303 | 267391 | 186272 | 119505 | 67340.2 | 29963.1 | 7494.5 | 0 | 0 | 0 | 0 | 0 | 0 | 0 | 0 | 0 | 0 | 0 | 0 | 0 | 0 | 0 | 0 | 0 | 0 | 0
Transportation Pollutant Emissions Disaggregated[LDVs,PM25,passenger,petroleum gasoline tf] | NoSettings | 2786250000 | 3144900000 | 3115240000 | 3081420000 | 3019740000 | 2952280000 | 2879500000 | 2804600000 | 2728770000 | 2646140000 | 2550210000 | 2447630000 | 2340750000 | 2249730000 | 2158300000 | 2072890000 | 1983710000 | 1888570000 | 1785880000 | 1676740000 | 1568060000 | 1461030000 | 1360940000 | 1268480000 | 1179470000 | 1099970000 | 1029360000 | 967216000 | 912942000 | 865806000 | 825035000
Transportation Pollutant Emissions Disaggregated[LDVs,PM25,passenger,petroleum diesel tf] | NoSettings | 13728800 | 14034100 | 12502900 | 11003100 | 9447930 | 7958870 | 6540770 | 5189780 | 3926870 | 2748790 | 1643940 | 666684 | 0 | 0 | 0 | 0 | 0 | 0 | 0 | 0 | 0 | 0 | 0 | 0 | 0 | 0 | 0 | 0 | 0 | 0 | 0
Transportation Pollutant Emissions Disaggregated[LDVs,PM25,passenger,biofuel gasoline tf] | NoSettings | 208218000 | 235728000 | 234206000 | 232357000 | 228386000 | 223949000 | 219078000 | 214010000 | 208839000 | 202815000 | 196038000 | 188153000 | 179937000 | 172940000 | 165912000 | 159347000 | 152491000 | 145178000 | 137284000 | 128894000 | 120539000 | 112312000 | 104618000 | 97510700 | 90668100 | 84556700 | 79128600 | 74351700 | 70179500 | 66556100 | 63422000
Transportation Pollutant Emissions Disaggregated[LDVs,PM25,passenger,biofuel diesel tf] | NoSettings | 3379050 | 3882260 | 3859200 | 3766920 | 3569570 | 3304570 | 2973990 | 2576370 | 2123040 | 1615060 | 1047860 | 424949 | 0 | 0 | 0 | 0 | 0 | 0 | 0 | 0 | 0 | 0 | 0 | 0 | 0 | 0 | 0 | 0 | 0 | 0 | 0
Transportation Pollutant Emissions Disaggregated[LDVs,PM25,passenger,jet fuel tf] | NoSettings | 0 | 0 | 0 | 0 | 0 | 0 | 0 | 0 | 0 | 0 | 0 | 0 | 0 | 0 | 0 | 0 | 0 | 0 | 0 | 0 | 0 | 0 | 0 | 0 | 0 | 0 | 0 | 0 | 0 | 0 | 0
Transportation Pollutant Emissions Disaggregated[LDVs,PM25,passenger,heavy or residual fuel oil tf] | NoSettings | 0 | 0 | 0 | 0 | 0 | 0 | 0 | 0 | 0 | 0 | 0 | 0 | 0 | 0 | 0 | 0 | 0 | 0 | 0 | 0 | 0 | 0 | 0 | 0 | 0 | 0 | 0 | 0 | 0 | 0 | 0
Transportation Pollutant Emissions Disaggregated[LDVs,PM25,passenger,LPG propane or butane tf] | NoSettings | 0 | 0 | 0 | 0 | 0 | 0 | 0 | 0 | 0 | 0 | 0 | 0 | 0 | 0 | 0 | 0 | 0 | 0 | 0 | 0 | 0 | 0 | 0 | 0 | 0 | 0 | 0 | 0 | 0 | 0 | 0
Transportation Pollutant Emissions Disaggregated[LDVs,PM25,passenger,hydrogen tf] | NoSettings | 0 | 0 | 0 | 0 | 0 | 0 | 0 | 0 | 0 | 0 | 0 | 0 | 0 | 0 | 0 | 0 | 0 | 0 | 0 | 0 | 0 | 0 | 0 | 0 | 0 | 0 | 0 | 0 | 0 | 0 | 0
Transportation Pollutant Emissions Disaggregated[LDVs,PM25,freight,electricity tf] | NoSettings | 0 | 0 | 0 | 0 | 0 | 0 | 0 | 0 | 0 | 0 | 0 | 0 | 0 | 0 | 0 | 0 | 0 | 0 | 0 | 0 | 0 | 0 | 0 | 0 | 0 | 0 | 0 | 0 | 0 | 0 | 0
Transportation Pollutant Emissions Disaggregated[LDVs,PM25,freight,natural gas tf] | NoSettings | 622136 | 613950 | 554857 | 493634 | 431812 | 371014 | 312997 | 259364 | 209559 | 163838 | 122543 | 86547.1 | 56201.2 | 31504 | 28154 | 23819 | 18488.3 | 14823.3 | 11750.3 | 9441.66 | 7788.88 | 6269.53 | 5079.57 | 3998.99 | 3184.57 | 2593.34 | 2057.08 | 1578.16 | 1158.14 | 883.362 | 643.918
Transportation Pollutant Emissions Disaggregated[LDVs,PM25,freight,petroleum gasoline tf] | NoSettings | 203741000 | 221236000 | 220097000 | 219313000 | 217780000 | 215608000 | 213906000 | 211515000 | 208682000 | 205573000 | 201678000 | 198221000 | 194250000 | 190719000 | 181508000 | 173963000 | 166676000 | 158707000 | 151319000 | 143949000 | 136954000 | 130966000 | 126009000 | 122149000 | 119415000 | 117472000 | 116374000 | 116097000 | 116631000 | 117996000 | 119408000
Transportation Pollutant Emissions Disaggregated[LDVs,PM25,freight,petroleum diesel tf] | NoSettings | 248414000 | 260064000 | 248569000 | 236915000 | 224524000 | 211413000 | 199047000 | 186646000 | 174583000 | 162692000 | 150885000 | 144174000 | 137173000 | 129818000 | 124515000 | 118157000 | 111958000 | 106456000 | 101223000 | 96506700 | 92106800 | 88170700 | 84823900 | 82086400 | 79804200 | 78081000 | 76857800 | 76214400 | 76129000 | 76733800 | 77387200
Transportation Pollutant Emissions Disaggregated[LDVs,PM25,freight,biofuel gasoline tf] | NoSettings | 15225700 | 16582900 | 16547100 | 16537500 | 16470900 | 16355200 | 16274300 | 16140100 | 15971000 | 15756300 | 15503200 | 15237500 | 14932300 | 14660800 | 13952700 | 13372800 | 12812600 | 12200000 | 11632100 | 11065600 | 10527800 | 10067500 | 9686480 | 9389730 | 9179550 | 9030190 | 8945820 | 8924550 | 8965540 | 9070470 | 9179020
Transportation Pollutant Emissions Disaggregated[LDVs,PM25,freight,biofuel diesel tf] | NoSettings | 61141700 | 71941900 | 76724500 | 81107600 | 84828600 | 87780200 | 90503900 | 92656600 | 94387100 | 95589800 | 96175300 | 91897700 | 87434900 | 82746700 | 79366500 | 75314100 | 71363000 | 67856000 | 64520100 | 61514100 | 58709600 | 56200600 | 54067400 | 52322500 | 50867800 | 49769400 | 48989700 | 48579600 | 48525200 | 48910700 | 49327100
Transportation Pollutant Emissions Disaggregated[LDVs,PM25,freight,jet fuel tf] | NoSettings | 0 | 0 | 0 | 0 | 0 | 0 | 0 | 0 | 0 | 0 | 0 | 0 | 0 | 0 | 0 | 0 | 0 | 0 | 0 | 0 | 0 | 0 | 0 | 0 | 0 | 0 | 0 | 0 | 0 | 0 | 0
Transportation Pollutant Emissions Disaggregated[LDVs,PM25,freight,heavy or residual fuel oil tf] | NoSettings | 0 | 0 | 0 | 0 | 0 | 0 | 0 | 0 | 0 | 0 | 0 | 0 | 0 | 0 | 0 | 0 | 0 | 0 | 0 | 0 | 0 | 0 | 0 | 0 | 0 | 0 | 0 | 0 | 0 | 0 | 0
Transportation Pollutant Emissions Disaggregated[LDVs,PM25,freight,LPG propane or butane tf] | NoSettings | 0 | 0 | 0 | 0 | 0 | 0 | 0 | 0 | 0 | 0 | 0 | 0 | 0 | 0 | 0 | 0 | 0 | 0 | 0 | 0 | 0 | 0 | 0 | 0 | 0 | 0 | 0 | 0 | 0 | 0 | 0
Transportation Pollutant Emissions Disaggregated[LDVs,PM25,freight,hydrogen tf] | NoSettings | 0 | 0 | 0 | 0 | 0 | 0 | 0 | 0 | 0 | 0 | 0 | 0 | 0 | 0 | 0 | 0 | 0 | 0 | 0 | 0 | 0 | 0 | 0 | 0 | 0 | 0 | 0 | 0 | 0 | 0 | 0
Transportation Pollutant Emissions Disaggregated[LDVs,SOx,passenger,electricity tf] | NoSettings | 0 | 0 | 0 | 0 | 0 | 0 | 0 | 0 | 0 | 0 | 0 | 0 | 0 | 0 | 0 | 0 | 0 | 0 | 0 | 0 | 0 | 0 | 0 | 0 | 0 | 0 | 0 | 0 | 0 | 0 | 0
Transportation Pollutant Emissions Disaggregated[LDVs,SOx,passenger,natural gas tf] | NoSettings | 112736 | 110392 | 93106.8 | 76593.7 | 61120.3 | 47015.7 | 34603.5 | 24105.8 | 15465.4 | 8714.61 | 3877.58 | 969.876 | 0 | 0 | 0 | 0 | 0 | 0 | 0 | 0 | 0 | 0 | 0 | 0 | 0 | 0 | 0 | 0 | 0 | 0 | 0
Transportation Pollutant Emissions Disaggregated[LDVs,SOx,passenger,petroleum gasoline tf] | NoSettings | 582753000 | 657766000 | 651562000 | 644489000 | 631589000 | 617479000 | 602259000 | 586592000 | 570731000 | 553450000 | 533385000 | 511931000 | 489576000 | 470539000 | 451416000 | 433552000 | 414900000 | 395001000 | 373523000 | 350697000 | 327965000 | 305579000 | 284645000 | 265308000 | 246690000 | 230063000 | 215294000 | 202297000 | 190945000 | 181086000 | 172559000
Transportation Pollutant Emissions Disaggregated[LDVs,SOx,passenger,petroleum diesel tf] | NoSettings | 2763130 | 2824570 | 2516390 | 2214550 | 1901540 | 1601840 | 1316430 | 1044520 | 790342 | 553236 | 330868 | 134180 | 0 | 0 | 0 | 0 | 0 | 0 | 0 | 0 | 0 | 0 | 0 | 0 | 0 | 0 | 0 | 0 | 0 | 0 | 0
Transportation Pollutant Emissions Disaggregated[LDVs,SOx,passenger,biofuel gasoline tf] | NoSettings | 14064500 | 15922700 | 15819900 | 15695000 | 15426800 | 15127100 | 14798100 | 14455700 | 14106400 | 13699600 | 13241800 | 12709200 | 12154200 | 11681600 | 11206900 | 10763400 | 10300300 | 9806300 | 9273090 | 8706420 | 8142070 | 7586340 | 7066620 | 6586560 | 6124350 | 5711550 | 5344900 | 5022230 | 4740420 | 4495670 | 4283960
Transportation Pollutant Emissions Disaggregated[LDVs,SOx,passenger,biofuel diesel tf] | NoSettings | 0 | 0 | 0 | 0 | 0 | 0 | 0 | 0 | 0 | 0 | 0 | 0 | 0 | 0 | 0 | 0 | 0 | 0 | 0 | 0 | 0 | 0 | 0 | 0 | 0 | 0 | 0 | 0 | 0 | 0 | 0
Transportation Pollutant Emissions Disaggregated[LDVs,SOx,passenger,jet fuel tf] | NoSettings | 0 | 0 | 0 | 0 | 0 | 0 | 0 | 0 | 0 | 0 | 0 | 0 | 0 | 0 | 0 | 0 | 0 | 0 | 0 | 0 | 0 | 0 | 0 | 0 | 0 | 0 | 0 | 0 | 0 | 0 | 0
Transportation Pollutant Emissions Disaggregated[LDVs,SOx,passenger,heavy or residual fuel oil tf] | NoSettings | 0 | 0 | 0 | 0 | 0 | 0 | 0 | 0 | 0 | 0 | 0 | 0 | 0 | 0 | 0 | 0 | 0 | 0 | 0 | 0 | 0 | 0 | 0 | 0 | 0 | 0 | 0 | 0 | 0 | 0 | 0
Transportation Pollutant Emissions Disaggregated[LDVs,SOx,passenger,LPG propane or butane tf] | NoSettings | 0 | 0 | 0 | 0 | 0 | 0 | 0 | 0 | 0 | 0 | 0 | 0 | 0 | 0 | 0 | 0 | 0 | 0 | 0 | 0 | 0 | 0 | 0 | 0 | 0 | 0 | 0 | 0 | 0 | 0 | 0
Transportation Pollutant Emissions Disaggregated[LDVs,SOx,passenger,hydrogen tf] | NoSettings | 0 | 0 | 0 | 0 | 0 | 0 | 0 | 0 | 0 | 0 | 0 | 0 | 0 | 0 | 0 | 0 | 0 | 0 | 0 | 0 | 0 | 0 | 0 | 0 | 0 | 0 | 0 | 0 | 0 | 0 | 0
Transportation Pollutant Emissions Disaggregated[LDVs,SOx,freight,electricity tf] | NoSettings | 0 | 0 | 0 | 0 | 0 | 0 | 0 | 0 | 0 | 0 | 0 | 0 | 0 | 0 | 0 | 0 | 0 | 0 | 0 | 0 | 0 | 0 | 0 | 0 | 0 | 0 | 0 | 0 | 0 | 0 | 0
Transportation Pollutant Emissions Disaggregated[LDVs,SOx,freight,natural gas tf] | NoSettings | 80511.7 | 79452.4 | 71805.1 | 63882.1 | 55881.6 | 48013.5 | 40505.4 | 33564.8 | 27119.4 | 21202.6 | 15858.5 | 11200.2 | 7273.1 | 4076.99 | 3643.46 | 3082.45 | 2392.6 | 1918.31 | 1520.63 | 1221.86 | 1007.97 | 811.351 | 657.356 | 517.516 | 412.121 | 335.608 | 266.21 | 204.233 | 149.877 | 114.317 | 83.3306
Transportation Pollutant Emissions Disaggregated[LDVs,SOx,freight,petroleum gasoline tf] | NoSettings | 42613100 | 46272400 | 46034200 | 45870200 | 45549500 | 45095200 | 44739200 | 44239100 | 43646600 | 42996400 | 42181600 | 41458700 | 40628100 | 39889500 | 37963000 | 36385000 | 34860900 | 33194200 | 31648900 | 30107500 | 28644400 | 27392000 | 26355300 | 25547900 | 24976000 | 24569600 | 24340000 | 24282200 | 24393700 | 24679200 | 24974500
Transportation Pollutant Emissions Disaggregated[LDVs,SOx,freight,petroleum diesel tf] | NoSettings | 49997000 | 52341900 | 50028200 | 47682700 | 45188900 | 42550200 | 40061300 | 37565300 | 35137400 | 32744200 | 30367900 | 29017300 | 27608100 | 26127800 | 25060500 | 23780900 | 22533300 | 21425900 | 20372600 | 19423400 | 18537900 | 17745700 | 17072100 | 16521100 | 16061800 | 15715000 | 15468800 | 15339300 | 15322100 | 15443800 | 15575400
Transportation Pollutant Emissions Disaggregated[LDVs,SOx,freight,biofuel gasoline tf] | NoSettings | 1028450 | 1120130 | 1117710 | 1117060 | 1112560 | 1104750 | 1099280 | 1090220 | 1078790 | 1064290 | 1047200 | 1029250 | 1008630 | 990293 | 942464 | 903289 | 865453 | 824076 | 785713 | 747446 | 711122 | 680030 | 654293 | 634248 | 620051 | 609962 | 604263 | 602826 | 605595 | 612683 | 620015
Transportation Pollutant Emissions Disaggregated[LDVs,SOx,freight,biofuel diesel tf] | NoSettings | 0 | 0 | 0 | 0 | 0 | 0 | 0 | 0 | 0 | 0 | 0 | 0 | 0 | 0 | 0 | 0 | 0 | 0 | 0 | 0 | 0 | 0 | 0 | 0 | 0 | 0 | 0 | 0 | 0 | 0 | 0
Transportation Pollutant Emissions Disaggregated[LDVs,SOx,freight,jet fuel tf] | NoSettings | 0 | 0 | 0 | 0 | 0 | 0 | 0 | 0 | 0 | 0 | 0 | 0 | 0 | 0 | 0 | 0 | 0 | 0 | 0 | 0 | 0 | 0 | 0 | 0 | 0 | 0 | 0 | 0 | 0 | 0 | 0
Transportation Pollutant Emissions Disaggregated[LDVs,SOx,freight,heavy or residual fuel oil tf] | NoSettings | 0 | 0 | 0 | 0 | 0 | 0 | 0 | 0 | 0 | 0 | 0 | 0 | 0 | 0 | 0 | 0 | 0 | 0 | 0 | 0 | 0 | 0 | 0 | 0 | 0 | 0 | 0 | 0 | 0 | 0 | 0
Transportation Pollutant Emissions Disaggregated[LDVs,SOx,freight,LPG propane or butane tf] | NoSettings | 0 | 0 | 0 | 0 | 0 | 0 | 0 | 0 | 0 | 0 | 0 | 0 | 0 | 0 | 0 | 0 | 0 | 0 | 0 | 0 | 0 | 0 | 0 | 0 | 0 | 0 | 0 | 0 | 0 | 0 | 0
Transportation Pollutant Emissions Disaggregated[LDVs,SOx,freight,hydrogen tf] | NoSettings | 0 | 0 | 0 | 0 | 0 | 0 | 0 | 0 | 0 | 0 | 0 | 0 | 0 | 0 | 0 | 0 | 0 | 0 | 0 | 0 | 0 | 0 | 0 | 0 | 0 | 0 | 0 | 0 | 0 | 0 | 0
Transportation Pollutant Emissions Disaggregated[LDVs,BC,passenger,electricity tf] | NoSettings | 0 | 0 | 0 | 0 | 0 | 0 | 0 | 0 | 0 | 0 | 0 | 0 | 0 | 0 | 0 | 0 | 0 | 0 | 0 | 0 | 0 | 0 | 0 | 0 | 0 | 0 | 0 | 0 | 0 | 0 | 0
Transportation Pollutant Emissions Disaggregated[LDVs,BC,passenger,natural gas tf] | NoSettings | 161650 | 158289 | 133504 | 109827 | 87639.4 | 67415 | 49617.5 | 34565 | 22175.6 | 12495.7 | 5560 | 1390.69 | 0 | 0 | 0 | 0 | 0 | 0 | 0 | 0 | 0 | 0 | 0 | 0 | 0 | 0 | 0 | 0 | 0 | 0 | 0
Transportation Pollutant Emissions Disaggregated[LDVs,BC,passenger,petroleum gasoline tf] | NoSettings | 515565000 | 581929000 | 576441000 | 570184000 | 558770000 | 546288000 | 532822000 | 518962000 | 504929000 | 489641000 | 471889000 | 452908000 | 433131000 | 416289000 | 399371000 | 383566000 | 367065000 | 349460000 | 330458000 | 310264000 | 290152000 | 270348000 | 251827000 | 234720000 | 218248000 | 203538000 | 190472000 | 178973000 | 168930000 | 160208000 | 152664000
Transportation Pollutant Emissions Disaggregated[LDVs,BC,passenger,petroleum diesel tf] | NoSettings | 2279990 | 2330690 | 2076390 | 1827330 | 1569050 | 1321760 | 1086250 | 861885 | 652149 | 456502 | 273015 | 110719 | 0 | 0 | 0 | 0 | 0 | 0 | 0 | 0 | 0 | 0 | 0 | 0 | 0 | 0 | 0 | 0 | 0 | 0 | 0
Transportation Pollutant Emissions Disaggregated[LDVs,BC,passenger,biofuel gasoline tf] | NoSettings | 38598100 | 43697600 | 43415500 | 43072800 | 42336700 | 41514200 | 40611300 | 39671700 | 38713100 | 37596600 | 36340300 | 34878600 | 33355500 | 32058500 | 30755700 | 29538600 | 28267800 | 26912000 | 25448700 | 23893600 | 22344800 | 20819600 | 19393400 | 18075900 | 16807400 | 15674600 | 14668300 | 13782800 | 13009400 | 12337700 | 11756700
Transportation Pollutant Emissions Disaggregated[LDVs,BC,passenger,biofuel diesel tf] | NoSettings | 561614 | 645252 | 641419 | 626081 | 593280 | 549236 | 494292 | 428205 | 352860 | 268431 | 174160 | 70628.7 | 0 | 0 | 0 | 0 | 0 | 0 | 0 | 0 | 0 | 0 | 0 | 0 | 0 | 0 | 0 | 0 | 0 | 0 | 0
Transportation Pollutant Emissions Disaggregated[LDVs,BC,passenger,jet fuel tf] | NoSettings | 0 | 0 | 0 | 0 | 0 | 0 | 0 | 0 | 0 | 0 | 0 | 0 | 0 | 0 | 0 | 0 | 0 | 0 | 0 | 0 | 0 | 0 | 0 | 0 | 0 | 0 | 0 | 0 | 0 | 0 | 0
Transportation Pollutant Emissions Disaggregated[LDVs,BC,passenger,heavy or residual fuel oil tf] | NoSettings | 0 | 0 | 0 | 0 | 0 | 0 | 0 | 0 | 0 | 0 | 0 | 0 | 0 | 0 | 0 | 0 | 0 | 0 | 0 | 0 | 0 | 0 | 0 | 0 | 0 | 0 | 0 | 0 | 0 | 0 | 0
Transportation Pollutant Emissions Disaggregated[LDVs,BC,passenger,LPG propane or butane tf] | NoSettings | 0 | 0 | 0 | 0 | 0 | 0 | 0 | 0 | 0 | 0 | 0 | 0 | 0 | 0 | 0 | 0 | 0 | 0 | 0 | 0 | 0 | 0 | 0 | 0 | 0 | 0 | 0 | 0 | 0 | 0 | 0
Transportation Pollutant Emissions Disaggregated[LDVs,BC,passenger,hydrogen tf] | NoSettings | 0 | 0 | 0 | 0 | 0 | 0 | 0 | 0 | 0 | 0 | 0 | 0 | 0 | 0 | 0 | 0 | 0 | 0 | 0 | 0 | 0 | 0 | 0 | 0 | 0 | 0 | 0 | 0 | 0 | 0 | 0
Transportation Pollutant Emissions Disaggregated[LDVs,BC,freight,electricity tf] | NoSettings | 0 | 0 | 0 | 0 | 0 | 0 | 0 | 0 | 0 | 0 | 0 | 0 | 0 | 0 | 0 | 0 | 0 | 0 | 0 | 0 | 0 | 0 | 0 | 0 | 0 | 0 | 0 | 0 | 0 | 0 | 0
Transportation Pollutant Emissions Disaggregated[LDVs,BC,freight,natural gas tf] | NoSettings | 115444 | 113926 | 102960 | 91599.5 | 80127.8 | 68845.8 | 58080.1 | 48128 | 38886.1 | 30402 | 22739.3 | 16059.8 | 10428.8 | 5845.93 | 5224.3 | 4419.88 | 3430.71 | 2750.63 | 2180.41 | 1752.01 | 1445.32 | 1163.38 | 942.573 | 742.059 | 590.934 | 481.223 | 381.714 | 292.846 | 214.907 | 163.918 | 119.486
Transportation Pollutant Emissions Disaggregated[LDVs,BC,freight,petroleum gasoline tf] | NoSettings | 37700100 | 40937500 | 40726700 | 40581600 | 40297900 | 39896000 | 39581100 | 39138600 | 38614400 | 38039200 | 37318300 | 36678800 | 35943900 | 35290500 | 33586100 | 32190000 | 30841700 | 29367100 | 28000000 | 26636300 | 25341800 | 24233900 | 23316700 | 22602300 | 22096400 | 21736900 | 21533800 | 21482600 | 21581300 | 21833800 | 22095100
Transportation Pollutant Emissions Disaggregated[LDVs,BC,freight,petroleum diesel tf] | NoSettings | 41254900 | 43189800 | 41280700 | 39345200 | 37287500 | 35110200 | 33056500 | 30996900 | 28993500 | 27018800 | 25058000 | 23943500 | 22780700 | 21559300 | 20678600 | 19622700 | 18593300 | 17679600 | 16810400 | 16027200 | 15296500 | 14642800 | 14087000 | 13632400 | 13253400 | 12967200 | 12764000 | 12657200 | 12643000 | 12743400 | 12852000
Transportation Pollutant Emissions Disaggregated[LDVs,BC,freight,biofuel gasoline tf] | NoSettings | 2822440 | 3074030 | 3067390 | 3065610 | 3053270 | 3031820 | 3016830 | 2991950 | 2960600 | 2920790 | 2873880 | 2824630 | 2768040 | 2717720 | 2586460 | 2478950 | 2375110 | 2261560 | 2156280 | 2051260 | 1951570 | 1866250 | 1795620 | 1740610 | 1701640 | 1673960 | 1658320 | 1654370 | 1661970 | 1681420 | 1701540
Transportation Pollutant Emissions Disaggregated[LDVs,BC,freight,biofuel diesel tf] | NoSettings | 10162100 | 11957100 | 12752000 | 13480500 | 14098900 | 14589500 | 15042200 | 15400000 | 15687600 | 15887500 | 15984800 | 15273900 | 14532100 | 13752900 | 13191100 | 12517600 | 11860900 | 11278000 | 10723600 | 10223900 | 9757820 | 9340830 | 8986270 | 8696260 | 8454480 | 8271930 | 8142330 | 8074180 | 8065130 | 8129200 | 8198420
Transportation Pollutant Emissions Disaggregated[LDVs,BC,freight,jet fuel tf] | NoSettings | 0 | 0 | 0 | 0 | 0 | 0 | 0 | 0 | 0 | 0 | 0 | 0 | 0 | 0 | 0 | 0 | 0 | 0 | 0 | 0 | 0 | 0 | 0 | 0 | 0 | 0 | 0 | 0 | 0 | 0 | 0
Transportation Pollutant Emissions Disaggregated[LDVs,BC,freight,heavy or residual fuel oil tf] | NoSettings | 0 | 0 | 0 | 0 | 0 | 0 | 0 | 0 | 0 | 0 | 0 | 0 | 0 | 0 | 0 | 0 | 0 | 0 | 0 | 0 | 0 | 0 | 0 | 0 | 0 | 0 | 0 | 0 | 0 | 0 | 0
Transportation Pollutant Emissions Disaggregated[LDVs,BC,freight,LPG propane or butane tf] | NoSettings | 0 | 0 | 0 | 0 | 0 | 0 | 0 | 0 | 0 | 0 | 0 | 0 | 0 | 0 | 0 | 0 | 0 | 0 | 0 | 0 | 0 | 0 | 0 | 0 | 0 | 0 | 0 | 0 | 0 | 0 | 0
Transportation Pollutant Emissions Disaggregated[LDVs,BC,freight,hydrogen tf] | NoSettings | 0 | 0 | 0 | 0 | 0 | 0 | 0 | 0 | 0 | 0 | 0 | 0 | 0 | 0 | 0 | 0 | 0 | 0 | 0 | 0 | 0 | 0 | 0 | 0 | 0 | 0 | 0 | 0 | 0 | 0 | 0
Transportation Pollutant Emissions Disaggregated[LDVs,OC,passenger,electricity tf] | NoSettings | 0 | 0 | 0 | 0 | 0 | 0 | 0 | 0 | 0 | 0 | 0 | 0 | 0 | 0 | 0 | 0 | 0 | 0 | 0 | 0 | 0 | 0 | 0 | 0 | 0 | 0 | 0 | 0 | 0 | 0 | 0
Transportation Pollutant Emissions Disaggregated[LDVs,OC,passenger,natural gas tf] | NoSettings | 305131 | 298787 | 252004 | 207310 | 165429 | 127253 | 93658.3 | 65245.1 | 41858.8 | 23587.1 | 10495.1 | 2625.08 | 0 | 0 | 0 | 0 | 0 | 0 | 0 | 0 | 0 | 0 | 0 | 0 | 0 | 0 | 0 | 0 | 0 | 0 | 0
Transportation Pollutant Emissions Disaggregated[LDVs,OC,passenger,petroleum gasoline tf] | NoSettings | 976283000 | 1101950000 | 1091560000 | 1079710000 | 1058100000 | 1034460000 | 1008960000 | 982715000 | 956143000 | 927192000 | 893577000 | 857635000 | 820184000 | 788291000 | 756255000 | 726328000 | 695080000 | 661743000 | 625761000 | 587520000 | 549437000 | 511936000 | 476864000 | 444469000 | 413279000 | 385422000 | 360680000 | 338907000 | 319889000 | 303373000 | 289087000
Transportation Pollutant Emissions Disaggregated[LDVs,OC,passenger,petroleum diesel tf] | NoSettings | 2117130 | 2164210 | 1928080 | 1696810 | 1456980 | 1227350 | 1008660 | 800322 | 605567 | 423894 | 253514 | 102810 | 0 | 0 | 0 | 0 | 0 | 0 | 0 | 0 | 0 | 0 | 0 | 0 | 0 | 0 | 0 | 0 | 0 | 0 | 0
Transportation Pollutant Emissions Disaggregated[LDVs,OC,passenger,biofuel gasoline tf] | NoSettings | 72966300 | 82606500 | 82073100 | 81425300 | 80033800 | 78479000 | 76772000 | 74995900 | 73183700 | 71073000 | 68698100 | 65934900 | 63055700 | 60603800 | 58140900 | 55840100 | 53437800 | 50874800 | 48108500 | 45168600 | 42240800 | 39357700 | 36661400 | 34170900 | 31773000 | 29631300 | 27729200 | 26055200 | 24593100 | 23323400 | 22225100
Transportation Pollutant Emissions Disaggregated[LDVs,OC,passenger,biofuel diesel tf] | NoSettings | 521499 | 599162 | 595603 | 581361 | 550903 | 510005 | 458985 | 397619 | 327655 | 249257 | 161720 | 65583.8 | 0 | 0 | 0 | 0 | 0 | 0 | 0 | 0 | 0 | 0 | 0 | 0 | 0 | 0 | 0 | 0 | 0 | 0 | 0
Transportation Pollutant Emissions Disaggregated[LDVs,OC,passenger,jet fuel tf] | NoSettings | 0 | 0 | 0 | 0 | 0 | 0 | 0 | 0 | 0 | 0 | 0 | 0 | 0 | 0 | 0 | 0 | 0 | 0 | 0 | 0 | 0 | 0 | 0 | 0 | 0 | 0 | 0 | 0 | 0 | 0 | 0
Transportation Pollutant Emissions Disaggregated[LDVs,OC,passenger,heavy or residual fuel oil tf] | NoSettings | 0 | 0 | 0 | 0 | 0 | 0 | 0 | 0 | 0 | 0 | 0 | 0 | 0 | 0 | 0 | 0 | 0 | 0 | 0 | 0 | 0 | 0 | 0 | 0 | 0 | 0 | 0 | 0 | 0 | 0 | 0
Transportation Pollutant Emissions Disaggregated[LDVs,OC,passenger,LPG propane or butane tf] | NoSettings | 0 | 0 | 0 | 0 | 0 | 0 | 0 | 0 | 0 | 0 | 0 | 0 | 0 | 0 | 0 | 0 | 0 | 0 | 0 | 0 | 0 | 0 | 0 | 0 | 0 | 0 | 0 | 0 | 0 | 0 | 0
Transportation Pollutant Emissions Disaggregated[LDVs,OC,passenger,hydrogen tf] | NoSettings | 0 | 0 | 0 | 0 | 0 | 0 | 0 | 0 | 0 | 0 | 0 | 0 | 0 | 0 | 0 | 0 | 0 | 0 | 0 | 0 | 0 | 0 | 0 | 0 | 0 | 0 | 0 | 0 | 0 | 0 | 0
Transportation Pollutant Emissions Disaggregated[LDVs,OC,freight,electricity tf] | NoSettings | 0 | 0 | 0 | 0 | 0 | 0 | 0 | 0 | 0 | 0 | 0 | 0 | 0 | 0 | 0 | 0 | 0 | 0 | 0 | 0 | 0 | 0 | 0 | 0 | 0 | 0 | 0 | 0 | 0 | 0 | 0
Transportation Pollutant Emissions Disaggregated[LDVs,OC,freight,natural gas tf] | NoSettings | 217914 | 215047 | 194348 | 172904 | 151250 | 129954 | 109632 | 90846.8 | 73401.7 | 57387.1 | 42922.9 | 30314.6 | 19685.5 | 11034.8 | 9861.44 | 8343 | 6475.84 | 5192.11 | 4115.76 | 3307.1 | 2728.19 | 2196.01 | 1779.21 | 1400.72 | 1115.45 | 908.361 | 720.527 | 552.779 | 405.66 | 309.413 | 225.544
Transportation Pollutant Emissions Disaggregated[LDVs,OC,freight,petroleum gasoline tf] | NoSettings | 71389500 | 77519900 | 77120800 | 76846000 | 76308800 | 75547700 | 74951400 | 74113600 | 73120900 | 72031600 | 70666600 | 69455500 | 68064000 | 66826700 | 63599200 | 60955600 | 58402300 | 55610100 | 53021300 | 50439000 | 47987700 | 45889600 | 44152800 | 42800200 | 41842100 | 41161300 | 40776700 | 40679800 | 40866600 | 41344900 | 41839700
Transportation Pollutant Emissions Disaggregated[LDVs,OC,freight,petroleum diesel tf] | NoSettings | 38308100 | 40104800 | 38332000 | 36534900 | 34624100 | 32602300 | 30695300 | 28782800 | 26922600 | 25088900 | 23268200 | 22233300 | 21153500 | 20019300 | 19201500 | 18221100 | 17265200 | 16416700 | 15609700 | 14882400 | 14203900 | 13596900 | 13080800 | 12658600 | 12306700 | 12041000 | 11852300 | 11753100 | 11739900 | 11833200 | 11934000
Transportation Pollutant Emissions Disaggregated[LDVs,OC,freight,biofuel gasoline tf] | NoSettings | 5335580 | 5811190 | 5798620 | 5795260 | 5771940 | 5731390 | 5703040 | 5656010 | 5596750 | 5521500 | 5432820 | 5339710 | 5232730 | 5137610 | 4889480 | 4686240 | 4489940 | 4275280 | 4076260 | 3877730 | 3689280 | 3527980 | 3394450 | 3290460 | 3216800 | 3164470 | 3134900 | 3127440 | 3141810 | 3178580 | 3216620
Transportation Pollutant Emissions Disaggregated[LDVs,OC,freight,biofuel diesel tf] | NoSettings | 9436190 | 11103000 | 11841100 | 12517600 | 13091900 | 13547400 | 13967800 | 14300000 | 14567100 | 14752700 | 14843000 | 14182900 | 13494100 | 12770600 | 12248900 | 11623500 | 11013700 | 10472400 | 9957600 | 9493670 | 9060840 | 8673620 | 8344390 | 8075100 | 7850590 | 7681070 | 7560740 | 7497450 | 7489050 | 7548540 | 7612820
Transportation Pollutant Emissions Disaggregated[LDVs,OC,freight,jet fuel tf] | NoSettings | 0 | 0 | 0 | 0 | 0 | 0 | 0 | 0 | 0 | 0 | 0 | 0 | 0 | 0 | 0 | 0 | 0 | 0 | 0 | 0 | 0 | 0 | 0 | 0 | 0 | 0 | 0 | 0 | 0 | 0 | 0
Transportation Pollutant Emissions Disaggregated[LDVs,OC,freight,heavy or residual fuel oil tf] | NoSettings | 0 | 0 | 0 | 0 | 0 | 0 | 0 | 0 | 0 | 0 | 0 | 0 | 0 | 0 | 0 | 0 | 0 | 0 | 0 | 0 | 0 | 0 | 0 | 0 | 0 | 0 | 0 | 0 | 0 | 0 | 0
Transportation Pollutant Emissions Disaggregated[LDVs,OC,freight,LPG propane or butane tf] | NoSettings | 0 | 0 | 0 | 0 | 0 | 0 | 0 | 0 | 0 | 0 | 0 | 0 | 0 | 0 | 0 | 0 | 0 | 0 | 0 | 0 | 0 | 0 | 0 | 0 | 0 | 0 | 0 | 0 | 0 | 0 | 0
Transportation Pollutant Emissions Disaggregated[LDVs,OC,freight,hydrogen tf] | NoSettings | 0 | 0 | 0 | 0 | 0 | 0 | 0 | 0 | 0 | 0 | 0 | 0 | 0 | 0 | 0 | 0 | 0 | 0 | 0 | 0 | 0 | 0 | 0 | 0 | 0 | 0 | 0 | 0 | 0 | 0 | 0
Transportation Pollutant Emissions Disaggregated[LDVs,CH4,passenger,electricity tf] | NoSettings | 0 | 0 | 0 | 0 | 0 | 0 | 0 | 0 | 0 | 0 | 0 | 0 | 0 | 0 | 0 | 0 | 0 | 0 | 0 | 0 | 0 | 0 | 0 | 0 | 0 | 0 | 0 | 0 | 0 | 0 | 0
Transportation Pollutant Emissions Disaggregated[LDVs,CH4,passenger,natural gas tf] | NoSettings | 465849 | 456164 | 384739 | 316503 | 252563 | 194280 | 142990 | 99610.9 | 63906.6 | 36010.8 | 16023 | 4007.75 | 0 | 0 | 0 | 0 | 0 | 0 | 0 | 0 | 0 | 0 | 0 | 0 | 0 | 0 | 0 | 0 | 0 | 0 | 0
Transportation Pollutant Emissions Disaggregated[LDVs,CH4,passenger,petroleum gasoline tf] | NoSettings | 4113550000 | 4643050000 | 4599260000 | 4549340000 | 4458270000 | 4358680000 | 4251240000 | 4140650000 | 4028690000 | 3906710000 | 3765070000 | 3613630000 | 3455830000 | 3321450000 | 3186470000 | 3060370000 | 2928710000 | 2788240000 | 2636630000 | 2475510000 | 2315040000 | 2157030000 | 2009260000 | 1872760000 | 1741340000 | 1623970000 | 1519720000 | 1427980000 | 1347850000 | 1278260000 | 1218060000
Transportation Pollutant Emissions Disaggregated[LDVs,CH4,passenger,petroleum diesel tf] | NoSettings | 16285600 | 16647800 | 14831400 | 13052400 | 11207500 | 9441120 | 7758920 | 6156320 | 4658200 | 3260730 | 1950110 | 790847 | 0 | 0 | 0 | 0 | 0 | 0 | 0 | 0 | 0 | 0 | 0 | 0 | 0 | 0 | 0 | 0 | 0 | 0 | 0
Transportation Pollutant Emissions Disaggregated[LDVs,CH4,passenger,biofuel gasoline tf] | NoSettings | 0 | 0 | 0 | 0 | 0 | 0 | 0 | 0 | 0 | 0 | 0 | 0 | 0 | 0 | 0 | 0 | 0 | 0 | 0 | 0 | 0 | 0 | 0 | 0 | 0 | 0 | 0 | 0 | 0 | 0 | 0
Transportation Pollutant Emissions Disaggregated[LDVs,CH4,passenger,biofuel diesel tf] | NoSettings | 0 | 0 | 0 | 0 | 0 | 0 | 0 | 0 | 0 | 0 | 0 | 0 | 0 | 0 | 0 | 0 | 0 | 0 | 0 | 0 | 0 | 0 | 0 | 0 | 0 | 0 | 0 | 0 | 0 | 0 | 0
Transportation Pollutant Emissions Disaggregated[LDVs,CH4,passenger,jet fuel tf] | NoSettings | 0 | 0 | 0 | 0 | 0 | 0 | 0 | 0 | 0 | 0 | 0 | 0 | 0 | 0 | 0 | 0 | 0 | 0 | 0 | 0 | 0 | 0 | 0 | 0 | 0 | 0 | 0 | 0 | 0 | 0 | 0
Transportation Pollutant Emissions Disaggregated[LDVs,CH4,passenger,heavy or residual fuel oil tf] | NoSettings | 0 | 0 | 0 | 0 | 0 | 0 | 0 | 0 | 0 | 0 | 0 | 0 | 0 | 0 | 0 | 0 | 0 | 0 | 0 | 0 | 0 | 0 | 0 | 0 | 0 | 0 | 0 | 0 | 0 | 0 | 0
Transportation Pollutant Emissions Disaggregated[LDVs,CH4,passenger,LPG propane or butane tf] | NoSettings | 0 | 0 | 0 | 0 | 0 | 0 | 0 | 0 | 0 | 0 | 0 | 0 | 0 | 0 | 0 | 0 | 0 | 0 | 0 | 0 | 0 | 0 | 0 | 0 | 0 | 0 | 0 | 0 | 0 | 0 | 0
Transportation Pollutant Emissions Disaggregated[LDVs,CH4,passenger,hydrogen tf] | NoSettings | 0 | 0 | 0 | 0 | 0 | 0 | 0 | 0 | 0 | 0 | 0 | 0 | 0 | 0 | 0 | 0 | 0 | 0 | 0 | 0 | 0 | 0 | 0 | 0 | 0 | 0 | 0 | 0 | 0 | 0 | 0
Transportation Pollutant Emissions Disaggregated[LDVs,CH4,freight,electricity tf] | NoSettings | 0 | 0 | 0 | 0 | 0 | 0 | 0 | 0 | 0 | 0 | 0 | 0 | 0 | 0 | 0 | 0 | 0 | 0 | 0 | 0 | 0 | 0 | 0 | 0 | 0 | 0 | 0 | 0 | 0 | 0 | 0
Transportation Pollutant Emissions Disaggregated[LDVs,CH4,freight,natural gas tf] | NoSettings | 332693 | 328316 | 296715 | 263976 | 230916 | 198403 | 167378 | 138697 | 112064 | 87613.9 | 65531.1 | 46281.9 | 30054.1 | 16847.1 | 15055.6 | 12737.4 | 9886.79 | 7926.88 | 6283.61 | 5049.01 | 4165.18 | 3352.69 | 2716.35 | 2138.5 | 1702.98 | 1386.81 | 1100.04 | 843.937 | 619.328 | 472.386 | 344.341
Transportation Pollutant Emissions Disaggregated[LDVs,CH4,freight,petroleum gasoline tf] | NoSettings | 300799000 | 326629000 | 324947000 | 323789000 | 321526000 | 318319000 | 315806000 | 312276000 | 308094000 | 303504000 | 297753000 | 292650000 | 286787000 | 281573000 | 267974000 | 256835000 | 246077000 | 234312000 | 223404000 | 212524000 | 202196000 | 193355000 | 186037000 | 180338000 | 176301000 | 173433000 | 171812000 | 171404000 | 172191000 | 174206000 | 176291000
Transportation Pollutant Emissions Disaggregated[LDVs,CH4,freight,petroleum diesel tf] | NoSettings | 294678000 | 308498000 | 294862000 | 281037000 | 266339000 | 250787000 | 236118000 | 221406000 | 207097000 | 192991000 | 178986000 | 171025000 | 162720000 | 153995000 | 147704000 | 140162000 | 132809000 | 126283000 | 120074000 | 114480000 | 109261000 | 104592000 | 100621000 | 97374200 | 94666900 | 92622800 | 91171700 | 90408600 | 90307300 | 91024600 | 91799700
Transportation Pollutant Emissions Disaggregated[LDVs,CH4,freight,biofuel gasoline tf] | NoSettings | 0 | 0 | 0 | 0 | 0 | 0 | 0 | 0 | 0 | 0 | 0 | 0 | 0 | 0 | 0 | 0 | 0 | 0 | 0 | 0 | 0 | 0 | 0 | 0 | 0 | 0 | 0 | 0 | 0 | 0 | 0
Transportation Pollutant Emissions Disaggregated[LDVs,CH4,freight,biofuel diesel tf] | NoSettings | 0 | 0 | 0 | 0 | 0 | 0 | 0 | 0 | 0 | 0 | 0 | 0 | 0 | 0 | 0 | 0 | 0 | 0 | 0 | 0 | 0 | 0 | 0 | 0 | 0 | 0 | 0 | 0 | 0 | 0 | 0
Transportation Pollutant Emissions Disaggregated[LDVs,CH4,freight,jet fuel tf] | NoSettings | 0 | 0 | 0 | 0 | 0 | 0 | 0 | 0 | 0 | 0 | 0 | 0 | 0 | 0 | 0 | 0 | 0 | 0 | 0 | 0 | 0 | 0 | 0 | 0 | 0 | 0 | 0 | 0 | 0 | 0 | 0
Transportation Pollutant Emissions Disaggregated[LDVs,CH4,freight,heavy or residual fuel oil tf] | NoSettings | 0 | 0 | 0 | 0 | 0 | 0 | 0 | 0 | 0 | 0 | 0 | 0 | 0 | 0 | 0 | 0 | 0 | 0 | 0 | 0 | 0 | 0 | 0 | 0 | 0 | 0 | 0 | 0 | 0 | 0 | 0
Transportation Pollutant Emissions Disaggregated[LDVs,CH4,freight,LPG propane or butane tf] | NoSettings | 0 | 0 | 0 | 0 | 0 | 0 | 0 | 0 | 0 | 0 | 0 | 0 | 0 | 0 | 0 | 0 | 0 | 0 | 0 | 0 | 0 | 0 | 0 | 0 | 0 | 0 | 0 | 0 | 0 | 0 | 0
Transportation Pollutant Emissions Disaggregated[LDVs,CH4,freight,hydrogen tf] | NoSettings | 0 | 0 | 0 | 0 | 0 | 0 | 0 | 0 | 0 | 0 | 0 | 0 | 0 | 0 | 0 | 0 | 0 | 0 | 0 | 0 | 0 | 0 | 0 | 0 | 0 | 0 | 0 | 0 | 0 | 0 | 0
Transportation Pollutant Emissions Disaggregated[LDVs,N2O,passenger,electricity tf] | NoSettings | 0 | 0 | 0 | 0 | 0 | 0 | 0 | 0 | 0 | 0 | 0 | 0 | 0 | 0 | 0 | 0 | 0 | 0 | 0 | 0 | 0 | 0 | 0 | 0 | 0 | 0 | 0 | 0 | 0 | 0 | 0
Transportation Pollutant Emissions Disaggregated[LDVs,N2O,passenger,natural gas tf] | NoSettings | 46584.9 | 45616.4 | 38473.9 | 31650.3 | 25256.3 | 19428 | 14299 | 9961.09 | 6390.66 | 3601.08 | 1602.3 | 400.775 | 0 | 0 | 0 | 0 | 0 | 0 | 0 | 0 | 0 | 0 | 0 | 0 | 0 | 0 | 0 | 0 | 0 | 0 | 0
Transportation Pollutant Emissions Disaggregated[LDVs,N2O,passenger,petroleum gasoline tf] | NoSettings | 822711000 | 928611000 | 919853000 | 909868000 | 891655000 | 871735000 | 850248000 | 828131000 | 805738000 | 781341000 | 753014000 | 722726000 | 691166000 | 664290000 | 637294000 | 612074000 | 585742000 | 557648000 | 527326000 | 495102000 | 463009000 | 431406000 | 401852000 | 374553000 | 348269000 | 324794000 | 303944000 | 285595000 | 269569000 | 255651000 | 243613000
Transportation Pollutant Emissions Disaggregated[LDVs,N2O,passenger,petroleum diesel tf] | NoSettings | 3257120 | 3329560 | 2966280 | 2610470 | 2241500 | 1888220 | 1551780 | 1231260 | 931641 | 652145 | 390021 | 158169 | 0 | 0 | 0 | 0 | 0 | 0 | 0 | 0 | 0 | 0 | 0 | 0 | 0 | 0 | 0 | 0 | 0 | 0 | 0
Transportation Pollutant Emissions Disaggregated[LDVs,N2O,passenger,biofuel gasoline tf] | NoSettings | 0 | 0 | 0 | 0 | 0 | 0 | 0 | 0 | 0 | 0 | 0 | 0 | 0 | 0 | 0 | 0 | 0 | 0 | 0 | 0 | 0 | 0 | 0 | 0 | 0 | 0 | 0 | 0 | 0 | 0 | 0
Transportation Pollutant Emissions Disaggregated[LDVs,N2O,passenger,biofuel diesel tf] | NoSettings | 0 | 0 | 0 | 0 | 0 | 0 | 0 | 0 | 0 | 0 | 0 | 0 | 0 | 0 | 0 | 0 | 0 | 0 | 0 | 0 | 0 | 0 | 0 | 0 | 0 | 0 | 0 | 0 | 0 | 0 | 0
Transportation Pollutant Emissions Disaggregated[LDVs,N2O,passenger,jet fuel tf] | NoSettings | 0 | 0 | 0 | 0 | 0 | 0 | 0 | 0 | 0 | 0 | 0 | 0 | 0 | 0 | 0 | 0 | 0 | 0 | 0 | 0 | 0 | 0 | 0 | 0 | 0 | 0 | 0 | 0 | 0 | 0 | 0
Transportation Pollutant Emissions Disaggregated[LDVs,N2O,passenger,heavy or residual fuel oil tf] | NoSettings | 0 | 0 | 0 | 0 | 0 | 0 | 0 | 0 | 0 | 0 | 0 | 0 | 0 | 0 | 0 | 0 | 0 | 0 | 0 | 0 | 0 | 0 | 0 | 0 | 0 | 0 | 0 | 0 | 0 | 0 | 0
Transportation Pollutant Emissions Disaggregated[LDVs,N2O,passenger,LPG propane or butane tf] | NoSettings | 0 | 0 | 0 | 0 | 0 | 0 | 0 | 0 | 0 | 0 | 0 | 0 | 0 | 0 | 0 | 0 | 0 | 0 | 0 | 0 | 0 | 0 | 0 | 0 | 0 | 0 | 0 | 0 | 0 | 0 | 0
Transportation Pollutant Emissions Disaggregated[LDVs,N2O,passenger,hydrogen tf] | NoSettings | 0 | 0 | 0 | 0 | 0 | 0 | 0 | 0 | 0 | 0 | 0 | 0 | 0 | 0 | 0 | 0 | 0 | 0 | 0 | 0 | 0 | 0 | 0 | 0 | 0 | 0 | 0 | 0 | 0 | 0 | 0
Transportation Pollutant Emissions Disaggregated[LDVs,N2O,freight,electricity tf] | NoSettings | 0 | 0 | 0 | 0 | 0 | 0 | 0 | 0 | 0 | 0 | 0 | 0 | 0 | 0 | 0 | 0 | 0 | 0 | 0 | 0 | 0 | 0 | 0 | 0 | 0 | 0 | 0 | 0 | 0 | 0 | 0
Transportation Pollutant Emissions Disaggregated[LDVs,N2O,freight,natural gas tf] | NoSettings | 33269.3 | 32831.6 | 29671.5 | 26397.6 | 23091.6 | 19840.3 | 16737.8 | 13869.7 | 11206.4 | 8761.39 | 6553.11 | 4628.19 | 3005.41 | 1684.71 | 1505.56 | 1273.74 | 988.679 | 792.688 | 628.361 | 504.901 | 416.518 | 335.269 | 271.635 | 213.85 | 170.298 | 138.681 | 110.004 | 84.3937 | 61.9328 | 47.2386 | 34.4341
Transportation Pollutant Emissions Disaggregated[LDVs,N2O,freight,petroleum gasoline tf] | NoSettings | 60159700 | 65325700 | 64989400 | 64757900 | 64305200 | 63663800 | 63161300 | 62455300 | 61618800 | 60700800 | 59550500 | 58529900 | 57357300 | 56314600 | 53594800 | 51367000 | 49215400 | 46862400 | 44680900 | 42504800 | 40439100 | 38671000 | 37207400 | 36067600 | 35260200 | 34686500 | 34362400 | 34280700 | 34438200 | 34841200 | 35258200
Transportation Pollutant Emissions Disaggregated[LDVs,N2O,freight,petroleum diesel tf] | NoSettings | 58935600 | 61699700 | 58972400 | 56207500 | 53267900 | 50157400 | 47223600 | 44281300 | 41419400 | 38598300 | 35797200 | 34205000 | 32543900 | 30798900 | 29540800 | 28032500 | 26561800 | 25256500 | 24014900 | 22896000 | 21852200 | 20918300 | 20124300 | 19474800 | 18933400 | 18524600 | 18234300 | 18081700 | 18061500 | 18204900 | 18359900
Transportation Pollutant Emissions Disaggregated[LDVs,N2O,freight,biofuel gasoline tf] | NoSettings | 0 | 0 | 0 | 0 | 0 | 0 | 0 | 0 | 0 | 0 | 0 | 0 | 0 | 0 | 0 | 0 | 0 | 0 | 0 | 0 | 0 | 0 | 0 | 0 | 0 | 0 | 0 | 0 | 0 | 0 | 0
Transportation Pollutant Emissions Disaggregated[LDVs,N2O,freight,biofuel diesel tf] | NoSettings | 0 | 0 | 0 | 0 | 0 | 0 | 0 | 0 | 0 | 0 | 0 | 0 | 0 | 0 | 0 | 0 | 0 | 0 | 0 | 0 | 0 | 0 | 0 | 0 | 0 | 0 | 0 | 0 | 0 | 0 | 0
Transportation Pollutant Emissions Disaggregated[LDVs,N2O,freight,jet fuel tf] | NoSettings | 0 | 0 | 0 | 0 | 0 | 0 | 0 | 0 | 0 | 0 | 0 | 0 | 0 | 0 | 0 | 0 | 0 | 0 | 0 | 0 | 0 | 0 | 0 | 0 | 0 | 0 | 0 | 0 | 0 | 0 | 0
Transportation Pollutant Emissions Disaggregated[LDVs,N2O,freight,heavy or residual fuel oil tf] | NoSettings | 0 | 0 | 0 | 0 | 0 | 0 | 0 | 0 | 0 | 0 | 0 | 0 | 0 | 0 | 0 | 0 | 0 | 0 | 0 | 0 | 0 | 0 | 0 | 0 | 0 | 0 | 0 | 0 | 0 | 0 | 0
Transportation Pollutant Emissions Disaggregated[LDVs,N2O,freight,LPG propane or butane tf] | NoSettings | 0 | 0 | 0 | 0 | 0 | 0 | 0 | 0 | 0 | 0 | 0 | 0 | 0 | 0 | 0 | 0 | 0 | 0 | 0 | 0 | 0 | 0 | 0 | 0 | 0 | 0 | 0 | 0 | 0 | 0 | 0
Transportation Pollutant Emissions Disaggregated[LDVs,N2O,freight,hydrogen tf] | NoSettings | 0 | 0 | 0 | 0 | 0 | 0 | 0 | 0 | 0 | 0 | 0 | 0 | 0 | 0 | 0 | 0 | 0 | 0 | 0 | 0 | 0 | 0 | 0 | 0 | 0 | 0 | 0 | 0 | 0 | 0 | 0
Transportation Pollutant Emissions Disaggregated[LDVs,F gases,passenger,electricity tf] | NoSettings | 0 | 0 | 0 | 0 | 0 | 0 | 0 | 0 | 0 | 0 | 0 | 0 | 0 | 0 | 0 | 0 | 0 | 0 | 0 | 0 | 0 | 0 | 0 | 0 | 0 | 0 | 0 | 0 | 0 | 0 | 0
Transportation Pollutant Emissions Disaggregated[LDVs,F gases,passenger,natural gas tf] | NoSettings | 0 | 0 | 0 | 0 | 0 | 0 | 0 | 0 | 0 | 0 | 0 | 0 | 0 | 0 | 0 | 0 | 0 | 0 | 0 | 0 | 0 | 0 | 0 | 0 | 0 | 0 | 0 | 0 | 0 | 0 | 0
Transportation Pollutant Emissions Disaggregated[LDVs,F gases,passenger,petroleum gasoline tf] | NoSettings | 0 | 0 | 0 | 0 | 0 | 0 | 0 | 0 | 0 | 0 | 0 | 0 | 0 | 0 | 0 | 0 | 0 | 0 | 0 | 0 | 0 | 0 | 0 | 0 | 0 | 0 | 0 | 0 | 0 | 0 | 0
Transportation Pollutant Emissions Disaggregated[LDVs,F gases,passenger,petroleum diesel tf] | NoSettings | 0 | 0 | 0 | 0 | 0 | 0 | 0 | 0 | 0 | 0 | 0 | 0 | 0 | 0 | 0 | 0 | 0 | 0 | 0 | 0 | 0 | 0 | 0 | 0 | 0 | 0 | 0 | 0 | 0 | 0 | 0
Transportation Pollutant Emissions Disaggregated[LDVs,F gases,passenger,biofuel gasoline tf] | NoSettings | 0 | 0 | 0 | 0 | 0 | 0 | 0 | 0 | 0 | 0 | 0 | 0 | 0 | 0 | 0 | 0 | 0 | 0 | 0 | 0 | 0 | 0 | 0 | 0 | 0 | 0 | 0 | 0 | 0 | 0 | 0
Transportation Pollutant Emissions Disaggregated[LDVs,F gases,passenger,biofuel diesel tf] | NoSettings | 0 | 0 | 0 | 0 | 0 | 0 | 0 | 0 | 0 | 0 | 0 | 0 | 0 | 0 | 0 | 0 | 0 | 0 | 0 | 0 | 0 | 0 | 0 | 0 | 0 | 0 | 0 | 0 | 0 | 0 | 0
Transportation Pollutant Emissions Disaggregated[LDVs,F gases,passenger,jet fuel tf] | NoSettings | 0 | 0 | 0 | 0 | 0 | 0 | 0 | 0 | 0 | 0 | 0 | 0 | 0 | 0 | 0 | 0 | 0 | 0 | 0 | 0 | 0 | 0 | 0 | 0 | 0 | 0 | 0 | 0 | 0 | 0 | 0
Transportation Pollutant Emissions Disaggregated[LDVs,F gases,passenger,heavy or residual fuel oil tf] | NoSettings | 0 | 0 | 0 | 0 | 0 | 0 | 0 | 0 | 0 | 0 | 0 | 0 | 0 | 0 | 0 | 0 | 0 | 0 | 0 | 0 | 0 | 0 | 0 | 0 | 0 | 0 | 0 | 0 | 0 | 0 | 0
Transportation Pollutant Emissions Disaggregated[LDVs,F gases,passenger,LPG propane or butane tf] | NoSettings | 0 | 0 | 0 | 0 | 0 | 0 | 0 | 0 | 0 | 0 | 0 | 0 | 0 | 0 | 0 | 0 | 0 | 0 | 0 | 0 | 0 | 0 | 0 | 0 | 0 | 0 | 0 | 0 | 0 | 0 | 0
Transportation Pollutant Emissions Disaggregated[LDVs,F gases,passenger,hydrogen tf] | NoSettings | 0 | 0 | 0 | 0 | 0 | 0 | 0 | 0 | 0 | 0 | 0 | 0 | 0 | 0 | 0 | 0 | 0 | 0 | 0 | 0 | 0 | 0 | 0 | 0 | 0 | 0 | 0 | 0 | 0 | 0 | 0
Transportation Pollutant Emissions Disaggregated[LDVs,F gases,freight,electricity tf] | NoSettings | 0 | 0 | 0 | 0 | 0 | 0 | 0 | 0 | 0 | 0 | 0 | 0 | 0 | 0 | 0 | 0 | 0 | 0 | 0 | 0 | 0 | 0 | 0 | 0 | 0 | 0 | 0 | 0 | 0 | 0 | 0
Transportation Pollutant Emissions Disaggregated[LDVs,F gases,freight,natural gas tf] | NoSettings | 0 | 0 | 0 | 0 | 0 | 0 | 0 | 0 | 0 | 0 | 0 | 0 | 0 | 0 | 0 | 0 | 0 | 0 | 0 | 0 | 0 | 0 | 0 | 0 | 0 | 0 | 0 | 0 | 0 | 0 | 0
Transportation Pollutant Emissions Disaggregated[LDVs,F gases,freight,petroleum gasoline tf] | NoSettings | 0 | 0 | 0 | 0 | 0 | 0 | 0 | 0 | 0 | 0 | 0 | 0 | 0 | 0 | 0 | 0 | 0 | 0 | 0 | 0 | 0 | 0 | 0 | 0 | 0 | 0 | 0 | 0 | 0 | 0 | 0
Transportation Pollutant Emissions Disaggregated[LDVs,F gases,freight,petroleum diesel tf] | NoSettings | 0 | 0 | 0 | 0 | 0 | 0 | 0 | 0 | 0 | 0 | 0 | 0 | 0 | 0 | 0 | 0 | 0 | 0 | 0 | 0 | 0 | 0 | 0 | 0 | 0 | 0 | 0 | 0 | 0 | 0 | 0
Transportation Pollutant Emissions Disaggregated[LDVs,F gases,freight,biofuel gasoline tf] | NoSettings | 0 | 0 | 0 | 0 | 0 | 0 | 0 | 0 | 0 | 0 | 0 | 0 | 0 | 0 | 0 | 0 | 0 | 0 | 0 | 0 | 0 | 0 | 0 | 0 | 0 | 0 | 0 | 0 | 0 | 0 | 0
Transportation Pollutant Emissions Disaggregated[LDVs,F gases,freight,biofuel diesel tf] | NoSettings | 0 | 0 | 0 | 0 | 0 | 0 | 0 | 0 | 0 | 0 | 0 | 0 | 0 | 0 | 0 | 0 | 0 | 0 | 0 | 0 | 0 | 0 | 0 | 0 | 0 | 0 | 0 | 0 | 0 | 0 | 0
Transportation Pollutant Emissions Disaggregated[LDVs,F gases,freight,jet fuel tf] | NoSettings | 0 | 0 | 0 | 0 | 0 | 0 | 0 | 0 | 0 | 0 | 0 | 0 | 0 | 0 | 0 | 0 | 0 | 0 | 0 | 0 | 0 | 0 | 0 | 0 | 0 | 0 | 0 | 0 | 0 | 0 | 0
Transportation Pollutant Emissions Disaggregated[LDVs,F gases,freight,heavy or residual fuel oil tf] | NoSettings | 0 | 0 | 0 | 0 | 0 | 0 | 0 | 0 | 0 | 0 | 0 | 0 | 0 | 0 | 0 | 0 | 0 | 0 | 0 | 0 | 0 | 0 | 0 | 0 | 0 | 0 | 0 | 0 | 0 | 0 | 0
Transportation Pollutant Emissions Disaggregated[LDVs,F gases,freight,LPG propane or butane tf] | NoSettings | 0 | 0 | 0 | 0 | 0 | 0 | 0 | 0 | 0 | 0 | 0 | 0 | 0 | 0 | 0 | 0 | 0 | 0 | 0 | 0 | 0 | 0 | 0 | 0 | 0 | 0 | 0 | 0 | 0 | 0 | 0
Transportation Pollutant Emissions Disaggregated[LDVs,F gases,freight,hydrogen tf] | NoSettings | 0 | 0 | 0 | 0 | 0 | 0 | 0 | 0 | 0 | 0 | 0 | 0 | 0 | 0 | 0 | 0 | 0 | 0 | 0 | 0 | 0 | 0 | 0 | 0 | 0 | 0 | 0 | 0 | 0 | 0 | 0
Transportation Pollutant Emissions Disaggregated[HDVs,CO2,passenger,electricity tf] | NoSettings | 0 | 0 | 0 | 0 | 0 | 0 | 0 | 0 | 0 | 0 | 0 | 0 | 0 | 0 | 0 | 0 | 0 | 0 | 0 | 0 | 0 | 0 | 0 | 0 | 0 | 0 | 0 | 0 | 0 | 0 | 0
Transportation Pollutant Emissions Disaggregated[HDVs,CO2,passenger,natural gas tf] | NoSettings | 557484000000 | 543883000000 | 514604000000 | 485472000000 | 455569000000 | 426756000000 | 397844000000 | 370767000000 | 345108000000 | 317303000000 | 289935000000 | 263616000000 | 238766000000 | 214966000000 | 192215000000 | 170398000000 | 151393000000 | 133368000000 | 116383000000 | 100506000000 | 85852600000 | 72320000000 | 60027700000 | 53458900000 | 47409600000 | 40878500000 | 34109800000 | 28671900000 | 23667200000 | 19596200000 | 16701500000
Transportation Pollutant Emissions Disaggregated[HDVs,CO2,passenger,petroleum gasoline tf] | NoSettings | 1209400000000 | 1203380000000 | 1150160000000 | 1097820000000 | 1045490000000 | 993864000000 | 943505000000 | 892952000000 | 844648000000 | 794527000000 | 743791000000 | 692820000000 | 642157000000 | 591247000000 | 540306000000 | 488329000000 | 440840000000 | 392433000000 | 342289000000 | 293116000000 | 243328000000 | 193418000000 | 143277000000 | 134245000000 | 126989000000 | 120753000000 | 112711000000 | 104149000000 | 95361900000 | 87108300000 | 78396200000
Transportation Pollutant Emissions Disaggregated[HDVs,CO2,passenger,petroleum diesel tf] | NoSettings | 1276890000000 | 1303090000000 | 1280680000000 | 1257540000000 | 1225540000000 | 1193390000000 | 1157050000000 | 1117780000000 | 1076260000000 | 1022880000000 | 964386000000 | 933618000000 | 904147000000 | 870978000000 | 840642000000 | 808962000000 | 782388000000 | 755031000000 | 724899000000 | 699135000000 | 674900000000 | 648124000000 | 622685000000 | 573650000000 | 529072000000 | 483077000000 | 437815000000 | 397896000000 | 357293000000 | 322606000000 | 292186000000
Transportation Pollutant Emissions Disaggregated[HDVs,CO2,passenger,biofuel gasoline tf] | NoSettings | 0 | 0 | 0 | 0 | 0 | 0 | 0 | 0 | 0 | 0 | 0 | 0 | 0 | 0 | 0 | 0 | 0 | 0 | 0 | 0 | 0 | 0 | 0 | 0 | 0 | 0 | 0 | 0 | 0 | 0 | 0
Transportation Pollutant Emissions Disaggregated[HDVs,CO2,passenger,biofuel diesel tf] | NoSettings | 0 | 0 | 0 | 0 | 0 | 0 | 0 | 0 | 0 | 0 | 0 | 0 | 0 | 0 | 0 | 0 | 0 | 0 | 0 | 0 | 0 | 0 | 0 | 0 | 0 | 0 | 0 | 0 | 0 | 0 | 0
Transportation Pollutant Emissions Disaggregated[HDVs,CO2,passenger,jet fuel tf] | NoSettings | 0 | 0 | 0 | 0 | 0 | 0 | 0 | 0 | 0 | 0 | 0 | 0 | 0 | 0 | 0 | 0 | 0 | 0 | 0 | 0 | 0 | 0 | 0 | 0 | 0 | 0 | 0 | 0 | 0 | 0 | 0
Transportation Pollutant Emissions Disaggregated[HDVs,CO2,passenger,heavy or residual fuel oil tf] | NoSettings | 0 | 0 | 0 | 0 | 0 | 0 | 0 | 0 | 0 | 0 | 0 | 0 | 0 | 0 | 0 | 0 | 0 | 0 | 0 | 0 | 0 | 0 | 0 | 0 | 0 | 0 | 0 | 0 | 0 | 0 | 0
Transportation Pollutant Emissions Disaggregated[HDVs,CO2,passenger,LPG propane or butane tf] | NoSettings | 0 | 0 | 0 | 0 | 0 | 0 | 0 | 0 | 0 | 0 | 0 | 0 | 0 | 0 | 0 | 0 | 0 | 0 | 0 | 0 | 0 | 0 | 0 | 0 | 0 | 0 | 0 | 0 | 0 | 0 | 0
Transportation Pollutant Emissions Disaggregated[HDVs,CO2,passenger,hydrogen tf] | NoSettings | 0 | 0 | 0 | 0 | 0 | 0 | 0 | 0 | 0 | 0 | 0 | 0 | 0 | 0 | 0 | 0 | 0 | 0 | 0 | 0 | 0 | 0 | 0 | 0 | 0 | 0 | 0 | 0 | 0 | 0 | 0
Transportation Pollutant Emissions Disaggregated[HDVs,CO2,freight,electricity tf] | NoSettings | 0 | 0 | 0 | 0 | 0 | 0 | 0 | 0 | 0 | 0 | 0 | 0 | 0 | 0 | 0 | 0 | 0 | 0 | 0 | 0 | 0 | 0 | 0 | 0 | 0 | 0 | 0 | 0 | 0 | 0 | 0
Transportation Pollutant Emissions Disaggregated[HDVs,CO2,freight,natural gas tf] | NoSettings | 98698300000 | 93643600000 | 89317900000 | 84747400000 | 79895800000 | 75091600000 | 70196000000 | 65368700000 | 60625400000 | 56125900000 | 51734100000 | 48044900000 | 44609400000 | 41366000000 | 38465600000 | 35908200000 | 33824600000 | 32201000000 | 30886000000 | 29865900000 | 29259100000 | 28922900000 | 28716900000 | 28894000000 | 29318700000 | 33476500000 | 37947800000 | 41990300000 | 46578000000 | 51744100000 | 57188300000
Transportation Pollutant Emissions Disaggregated[HDVs,CO2,freight,petroleum gasoline tf] | NoSettings | 0 | 0 | 0 | 0 | 0 | 0 | 0 | 0 | 0 | 0 | 0 | 0 | 0 | 0 | 0 | 0 | 0 | 0 | 0 | 0 | 0 | 0 | 0 | 0 | 0 | 0 | 0 | 0 | 0 | 0 | 0
Transportation Pollutant Emissions Disaggregated[HDVs,CO2,freight,petroleum diesel tf] | NoSettings | 5111750000000 | 5064400000000 | 5014170000000 | 4962250000000 | 4884970000000 | 4803340000000 | 4715690000000 | 4609630000000 | 4494770000000 | 4369560000000 | 4234060000000 | 4260640000000 | 4276730000000 | 4288810000000 | 4297420000000 | 4302470000000 | 4300780000000 | 4282710000000 | 4261750000000 | 4239380000000 | 4222860000000 | 4203900000000 | 4194090000000 | 4168010000000 | 4141640000000 | 4120550000000 | 4121460000000 | 4122900000000 | 4123160000000 | 4143850000000 | 4167390000000
Transportation Pollutant Emissions Disaggregated[HDVs,CO2,freight,biofuel gasoline tf] | NoSettings | 0 | 0 | 0 | 0 | 0 | 0 | 0 | 0 | 0 | 0 | 0 | 0 | 0 | 0 | 0 | 0 | 0 | 0 | 0 | 0 | 0 | 0 | 0 | 0 | 0 | 0 | 0 | 0 | 0 | 0 | 0
Transportation Pollutant Emissions Disaggregated[HDVs,CO2,freight,biofuel diesel tf] | NoSettings | 0 | 0 | 0 | 0 | 0 | 0 | 0 | 0 | 0 | 0 | 0 | 0 | 0 | 0 | 0 | 0 | 0 | 0 | 0 | 0 | 0 | 0 | 0 | 0 | 0 | 0 | 0 | 0 | 0 | 0 | 0
Transportation Pollutant Emissions Disaggregated[HDVs,CO2,freight,jet fuel tf] | NoSettings | 0 | 0 | 0 | 0 | 0 | 0 | 0 | 0 | 0 | 0 | 0 | 0 | 0 | 0 | 0 | 0 | 0 | 0 | 0 | 0 | 0 | 0 | 0 | 0 | 0 | 0 | 0 | 0 | 0 | 0 | 0
Transportation Pollutant Emissions Disaggregated[HDVs,CO2,freight,heavy or residual fuel oil tf] | NoSettings | 0 | 0 | 0 | 0 | 0 | 0 | 0 | 0 | 0 | 0 | 0 | 0 | 0 | 0 | 0 | 0 | 0 | 0 | 0 | 0 | 0 | 0 | 0 | 0 | 0 | 0 | 0 | 0 | 0 | 0 | 0
Transportation Pollutant Emissions Disaggregated[HDVs,CO2,freight,LPG propane or butane tf] | NoSettings | 0 | 0 | 0 | 0 | 0 | 0 | 0 | 0 | 0 | 0 | 0 | 0 | 0 | 0 | 0 | 0 | 0 | 0 | 0 | 0 | 0 | 0 | 0 | 0 | 0 | 0 | 0 | 0 | 0 | 0 | 0
Transportation Pollutant Emissions Disaggregated[HDVs,CO2,freight,hydrogen tf] | NoSettings | 0 | 0 | 0 | 0 | 0 | 0 | 0 | 0 | 0 | 0 | 0 | 0 | 0 | 0 | 0 | 0 | 0 | 0 | 0 | 0 | 0 | 0 | 0 | 0 | 0 | 0 | 0 | 0 | 0 | 0 | 0
Transportation Pollutant Emissions Disaggregated[HDVs,VOC,passenger,electricity tf] | NoSettings | 0 | 0 | 0 | 0 | 0 | 0 | 0 | 0 | 0 | 0 | 0 | 0 | 0 | 0 | 0 | 0 | 0 | 0 | 0 | 0 | 0 | 0 | 0 | 0 | 0 | 0 | 0 | 0 | 0 | 0 | 0
Transportation Pollutant Emissions Disaggregated[HDVs,VOC,passenger,natural gas tf] | NoSettings | 212597000 | 207410000 | 196245000 | 185135000 | 173732000 | 162744000 | 151718000 | 141392000 | 131607000 | 121004000 | 110567000 | 100530000 | 91053600 | 81977600 | 73301200 | 64981300 | 57733800 | 50860000 | 44382900 | 38328000 | 32740000 | 27579300 | 22891600 | 20386600 | 18079700 | 15589100 | 13007800 | 10934000 | 9025500 | 7473040 | 6369120
Transportation Pollutant Emissions Disaggregated[HDVs,VOC,passenger,petroleum gasoline tf] | NoSettings | 857950000 | 853681000 | 815922000 | 778795000 | 741669000 | 705048000 | 669323000 | 633461000 | 599194000 | 563638000 | 527646000 | 491487000 | 455547000 | 419431000 | 383293000 | 346421000 | 312732000 | 278392000 | 242820000 | 207937000 | 172617000 | 137211000 | 101641000 | 95233300 | 90085800 | 85662000 | 79957600 | 73883600 | 67649800 | 61794700 | 55614300
Transportation Pollutant Emissions Disaggregated[HDVs,VOC,passenger,petroleum diesel tf] | NoSettings | 323284000 | 329915000 | 324243000 | 318385000 | 310281000 | 302142000 | 292942000 | 283000000 | 272489000 | 258972000 | 244163000 | 236373000 | 228912000 | 220514000 | 212834000 | 204813000 | 198085000 | 191159000 | 183530000 | 177007000 | 170871000 | 164092000 | 157651000 | 145237000 | 133950000 | 122305000 | 110846000 | 100739000 | 90459400 | 81677200 | 73975600
Transportation Pollutant Emissions Disaggregated[HDVs,VOC,passenger,biofuel gasoline tf] | NoSettings | 23222600 | 23176800 | 22222400 | 21270500 | 20307600 | 19359100 | 18431600 | 17494500 | 16591000 | 15644300 | 14677300 | 13671500 | 12671800 | 11667100 | 10661900 | 9636250 | 8699140 | 7743920 | 6754420 | 5784100 | 4801610 | 3816750 | 2827300 | 2649060 | 2505880 | 2382820 | 2224150 | 2055190 | 1881790 | 1718920 | 1547000
Transportation Pollutant Emissions Disaggregated[HDVs,VOC,passenger,biofuel diesel tf] | NoSettings | 79573100 | 91269000 | 100087000 | 109004000 | 117234000 | 125457000 | 133202000 | 140497000 | 147326000 | 152167000 | 155639000 | 150673000 | 145917000 | 140564000 | 135668000 | 130555000 | 126267000 | 121852000 | 116989000 | 112831000 | 108920000 | 104598000 | 100493000 | 92579200 | 85384900 | 77962000 | 70657300 | 64214900 | 57662100 | 52064100 | 47154800
Transportation Pollutant Emissions Disaggregated[HDVs,VOC,passenger,jet fuel tf] | NoSettings | 0 | 0 | 0 | 0 | 0 | 0 | 0 | 0 | 0 | 0 | 0 | 0 | 0 | 0 | 0 | 0 | 0 | 0 | 0 | 0 | 0 | 0 | 0 | 0 | 0 | 0 | 0 | 0 | 0 | 0 | 0
Transportation Pollutant Emissions Disaggregated[HDVs,VOC,passenger,heavy or residual fuel oil tf] | NoSettings | 0 | 0 | 0 | 0 | 0 | 0 | 0 | 0 | 0 | 0 | 0 | 0 | 0 | 0 | 0 | 0 | 0 | 0 | 0 | 0 | 0 | 0 | 0 | 0 | 0 | 0 | 0 | 0 | 0 | 0 | 0
Transportation Pollutant Emissions Disaggregated[HDVs,VOC,passenger,LPG propane or butane tf] | NoSettings | 0 | 0 | 0 | 0 | 0 | 0 | 0 | 0 | 0 | 0 | 0 | 0 | 0 | 0 | 0 | 0 | 0 | 0 | 0 | 0 | 0 | 0 | 0 | 0 | 0 | 0 | 0 | 0 | 0 | 0 | 0
Transportation Pollutant Emissions Disaggregated[HDVs,VOC,passenger,hydrogen tf] | NoSettings | 0 | 0 | 0 | 0 | 0 | 0 | 0 | 0 | 0 | 0 | 0 | 0 | 0 | 0 | 0 | 0 | 0 | 0 | 0 | 0 | 0 | 0 | 0 | 0 | 0 | 0 | 0 | 0 | 0 | 0 | 0
Transportation Pollutant Emissions Disaggregated[HDVs,VOC,freight,electricity tf] | NoSettings | 0 | 0 | 0 | 0 | 0 | 0 | 0 | 0 | 0 | 0 | 0 | 0 | 0 | 0 | 0 | 0 | 0 | 0 | 0 | 0 | 0 | 0 | 0 | 0 | 0 | 0 | 0 | 0 | 0 | 0 | 0
Transportation Pollutant Emissions Disaggregated[HDVs,VOC,freight,natural gas tf] | NoSettings | 37638700 | 35711100 | 34061500 | 32318500 | 30468300 | 28636300 | 26769300 | 24928400 | 23119600 | 21403700 | 19728900 | 18322000 | 17011800 | 15774900 | 14668900 | 13693600 | 12899100 | 12279900 | 11778400 | 11389400 | 11158000 | 11029800 | 10951200 | 11018800 | 11180700 | 12766300 | 14471400 | 16013000 | 17762600 | 19732700 | 21808800
Transportation Pollutant Emissions Disaggregated[HDVs,VOC,freight,petroleum gasoline tf] | NoSettings | 0 | 0 | 0 | 0 | 0 | 0 | 0 | 0 | 0 | 0 | 0 | 0 | 0 | 0 | 0 | 0 | 0 | 0 | 0 | 0 | 0 | 0 | 0 | 0 | 0 | 0 | 0 | 0 | 0 | 0 | 0
Transportation Pollutant Emissions Disaggregated[HDVs,VOC,freight,petroleum diesel tf] | NoSettings | 1294190000 | 1282210000 | 1269490000 | 1256340000 | 1236780000 | 1216110000 | 1193920000 | 1167070000 | 1137990000 | 1106290000 | 1071980000 | 1078710000 | 1082780000 | 1085840000 | 1088020000 | 1089300000 | 1088870000 | 1084300000 | 1078990000 | 1073320000 | 1069140000 | 1064340000 | 1061860000 | 1055260000 | 1048580000 | 1043240000 | 1043470000 | 1043840000 | 1043900000 | 1049140000 | 1055100000
Transportation Pollutant Emissions Disaggregated[HDVs,VOC,freight,biofuel gasoline tf] | NoSettings | 0 | 0 | 0 | 0 | 0 | 0 | 0 | 0 | 0 | 0 | 0 | 0 | 0 | 0 | 0 | 0 | 0 | 0 | 0 | 0 | 0 | 0 | 0 | 0 | 0 | 0 | 0 | 0 | 0 | 0 | 0
Transportation Pollutant Emissions Disaggregated[HDVs,VOC,freight,biofuel diesel tf] | NoSettings | 318552000 | 354714000 | 391865000 | 430128000 | 467294000 | 504960000 | 542881000 | 579394000 | 615274000 | 650030000 | 683319000 | 687608000 | 690204000 | 692155000 | 693544000 | 694359000 | 694087000 | 691170000 | 687788000 | 684177000 | 681512000 | 678451000 | 676868000 | 672659000 | 668404000 | 665000000 | 665146000 | 665379000 | 665420000 | 668760000 | 672558000
Transportation Pollutant Emissions Disaggregated[HDVs,VOC,freight,jet fuel tf] | NoSettings | 0 | 0 | 0 | 0 | 0 | 0 | 0 | 0 | 0 | 0 | 0 | 0 | 0 | 0 | 0 | 0 | 0 | 0 | 0 | 0 | 0 | 0 | 0 | 0 | 0 | 0 | 0 | 0 | 0 | 0 | 0
Transportation Pollutant Emissions Disaggregated[HDVs,VOC,freight,heavy or residual fuel oil tf] | NoSettings | 0 | 0 | 0 | 0 | 0 | 0 | 0 | 0 | 0 | 0 | 0 | 0 | 0 | 0 | 0 | 0 | 0 | 0 | 0 | 0 | 0 | 0 | 0 | 0 | 0 | 0 | 0 | 0 | 0 | 0 | 0
Transportation Pollutant Emissions Disaggregated[HDVs,VOC,freight,LPG propane or butane tf] | NoSettings | 0 | 0 | 0 | 0 | 0 | 0 | 0 | 0 | 0 | 0 | 0 | 0 | 0 | 0 | 0 | 0 | 0 | 0 | 0 | 0 | 0 | 0 | 0 | 0 | 0 | 0 | 0 | 0 | 0 | 0 | 0
Transportation Pollutant Emissions Disaggregated[HDVs,VOC,freight,hydrogen tf] | NoSettings | 0 | 0 | 0 | 0 | 0 | 0 | 0 | 0 | 0 | 0 | 0 | 0 | 0 | 0 | 0 | 0 | 0 | 0 | 0 | 0 | 0 | 0 | 0 | 0 | 0 | 0 | 0 | 0 | 0 | 0 | 0
Transportation Pollutant Emissions Disaggregated[HDVs,CO,passenger,electricity tf] | NoSettings | 0 | 0 | 0 | 0 | 0 | 0 | 0 | 0 | 0 | 0 | 0 | 0 | 0 | 0 | 0 | 0 | 0 | 0 | 0 | 0 | 0 | 0 | 0 | 0 | 0 | 0 | 0 | 0 | 0 | 0 | 0
Transportation Pollutant Emissions Disaggregated[HDVs,CO,passenger,natural gas tf] | NoSettings | 11773500000 | 11486300000 | 10867900000 | 10252700000 | 9621180000 | 9012680000 | 8402080000 | 7830250000 | 7288350000 | 6701130000 | 6123140000 | 5567310000 | 5042510000 | 4539880000 | 4059380000 | 3598630000 | 3197270000 | 2816600000 | 2457900000 | 2122590000 | 1813120000 | 1527330000 | 1267730000 | 1129000000 | 1001250000 | 863314000 | 720367000 | 605522000 | 499828000 | 413854000 | 352719000
Transportation Pollutant Emissions Disaggregated[HDVs,CO,passenger,petroleum gasoline tf] | NoSettings | 9709250000 | 9660930000 | 9233620000 | 8813460000 | 8393320000 | 7978890000 | 7574590000 | 7168750000 | 6780960000 | 6378580000 | 5971260000 | 5562060000 | 5155330000 | 4746610000 | 4337650000 | 3920380000 | 3539130000 | 3150510000 | 2747940000 | 2353180000 | 1953470000 | 1552790000 | 1150250000 | 1077740000 | 1019480000 | 969420000 | 904864000 | 836126000 | 765579000 | 699318000 | 629376000
Transportation Pollutant Emissions Disaggregated[HDVs,CO,passenger,petroleum diesel tf] | NoSettings | 1110020000 | 1132790000 | 1113310000 | 1093200000 | 1065370000 | 1037430000 | 1005840000 | 971705000 | 935612000 | 889202000 | 838354000 | 811607000 | 785988000 | 757154000 | 730782000 | 703242000 | 680141000 | 656359000 | 630165000 | 607768000 | 586700000 | 563423000 | 541309000 | 498682000 | 459930000 | 419946000 | 380599000 | 345896000 | 310600000 | 280445000 | 254001000
Transportation Pollutant Emissions Disaggregated[HDVs,CO,passenger,biofuel gasoline tf] | NoSettings | 79735200 | 79577700 | 76300900 | 73032500 | 69726300 | 66469900 | 63285200 | 60067800 | 56965400 | 53715000 | 50394700 | 46941300 | 43508700 | 40059300 | 36607800 | 33086200 | 29868600 | 26588900 | 23191400 | 19859800 | 16486400 | 13104900 | 9707570 | 9095600 | 8603970 | 8181460 | 7636640 | 7056520 | 6461140 | 5901930 | 5311650
Transportation Pollutant Emissions Disaggregated[HDVs,CO,passenger,biofuel diesel tf] | NoSettings | 273213000 | 313370000 | 343647000 | 374263000 | 402521000 | 430753000 | 457347000 | 482392000 | 505842000 | 522461000 | 534382000 | 517333000 | 501002000 | 482623000 | 465813000 | 448259000 | 433534000 | 418375000 | 401678000 | 387402000 | 373973000 | 359136000 | 345040000 | 317869000 | 293167000 | 267681000 | 242600000 | 220480000 | 197982000 | 178761000 | 161905000
Transportation Pollutant Emissions Disaggregated[HDVs,CO,passenger,jet fuel tf] | NoSettings | 0 | 0 | 0 | 0 | 0 | 0 | 0 | 0 | 0 | 0 | 0 | 0 | 0 | 0 | 0 | 0 | 0 | 0 | 0 | 0 | 0 | 0 | 0 | 0 | 0 | 0 | 0 | 0 | 0 | 0 | 0
Transportation Pollutant Emissions Disaggregated[HDVs,CO,passenger,heavy or residual fuel oil tf] | NoSettings | 0 | 0 | 0 | 0 | 0 | 0 | 0 | 0 | 0 | 0 | 0 | 0 | 0 | 0 | 0 | 0 | 0 | 0 | 0 | 0 | 0 | 0 | 0 | 0 | 0 | 0 | 0 | 0 | 0 | 0 | 0
Transportation Pollutant Emissions Disaggregated[HDVs,CO,passenger,LPG propane or butane tf] | NoSettings | 0 | 0 | 0 | 0 | 0 | 0 | 0 | 0 | 0 | 0 | 0 | 0 | 0 | 0 | 0 | 0 | 0 | 0 | 0 | 0 | 0 | 0 | 0 | 0 | 0 | 0 | 0 | 0 | 0 | 0 | 0
Transportation Pollutant Emissions Disaggregated[HDVs,CO,passenger,hydrogen tf] | NoSettings | 0 | 0 | 0 | 0 | 0 | 0 | 0 | 0 | 0 | 0 | 0 | 0 | 0 | 0 | 0 | 0 | 0 | 0 | 0 | 0 | 0 | 0 | 0 | 0 | 0 | 0 | 0 | 0 | 0 | 0 | 0
Transportation Pollutant Emissions Disaggregated[HDVs,CO,freight,electricity tf] | NoSettings | 0 | 0 | 0 | 0 | 0 | 0 | 0 | 0 | 0 | 0 | 0 | 0 | 0 | 0 | 0 | 0 | 0 | 0 | 0 | 0 | 0 | 0 | 0 | 0 | 0 | 0 | 0 | 0 | 0 | 0 | 0
Transportation Pollutant Emissions Disaggregated[HDVs,CO,freight,natural gas tf] | NoSettings | 2084410000 | 1977660000 | 1886310000 | 1789780000 | 1687320000 | 1585860000 | 1482470000 | 1380520000 | 1280350000 | 1185320000 | 1092580000 | 1014660000 | 942107000 | 873609000 | 812356000 | 758347000 | 714344000 | 680054000 | 652282000 | 630738000 | 617925000 | 610823000 | 606473000 | 610214000 | 619183000 | 706991000 | 801422000 | 886795000 | 983683000 | 1092790000 | 1207760000
Transportation Pollutant Emissions Disaggregated[HDVs,CO,freight,petroleum gasoline tf] | NoSettings | 0 | 0 | 0 | 0 | 0 | 0 | 0 | 0 | 0 | 0 | 0 | 0 | 0 | 0 | 0 | 0 | 0 | 0 | 0 | 0 | 0 | 0 | 0 | 0 | 0 | 0 | 0 | 0 | 0 | 0 | 0
Transportation Pollutant Emissions Disaggregated[HDVs,CO,freight,petroleum diesel tf] | NoSettings | 4443710000 | 4402560000 | 4358890000 | 4313760000 | 4246570000 | 4175610000 | 4099410000 | 4007220000 | 3907370000 | 3798520000 | 3680730000 | 3703830000 | 3717820000 | 3728320000 | 3735810000 | 3740200000 | 3738730000 | 3723020000 | 3704800000 | 3685350000 | 3670990000 | 3654510000 | 3645980000 | 3623310000 | 3600390000 | 3582050000 | 3582840000 | 3584100000 | 3584320000 | 3602310000 | 3622770000
Transportation Pollutant Emissions Disaggregated[HDVs,CO,freight,biofuel gasoline tf] | NoSettings | 0 | 0 | 0 | 0 | 0 | 0 | 0 | 0 | 0 | 0 | 0 | 0 | 0 | 0 | 0 | 0 | 0 | 0 | 0 | 0 | 0 | 0 | 0 | 0 | 0 | 0 | 0 | 0 | 0 | 0 | 0
Transportation Pollutant Emissions Disaggregated[HDVs,CO,freight,biofuel diesel tf] | NoSettings | 1093740000 | 1217900000 | 1345460000 | 1476840000 | 1604450000 | 1733770000 | 1863970000 | 1989340000 | 2112530000 | 2231860000 | 2346160000 | 2360890000 | 2369800000 | 2376500000 | 2381270000 | 2384070000 | 2383130000 | 2373120000 | 2361500000 | 2349110000 | 2339960000 | 2329450000 | 2324010000 | 2309560000 | 2294950000 | 2283260000 | 2283770000 | 2284570000 | 2284710000 | 2296170000 | 2309220000
Transportation Pollutant Emissions Disaggregated[HDVs,CO,freight,jet fuel tf] | NoSettings | 0 | 0 | 0 | 0 | 0 | 0 | 0 | 0 | 0 | 0 | 0 | 0 | 0 | 0 | 0 | 0 | 0 | 0 | 0 | 0 | 0 | 0 | 0 | 0 | 0 | 0 | 0 | 0 | 0 | 0 | 0
Transportation Pollutant Emissions Disaggregated[HDVs,CO,freight,heavy or residual fuel oil tf] | NoSettings | 0 | 0 | 0 | 0 | 0 | 0 | 0 | 0 | 0 | 0 | 0 | 0 | 0 | 0 | 0 | 0 | 0 | 0 | 0 | 0 | 0 | 0 | 0 | 0 | 0 | 0 | 0 | 0 | 0 | 0 | 0
Transportation Pollutant Emissions Disaggregated[HDVs,CO,freight,LPG propane or butane tf] | NoSettings | 0 | 0 | 0 | 0 | 0 | 0 | 0 | 0 | 0 | 0 | 0 | 0 | 0 | 0 | 0 | 0 | 0 | 0 | 0 | 0 | 0 | 0 | 0 | 0 | 0 | 0 | 0 | 0 | 0 | 0 | 0
Transportation Pollutant Emissions Disaggregated[HDVs,CO,freight,hydrogen tf] | NoSettings | 0 | 0 | 0 | 0 | 0 | 0 | 0 | 0 | 0 | 0 | 0 | 0 | 0 | 0 | 0 | 0 | 0 | 0 | 0 | 0 | 0 | 0 | 0 | 0 | 0 | 0 | 0 | 0 | 0 | 0 | 0
Transportation Pollutant Emissions Disaggregated[HDVs,NOx,passenger,electricity tf] | NoSettings | 0 | 0 | 0 | 0 | 0 | 0 | 0 | 0 | 0 | 0 | 0 | 0 | 0 | 0 | 0 | 0 | 0 | 0 | 0 | 0 | 0 | 0 | 0 | 0 | 0 | 0 | 0 | 0 | 0 | 0 | 0
Transportation Pollutant Emissions Disaggregated[HDVs,NOx,passenger,natural gas tf] | NoSettings | 666822000 | 650553000 | 615532000 | 580686000 | 544919000 | 510454000 | 475872000 | 443485000 | 412793000 | 379534000 | 346798000 | 315318000 | 285594000 | 257127000 | 229913000 | 203817000 | 181085000 | 159525000 | 139209000 | 120218000 | 102691000 | 86503800 | 71800700 | 63943600 | 56707900 | 48895900 | 40799700 | 34295200 | 28308900 | 23439600 | 19977100
Transportation Pollutant Emissions Disaggregated[HDVs,NOx,passenger,petroleum gasoline tf] | NoSettings | 431098000 | 428953000 | 409980000 | 391324000 | 372670000 | 354269000 | 336318000 | 318298000 | 301080000 | 283214000 | 265128000 | 246960000 | 228901000 | 210753000 | 192595000 | 174068000 | 157140000 | 139885000 | 122011000 | 104483000 | 86735500 | 68945100 | 51071800 | 47852300 | 45265800 | 43043000 | 40176600 | 37124600 | 33992300 | 31050200 | 27944800
Transportation Pollutant Emissions Disaggregated[HDVs,NOx,passenger,petroleum diesel tf] | NoSettings | 2718340000 | 2774100000 | 2726400000 | 2677150000 | 2609000000 | 2540560000 | 2463210000 | 2379610000 | 2291230000 | 2177570000 | 2053050000 | 1987550000 | 1924810000 | 1854200000 | 1789610000 | 1722170000 | 1665600000 | 1607360000 | 1543210000 | 1488370000 | 1436770000 | 1379770000 | 1325610000 | 1221220000 | 1126320000 | 1028410000 | 932050000 | 847067000 | 760629000 | 686784000 | 622025000
Transportation Pollutant Emissions Disaggregated[HDVs,NOx,passenger,biofuel gasoline tf] | NoSettings | 195266000 | 194880000 | 186856000 | 178851000 | 170755000 | 162780000 | 154981000 | 147102000 | 139504000 | 131544000 | 123413000 | 114956000 | 106550000 | 98102400 | 89650100 | 81025900 | 73146300 | 65114300 | 56794100 | 48635200 | 40374100 | 32092900 | 23773200 | 22274500 | 21070500 | 20035800 | 18701600 | 17280900 | 15822900 | 14453400 | 13007900
Transportation Pollutant Emissions Disaggregated[HDVs,NOx,passenger,biofuel diesel tf] | NoSettings | 669074000 | 767416000 | 841561000 | 916537000 | 985739000 | 1054880000 | 1120000000 | 1181340000 | 1238760000 | 1279460000 | 1308650000 | 1266900000 | 1226910000 | 1181900000 | 1140730000 | 1097750000 | 1061690000 | 1024560000 | 983674000 | 948713000 | 915826000 | 879492000 | 844972000 | 778432000 | 717941000 | 655527000 | 594107000 | 539937000 | 484840000 | 437770000 | 396491000
Transportation Pollutant Emissions Disaggregated[HDVs,NOx,passenger,jet fuel tf] | NoSettings | 0 | 0 | 0 | 0 | 0 | 0 | 0 | 0 | 0 | 0 | 0 | 0 | 0 | 0 | 0 | 0 | 0 | 0 | 0 | 0 | 0 | 0 | 0 | 0 | 0 | 0 | 0 | 0 | 0 | 0 | 0
Transportation Pollutant Emissions Disaggregated[HDVs,NOx,passenger,heavy or residual fuel oil tf] | NoSettings | 0 | 0 | 0 | 0 | 0 | 0 | 0 | 0 | 0 | 0 | 0 | 0 | 0 | 0 | 0 | 0 | 0 | 0 | 0 | 0 | 0 | 0 | 0 | 0 | 0 | 0 | 0 | 0 | 0 | 0 | 0
Transportation Pollutant Emissions Disaggregated[HDVs,NOx,passenger,LPG propane or butane tf] | NoSettings | 0 | 0 | 0 | 0 | 0 | 0 | 0 | 0 | 0 | 0 | 0 | 0 | 0 | 0 | 0 | 0 | 0 | 0 | 0 | 0 | 0 | 0 | 0 | 0 | 0 | 0 | 0 | 0 | 0 | 0 | 0
Transportation Pollutant Emissions Disaggregated[HDVs,NOx,passenger,hydrogen tf] | NoSettings | 0 | 0 | 0 | 0 | 0 | 0 | 0 | 0 | 0 | 0 | 0 | 0 | 0 | 0 | 0 | 0 | 0 | 0 | 0 | 0 | 0 | 0 | 0 | 0 | 0 | 0 | 0 | 0 | 0 | 0 | 0
Transportation Pollutant Emissions Disaggregated[HDVs,NOx,freight,electricity tf] | NoSettings | 0 | 0 | 0 | 0 | 0 | 0 | 0 | 0 | 0 | 0 | 0 | 0 | 0 | 0 | 0 | 0 | 0 | 0 | 0 | 0 | 0 | 0 | 0 | 0 | 0 | 0 | 0 | 0 | 0 | 0 | 0
Transportation Pollutant Emissions Disaggregated[HDVs,NOx,freight,natural gas tf] | NoSettings | 118056000 | 112010000 | 106836000 | 101369000 | 95565500 | 89819100 | 83963300 | 78189200 | 72515700 | 67133700 | 61880600 | 57467800 | 53358500 | 49478900 | 46009700 | 42950800 | 40458500 | 38516400 | 36943500 | 35723300 | 34997600 | 34595400 | 34349000 | 34560900 | 35068900 | 40042100 | 45390400 | 50225700 | 55713200 | 61892500 | 68404500
Transportation Pollutant Emissions Disaggregated[HDVs,NOx,freight,petroleum gasoline tf] | NoSettings | 0 | 0 | 0 | 0 | 0 | 0 | 0 | 0 | 0 | 0 | 0 | 0 | 0 | 0 | 0 | 0 | 0 | 0 | 0 | 0 | 0 | 0 | 0 | 0 | 0 | 0 | 0 | 0 | 0 | 0 | 0
Transportation Pollutant Emissions Disaggregated[HDVs,NOx,freight,petroleum diesel tf] | NoSettings | 10882200000 | 10781400000 | 10674500000 | 10564000000 | 10399500000 | 10225700000 | 10039100000 | 9813300000 | 9568770000 | 9302220000 | 9013760000 | 9070330000 | 9104580000 | 9130310000 | 9148640000 | 9159390000 | 9155800000 | 9117320000 | 9072700000 | 9025070000 | 8989920000 | 8949540000 | 8928660000 | 8873140000 | 8817000000 | 8772100000 | 8774030000 | 8777110000 | 8777650000 | 8821710000 | 8871810000
Transportation Pollutant Emissions Disaggregated[HDVs,NOx,freight,biofuel gasoline tf] | NoSettings | 0 | 0 | 0 | 0 | 0 | 0 | 0 | 0 | 0 | 0 | 0 | 0 | 0 | 0 | 0 | 0 | 0 | 0 | 0 | 0 | 0 | 0 | 0 | 0 | 0 | 0 | 0 | 0 | 0 | 0 | 0
Transportation Pollutant Emissions Disaggregated[HDVs,NOx,freight,biofuel diesel tf] | NoSettings | 2678480000 | 2982540000 | 3294910000 | 3616640000 | 3929140000 | 4245850000 | 4564700000 | 4871710000 | 5173400000 | 5465640000 | 5745540000 | 5781600000 | 5803440000 | 5819840000 | 5831520000 | 5838370000 | 5836080000 | 5811560000 | 5783120000 | 5752750000 | 5730350000 | 5704610000 | 5691300000 | 5655910000 | 5620130000 | 5591510000 | 5592740000 | 5594700000 | 5595050000 | 5623130000 | 5655060000
Transportation Pollutant Emissions Disaggregated[HDVs,NOx,freight,jet fuel tf] | NoSettings | 0 | 0 | 0 | 0 | 0 | 0 | 0 | 0 | 0 | 0 | 0 | 0 | 0 | 0 | 0 | 0 | 0 | 0 | 0 | 0 | 0 | 0 | 0 | 0 | 0 | 0 | 0 | 0 | 0 | 0 | 0
Transportation Pollutant Emissions Disaggregated[HDVs,NOx,freight,heavy or residual fuel oil tf] | NoSettings | 0 | 0 | 0 | 0 | 0 | 0 | 0 | 0 | 0 | 0 | 0 | 0 | 0 | 0 | 0 | 0 | 0 | 0 | 0 | 0 | 0 | 0 | 0 | 0 | 0 | 0 | 0 | 0 | 0 | 0 | 0
Transportation Pollutant Emissions Disaggregated[HDVs,NOx,freight,LPG propane or butane tf] | NoSettings | 0 | 0 | 0 | 0 | 0 | 0 | 0 | 0 | 0 | 0 | 0 | 0 | 0 | 0 | 0 | 0 | 0 | 0 | 0 | 0 | 0 | 0 | 0 | 0 | 0 | 0 | 0 | 0 | 0 | 0 | 0
Transportation Pollutant Emissions Disaggregated[HDVs,NOx,freight,hydrogen tf] | NoSettings | 0 | 0 | 0 | 0 | 0 | 0 | 0 | 0 | 0 | 0 | 0 | 0 | 0 | 0 | 0 | 0 | 0 | 0 | 0 | 0 | 0 | 0 | 0 | 0 | 0 | 0 | 0 | 0 | 0 | 0 | 0
Transportation Pollutant Emissions Disaggregated[HDVs,PM10,passenger,electricity tf] | NoSettings | 0 | 0 | 0 | 0 | 0 | 0 | 0 | 0 | 0 | 0 | 0 | 0 | 0 | 0 | 0 | 0 | 0 | 0 | 0 | 0 | 0 | 0 | 0 | 0 | 0 | 0 | 0 | 0 | 0 | 0 | 0
Transportation Pollutant Emissions Disaggregated[HDVs,PM10,passenger,natural gas tf] | NoSettings | 60111000 | 58644400 | 55487400 | 52346200 | 49121900 | 46015100 | 42897700 | 39978100 | 37211400 | 34213300 | 31262300 | 28424500 | 25745000 | 23178800 | 20725600 | 18373200 | 16324000 | 14380500 | 12549100 | 10837100 | 9257090 | 7797930 | 6472510 | 5764230 | 5111960 | 4407740 | 3677910 | 3091550 | 2551920 | 2112970 | 1800840
Transportation Pollutant Emissions Disaggregated[HDVs,PM10,passenger,petroleum gasoline tf] | NoSettings | 84053600 | 83635300 | 79936100 | 76298700 | 72661500 | 69073700 | 65573700 | 62060300 | 58703200 | 55219700 | 51693600 | 48151100 | 44630000 | 41091700 | 37551300 | 33939000 | 30638500 | 27274200 | 23789100 | 20371600 | 16911300 | 13442600 | 9957760 | 9330030 | 8825720 | 8392330 | 7833460 | 7238390 | 6627670 | 6054040 | 5448550
Transportation Pollutant Emissions Disaggregated[HDVs,PM10,passenger,petroleum diesel tf] | NoSettings | 91410800 | 93285800 | 91681800 | 90025500 | 87734000 | 85432600 | 82831300 | 80020300 | 77048000 | 73226100 | 69038800 | 66836200 | 64726400 | 62351900 | 60180100 | 57912300 | 56009900 | 54051400 | 51894300 | 50049900 | 48315000 | 46398100 | 44577000 | 41066600 | 37875400 | 34582700 | 31342400 | 28484700 | 25578000 | 23094800 | 20917100
Transportation Pollutant Emissions Disaggregated[HDVs,PM10,passenger,biofuel gasoline tf] | NoSettings | 6566120 | 6553140 | 6283300 | 6014150 | 5741890 | 5473730 | 5211470 | 4946520 | 4691040 | 4423380 | 4149950 | 3865570 | 3582890 | 3298840 | 3014620 | 2724620 | 2459650 | 2189570 | 1909790 | 1635430 | 1357640 | 1079170 | 799408 | 749014 | 708528 | 673735 | 628869 | 581097 | 532068 | 486018 | 437409
Transportation Pollutant Emissions Disaggregated[HDVs,PM10,passenger,biofuel diesel tf] | NoSettings | 22499700 | 25806700 | 28300100 | 30821400 | 33148500 | 35473500 | 37663600 | 39726000 | 41657200 | 43025800 | 44007500 | 42603500 | 41258600 | 39745100 | 38360700 | 36915100 | 35702500 | 34454100 | 33079100 | 31903400 | 30797500 | 29575600 | 28414800 | 26177200 | 24143000 | 22044100 | 19978700 | 18157100 | 16304200 | 14721400 | 13333200
Transportation Pollutant Emissions Disaggregated[HDVs,PM10,passenger,jet fuel tf] | NoSettings | 0 | 0 | 0 | 0 | 0 | 0 | 0 | 0 | 0 | 0 | 0 | 0 | 0 | 0 | 0 | 0 | 0 | 0 | 0 | 0 | 0 | 0 | 0 | 0 | 0 | 0 | 0 | 0 | 0 | 0 | 0
Transportation Pollutant Emissions Disaggregated[HDVs,PM10,passenger,heavy or residual fuel oil tf] | NoSettings | 0 | 0 | 0 | 0 | 0 | 0 | 0 | 0 | 0 | 0 | 0 | 0 | 0 | 0 | 0 | 0 | 0 | 0 | 0 | 0 | 0 | 0 | 0 | 0 | 0 | 0 | 0 | 0 | 0 | 0 | 0
Transportation Pollutant Emissions Disaggregated[HDVs,PM10,passenger,LPG propane or butane tf] | NoSettings | 0 | 0 | 0 | 0 | 0 | 0 | 0 | 0 | 0 | 0 | 0 | 0 | 0 | 0 | 0 | 0 | 0 | 0 | 0 | 0 | 0 | 0 | 0 | 0 | 0 | 0 | 0 | 0 | 0 | 0 | 0
Transportation Pollutant Emissions Disaggregated[HDVs,PM10,passenger,hydrogen tf] | NoSettings | 0 | 0 | 0 | 0 | 0 | 0 | 0 | 0 | 0 | 0 | 0 | 0 | 0 | 0 | 0 | 0 | 0 | 0 | 0 | 0 | 0 | 0 | 0 | 0 | 0 | 0 | 0 | 0 | 0 | 0 | 0
Transportation Pollutant Emissions Disaggregated[HDVs,PM10,freight,electricity tf] | NoSettings | 0 | 0 | 0 | 0 | 0 | 0 | 0 | 0 | 0 | 0 | 0 | 0 | 0 | 0 | 0 | 0 | 0 | 0 | 0 | 0 | 0 | 0 | 0 | 0 | 0 | 0 | 0 | 0 | 0 | 0 | 0
Transportation Pollutant Emissions Disaggregated[HDVs,PM10,freight,natural gas tf] | NoSettings | 10642200 | 10097200 | 9630740 | 9137920 | 8614800 | 8096790 | 7568910 | 7048400 | 6536960 | 6051800 | 5578260 | 5180460 | 4810030 | 4460300 | 4147570 | 3871820 | 3647160 | 3472080 | 3330290 | 3220300 | 3154880 | 3118620 | 3096410 | 3115510 | 3161300 | 3609610 | 4091740 | 4527620 | 5022300 | 5579330 | 6166350
Transportation Pollutant Emissions Disaggregated[HDVs,PM10,freight,petroleum gasoline tf] | NoSettings | 0 | 0 | 0 | 0 | 0 | 0 | 0 | 0 | 0 | 0 | 0 | 0 | 0 | 0 | 0 | 0 | 0 | 0 | 0 | 0 | 0 | 0 | 0 | 0 | 0 | 0 | 0 | 0 | 0 | 0 | 0
Transportation Pollutant Emissions Disaggregated[HDVs,PM10,freight,petroleum diesel tf] | NoSettings | 365942000 | 362552000 | 358956000 | 355240000 | 349707000 | 343863000 | 337588000 | 329996000 | 321773000 | 312810000 | 303110000 | 305012000 | 306164000 | 307029000 | 307645000 | 308007000 | 307886000 | 306592000 | 305092000 | 303490000 | 302308000 | 300950000 | 300248000 | 298381000 | 296493000 | 294983000 | 295048000 | 295152000 | 295170000 | 296651000 | 298336000
Transportation Pollutant Emissions Disaggregated[HDVs,PM10,freight,biofuel gasoline tf] | NoSettings | 0 | 0 | 0 | 0 | 0 | 0 | 0 | 0 | 0 | 0 | 0 | 0 | 0 | 0 | 0 | 0 | 0 | 0 | 0 | 0 | 0 | 0 | 0 | 0 | 0 | 0 | 0 | 0 | 0 | 0 | 0
Transportation Pollutant Emissions Disaggregated[HDVs,PM10,freight,biofuel diesel tf] | NoSettings | 90072100 | 100297000 | 110802000 | 121621000 | 132130000 | 142780000 | 153502000 | 163826000 | 173972000 | 183799000 | 193212000 | 194424000 | 195158000 | 195710000 | 196103000 | 196333000 | 196256000 | 195432000 | 194475000 | 193454000 | 192701000 | 191835000 | 191387000 | 190197000 | 188994000 | 188032000 | 188073000 | 188139000 | 188151000 | 189095000 | 190169000
Transportation Pollutant Emissions Disaggregated[HDVs,PM10,freight,jet fuel tf] | NoSettings | 0 | 0 | 0 | 0 | 0 | 0 | 0 | 0 | 0 | 0 | 0 | 0 | 0 | 0 | 0 | 0 | 0 | 0 | 0 | 0 | 0 | 0 | 0 | 0 | 0 | 0 | 0 | 0 | 0 | 0 | 0
Transportation Pollutant Emissions Disaggregated[HDVs,PM10,freight,heavy or residual fuel oil tf] | NoSettings | 0 | 0 | 0 | 0 | 0 | 0 | 0 | 0 | 0 | 0 | 0 | 0 | 0 | 0 | 0 | 0 | 0 | 0 | 0 | 0 | 0 | 0 | 0 | 0 | 0 | 0 | 0 | 0 | 0 | 0 | 0
Transportation Pollutant Emissions Disaggregated[HDVs,PM10,freight,LPG propane or butane tf] | NoSettings | 0 | 0 | 0 | 0 | 0 | 0 | 0 | 0 | 0 | 0 | 0 | 0 | 0 | 0 | 0 | 0 | 0 | 0 | 0 | 0 | 0 | 0 | 0 | 0 | 0 | 0 | 0 | 0 | 0 | 0 | 0
Transportation Pollutant Emissions Disaggregated[HDVs,PM10,freight,hydrogen tf] | NoSettings | 0 | 0 | 0 | 0 | 0 | 0 | 0 | 0 | 0 | 0 | 0 | 0 | 0 | 0 | 0 | 0 | 0 | 0 | 0 | 0 | 0 | 0 | 0 | 0 | 0 | 0 | 0 | 0 | 0 | 0 | 0
Transportation Pollutant Emissions Disaggregated[HDVs,PM25,passenger,electricity tf] | NoSettings | 0 | 0 | 0 | 0 | 0 | 0 | 0 | 0 | 0 | 0 | 0 | 0 | 0 | 0 | 0 | 0 | 0 | 0 | 0 | 0 | 0 | 0 | 0 | 0 | 0 | 0 | 0 | 0 | 0 | 0 | 0
Transportation Pollutant Emissions Disaggregated[HDVs,PM25,passenger,natural gas tf] | NoSettings | 29315700 | 28600500 | 27060800 | 25528900 | 23956400 | 22441300 | 20920900 | 19497100 | 18147800 | 16685600 | 15246400 | 13862400 | 12555700 | 11304200 | 10107700 | 8960490 | 7961100 | 7013250 | 6120100 | 5285180 | 4514620 | 3803000 | 3156600 | 2811170 | 2493070 | 2149630 | 1793690 | 1507730 | 1244560 | 1030480 | 878259
Transportation Pollutant Emissions Disaggregated[HDVs,PM25,passenger,petroleum gasoline tf] | NoSettings | 33701000 | 33533300 | 32050100 | 30591700 | 29133400 | 27694900 | 26291600 | 24882900 | 23536900 | 22140200 | 20726400 | 19306100 | 17894300 | 16475600 | 15056100 | 13607700 | 12284400 | 10935500 | 9538170 | 8167950 | 6780540 | 5389780 | 3992540 | 3740850 | 3538650 | 3364880 | 3140800 | 2902210 | 2657340 | 2427350 | 2184580
Transportation Pollutant Emissions Disaggregated[HDVs,PM25,passenger,petroleum diesel tf] | NoSettings | 44578500 | 45492800 | 44710600 | 43902900 | 42785400 | 41663000 | 40394500 | 39023600 | 37574100 | 35710300 | 33668300 | 32594100 | 31565200 | 30407300 | 29348200 | 28242200 | 27314400 | 26359400 | 25307400 | 24407900 | 23561800 | 22627000 | 21738900 | 20027000 | 18470800 | 16865000 | 15284800 | 13891200 | 12473700 | 11262700 | 10200700
Transportation Pollutant Emissions Disaggregated[HDVs,PM25,passenger,biofuel gasoline tf] | NoSettings | 3201800 | 3195470 | 3063890 | 2932640 | 2799890 | 2669120 | 2541240 | 2412040 | 2287460 | 2156950 | 2023620 | 1884940 | 1747110 | 1608590 | 1470000 | 1328590 | 1199390 | 1067690 | 931259 | 797477 | 662017 | 526230 | 389811 | 365237 | 345496 | 328530 | 306652 | 283357 | 259449 | 236994 | 213291
Transportation Pollutant Emissions Disaggregated[HDVs,PM25,passenger,biofuel diesel tf] | NoSettings | 10972200 | 12585000 | 13800900 | 15030400 | 16165300 | 17299100 | 18367100 | 19372900 | 20314600 | 20982100 | 21460800 | 20776100 | 20120300 | 19382200 | 18707100 | 18002100 | 17410800 | 16802000 | 16131400 | 15558100 | 15018800 | 14422900 | 13856800 | 12765600 | 11773600 | 10750100 | 9742840 | 8854510 | 7950960 | 7179050 | 6502110
Transportation Pollutant Emissions Disaggregated[HDVs,PM25,passenger,jet fuel tf] | NoSettings | 0 | 0 | 0 | 0 | 0 | 0 | 0 | 0 | 0 | 0 | 0 | 0 | 0 | 0 | 0 | 0 | 0 | 0 | 0 | 0 | 0 | 0 | 0 | 0 | 0 | 0 | 0 | 0 | 0 | 0 | 0
Transportation Pollutant Emissions Disaggregated[HDVs,PM25,passenger,heavy or residual fuel oil tf] | NoSettings | 0 | 0 | 0 | 0 | 0 | 0 | 0 | 0 | 0 | 0 | 0 | 0 | 0 | 0 | 0 | 0 | 0 | 0 | 0 | 0 | 0 | 0 | 0 | 0 | 0 | 0 | 0 | 0 | 0 | 0 | 0
Transportation Pollutant Emissions Disaggregated[HDVs,PM25,passenger,LPG propane or butane tf] | NoSettings | 0 | 0 | 0 | 0 | 0 | 0 | 0 | 0 | 0 | 0 | 0 | 0 | 0 | 0 | 0 | 0 | 0 | 0 | 0 | 0 | 0 | 0 | 0 | 0 | 0 | 0 | 0 | 0 | 0 | 0 | 0
Transportation Pollutant Emissions Disaggregated[HDVs,PM25,passenger,hydrogen tf] | NoSettings | 0 | 0 | 0 | 0 | 0 | 0 | 0 | 0 | 0 | 0 | 0 | 0 | 0 | 0 | 0 | 0 | 0 | 0 | 0 | 0 | 0 | 0 | 0 | 0 | 0 | 0 | 0 | 0 | 0 | 0 | 0
Transportation Pollutant Emissions Disaggregated[HDVs,PM25,freight,electricity tf] | NoSettings | 0 | 0 | 0 | 0 | 0 | 0 | 0 | 0 | 0 | 0 | 0 | 0 | 0 | 0 | 0 | 0 | 0 | 0 | 0 | 0 | 0 | 0 | 0 | 0 | 0 | 0 | 0 | 0 | 0 | 0 | 0
Transportation Pollutant Emissions Disaggregated[HDVs,PM25,freight,natural gas tf] | NoSettings | 5190130 | 4924320 | 4696850 | 4456500 | 4201380 | 3948750 | 3691310 | 3437460 | 3188030 | 2951420 | 2720480 | 2526480 | 2345820 | 2175260 | 2022740 | 1888260 | 1778690 | 1693310 | 1624160 | 1570520 | 1538610 | 1520930 | 1510100 | 1519410 | 1541750 | 1760380 | 1995520 | 2208090 | 2449340 | 2721000 | 3007290
Transportation Pollutant Emissions Disaggregated[HDVs,PM25,freight,petroleum gasoline tf] | NoSettings | 0 | 0 | 0 | 0 | 0 | 0 | 0 | 0 | 0 | 0 | 0 | 0 | 0 | 0 | 0 | 0 | 0 | 0 | 0 | 0 | 0 | 0 | 0 | 0 | 0 | 0 | 0 | 0 | 0 | 0 | 0
Transportation Pollutant Emissions Disaggregated[HDVs,PM25,freight,petroleum diesel tf] | NoSettings | 178459000 | 176807000 | 175053000 | 173240000 | 170542000 | 167692000 | 164632000 | 160930000 | 156920000 | 152548000 | 147818000 | 148746000 | 149307000 | 149729000 | 150030000 | 150206000 | 150147000 | 149516000 | 148785000 | 148003000 | 147427000 | 146765000 | 146422000 | 145512000 | 144591000 | 143855000 | 143887000 | 143937000 | 143946000 | 144669000 | 145490000
Transportation Pollutant Emissions Disaggregated[HDVs,PM25,freight,biofuel gasoline tf] | NoSettings | 0 | 0 | 0 | 0 | 0 | 0 | 0 | 0 | 0 | 0 | 0 | 0 | 0 | 0 | 0 | 0 | 0 | 0 | 0 | 0 | 0 | 0 | 0 | 0 | 0 | 0 | 0 | 0 | 0 | 0 | 0
Transportation Pollutant Emissions Disaggregated[HDVs,PM25,freight,biofuel diesel tf] | NoSettings | 43924800 | 48911100 | 54033700 | 59309900 | 64434600 | 69628300 | 74857200 | 79892000 | 84839400 | 89631900 | 94222100 | 94813400 | 95171400 | 95440400 | 95632000 | 95744400 | 95706800 | 95304600 | 94838200 | 94340300 | 93972900 | 93550800 | 93332500 | 92752200 | 92165400 | 91696000 | 91716200 | 91748300 | 91754000 | 92214600 | 92738300
Transportation Pollutant Emissions Disaggregated[HDVs,PM25,freight,jet fuel tf] | NoSettings | 0 | 0 | 0 | 0 | 0 | 0 | 0 | 0 | 0 | 0 | 0 | 0 | 0 | 0 | 0 | 0 | 0 | 0 | 0 | 0 | 0 | 0 | 0 | 0 | 0 | 0 | 0 | 0 | 0 | 0 | 0
Transportation Pollutant Emissions Disaggregated[HDVs,PM25,freight,heavy or residual fuel oil tf] | NoSettings | 0 | 0 | 0 | 0 | 0 | 0 | 0 | 0 | 0 | 0 | 0 | 0 | 0 | 0 | 0 | 0 | 0 | 0 | 0 | 0 | 0 | 0 | 0 | 0 | 0 | 0 | 0 | 0 | 0 | 0 | 0
Transportation Pollutant Emissions Disaggregated[HDVs,PM25,freight,LPG propane or butane tf] | NoSettings | 0 | 0 | 0 | 0 | 0 | 0 | 0 | 0 | 0 | 0 | 0 | 0 | 0 | 0 | 0 | 0 | 0 | 0 | 0 | 0 | 0 | 0 | 0 | 0 | 0 | 0 | 0 | 0 | 0 | 0 | 0
Transportation Pollutant Emissions Disaggregated[HDVs,PM25,freight,hydrogen tf] | NoSettings | 0 | 0 | 0 | 0 | 0 | 0 | 0 | 0 | 0 | 0 | 0 | 0 | 0 | 0 | 0 | 0 | 0 | 0 | 0 | 0 | 0 | 0 | 0 | 0 | 0 | 0 | 0 | 0 | 0 | 0 | 0
Transportation Pollutant Emissions Disaggregated[HDVs,SOx,passenger,electricity tf] | NoSettings | 0 | 0 | 0 | 0 | 0 | 0 | 0 | 0 | 0 | 0 | 0 | 0 | 0 | 0 | 0 | 0 | 0 | 0 | 0 | 0 | 0 | 0 | 0 | 0 | 0 | 0 | 0 | 0 | 0 | 0 | 0
Transportation Pollutant Emissions Disaggregated[HDVs,SOx,passenger,natural gas tf] | NoSettings | 0 | 0 | 0 | 0 | 0 | 0 | 0 | 0 | 0 | 0 | 0 | 0 | 0 | 0 | 0 | 0 | 0 | 0 | 0 | 0 | 0 | 0 | 0 | 0 | 0 | 0 | 0 | 0 | 0 | 0 | 0
Transportation Pollutant Emissions Disaggregated[HDVs,SOx,passenger,petroleum gasoline tf] | NoSettings | 7048690 | 7013610 | 6703400 | 6398370 | 6093350 | 5792490 | 5498980 | 5204340 | 4922820 | 4630700 | 4335000 | 4037930 | 3742650 | 3445930 | 3149040 | 2846100 | 2569330 | 2287200 | 1994940 | 1708350 | 1418170 | 1127290 | 835053 | 782412 | 740121 | 703776 | 656910 | 607008 | 555793 | 507689 | 456912
Transportation Pollutant Emissions Disaggregated[HDVs,SOx,passenger,petroleum diesel tf] | NoSettings | 8757400 | 8937040 | 8783370 | 8624690 | 8405160 | 8184670 | 7935460 | 7666160 | 7381410 | 7015260 | 6614110 | 6403090 | 6200960 | 5973480 | 5765420 | 5548150 | 5365900 | 5178280 | 4971620 | 4794920 | 4628710 | 4445060 | 4270600 | 3934300 | 3628570 | 3313120 | 3002690 | 2728910 | 2450440 | 2212540 | 2003920
Transportation Pollutant Emissions Disaggregated[HDVs,SOx,passenger,biofuel gasoline tf] | NoSettings | 0 | 0 | 0 | 0 | 0 | 0 | 0 | 0 | 0 | 0 | 0 | 0 | 0 | 0 | 0 | 0 | 0 | 0 | 0 | 0 | 0 | 0 | 0 | 0 | 0 | 0 | 0 | 0 | 0 | 0 | 0
Transportation Pollutant Emissions Disaggregated[HDVs,SOx,passenger,biofuel diesel tf] | NoSettings | 0 | 0 | 0 | 0 | 0 | 0 | 0 | 0 | 0 | 0 | 0 | 0 | 0 | 0 | 0 | 0 | 0 | 0 | 0 | 0 | 0 | 0 | 0 | 0 | 0 | 0 | 0 | 0 | 0 | 0 | 0
Transportation Pollutant Emissions Disaggregated[HDVs,SOx,passenger,jet fuel tf] | NoSettings | 0 | 0 | 0 | 0 | 0 | 0 | 0 | 0 | 0 | 0 | 0 | 0 | 0 | 0 | 0 | 0 | 0 | 0 | 0 | 0 | 0 | 0 | 0 | 0 | 0 | 0 | 0 | 0 | 0 | 0 | 0
Transportation Pollutant Emissions Disaggregated[HDVs,SOx,passenger,heavy or residual fuel oil tf] | NoSettings | 0 | 0 | 0 | 0 | 0 | 0 | 0 | 0 | 0 | 0 | 0 | 0 | 0 | 0 | 0 | 0 | 0 | 0 | 0 | 0 | 0 | 0 | 0 | 0 | 0 | 0 | 0 | 0 | 0 | 0 | 0
Transportation Pollutant Emissions Disaggregated[HDVs,SOx,passenger,LPG propane or butane tf] | NoSettings | 0 | 0 | 0 | 0 | 0 | 0 | 0 | 0 | 0 | 0 | 0 | 0 | 0 | 0 | 0 | 0 | 0 | 0 | 0 | 0 | 0 | 0 | 0 | 0 | 0 | 0 | 0 | 0 | 0 | 0 | 0
Transportation Pollutant Emissions Disaggregated[HDVs,SOx,passenger,hydrogen tf] | NoSettings | 0 | 0 | 0 | 0 | 0 | 0 | 0 | 0 | 0 | 0 | 0 | 0 | 0 | 0 | 0 | 0 | 0 | 0 | 0 | 0 | 0 | 0 | 0 | 0 | 0 | 0 | 0 | 0 | 0 | 0 | 0
Transportation Pollutant Emissions Disaggregated[HDVs,SOx,freight,electricity tf] | NoSettings | 0 | 0 | 0 | 0 | 0 | 0 | 0 | 0 | 0 | 0 | 0 | 0 | 0 | 0 | 0 | 0 | 0 | 0 | 0 | 0 | 0 | 0 | 0 | 0 | 0 | 0 | 0 | 0 | 0 | 0 | 0
Transportation Pollutant Emissions Disaggregated[HDVs,SOx,freight,natural gas tf] | NoSettings | 0 | 0 | 0 | 0 | 0 | 0 | 0 | 0 | 0 | 0 | 0 | 0 | 0 | 0 | 0 | 0 | 0 | 0 | 0 | 0 | 0 | 0 | 0 | 0 | 0 | 0 | 0 | 0 | 0 | 0 | 0
Transportation Pollutant Emissions Disaggregated[HDVs,SOx,freight,petroleum gasoline tf] | NoSettings | 0 | 0 | 0 | 0 | 0 | 0 | 0 | 0 | 0 | 0 | 0 | 0 | 0 | 0 | 0 | 0 | 0 | 0 | 0 | 0 | 0 | 0 | 0 | 0 | 0 | 0 | 0 | 0 | 0 | 0 | 0
Transportation Pollutant Emissions Disaggregated[HDVs,SOx,freight,petroleum diesel tf] | NoSettings | 35058200 | 34733500 | 34389000 | 34032900 | 33502900 | 32943100 | 32341900 | 31614500 | 30826700 | 29968000 | 29038700 | 29221000 | 29331300 | 29414200 | 29473300 | 29507900 | 29496300 | 29372400 | 29228600 | 29075200 | 28961900 | 28831800 | 28764600 | 28585700 | 28404900 | 28260200 | 28266400 | 28276300 | 28278100 | 28420000 | 28581400
Transportation Pollutant Emissions Disaggregated[HDVs,SOx,freight,biofuel gasoline tf] | NoSettings | 0 | 0 | 0 | 0 | 0 | 0 | 0 | 0 | 0 | 0 | 0 | 0 | 0 | 0 | 0 | 0 | 0 | 0 | 0 | 0 | 0 | 0 | 0 | 0 | 0 | 0 | 0 | 0 | 0 | 0 | 0
Transportation Pollutant Emissions Disaggregated[HDVs,SOx,freight,biofuel diesel tf] | NoSettings | 0 | 0 | 0 | 0 | 0 | 0 | 0 | 0 | 0 | 0 | 0 | 0 | 0 | 0 | 0 | 0 | 0 | 0 | 0 | 0 | 0 | 0 | 0 | 0 | 0 | 0 | 0 | 0 | 0 | 0 | 0
Transportation Pollutant Emissions Disaggregated[HDVs,SOx,freight,jet fuel tf] | NoSettings | 0 | 0 | 0 | 0 | 0 | 0 | 0 | 0 | 0 | 0 | 0 | 0 | 0 | 0 | 0 | 0 | 0 | 0 | 0 | 0 | 0 | 0 | 0 | 0 | 0 | 0 | 0 | 0 | 0 | 0 | 0
Transportation Pollutant Emissions Disaggregated[HDVs,SOx,freight,heavy or residual fuel oil tf] | NoSettings | 0 | 0 | 0 | 0 | 0 | 0 | 0 | 0 | 0 | 0 | 0 | 0 | 0 | 0 | 0 | 0 | 0 | 0 | 0 | 0 | 0 | 0 | 0 | 0 | 0 | 0 | 0 | 0 | 0 | 0 | 0
Transportation Pollutant Emissions Disaggregated[HDVs,SOx,freight,LPG propane or butane tf] | NoSettings | 0 | 0 | 0 | 0 | 0 | 0 | 0 | 0 | 0 | 0 | 0 | 0 | 0 | 0 | 0 | 0 | 0 | 0 | 0 | 0 | 0 | 0 | 0 | 0 | 0 | 0 | 0 | 0 | 0 | 0 | 0
Transportation Pollutant Emissions Disaggregated[HDVs,SOx,freight,hydrogen tf] | NoSettings | 0 | 0 | 0 | 0 | 0 | 0 | 0 | 0 | 0 | 0 | 0 | 0 | 0 | 0 | 0 | 0 | 0 | 0 | 0 | 0 | 0 | 0 | 0 | 0 | 0 | 0 | 0 | 0 | 0 | 0 | 0
Transportation Pollutant Emissions Disaggregated[HDVs,BC,passenger,electricity tf] | NoSettings | 0 | 0 | 0 | 0 | 0 | 0 | 0 | 0 | 0 | 0 | 0 | 0 | 0 | 0 | 0 | 0 | 0 | 0 | 0 | 0 | 0 | 0 | 0 | 0 | 0 | 0 | 0 | 0 | 0 | 0 | 0
Transportation Pollutant Emissions Disaggregated[HDVs,BC,passenger,natural gas tf] | NoSettings | 2324970 | 2268240 | 2146140 | 2024640 | 1899930 | 1779770 | 1659190 | 1546270 | 1439260 | 1323300 | 1209160 | 1099400 | 995765 | 896509 | 801623 | 710637 | 631378 | 556206 | 485372 | 419156 | 358045 | 301608 | 250343 | 222948 | 197720 | 170482 | 142254 | 119575 | 98703.1 | 81725.4 | 69652.8
Transportation Pollutant Emissions Disaggregated[HDVs,BC,passenger,petroleum gasoline tf] | NoSettings | 6236020 | 6204990 | 5930540 | 5660680 | 5390830 | 5124650 | 4864980 | 4604310 | 4355250 | 4096810 | 3835200 | 3572380 | 3311150 | 3048640 | 2785970 | 2517970 | 2273100 | 2023500 | 1764940 | 1511390 | 1254670 | 997321 | 738776 | 692204 | 654789 | 622635 | 581172 | 537024 | 491713 | 449155 | 404233
Transportation Pollutant Emissions Disaggregated[HDVs,BC,passenger,petroleum diesel tf] | NoSettings | 3544250 | 3616950 | 3554760 | 3490540 | 3401700 | 3312460 | 3211600 | 3102610 | 2987370 | 2839180 | 2676830 | 2591430 | 2509620 | 2417560 | 2333350 | 2245420 | 2171660 | 2095730 | 2012090 | 1940580 | 1873310 | 1798980 | 1728380 | 1592270 | 1468540 | 1340870 | 1215230 | 1104430 | 991732 | 895450 | 811015
Transportation Pollutant Emissions Disaggregated[HDVs,BC,passenger,biofuel gasoline tf] | NoSettings | 254659 | 254156 | 243691 | 233252 | 222693 | 212292 | 202121 | 191845 | 181937 | 171556 | 160951 | 149922 | 138958 | 127942 | 116919 | 105671 | 95394.8 | 84919.9 | 74068.9 | 63428.4 | 52654.5 | 41854.4 | 31004.1 | 29049.6 | 27479.5 | 26130 | 24390 | 22537.2 | 20635.7 | 18849.6 | 16964.4
Transportation Pollutant Emissions Disaggregated[HDVs,BC,passenger,biofuel diesel tf] | NoSettings | 868795 | 996493 | 1092770 | 1190130 | 1279990 | 1369760 | 1454330 | 1533970 | 1608540 | 1661380 | 1699290 | 1645080 | 1593150 | 1534700 | 1481250 | 1425430 | 1378600 | 1330400 | 1277300 | 1231910 | 1189200 | 1142020 | 1097200 | 1010800 | 932249 | 851204 | 771450 | 701111 | 629567 | 568446 | 514845
Transportation Pollutant Emissions Disaggregated[HDVs,BC,passenger,jet fuel tf] | NoSettings | 0 | 0 | 0 | 0 | 0 | 0 | 0 | 0 | 0 | 0 | 0 | 0 | 0 | 0 | 0 | 0 | 0 | 0 | 0 | 0 | 0 | 0 | 0 | 0 | 0 | 0 | 0 | 0 | 0 | 0 | 0
Transportation Pollutant Emissions Disaggregated[HDVs,BC,passenger,heavy or residual fuel oil tf] | NoSettings | 0 | 0 | 0 | 0 | 0 | 0 | 0 | 0 | 0 | 0 | 0 | 0 | 0 | 0 | 0 | 0 | 0 | 0 | 0 | 0 | 0 | 0 | 0 | 0 | 0 | 0 | 0 | 0 | 0 | 0 | 0
Transportation Pollutant Emissions Disaggregated[HDVs,BC,passenger,LPG propane or butane tf] | NoSettings | 0 | 0 | 0 | 0 | 0 | 0 | 0 | 0 | 0 | 0 | 0 | 0 | 0 | 0 | 0 | 0 | 0 | 0 | 0 | 0 | 0 | 0 | 0 | 0 | 0 | 0 | 0 | 0 | 0 | 0 | 0
Transportation Pollutant Emissions Disaggregated[HDVs,BC,passenger,hydrogen tf] | NoSettings | 0 | 0 | 0 | 0 | 0 | 0 | 0 | 0 | 0 | 0 | 0 | 0 | 0 | 0 | 0 | 0 | 0 | 0 | 0 | 0 | 0 | 0 | 0 | 0 | 0 | 0 | 0 | 0 | 0 | 0 | 0
Transportation Pollutant Emissions Disaggregated[HDVs,BC,freight,electricity tf] | NoSettings | 0 | 0 | 0 | 0 | 0 | 0 | 0 | 0 | 0 | 0 | 0 | 0 | 0 | 0 | 0 | 0 | 0 | 0 | 0 | 0 | 0 | 0 | 0 | 0 | 0 | 0 | 0 | 0 | 0 | 0 | 0
Transportation Pollutant Emissions Disaggregated[HDVs,BC,freight,natural gas tf] | NoSettings | 411618 | 390537 | 372497 | 353436 | 333202 | 313167 | 292750 | 272618 | 252836 | 234071 | 215755 | 200369 | 186042 | 172515 | 160419 | 149754 | 141064 | 134293 | 128809 | 124554 | 122024 | 120622 | 119763 | 120501 | 122273 | 139612 | 158260 | 175119 | 194252 | 215797 | 238502
Transportation Pollutant Emissions Disaggregated[HDVs,BC,freight,petroleum gasoline tf] | NoSettings | 0 | 0 | 0 | 0 | 0 | 0 | 0 | 0 | 0 | 0 | 0 | 0 | 0 | 0 | 0 | 0 | 0 | 0 | 0 | 0 | 0 | 0 | 0 | 0 | 0 | 0 | 0 | 0 | 0 | 0 | 0
Transportation Pollutant Emissions Disaggregated[HDVs,BC,freight,petroleum diesel tf] | NoSettings | 14188600 | 14057200 | 13917700 | 13773600 | 13559100 | 13332600 | 13089200 | 12794900 | 12476100 | 12128500 | 11752400 | 11826200 | 11870800 | 11904400 | 11928300 | 11942300 | 11937600 | 11887400 | 11829300 | 11767200 | 11721300 | 11668700 | 11641500 | 11569100 | 11495900 | 11437300 | 11439900 | 11443900 | 11444600 | 11502000 | 11567300
Transportation Pollutant Emissions Disaggregated[HDVs,BC,freight,biofuel gasoline tf] | NoSettings | 0 | 0 | 0 | 0 | 0 | 0 | 0 | 0 | 0 | 0 | 0 | 0 | 0 | 0 | 0 | 0 | 0 | 0 | 0 | 0 | 0 | 0 | 0 | 0 | 0 | 0 | 0 | 0 | 0 | 0 | 0
Transportation Pollutant Emissions Disaggregated[HDVs,BC,freight,biofuel diesel tf] | NoSettings | 3478020 | 3872840 | 4278450 | 4696230 | 5102010 | 5513250 | 5927280 | 6325940 | 6717680 | 7097150 | 7460610 | 7507430 | 7535780 | 7557080 | 7572250 | 7581150 | 7578180 | 7546330 | 7509400 | 7469970 | 7440880 | 7407460 | 7390170 | 7344220 | 7297760 | 7260600 | 7262190 | 7264740 | 7265190 | 7301660 | 7343120
Transportation Pollutant Emissions Disaggregated[HDVs,BC,freight,jet fuel tf] | NoSettings | 0 | 0 | 0 | 0 | 0 | 0 | 0 | 0 | 0 | 0 | 0 | 0 | 0 | 0 | 0 | 0 | 0 | 0 | 0 | 0 | 0 | 0 | 0 | 0 | 0 | 0 | 0 | 0 | 0 | 0 | 0
Transportation Pollutant Emissions Disaggregated[HDVs,BC,freight,heavy or residual fuel oil tf] | NoSettings | 0 | 0 | 0 | 0 | 0 | 0 | 0 | 0 | 0 | 0 | 0 | 0 | 0 | 0 | 0 | 0 | 0 | 0 | 0 | 0 | 0 | 0 | 0 | 0 | 0 | 0 | 0 | 0 | 0 | 0 | 0
Transportation Pollutant Emissions Disaggregated[HDVs,BC,freight,LPG propane or butane tf] | NoSettings | 0 | 0 | 0 | 0 | 0 | 0 | 0 | 0 | 0 | 0 | 0 | 0 | 0 | 0 | 0 | 0 | 0 | 0 | 0 | 0 | 0 | 0 | 0 | 0 | 0 | 0 | 0 | 0 | 0 | 0 | 0
Transportation Pollutant Emissions Disaggregated[HDVs,BC,freight,hydrogen tf] | NoSettings | 0 | 0 | 0 | 0 | 0 | 0 | 0 | 0 | 0 | 0 | 0 | 0 | 0 | 0 | 0 | 0 | 0 | 0 | 0 | 0 | 0 | 0 | 0 | 0 | 0 | 0 | 0 | 0 | 0 | 0 | 0
Transportation Pollutant Emissions Disaggregated[HDVs,OC,passenger,electricity tf] | NoSettings | 0 | 0 | 0 | 0 | 0 | 0 | 0 | 0 | 0 | 0 | 0 | 0 | 0 | 0 | 0 | 0 | 0 | 0 | 0 | 0 | 0 | 0 | 0 | 0 | 0 | 0 | 0 | 0 | 0 | 0 | 0
Transportation Pollutant Emissions Disaggregated[HDVs,OC,passenger,natural gas tf] | NoSettings | 4227210 | 4124080 | 3902070 | 3681170 | 3454430 | 3235950 | 3016720 | 2811400 | 2616840 | 2406000 | 2198480 | 1998910 | 1810480 | 1630020 | 1457500 | 1292070 | 1147960 | 1011280 | 882495 | 762103 | 650991 | 548378 | 455170 | 405360 | 359491 | 309968 | 258643 | 217409 | 179460 | 148592 | 126641
Transportation Pollutant Emissions Disaggregated[HDVs,OC,passenger,petroleum gasoline tf] | NoSettings | 11808600 | 11749900 | 11230200 | 10719200 | 10208200 | 9704120 | 9212410 | 8718810 | 8247170 | 7757780 | 7262390 | 6764720 | 6270040 | 5772950 | 5275560 | 4768060 | 4304380 | 3831730 | 3342120 | 2862000 | 2375860 | 1888540 | 1398960 | 1310770 | 1239920 | 1179030 | 1100520 | 1016920 | 931117 | 850528 | 765463
Transportation Pollutant Emissions Disaggregated[HDVs,OC,passenger,petroleum diesel tf] | NoSettings | 6434710 | 6566700 | 6453790 | 6337200 | 6175890 | 6013890 | 5830770 | 5632900 | 5423670 | 5154630 | 4859870 | 4704820 | 4556310 | 4389160 | 4236280 | 4076640 | 3942730 | 3804860 | 3653020 | 3523180 | 3401050 | 3266120 | 3137920 | 2890820 | 2666180 | 2434390 | 2206300 | 2005130 | 1800520 | 1625720 | 1472430
Transportation Pollutant Emissions Disaggregated[HDVs,OC,passenger,biofuel gasoline tf] | NoSettings | 461970 | 461057 | 442072 | 423135 | 403980 | 385113 | 366662 | 348021 | 330046 | 311214 | 291977 | 271968 | 252080 | 232095 | 212098 | 191695 | 173053 | 154051 | 134366 | 115064 | 95518.9 | 75926.9 | 56243.7 | 52698.1 | 49849.7 | 47401.7 | 44245.2 | 40884.1 | 37434.6 | 34194.6 | 30774.6
Transportation Pollutant Emissions Disaggregated[HDVs,OC,passenger,biofuel diesel tf] | NoSettings | 1580780 | 1813130 | 1988310 | 2165450 | 2328950 | 2492300 | 2646170 | 2791070 | 2926750 | 3022910 | 3091880 | 2993240 | 2898750 | 2792410 | 2695150 | 2593580 | 2508390 | 2420680 | 2324070 | 2241470 | 2163770 | 2077920 | 1996370 | 1839160 | 1696240 | 1548780 | 1403660 | 1275680 | 1145500 | 1034290 | 936766
Transportation Pollutant Emissions Disaggregated[HDVs,OC,passenger,jet fuel tf] | NoSettings | 0 | 0 | 0 | 0 | 0 | 0 | 0 | 0 | 0 | 0 | 0 | 0 | 0 | 0 | 0 | 0 | 0 | 0 | 0 | 0 | 0 | 0 | 0 | 0 | 0 | 0 | 0 | 0 | 0 | 0 | 0
Transportation Pollutant Emissions Disaggregated[HDVs,OC,passenger,heavy or residual fuel oil tf] | NoSettings | 0 | 0 | 0 | 0 | 0 | 0 | 0 | 0 | 0 | 0 | 0 | 0 | 0 | 0 | 0 | 0 | 0 | 0 | 0 | 0 | 0 | 0 | 0 | 0 | 0 | 0 | 0 | 0 | 0 | 0 | 0
Transportation Pollutant Emissions Disaggregated[HDVs,OC,passenger,LPG propane or butane tf] | NoSettings | 0 | 0 | 0 | 0 | 0 | 0 | 0 | 0 | 0 | 0 | 0 | 0 | 0 | 0 | 0 | 0 | 0 | 0 | 0 | 0 | 0 | 0 | 0 | 0 | 0 | 0 | 0 | 0 | 0 | 0 | 0
Transportation Pollutant Emissions Disaggregated[HDVs,OC,passenger,hydrogen tf] | NoSettings | 0 | 0 | 0 | 0 | 0 | 0 | 0 | 0 | 0 | 0 | 0 | 0 | 0 | 0 | 0 | 0 | 0 | 0 | 0 | 0 | 0 | 0 | 0 | 0 | 0 | 0 | 0 | 0 | 0 | 0 | 0
Transportation Pollutant Emissions Disaggregated[HDVs,OC,freight,electricity tf] | NoSettings | 0 | 0 | 0 | 0 | 0 | 0 | 0 | 0 | 0 | 0 | 0 | 0 | 0 | 0 | 0 | 0 | 0 | 0 | 0 | 0 | 0 | 0 | 0 | 0 | 0 | 0 | 0 | 0 | 0 | 0 | 0
Transportation Pollutant Emissions Disaggregated[HDVs,OC,freight,natural gas tf] | NoSettings | 748396 | 710067 | 677267 | 642610 | 605822 | 569394 | 532272 | 495668 | 459702 | 425583 | 392282 | 364308 | 338258 | 313664 | 291671 | 272280 | 256481 | 244169 | 234198 | 226463 | 221862 | 219312 | 217750 | 219094 | 222314 | 253841 | 287746 | 318398 | 353185 | 392358 | 433640
Transportation Pollutant Emissions Disaggregated[HDVs,OC,freight,petroleum gasoline tf] | NoSettings | 0 | 0 | 0 | 0 | 0 | 0 | 0 | 0 | 0 | 0 | 0 | 0 | 0 | 0 | 0 | 0 | 0 | 0 | 0 | 0 | 0 | 0 | 0 | 0 | 0 | 0 | 0 | 0 | 0 | 0 | 0
Transportation Pollutant Emissions Disaggregated[HDVs,OC,freight,petroleum diesel tf] | NoSettings | 25759900 | 25521300 | 25268100 | 25006500 | 24617100 | 24205700 | 23764000 | 23229500 | 22650700 | 22019700 | 21336900 | 21470800 | 21551900 | 21612800 | 21656200 | 21681600 | 21673100 | 21582100 | 21476400 | 21363700 | 21280500 | 21184900 | 21135500 | 21004000 | 20871200 | 20764900 | 20769400 | 20776700 | 20778000 | 20882300 | 21000900
Transportation Pollutant Emissions Disaggregated[HDVs,OC,freight,biofuel gasoline tf] | NoSettings | 0 | 0 | 0 | 0 | 0 | 0 | 0 | 0 | 0 | 0 | 0 | 0 | 0 | 0 | 0 | 0 | 0 | 0 | 0 | 0 | 0 | 0 | 0 | 0 | 0 | 0 | 0 | 0 | 0 | 0 | 0
Transportation Pollutant Emissions Disaggregated[HDVs,OC,freight,biofuel diesel tf] | NoSettings | 6328290 | 7046680 | 7784700 | 8544840 | 9283170 | 10031400 | 10784800 | 11510100 | 12222900 | 12913400 | 13574700 | 13659900 | 13711500 | 13750200 | 13777800 | 13794000 | 13788600 | 13730600 | 13663400 | 13591700 | 13538800 | 13478000 | 13446500 | 13362900 | 13278400 | 13210700 | 13213700 | 13218300 | 13219100 | 13285500 | 13360900
Transportation Pollutant Emissions Disaggregated[HDVs,OC,freight,jet fuel tf] | NoSettings | 0 | 0 | 0 | 0 | 0 | 0 | 0 | 0 | 0 | 0 | 0 | 0 | 0 | 0 | 0 | 0 | 0 | 0 | 0 | 0 | 0 | 0 | 0 | 0 | 0 | 0 | 0 | 0 | 0 | 0 | 0
Transportation Pollutant Emissions Disaggregated[HDVs,OC,freight,heavy or residual fuel oil tf] | NoSettings | 0 | 0 | 0 | 0 | 0 | 0 | 0 | 0 | 0 | 0 | 0 | 0 | 0 | 0 | 0 | 0 | 0 | 0 | 0 | 0 | 0 | 0 | 0 | 0 | 0 | 0 | 0 | 0 | 0 | 0 | 0
Transportation Pollutant Emissions Disaggregated[HDVs,OC,freight,LPG propane or butane tf] | NoSettings | 0 | 0 | 0 | 0 | 0 | 0 | 0 | 0 | 0 | 0 | 0 | 0 | 0 | 0 | 0 | 0 | 0 | 0 | 0 | 0 | 0 | 0 | 0 | 0 | 0 | 0 | 0 | 0 | 0 | 0 | 0
Transportation Pollutant Emissions Disaggregated[HDVs,OC,freight,hydrogen tf] | NoSettings | 0 | 0 | 0 | 0 | 0 | 0 | 0 | 0 | 0 | 0 | 0 | 0 | 0 | 0 | 0 | 0 | 0 | 0 | 0 | 0 | 0 | 0 | 0 | 0 | 0 | 0 | 0 | 0 | 0 | 0 | 0
Transportation Pollutant Emissions Disaggregated[HDVs,CH4,passenger,electricity tf] | NoSettings | 0 | 0 | 0 | 0 | 0 | 0 | 0 | 0 | 0 | 0 | 0 | 0 | 0 | 0 | 0 | 0 | 0 | 0 | 0 | 0 | 0 | 0 | 0 | 0 | 0 | 0 | 0 | 0 | 0 | 0 | 0
Transportation Pollutant Emissions Disaggregated[HDVs,CH4,passenger,natural gas tf] | NoSettings | 10568000 | 10310200 | 9755170 | 9202920 | 8636070 | 8089860 | 7541790 | 7028500 | 6542090 | 6015000 | 5496190 | 4997270 | 4526200 | 4075040 | 3643740 | 3230170 | 2869900 | 2528210 | 2206240 | 1905260 | 1627480 | 1370940 | 1137920 | 1013400 | 898728 | 774919 | 646608 | 543522 | 448650 | 371479 | 316604
Transportation Pollutant Emissions Disaggregated[HDVs,CH4,passenger,petroleum gasoline tf] | NoSettings | 49755500 | 49507900 | 47318100 | 45165000 | 43011900 | 40888200 | 38816300 | 36736600 | 34749300 | 32687300 | 30600000 | 28503000 | 26418700 | 24324200 | 22228500 | 20090100 | 18136400 | 16144900 | 14082000 | 12059000 | 10010600 | 7957350 | 5894490 | 5522910 | 5224380 | 4967830 | 4637010 | 4284760 | 3923240 | 3583680 | 3225260
Transportation Pollutant Emissions Disaggregated[HDVs,CH4,passenger,petroleum diesel tf] | NoSettings | 51615300 | 52674100 | 51768400 | 50833200 | 49539300 | 48239700 | 46770900 | 45183700 | 43505400 | 41347300 | 38982900 | 37739200 | 36547900 | 35207200 | 33980900 | 32700300 | 31626100 | 30520300 | 29302300 | 28260800 | 27281200 | 26198800 | 25170500 | 23188400 | 21386400 | 19527200 | 17697600 | 16084000 | 14442700 | 13040500 | 11810900
Transportation Pollutant Emissions Disaggregated[HDVs,CH4,passenger,biofuel gasoline tf] | NoSettings | 0 | 0 | 0 | 0 | 0 | 0 | 0 | 0 | 0 | 0 | 0 | 0 | 0 | 0 | 0 | 0 | 0 | 0 | 0 | 0 | 0 | 0 | 0 | 0 | 0 | 0 | 0 | 0 | 0 | 0 | 0
Transportation Pollutant Emissions Disaggregated[HDVs,CH4,passenger,biofuel diesel tf] | NoSettings | 0 | 0 | 0 | 0 | 0 | 0 | 0 | 0 | 0 | 0 | 0 | 0 | 0 | 0 | 0 | 0 | 0 | 0 | 0 | 0 | 0 | 0 | 0 | 0 | 0 | 0 | 0 | 0 | 0 | 0 | 0
Transportation Pollutant Emissions Disaggregated[HDVs,CH4,passenger,jet fuel tf] | NoSettings | 0 | 0 | 0 | 0 | 0 | 0 | 0 | 0 | 0 | 0 | 0 | 0 | 0 | 0 | 0 | 0 | 0 | 0 | 0 | 0 | 0 | 0 | 0 | 0 | 0 | 0 | 0 | 0 | 0 | 0 | 0
Transportation Pollutant Emissions Disaggregated[HDVs,CH4,passenger,heavy or residual fuel oil tf] | NoSettings | 0 | 0 | 0 | 0 | 0 | 0 | 0 | 0 | 0 | 0 | 0 | 0 | 0 | 0 | 0 | 0 | 0 | 0 | 0 | 0 | 0 | 0 | 0 | 0 | 0 | 0 | 0 | 0 | 0 | 0 | 0
Transportation Pollutant Emissions Disaggregated[HDVs,CH4,passenger,LPG propane or butane tf] | NoSettings | 0 | 0 | 0 | 0 | 0 | 0 | 0 | 0 | 0 | 0 | 0 | 0 | 0 | 0 | 0 | 0 | 0 | 0 | 0 | 0 | 0 | 0 | 0 | 0 | 0 | 0 | 0 | 0 | 0 | 0 | 0
Transportation Pollutant Emissions Disaggregated[HDVs,CH4,passenger,hydrogen tf] | NoSettings | 0 | 0 | 0 | 0 | 0 | 0 | 0 | 0 | 0 | 0 | 0 | 0 | 0 | 0 | 0 | 0 | 0 | 0 | 0 | 0 | 0 | 0 | 0 | 0 | 0 | 0 | 0 | 0 | 0 | 0 | 0
Transportation Pollutant Emissions Disaggregated[HDVs,CH4,freight,electricity tf] | NoSettings | 0 | 0 | 0 | 0 | 0 | 0 | 0 | 0 | 0 | 0 | 0 | 0 | 0 | 0 | 0 | 0 | 0 | 0 | 0 | 0 | 0 | 0 | 0 | 0 | 0 | 0 | 0 | 0 | 0 | 0 | 0
Transportation Pollutant Emissions Disaggregated[HDVs,CH4,freight,natural gas tf] | NoSettings | 1870990 | 1775170 | 1693170 | 1606530 | 1514560 | 1423490 | 1330680 | 1239170 | 1149250 | 1063960 | 980706 | 910770 | 845645 | 784160 | 729179 | 680699 | 641202 | 610423 | 585495 | 566156 | 554655 | 548281 | 544376 | 547734 | 555784 | 634602 | 719364 | 795995 | 882963 | 980895 | 1084100
Transportation Pollutant Emissions Disaggregated[HDVs,CH4,freight,petroleum gasoline tf] | NoSettings | 0 | 0 | 0 | 0 | 0 | 0 | 0 | 0 | 0 | 0 | 0 | 0 | 0 | 0 | 0 | 0 | 0 | 0 | 0 | 0 | 0 | 0 | 0 | 0 | 0 | 0 | 0 | 0 | 0 | 0 | 0
Transportation Pollutant Emissions Disaggregated[HDVs,CH4,freight,petroleum diesel tf] | NoSettings | 206630000 | 204716000 | 202686000 | 200587000 | 197463000 | 194163000 | 190620000 | 186333000 | 181690000 | 176629000 | 171152000 | 172226000 | 172876000 | 173365000 | 173713000 | 173917000 | 173849000 | 173118000 | 172271000 | 171366000 | 170699000 | 169932000 | 169536000 | 168482000 | 167416000 | 166563000 | 166600000 | 166658000 | 166669000 | 167505000 | 168456000
Transportation Pollutant Emissions Disaggregated[HDVs,CH4,freight,biofuel gasoline tf] | NoSettings | 0 | 0 | 0 | 0 | 0 | 0 | 0 | 0 | 0 | 0 | 0 | 0 | 0 | 0 | 0 | 0 | 0 | 0 | 0 | 0 | 0 | 0 | 0 | 0 | 0 | 0 | 0 | 0 | 0 | 0 | 0
Transportation Pollutant Emissions Disaggregated[HDVs,CH4,freight,biofuel diesel tf] | NoSettings | 0 | 0 | 0 | 0 | 0 | 0 | 0 | 0 | 0 | 0 | 0 | 0 | 0 | 0 | 0 | 0 | 0 | 0 | 0 | 0 | 0 | 0 | 0 | 0 | 0 | 0 | 0 | 0 | 0 | 0 | 0
Transportation Pollutant Emissions Disaggregated[HDVs,CH4,freight,jet fuel tf] | NoSettings | 0 | 0 | 0 | 0 | 0 | 0 | 0 | 0 | 0 | 0 | 0 | 0 | 0 | 0 | 0 | 0 | 0 | 0 | 0 | 0 | 0 | 0 | 0 | 0 | 0 | 0 | 0 | 0 | 0 | 0 | 0
Transportation Pollutant Emissions Disaggregated[HDVs,CH4,freight,heavy or residual fuel oil tf] | NoSettings | 0 | 0 | 0 | 0 | 0 | 0 | 0 | 0 | 0 | 0 | 0 | 0 | 0 | 0 | 0 | 0 | 0 | 0 | 0 | 0 | 0 | 0 | 0 | 0 | 0 | 0 | 0 | 0 | 0 | 0 | 0
Transportation Pollutant Emissions Disaggregated[HDVs,CH4,freight,LPG propane or butane tf] | NoSettings | 0 | 0 | 0 | 0 | 0 | 0 | 0 | 0 | 0 | 0 | 0 | 0 | 0 | 0 | 0 | 0 | 0 | 0 | 0 | 0 | 0 | 0 | 0 | 0 | 0 | 0 | 0 | 0 | 0 | 0 | 0
Transportation Pollutant Emissions Disaggregated[HDVs,CH4,freight,hydrogen tf] | NoSettings | 0 | 0 | 0 | 0 | 0 | 0 | 0 | 0 | 0 | 0 | 0 | 0 | 0 | 0 | 0 | 0 | 0 | 0 | 0 | 0 | 0 | 0 | 0 | 0 | 0 | 0 | 0 | 0 | 0 | 0 | 0
Transportation Pollutant Emissions Disaggregated[HDVs,N2O,passenger,electricity tf] | NoSettings | 0 | 0 | 0 | 0 | 0 | 0 | 0 | 0 | 0 | 0 | 0 | 0 | 0 | 0 | 0 | 0 | 0 | 0 | 0 | 0 | 0 | 0 | 0 | 0 | 0 | 0 | 0 | 0 | 0 | 0 | 0
Transportation Pollutant Emissions Disaggregated[HDVs,N2O,passenger,natural gas tf] | NoSettings | 1056800 | 1031020 | 975517 | 920292 | 863607 | 808986 | 754179 | 702850 | 654209 | 601500 | 549619 | 499727 | 452620 | 407504 | 364374 | 323017 | 286990 | 252821 | 220624 | 190526 | 162748 | 137094 | 113792 | 101340 | 89872.8 | 77491.9 | 64660.8 | 54352.2 | 44865 | 37147.9 | 31660.4
Transportation Pollutant Emissions Disaggregated[HDVs,N2O,passenger,petroleum gasoline tf] | NoSettings | 9951090 | 9901570 | 9463620 | 9033000 | 8602380 | 8177630 | 7763270 | 7347310 | 6949860 | 6537460 | 6120000 | 5700610 | 5283740 | 4864850 | 4445700 | 4018030 | 3627280 | 3228980 | 2816390 | 2411800 | 2002130 | 1591470 | 1178900 | 1104580 | 1044880 | 993567 | 927403 | 856953 | 784649 | 716737 | 645053
Transportation Pollutant Emissions Disaggregated[HDVs,N2O,passenger,petroleum diesel tf] | NoSettings | 10323100 | 10534800 | 10353700 | 10166600 | 9907850 | 9647950 | 9354180 | 9036730 | 8701070 | 8269460 | 7796590 | 7547850 | 7309590 | 7041430 | 6796180 | 6540060 | 6325230 | 6104060 | 5860450 | 5652170 | 5456240 | 5239760 | 5034100 | 4637680 | 4277290 | 3905440 | 3539520 | 3216790 | 2888540 | 2608110 | 2362180
Transportation Pollutant Emissions Disaggregated[HDVs,N2O,passenger,biofuel gasoline tf] | NoSettings | 0 | 0 | 0 | 0 | 0 | 0 | 0 | 0 | 0 | 0 | 0 | 0 | 0 | 0 | 0 | 0 | 0 | 0 | 0 | 0 | 0 | 0 | 0 | 0 | 0 | 0 | 0 | 0 | 0 | 0 | 0
Transportation Pollutant Emissions Disaggregated[HDVs,N2O,passenger,biofuel diesel tf] | NoSettings | 0 | 0 | 0 | 0 | 0 | 0 | 0 | 0 | 0 | 0 | 0 | 0 | 0 | 0 | 0 | 0 | 0 | 0 | 0 | 0 | 0 | 0 | 0 | 0 | 0 | 0 | 0 | 0 | 0 | 0 | 0
Transportation Pollutant Emissions Disaggregated[HDVs,N2O,passenger,jet fuel tf] | NoSettings | 0 | 0 | 0 | 0 | 0 | 0 | 0 | 0 | 0 | 0 | 0 | 0 | 0 | 0 | 0 | 0 | 0 | 0 | 0 | 0 | 0 | 0 | 0 | 0 | 0 | 0 | 0 | 0 | 0 | 0 | 0
Transportation Pollutant Emissions Disaggregated[HDVs,N2O,passenger,heavy or residual fuel oil tf] | NoSettings | 0 | 0 | 0 | 0 | 0 | 0 | 0 | 0 | 0 | 0 | 0 | 0 | 0 | 0 | 0 | 0 | 0 | 0 | 0 | 0 | 0 | 0 | 0 | 0 | 0 | 0 | 0 | 0 | 0 | 0 | 0
Transportation Pollutant Emissions Disaggregated[HDVs,N2O,passenger,LPG propane or butane tf] | NoSettings | 0 | 0 | 0 | 0 | 0 | 0 | 0 | 0 | 0 | 0 | 0 | 0 | 0 | 0 | 0 | 0 | 0 | 0 | 0 | 0 | 0 | 0 | 0 | 0 | 0 | 0 | 0 | 0 | 0 | 0 | 0
Transportation Pollutant Emissions Disaggregated[HDVs,N2O,passenger,hydrogen tf] | NoSettings | 0 | 0 | 0 | 0 | 0 | 0 | 0 | 0 | 0 | 0 | 0 | 0 | 0 | 0 | 0 | 0 | 0 | 0 | 0 | 0 | 0 | 0 | 0 | 0 | 0 | 0 | 0 | 0 | 0 | 0 | 0
Transportation Pollutant Emissions Disaggregated[HDVs,N2O,freight,electricity tf] | NoSettings | 0 | 0 | 0 | 0 | 0 | 0 | 0 | 0 | 0 | 0 | 0 | 0 | 0 | 0 | 0 | 0 | 0 | 0 | 0 | 0 | 0 | 0 | 0 | 0 | 0 | 0 | 0 | 0 | 0 | 0 | 0
Transportation Pollutant Emissions Disaggregated[HDVs,N2O,freight,natural gas tf] | NoSettings | 187099 | 177517 | 169317 | 160653 | 151456 | 142349 | 133068 | 123917 | 114925 | 106396 | 98070.6 | 91077 | 84564.5 | 78416 | 72917.9 | 68069.9 | 64120.2 | 61042.3 | 58549.5 | 56615.6 | 55465.5 | 54828.1 | 54437.6 | 54773.4 | 55578.4 | 63460.2 | 71936.4 | 79599.5 | 88296.3 | 98089.5 | 108410
Transportation Pollutant Emissions Disaggregated[HDVs,N2O,freight,petroleum gasoline tf] | NoSettings | 0 | 0 | 0 | 0 | 0 | 0 | 0 | 0 | 0 | 0 | 0 | 0 | 0 | 0 | 0 | 0 | 0 | 0 | 0 | 0 | 0 | 0 | 0 | 0 | 0 | 0 | 0 | 0 | 0 | 0 | 0
Transportation Pollutant Emissions Disaggregated[HDVs,N2O,freight,petroleum diesel tf] | NoSettings | 41326000 | 40943200 | 40537100 | 40117400 | 39492600 | 38832700 | 38124000 | 37266600 | 36338000 | 35325800 | 34230300 | 34445200 | 34575200 | 34672900 | 34742500 | 34783400 | 34769700 | 34623600 | 34454200 | 34273300 | 34139800 | 33986500 | 33907100 | 33696300 | 33483100 | 33312600 | 33320000 | 33331600 | 33333700 | 33501000 | 33691300
Transportation Pollutant Emissions Disaggregated[HDVs,N2O,freight,biofuel gasoline tf] | NoSettings | 0 | 0 | 0 | 0 | 0 | 0 | 0 | 0 | 0 | 0 | 0 | 0 | 0 | 0 | 0 | 0 | 0 | 0 | 0 | 0 | 0 | 0 | 0 | 0 | 0 | 0 | 0 | 0 | 0 | 0 | 0
Transportation Pollutant Emissions Disaggregated[HDVs,N2O,freight,biofuel diesel tf] | NoSettings | 0 | 0 | 0 | 0 | 0 | 0 | 0 | 0 | 0 | 0 | 0 | 0 | 0 | 0 | 0 | 0 | 0 | 0 | 0 | 0 | 0 | 0 | 0 | 0 | 0 | 0 | 0 | 0 | 0 | 0 | 0
Transportation Pollutant Emissions Disaggregated[HDVs,N2O,freight,jet fuel tf] | NoSettings | 0 | 0 | 0 | 0 | 0 | 0 | 0 | 0 | 0 | 0 | 0 | 0 | 0 | 0 | 0 | 0 | 0 | 0 | 0 | 0 | 0 | 0 | 0 | 0 | 0 | 0 | 0 | 0 | 0 | 0 | 0
Transportation Pollutant Emissions Disaggregated[HDVs,N2O,freight,heavy or residual fuel oil tf] | NoSettings | 0 | 0 | 0 | 0 | 0 | 0 | 0 | 0 | 0 | 0 | 0 | 0 | 0 | 0 | 0 | 0 | 0 | 0 | 0 | 0 | 0 | 0 | 0 | 0 | 0 | 0 | 0 | 0 | 0 | 0 | 0
Transportation Pollutant Emissions Disaggregated[HDVs,N2O,freight,LPG propane or butane tf] | NoSettings | 0 | 0 | 0 | 0 | 0 | 0 | 0 | 0 | 0 | 0 | 0 | 0 | 0 | 0 | 0 | 0 | 0 | 0 | 0 | 0 | 0 | 0 | 0 | 0 | 0 | 0 | 0 | 0 | 0 | 0 | 0
Transportation Pollutant Emissions Disaggregated[HDVs,N2O,freight,hydrogen tf] | NoSettings | 0 | 0 | 0 | 0 | 0 | 0 | 0 | 0 | 0 | 0 | 0 | 0 | 0 | 0 | 0 | 0 | 0 | 0 | 0 | 0 | 0 | 0 | 0 | 0 | 0 | 0 | 0 | 0 | 0 | 0 | 0
Transportation Pollutant Emissions Disaggregated[HDVs,F gases,passenger,electricity tf] | NoSettings | 0 | 0 | 0 | 0 | 0 | 0 | 0 | 0 | 0 | 0 | 0 | 0 | 0 | 0 | 0 | 0 | 0 | 0 | 0 | 0 | 0 | 0 | 0 | 0 | 0 | 0 | 0 | 0 | 0 | 0 | 0
Transportation Pollutant Emissions Disaggregated[HDVs,F gases,passenger,natural gas tf] | NoSettings | 0 | 0 | 0 | 0 | 0 | 0 | 0 | 0 | 0 | 0 | 0 | 0 | 0 | 0 | 0 | 0 | 0 | 0 | 0 | 0 | 0 | 0 | 0 | 0 | 0 | 0 | 0 | 0 | 0 | 0 | 0
Transportation Pollutant Emissions Disaggregated[HDVs,F gases,passenger,petroleum gasoline tf] | NoSettings | 0 | 0 | 0 | 0 | 0 | 0 | 0 | 0 | 0 | 0 | 0 | 0 | 0 | 0 | 0 | 0 | 0 | 0 | 0 | 0 | 0 | 0 | 0 | 0 | 0 | 0 | 0 | 0 | 0 | 0 | 0
Transportation Pollutant Emissions Disaggregated[HDVs,F gases,passenger,petroleum diesel tf] | NoSettings | 0 | 0 | 0 | 0 | 0 | 0 | 0 | 0 | 0 | 0 | 0 | 0 | 0 | 0 | 0 | 0 | 0 | 0 | 0 | 0 | 0 | 0 | 0 | 0 | 0 | 0 | 0 | 0 | 0 | 0 | 0
Transportation Pollutant Emissions Disaggregated[HDVs,F gases,passenger,biofuel gasoline tf] | NoSettings | 0 | 0 | 0 | 0 | 0 | 0 | 0 | 0 | 0 | 0 | 0 | 0 | 0 | 0 | 0 | 0 | 0 | 0 | 0 | 0 | 0 | 0 | 0 | 0 | 0 | 0 | 0 | 0 | 0 | 0 | 0
Transportation Pollutant Emissions Disaggregated[HDVs,F gases,passenger,biofuel diesel tf] | NoSettings | 0 | 0 | 0 | 0 | 0 | 0 | 0 | 0 | 0 | 0 | 0 | 0 | 0 | 0 | 0 | 0 | 0 | 0 | 0 | 0 | 0 | 0 | 0 | 0 | 0 | 0 | 0 | 0 | 0 | 0 | 0
Transportation Pollutant Emissions Disaggregated[HDVs,F gases,passenger,jet fuel tf] | NoSettings | 0 | 0 | 0 | 0 | 0 | 0 | 0 | 0 | 0 | 0 | 0 | 0 | 0 | 0 | 0 | 0 | 0 | 0 | 0 | 0 | 0 | 0 | 0 | 0 | 0 | 0 | 0 | 0 | 0 | 0 | 0
Transportation Pollutant Emissions Disaggregated[HDVs,F gases,passenger,heavy or residual fuel oil tf] | NoSettings | 0 | 0 | 0 | 0 | 0 | 0 | 0 | 0 | 0 | 0 | 0 | 0 | 0 | 0 | 0 | 0 | 0 | 0 | 0 | 0 | 0 | 0 | 0 | 0 | 0 | 0 | 0 | 0 | 0 | 0 | 0
Transportation Pollutant Emissions Disaggregated[HDVs,F gases,passenger,LPG propane or butane tf] | NoSettings | 0 | 0 | 0 | 0 | 0 | 0 | 0 | 0 | 0 | 0 | 0 | 0 | 0 | 0 | 0 | 0 | 0 | 0 | 0 | 0 | 0 | 0 | 0 | 0 | 0 | 0 | 0 | 0 | 0 | 0 | 0
Transportation Pollutant Emissions Disaggregated[HDVs,F gases,passenger,hydrogen tf] | NoSettings | 0 | 0 | 0 | 0 | 0 | 0 | 0 | 0 | 0 | 0 | 0 | 0 | 0 | 0 | 0 | 0 | 0 | 0 | 0 | 0 | 0 | 0 | 0 | 0 | 0 | 0 | 0 | 0 | 0 | 0 | 0
Transportation Pollutant Emissions Disaggregated[HDVs,F gases,freight,electricity tf] | NoSettings | 0 | 0 | 0 | 0 | 0 | 0 | 0 | 0 | 0 | 0 | 0 | 0 | 0 | 0 | 0 | 0 | 0 | 0 | 0 | 0 | 0 | 0 | 0 | 0 | 0 | 0 | 0 | 0 | 0 | 0 | 0
Transportation Pollutant Emissions Disaggregated[HDVs,F gases,freight,natural gas tf] | NoSettings | 0 | 0 | 0 | 0 | 0 | 0 | 0 | 0 | 0 | 0 | 0 | 0 | 0 | 0 | 0 | 0 | 0 | 0 | 0 | 0 | 0 | 0 | 0 | 0 | 0 | 0 | 0 | 0 | 0 | 0 | 0
Transportation Pollutant Emissions Disaggregated[HDVs,F gases,freight,petroleum gasoline tf] | NoSettings | 0 | 0 | 0 | 0 | 0 | 0 | 0 | 0 | 0 | 0 | 0 | 0 | 0 | 0 | 0 | 0 | 0 | 0 | 0 | 0 | 0 | 0 | 0 | 0 | 0 | 0 | 0 | 0 | 0 | 0 | 0
Transportation Pollutant Emissions Disaggregated[HDVs,F gases,freight,petroleum diesel tf] | NoSettings | 0 | 0 | 0 | 0 | 0 | 0 | 0 | 0 | 0 | 0 | 0 | 0 | 0 | 0 | 0 | 0 | 0 | 0 | 0 | 0 | 0 | 0 | 0 | 0 | 0 | 0 | 0 | 0 | 0 | 0 | 0
Transportation Pollutant Emissions Disaggregated[HDVs,F gases,freight,biofuel gasoline tf] | NoSettings | 0 | 0 | 0 | 0 | 0 | 0 | 0 | 0 | 0 | 0 | 0 | 0 | 0 | 0 | 0 | 0 | 0 | 0 | 0 | 0 | 0 | 0 | 0 | 0 | 0 | 0 | 0 | 0 | 0 | 0 | 0
Transportation Pollutant Emissions Disaggregated[HDVs,F gases,freight,biofuel diesel tf] | NoSettings | 0 | 0 | 0 | 0 | 0 | 0 | 0 | 0 | 0 | 0 | 0 | 0 | 0 | 0 | 0 | 0 | 0 | 0 | 0 | 0 | 0 | 0 | 0 | 0 | 0 | 0 | 0 | 0 | 0 | 0 | 0
Transportation Pollutant Emissions Disaggregated[HDVs,F gases,freight,jet fuel tf] | NoSettings | 0 | 0 | 0 | 0 | 0 | 0 | 0 | 0 | 0 | 0 | 0 | 0 | 0 | 0 | 0 | 0 | 0 | 0 | 0 | 0 | 0 | 0 | 0 | 0 | 0 | 0 | 0 | 0 | 0 | 0 | 0
Transportation Pollutant Emissions Disaggregated[HDVs,F gases,freight,heavy or residual fuel oil tf] | NoSettings | 0 | 0 | 0 | 0 | 0 | 0 | 0 | 0 | 0 | 0 | 0 | 0 | 0 | 0 | 0 | 0 | 0 | 0 | 0 | 0 | 0 | 0 | 0 | 0 | 0 | 0 | 0 | 0 | 0 | 0 | 0
Transportation Pollutant Emissions Disaggregated[HDVs,F gases,freight,LPG propane or butane tf] | NoSettings | 0 | 0 | 0 | 0 | 0 | 0 | 0 | 0 | 0 | 0 | 0 | 0 | 0 | 0 | 0 | 0 | 0 | 0 | 0 | 0 | 0 | 0 | 0 | 0 | 0 | 0 | 0 | 0 | 0 | 0 | 0
Transportation Pollutant Emissions Disaggregated[HDVs,F gases,freight,hydrogen tf] | NoSettings | 0 | 0 | 0 | 0 | 0 | 0 | 0 | 0 | 0 | 0 | 0 | 0 | 0 | 0 | 0 | 0 | 0 | 0 | 0 | 0 | 0 | 0 | 0 | 0 | 0 | 0 | 0 | 0 | 0 | 0 | 0
Transportation Pollutant Emissions Disaggregated[aircraft,CO2,passenger,electricity tf] | NoSettings | 0 | 0 | 0 | 0 | 0 | 0 | 0 | 0 | 0 | 0 | 0 | 0 | 0 | 0 | 0 | 0 | 0 | 0 | 0 | 0 | 0 | 0 | 0 | 0 | 0 | 0 | 0 | 0 | 0 | 0 | 0
Transportation Pollutant Emissions Disaggregated[aircraft,CO2,passenger,natural gas tf] | NoSettings | 0 | 0 | 0 | 0 | 0 | 0 | 0 | 0 | 0 | 0 | 0 | 0 | 0 | 0 | 0 | 0 | 0 | 0 | 0 | 0 | 0 | 0 | 0 | 0 | 0 | 0 | 0 | 0 | 0 | 0 | 0
Transportation Pollutant Emissions Disaggregated[aircraft,CO2,passenger,petroleum gasoline tf] | NoSettings | 0 | 0 | 0 | 0 | 0 | 0 | 0 | 0 | 0 | 0 | 0 | 0 | 0 | 0 | 0 | 0 | 0 | 0 | 0 | 0 | 0 | 0 | 0 | 0 | 0 | 0 | 0 | 0 | 0 | 0 | 0
Transportation Pollutant Emissions Disaggregated[aircraft,CO2,passenger,petroleum diesel tf] | NoSettings | 0 | 0 | 0 | 0 | 0 | 0 | 0 | 0 | 0 | 0 | 0 | 0 | 0 | 0 | 0 | 0 | 0 | 0 | 0 | 0 | 0 | 0 | 0 | 0 | 0 | 0 | 0 | 0 | 0 | 0 | 0
Transportation Pollutant Emissions Disaggregated[aircraft,CO2,passenger,biofuel gasoline tf] | NoSettings | 0 | 0 | 0 | 0 | 0 | 0 | 0 | 0 | 0 | 0 | 0 | 0 | 0 | 0 | 0 | 0 | 0 | 0 | 0 | 0 | 0 | 0 | 0 | 0 | 0 | 0 | 0 | 0 | 0 | 0 | 0
Transportation Pollutant Emissions Disaggregated[aircraft,CO2,passenger,biofuel diesel tf] | NoSettings | 0 | 0 | 0 | 0 | 0 | 0 | 0 | 0 | 0 | 0 | 0 | 0 | 0 | 0 | 0 | 0 | 0 | 0 | 0 | 0 | 0 | 0 | 0 | 0 | 0 | 0 | 0 | 0 | 0 | 0 | 0
Transportation Pollutant Emissions Disaggregated[aircraft,CO2,passenger,jet fuel tf] | NoSettings | 2630620000000 | 3546960000000 | 3923340000000 | 4071400000000 | 4129090000000 | 4174340000000 | 4164700000000 | 4150900000000 | 4151210000000 | 4142800000000 | 4148860000000 | 4165610000000 | 4193920000000 | 4224540000000 | 4256220000000 | 4288870000000 | 4308100000000 | 4321440000000 | 4340360000000 | 4361250000000 | 4390810000000 | 4419730000000 | 4456930000000 | 4497320000000 | 4540420000000 | 4577460000000 | 4611050000000 | 4638440000000 | 4662070000000 | 4681620000000 | 4703580000000
Transportation Pollutant Emissions Disaggregated[aircraft,CO2,passenger,heavy or residual fuel oil tf] | NoSettings | 0 | 0 | 0 | 0 | 0 | 0 | 0 | 0 | 0 | 0 | 0 | 0 | 0 | 0 | 0 | 0 | 0 | 0 | 0 | 0 | 0 | 0 | 0 | 0 | 0 | 0 | 0 | 0 | 0 | 0 | 0
Transportation Pollutant Emissions Disaggregated[aircraft,CO2,passenger,LPG propane or butane tf] | NoSettings | 0 | 0 | 0 | 0 | 0 | 0 | 0 | 0 | 0 | 0 | 0 | 0 | 0 | 0 | 0 | 0 | 0 | 0 | 0 | 0 | 0 | 0 | 0 | 0 | 0 | 0 | 0 | 0 | 0 | 0 | 0
Transportation Pollutant Emissions Disaggregated[aircraft,CO2,passenger,hydrogen tf] | NoSettings | 0 | 0 | 0 | 0 | 0 | 0 | 0 | 0 | 0 | 0 | 0 | 0 | 0 | 0 | 0 | 0 | 0 | 0 | 0 | 0 | 0 | 0 | 0 | 0 | 0 | 0 | 0 | 0 | 0 | 0 | 0
Transportation Pollutant Emissions Disaggregated[aircraft,CO2,freight,electricity tf] | NoSettings | 0 | 0 | 0 | 0 | 0 | 0 | 0 | 0 | 0 | 0 | 0 | 0 | 0 | 0 | 0 | 0 | 0 | 0 | 0 | 0 | 0 | 0 | 0 | 0 | 0 | 0 | 0 | 0 | 0 | 0 | 0
Transportation Pollutant Emissions Disaggregated[aircraft,CO2,freight,natural gas tf] | NoSettings | 0 | 0 | 0 | 0 | 0 | 0 | 0 | 0 | 0 | 0 | 0 | 0 | 0 | 0 | 0 | 0 | 0 | 0 | 0 | 0 | 0 | 0 | 0 | 0 | 0 | 0 | 0 | 0 | 0 | 0 | 0
Transportation Pollutant Emissions Disaggregated[aircraft,CO2,freight,petroleum gasoline tf] | NoSettings | 0 | 0 | 0 | 0 | 0 | 0 | 0 | 0 | 0 | 0 | 0 | 0 | 0 | 0 | 0 | 0 | 0 | 0 | 0 | 0 | 0 | 0 | 0 | 0 | 0 | 0 | 0 | 0 | 0 | 0 | 0
Transportation Pollutant Emissions Disaggregated[aircraft,CO2,freight,petroleum diesel tf] | NoSettings | 0 | 0 | 0 | 0 | 0 | 0 | 0 | 0 | 0 | 0 | 0 | 0 | 0 | 0 | 0 | 0 | 0 | 0 | 0 | 0 | 0 | 0 | 0 | 0 | 0 | 0 | 0 | 0 | 0 | 0 | 0
Transportation Pollutant Emissions Disaggregated[aircraft,CO2,freight,biofuel gasoline tf] | NoSettings | 0 | 0 | 0 | 0 | 0 | 0 | 0 | 0 | 0 | 0 | 0 | 0 | 0 | 0 | 0 | 0 | 0 | 0 | 0 | 0 | 0 | 0 | 0 | 0 | 0 | 0 | 0 | 0 | 0 | 0 | 0
Transportation Pollutant Emissions Disaggregated[aircraft,CO2,freight,biofuel diesel tf] | NoSettings | 0 | 0 | 0 | 0 | 0 | 0 | 0 | 0 | 0 | 0 | 0 | 0 | 0 | 0 | 0 | 0 | 0 | 0 | 0 | 0 | 0 | 0 | 0 | 0 | 0 | 0 | 0 | 0 | 0 | 0 | 0
Transportation Pollutant Emissions Disaggregated[aircraft,CO2,freight,jet fuel tf] | NoSettings | 391634000000 | 526445000000 | 580884000000 | 601869000000 | 609305000000 | 614602000000 | 612174000000 | 609687000000 | 609473000000 | 608454000000 | 609255000000 | 611505000000 | 615909000000 | 620753000000 | 625638000000 | 630418000000 | 633269000000 | 635344000000 | 638264000000 | 641437000000 | 645918000000 | 650261000000 | 655662000000 | 661387000000 | 667685000000 | 672709000000 | 677062000000 | 680169000000 | 682871000000 | 684925000000 | 687282000000
Transportation Pollutant Emissions Disaggregated[aircraft,CO2,freight,heavy or residual fuel oil tf] | NoSettings | 0 | 0 | 0 | 0 | 0 | 0 | 0 | 0 | 0 | 0 | 0 | 0 | 0 | 0 | 0 | 0 | 0 | 0 | 0 | 0 | 0 | 0 | 0 | 0 | 0 | 0 | 0 | 0 | 0 | 0 | 0
Transportation Pollutant Emissions Disaggregated[aircraft,CO2,freight,LPG propane or butane tf] | NoSettings | 0 | 0 | 0 | 0 | 0 | 0 | 0 | 0 | 0 | 0 | 0 | 0 | 0 | 0 | 0 | 0 | 0 | 0 | 0 | 0 | 0 | 0 | 0 | 0 | 0 | 0 | 0 | 0 | 0 | 0 | 0
Transportation Pollutant Emissions Disaggregated[aircraft,CO2,freight,hydrogen tf] | NoSettings | 0 | 0 | 0 | 0 | 0 | 0 | 0 | 0 | 0 | 0 | 0 | 0 | 0 | 0 | 0 | 0 | 0 | 0 | 0 | 0 | 0 | 0 | 0 | 0 | 0 | 0 | 0 | 0 | 0 | 0 | 0
Transportation Pollutant Emissions Disaggregated[aircraft,VOC,passenger,electricity tf] | NoSettings | 0 | 0 | 0 | 0 | 0 | 0 | 0 | 0 | 0 | 0 | 0 | 0 | 0 | 0 | 0 | 0 | 0 | 0 | 0 | 0 | 0 | 0 | 0 | 0 | 0 | 0 | 0 | 0 | 0 | 0 | 0
Transportation Pollutant Emissions Disaggregated[aircraft,VOC,passenger,natural gas tf] | NoSettings | 0 | 0 | 0 | 0 | 0 | 0 | 0 | 0 | 0 | 0 | 0 | 0 | 0 | 0 | 0 | 0 | 0 | 0 | 0 | 0 | 0 | 0 | 0 | 0 | 0 | 0 | 0 | 0 | 0 | 0 | 0
Transportation Pollutant Emissions Disaggregated[aircraft,VOC,passenger,petroleum gasoline tf] | NoSettings | 0 | 0 | 0 | 0 | 0 | 0 | 0 | 0 | 0 | 0 | 0 | 0 | 0 | 0 | 0 | 0 | 0 | 0 | 0 | 0 | 0 | 0 | 0 | 0 | 0 | 0 | 0 | 0 | 0 | 0 | 0
Transportation Pollutant Emissions Disaggregated[aircraft,VOC,passenger,petroleum diesel tf] | NoSettings | 0 | 0 | 0 | 0 | 0 | 0 | 0 | 0 | 0 | 0 | 0 | 0 | 0 | 0 | 0 | 0 | 0 | 0 | 0 | 0 | 0 | 0 | 0 | 0 | 0 | 0 | 0 | 0 | 0 | 0 | 0
Transportation Pollutant Emissions Disaggregated[aircraft,VOC,passenger,biofuel gasoline tf] | NoSettings | 0 | 0 | 0 | 0 | 0 | 0 | 0 | 0 | 0 | 0 | 0 | 0 | 0 | 0 | 0 | 0 | 0 | 0 | 0 | 0 | 0 | 0 | 0 | 0 | 0 | 0 | 0 | 0 | 0 | 0 | 0
Transportation Pollutant Emissions Disaggregated[aircraft,VOC,passenger,biofuel diesel tf] | NoSettings | 0 | 0 | 0 | 0 | 0 | 0 | 0 | 0 | 0 | 0 | 0 | 0 | 0 | 0 | 0 | 0 | 0 | 0 | 0 | 0 | 0 | 0 | 0 | 0 | 0 | 0 | 0 | 0 | 0 | 0 | 0
Transportation Pollutant Emissions Disaggregated[aircraft,VOC,passenger,jet fuel tf] | NoSettings | 438107000 | 590717000 | 653400000 | 678057000 | 687665000 | 695200000 | 693595000 | 691297000 | 691350000 | 689948000 | 690958000 | 693748000 | 698462000 | 703561000 | 708837000 | 714275000 | 717478000 | 719699000 | 722849000 | 726329000 | 731253000 | 736069000 | 742263000 | 748990000 | 756169000 | 762338000 | 767932000 | 772493000 | 776428000 | 779684000 | 783342000
Transportation Pollutant Emissions Disaggregated[aircraft,VOC,passenger,heavy or residual fuel oil tf] | NoSettings | 0 | 0 | 0 | 0 | 0 | 0 | 0 | 0 | 0 | 0 | 0 | 0 | 0 | 0 | 0 | 0 | 0 | 0 | 0 | 0 | 0 | 0 | 0 | 0 | 0 | 0 | 0 | 0 | 0 | 0 | 0
Transportation Pollutant Emissions Disaggregated[aircraft,VOC,passenger,LPG propane or butane tf] | NoSettings | 0 | 0 | 0 | 0 | 0 | 0 | 0 | 0 | 0 | 0 | 0 | 0 | 0 | 0 | 0 | 0 | 0 | 0 | 0 | 0 | 0 | 0 | 0 | 0 | 0 | 0 | 0 | 0 | 0 | 0 | 0
Transportation Pollutant Emissions Disaggregated[aircraft,VOC,passenger,hydrogen tf] | NoSettings | 0 | 0 | 0 | 0 | 0 | 0 | 0 | 0 | 0 | 0 | 0 | 0 | 0 | 0 | 0 | 0 | 0 | 0 | 0 | 0 | 0 | 0 | 0 | 0 | 0 | 0 | 0 | 0 | 0 | 0 | 0
Transportation Pollutant Emissions Disaggregated[aircraft,VOC,freight,electricity tf] | NoSettings | 0 | 0 | 0 | 0 | 0 | 0 | 0 | 0 | 0 | 0 | 0 | 0 | 0 | 0 | 0 | 0 | 0 | 0 | 0 | 0 | 0 | 0 | 0 | 0 | 0 | 0 | 0 | 0 | 0 | 0 | 0
Transportation Pollutant Emissions Disaggregated[aircraft,VOC,freight,natural gas tf] | NoSettings | 0 | 0 | 0 | 0 | 0 | 0 | 0 | 0 | 0 | 0 | 0 | 0 | 0 | 0 | 0 | 0 | 0 | 0 | 0 | 0 | 0 | 0 | 0 | 0 | 0 | 0 | 0 | 0 | 0 | 0 | 0
Transportation Pollutant Emissions Disaggregated[aircraft,VOC,freight,petroleum gasoline tf] | NoSettings | 0 | 0 | 0 | 0 | 0 | 0 | 0 | 0 | 0 | 0 | 0 | 0 | 0 | 0 | 0 | 0 | 0 | 0 | 0 | 0 | 0 | 0 | 0 | 0 | 0 | 0 | 0 | 0 | 0 | 0 | 0
Transportation Pollutant Emissions Disaggregated[aircraft,VOC,freight,petroleum diesel tf] | NoSettings | 0 | 0 | 0 | 0 | 0 | 0 | 0 | 0 | 0 | 0 | 0 | 0 | 0 | 0 | 0 | 0 | 0 | 0 | 0 | 0 | 0 | 0 | 0 | 0 | 0 | 0 | 0 | 0 | 0 | 0 | 0
Transportation Pollutant Emissions Disaggregated[aircraft,VOC,freight,biofuel gasoline tf] | NoSettings | 0 | 0 | 0 | 0 | 0 | 0 | 0 | 0 | 0 | 0 | 0 | 0 | 0 | 0 | 0 | 0 | 0 | 0 | 0 | 0 | 0 | 0 | 0 | 0 | 0 | 0 | 0 | 0 | 0 | 0 | 0
Transportation Pollutant Emissions Disaggregated[aircraft,VOC,freight,biofuel diesel tf] | NoSettings | 0 | 0 | 0 | 0 | 0 | 0 | 0 | 0 | 0 | 0 | 0 | 0 | 0 | 0 | 0 | 0 | 0 | 0 | 0 | 0 | 0 | 0 | 0 | 0 | 0 | 0 | 0 | 0 | 0 | 0 | 0
Transportation Pollutant Emissions Disaggregated[aircraft,VOC,freight,jet fuel tf] | NoSettings | 65223300 | 87675000 | 96741200 | 100236000 | 101475000 | 102357000 | 101952000 | 101538000 | 101503000 | 101333000 | 101466000 | 101841000 | 102574000 | 103381000 | 104195000 | 104991000 | 105466000 | 105811000 | 106297000 | 106826000 | 107572000 | 108295000 | 109195000 | 110148000 | 111197000 | 112034000 | 112759000 | 113276000 | 113726000 | 114068000 | 114461000
Transportation Pollutant Emissions Disaggregated[aircraft,VOC,freight,heavy or residual fuel oil tf] | NoSettings | 0 | 0 | 0 | 0 | 0 | 0 | 0 | 0 | 0 | 0 | 0 | 0 | 0 | 0 | 0 | 0 | 0 | 0 | 0 | 0 | 0 | 0 | 0 | 0 | 0 | 0 | 0 | 0 | 0 | 0 | 0
Transportation Pollutant Emissions Disaggregated[aircraft,VOC,freight,LPG propane or butane tf] | NoSettings | 0 | 0 | 0 | 0 | 0 | 0 | 0 | 0 | 0 | 0 | 0 | 0 | 0 | 0 | 0 | 0 | 0 | 0 | 0 | 0 | 0 | 0 | 0 | 0 | 0 | 0 | 0 | 0 | 0 | 0 | 0
Transportation Pollutant Emissions Disaggregated[aircraft,VOC,freight,hydrogen tf] | NoSettings | 0 | 0 | 0 | 0 | 0 | 0 | 0 | 0 | 0 | 0 | 0 | 0 | 0 | 0 | 0 | 0 | 0 | 0 | 0 | 0 | 0 | 0 | 0 | 0 | 0 | 0 | 0 | 0 | 0 | 0 | 0
Transportation Pollutant Emissions Disaggregated[aircraft,CO,passenger,electricity tf] | NoSettings | 0 | 0 | 0 | 0 | 0 | 0 | 0 | 0 | 0 | 0 | 0 | 0 | 0 | 0 | 0 | 0 | 0 | 0 | 0 | 0 | 0 | 0 | 0 | 0 | 0 | 0 | 0 | 0 | 0 | 0 | 0
Transportation Pollutant Emissions Disaggregated[aircraft,CO,passenger,natural gas tf] | NoSettings | 0 | 0 | 0 | 0 | 0 | 0 | 0 | 0 | 0 | 0 | 0 | 0 | 0 | 0 | 0 | 0 | 0 | 0 | 0 | 0 | 0 | 0 | 0 | 0 | 0 | 0 | 0 | 0 | 0 | 0 | 0
Transportation Pollutant Emissions Disaggregated[aircraft,CO,passenger,petroleum gasoline tf] | NoSettings | 0 | 0 | 0 | 0 | 0 | 0 | 0 | 0 | 0 | 0 | 0 | 0 | 0 | 0 | 0 | 0 | 0 | 0 | 0 | 0 | 0 | 0 | 0 | 0 | 0 | 0 | 0 | 0 | 0 | 0 | 0
Transportation Pollutant Emissions Disaggregated[aircraft,CO,passenger,petroleum diesel tf] | NoSettings | 0 | 0 | 0 | 0 | 0 | 0 | 0 | 0 | 0 | 0 | 0 | 0 | 0 | 0 | 0 | 0 | 0 | 0 | 0 | 0 | 0 | 0 | 0 | 0 | 0 | 0 | 0 | 0 | 0 | 0 | 0
Transportation Pollutant Emissions Disaggregated[aircraft,CO,passenger,biofuel gasoline tf] | NoSettings | 0 | 0 | 0 | 0 | 0 | 0 | 0 | 0 | 0 | 0 | 0 | 0 | 0 | 0 | 0 | 0 | 0 | 0 | 0 | 0 | 0 | 0 | 0 | 0 | 0 | 0 | 0 | 0 | 0 | 0 | 0
Transportation Pollutant Emissions Disaggregated[aircraft,CO,passenger,biofuel diesel tf] | NoSettings | 0 | 0 | 0 | 0 | 0 | 0 | 0 | 0 | 0 | 0 | 0 | 0 | 0 | 0 | 0 | 0 | 0 | 0 | 0 | 0 | 0 | 0 | 0 | 0 | 0 | 0 | 0 | 0 | 0 | 0 | 0
Transportation Pollutant Emissions Disaggregated[aircraft,CO,passenger,jet fuel tf] | NoSettings | 3279650000 | 4422080000 | 4891320000 | 5075900000 | 5147830000 | 5204230000 | 5192220000 | 5175010000 | 5175410000 | 5164920000 | 5172470000 | 5193360000 | 5228650000 | 5266820000 | 5306320000 | 5347020000 | 5371000000 | 5387630000 | 5411210000 | 5437270000 | 5474120000 | 5510180000 | 5556550000 | 5606900000 | 5660640000 | 5706820000 | 5748700000 | 5782850000 | 5812300000 | 5836670000 | 5864060000
Transportation Pollutant Emissions Disaggregated[aircraft,CO,passenger,heavy or residual fuel oil tf] | NoSettings | 0 | 0 | 0 | 0 | 0 | 0 | 0 | 0 | 0 | 0 | 0 | 0 | 0 | 0 | 0 | 0 | 0 | 0 | 0 | 0 | 0 | 0 | 0 | 0 | 0 | 0 | 0 | 0 | 0 | 0 | 0
Transportation Pollutant Emissions Disaggregated[aircraft,CO,passenger,LPG propane or butane tf] | NoSettings | 0 | 0 | 0 | 0 | 0 | 0 | 0 | 0 | 0 | 0 | 0 | 0 | 0 | 0 | 0 | 0 | 0 | 0 | 0 | 0 | 0 | 0 | 0 | 0 | 0 | 0 | 0 | 0 | 0 | 0 | 0
Transportation Pollutant Emissions Disaggregated[aircraft,CO,passenger,hydrogen tf] | NoSettings | 0 | 0 | 0 | 0 | 0 | 0 | 0 | 0 | 0 | 0 | 0 | 0 | 0 | 0 | 0 | 0 | 0 | 0 | 0 | 0 | 0 | 0 | 0 | 0 | 0 | 0 | 0 | 0 | 0 | 0 | 0
Transportation Pollutant Emissions Disaggregated[aircraft,CO,freight,electricity tf] | NoSettings | 0 | 0 | 0 | 0 | 0 | 0 | 0 | 0 | 0 | 0 | 0 | 0 | 0 | 0 | 0 | 0 | 0 | 0 | 0 | 0 | 0 | 0 | 0 | 0 | 0 | 0 | 0 | 0 | 0 | 0 | 0
Transportation Pollutant Emissions Disaggregated[aircraft,CO,freight,natural gas tf] | NoSettings | 0 | 0 | 0 | 0 | 0 | 0 | 0 | 0 | 0 | 0 | 0 | 0 | 0 | 0 | 0 | 0 | 0 | 0 | 0 | 0 | 0 | 0 | 0 | 0 | 0 | 0 | 0 | 0 | 0 | 0 | 0
Transportation Pollutant Emissions Disaggregated[aircraft,CO,freight,petroleum gasoline tf] | NoSettings | 0 | 0 | 0 | 0 | 0 | 0 | 0 | 0 | 0 | 0 | 0 | 0 | 0 | 0 | 0 | 0 | 0 | 0 | 0 | 0 | 0 | 0 | 0 | 0 | 0 | 0 | 0 | 0 | 0 | 0 | 0
Transportation Pollutant Emissions Disaggregated[aircraft,CO,freight,petroleum diesel tf] | NoSettings | 0 | 0 | 0 | 0 | 0 | 0 | 0 | 0 | 0 | 0 | 0 | 0 | 0 | 0 | 0 | 0 | 0 | 0 | 0 | 0 | 0 | 0 | 0 | 0 | 0 | 0 | 0 | 0 | 0 | 0 | 0
Transportation Pollutant Emissions Disaggregated[aircraft,CO,freight,biofuel gasoline tf] | NoSettings | 0 | 0 | 0 | 0 | 0 | 0 | 0 | 0 | 0 | 0 | 0 | 0 | 0 | 0 | 0 | 0 | 0 | 0 | 0 | 0 | 0 | 0 | 0 | 0 | 0 | 0 | 0 | 0 | 0 | 0 | 0
Transportation Pollutant Emissions Disaggregated[aircraft,CO,freight,biofuel diesel tf] | NoSettings | 0 | 0 | 0 | 0 | 0 | 0 | 0 | 0 | 0 | 0 | 0 | 0 | 0 | 0 | 0 | 0 | 0 | 0 | 0 | 0 | 0 | 0 | 0 | 0 | 0 | 0 | 0 | 0 | 0 | 0 | 0
Transportation Pollutant Emissions Disaggregated[aircraft,CO,freight,jet fuel tf] | NoSettings | 488258000 | 656331000 | 724200000 | 750363000 | 759634000 | 766237000 | 763211000 | 760110000 | 759843000 | 758572000 | 759572000 | 762376000 | 767867000 | 773906000 | 779996000 | 785955000 | 789510000 | 792097000 | 795737000 | 799693000 | 805280000 | 810694000 | 817428000 | 824565000 | 832417000 | 838681000 | 844108000 | 847981000 | 851350000 | 853911000 | 856849000
Transportation Pollutant Emissions Disaggregated[aircraft,CO,freight,heavy or residual fuel oil tf] | NoSettings | 0 | 0 | 0 | 0 | 0 | 0 | 0 | 0 | 0 | 0 | 0 | 0 | 0 | 0 | 0 | 0 | 0 | 0 | 0 | 0 | 0 | 0 | 0 | 0 | 0 | 0 | 0 | 0 | 0 | 0 | 0
Transportation Pollutant Emissions Disaggregated[aircraft,CO,freight,LPG propane or butane tf] | NoSettings | 0 | 0 | 0 | 0 | 0 | 0 | 0 | 0 | 0 | 0 | 0 | 0 | 0 | 0 | 0 | 0 | 0 | 0 | 0 | 0 | 0 | 0 | 0 | 0 | 0 | 0 | 0 | 0 | 0 | 0 | 0
Transportation Pollutant Emissions Disaggregated[aircraft,CO,freight,hydrogen tf] | NoSettings | 0 | 0 | 0 | 0 | 0 | 0 | 0 | 0 | 0 | 0 | 0 | 0 | 0 | 0 | 0 | 0 | 0 | 0 | 0 | 0 | 0 | 0 | 0 | 0 | 0 | 0 | 0 | 0 | 0 | 0 | 0
Transportation Pollutant Emissions Disaggregated[aircraft,NOx,passenger,electricity tf] | NoSettings | 0 | 0 | 0 | 0 | 0 | 0 | 0 | 0 | 0 | 0 | 0 | 0 | 0 | 0 | 0 | 0 | 0 | 0 | 0 | 0 | 0 | 0 | 0 | 0 | 0 | 0 | 0 | 0 | 0 | 0 | 0
Transportation Pollutant Emissions Disaggregated[aircraft,NOx,passenger,natural gas tf] | NoSettings | 0 | 0 | 0 | 0 | 0 | 0 | 0 | 0 | 0 | 0 | 0 | 0 | 0 | 0 | 0 | 0 | 0 | 0 | 0 | 0 | 0 | 0 | 0 | 0 | 0 | 0 | 0 | 0 | 0 | 0 | 0
Transportation Pollutant Emissions Disaggregated[aircraft,NOx,passenger,petroleum gasoline tf] | NoSettings | 0 | 0 | 0 | 0 | 0 | 0 | 0 | 0 | 0 | 0 | 0 | 0 | 0 | 0 | 0 | 0 | 0 | 0 | 0 | 0 | 0 | 0 | 0 | 0 | 0 | 0 | 0 | 0 | 0 | 0 | 0
Transportation Pollutant Emissions Disaggregated[aircraft,NOx,passenger,petroleum diesel tf] | NoSettings | 0 | 0 | 0 | 0 | 0 | 0 | 0 | 0 | 0 | 0 | 0 | 0 | 0 | 0 | 0 | 0 | 0 | 0 | 0 | 0 | 0 | 0 | 0 | 0 | 0 | 0 | 0 | 0 | 0 | 0 | 0
Transportation Pollutant Emissions Disaggregated[aircraft,NOx,passenger,biofuel gasoline tf] | NoSettings | 0 | 0 | 0 | 0 | 0 | 0 | 0 | 0 | 0 | 0 | 0 | 0 | 0 | 0 | 0 | 0 | 0 | 0 | 0 | 0 | 0 | 0 | 0 | 0 | 0 | 0 | 0 | 0 | 0 | 0 | 0
Transportation Pollutant Emissions Disaggregated[aircraft,NOx,passenger,biofuel diesel tf] | NoSettings | 0 | 0 | 0 | 0 | 0 | 0 | 0 | 0 | 0 | 0 | 0 | 0 | 0 | 0 | 0 | 0 | 0 | 0 | 0 | 0 | 0 | 0 | 0 | 0 | 0 | 0 | 0 | 0 | 0 | 0 | 0
Transportation Pollutant Emissions Disaggregated[aircraft,NOx,passenger,jet fuel tf] | NoSettings | 12851700000 | 17328500000 | 19167200000 | 19890600000 | 20172400000 | 20393400000 | 20346400000 | 20278900000 | 20280500000 | 20239400000 | 20269000000 | 20350800000 | 20489100000 | 20638700000 | 20793500000 | 20953000000 | 21047000000 | 21112100000 | 21204500000 | 21306600000 | 21451000000 | 21592300000 | 21774000000 | 21971400000 | 22181900000 | 22362900000 | 22527000000 | 22660800000 | 22776200000 | 22871700000 | 22979000000
Transportation Pollutant Emissions Disaggregated[aircraft,NOx,passenger,heavy or residual fuel oil tf] | NoSettings | 0 | 0 | 0 | 0 | 0 | 0 | 0 | 0 | 0 | 0 | 0 | 0 | 0 | 0 | 0 | 0 | 0 | 0 | 0 | 0 | 0 | 0 | 0 | 0 | 0 | 0 | 0 | 0 | 0 | 0 | 0
Transportation Pollutant Emissions Disaggregated[aircraft,NOx,passenger,LPG propane or butane tf] | NoSettings | 0 | 0 | 0 | 0 | 0 | 0 | 0 | 0 | 0 | 0 | 0 | 0 | 0 | 0 | 0 | 0 | 0 | 0 | 0 | 0 | 0 | 0 | 0 | 0 | 0 | 0 | 0 | 0 | 0 | 0 | 0
Transportation Pollutant Emissions Disaggregated[aircraft,NOx,passenger,hydrogen tf] | NoSettings | 0 | 0 | 0 | 0 | 0 | 0 | 0 | 0 | 0 | 0 | 0 | 0 | 0 | 0 | 0 | 0 | 0 | 0 | 0 | 0 | 0 | 0 | 0 | 0 | 0 | 0 | 0 | 0 | 0 | 0 | 0
Transportation Pollutant Emissions Disaggregated[aircraft,NOx,freight,electricity tf] | NoSettings | 0 | 0 | 0 | 0 | 0 | 0 | 0 | 0 | 0 | 0 | 0 | 0 | 0 | 0 | 0 | 0 | 0 | 0 | 0 | 0 | 0 | 0 | 0 | 0 | 0 | 0 | 0 | 0 | 0 | 0 | 0
Transportation Pollutant Emissions Disaggregated[aircraft,NOx,freight,natural gas tf] | NoSettings | 0 | 0 | 0 | 0 | 0 | 0 | 0 | 0 | 0 | 0 | 0 | 0 | 0 | 0 | 0 | 0 | 0 | 0 | 0 | 0 | 0 | 0 | 0 | 0 | 0 | 0 | 0 | 0 | 0 | 0 | 0
Transportation Pollutant Emissions Disaggregated[aircraft,NOx,freight,petroleum gasoline tf] | NoSettings | 0 | 0 | 0 | 0 | 0 | 0 | 0 | 0 | 0 | 0 | 0 | 0 | 0 | 0 | 0 | 0 | 0 | 0 | 0 | 0 | 0 | 0 | 0 | 0 | 0 | 0 | 0 | 0 | 0 | 0 | 0
Transportation Pollutant Emissions Disaggregated[aircraft,NOx,freight,petroleum diesel tf] | NoSettings | 0 | 0 | 0 | 0 | 0 | 0 | 0 | 0 | 0 | 0 | 0 | 0 | 0 | 0 | 0 | 0 | 0 | 0 | 0 | 0 | 0 | 0 | 0 | 0 | 0 | 0 | 0 | 0 | 0 | 0 | 0
Transportation Pollutant Emissions Disaggregated[aircraft,NOx,freight,biofuel gasoline tf] | NoSettings | 0 | 0 | 0 | 0 | 0 | 0 | 0 | 0 | 0 | 0 | 0 | 0 | 0 | 0 | 0 | 0 | 0 | 0 | 0 | 0 | 0 | 0 | 0 | 0 | 0 | 0 | 0 | 0 | 0 | 0 | 0
Transportation Pollutant Emissions Disaggregated[aircraft,NOx,freight,biofuel diesel tf] | NoSettings | 0 | 0 | 0 | 0 | 0 | 0 | 0 | 0 | 0 | 0 | 0 | 0 | 0 | 0 | 0 | 0 | 0 | 0 | 0 | 0 | 0 | 0 | 0 | 0 | 0 | 0 | 0 | 0 | 0 | 0 | 0
Transportation Pollutant Emissions Disaggregated[aircraft,NOx,freight,jet fuel tf] | NoSettings | 1913300000 | 2571920000 | 2837870000 | 2940390000 | 2976720000 | 3002600000 | 2990740000 | 2978590000 | 2977540000 | 2972560000 | 2976480000 | 2987470000 | 3008980000 | 3032650000 | 3056510000 | 3079860000 | 3093790000 | 3103930000 | 3118200000 | 3133700000 | 3155590000 | 3176810000 | 3203190000 | 3231160000 | 3261930000 | 3286480000 | 3307740000 | 3322920000 | 3336120000 | 3346160000 | 3357670000
Transportation Pollutant Emissions Disaggregated[aircraft,NOx,freight,heavy or residual fuel oil tf] | NoSettings | 0 | 0 | 0 | 0 | 0 | 0 | 0 | 0 | 0 | 0 | 0 | 0 | 0 | 0 | 0 | 0 | 0 | 0 | 0 | 0 | 0 | 0 | 0 | 0 | 0 | 0 | 0 | 0 | 0 | 0 | 0
Transportation Pollutant Emissions Disaggregated[aircraft,NOx,freight,LPG propane or butane tf] | NoSettings | 0 | 0 | 0 | 0 | 0 | 0 | 0 | 0 | 0 | 0 | 0 | 0 | 0 | 0 | 0 | 0 | 0 | 0 | 0 | 0 | 0 | 0 | 0 | 0 | 0 | 0 | 0 | 0 | 0 | 0 | 0
Transportation Pollutant Emissions Disaggregated[aircraft,NOx,freight,hydrogen tf] | NoSettings | 0 | 0 | 0 | 0 | 0 | 0 | 0 | 0 | 0 | 0 | 0 | 0 | 0 | 0 | 0 | 0 | 0 | 0 | 0 | 0 | 0 | 0 | 0 | 0 | 0 | 0 | 0 | 0 | 0 | 0 | 0
Transportation Pollutant Emissions Disaggregated[aircraft,PM10,passenger,electricity tf] | NoSettings | 0 | 0 | 0 | 0 | 0 | 0 | 0 | 0 | 0 | 0 | 0 | 0 | 0 | 0 | 0 | 0 | 0 | 0 | 0 | 0 | 0 | 0 | 0 | 0 | 0 | 0 | 0 | 0 | 0 | 0 | 0
Transportation Pollutant Emissions Disaggregated[aircraft,PM10,passenger,natural gas tf] | NoSettings | 0 | 0 | 0 | 0 | 0 | 0 | 0 | 0 | 0 | 0 | 0 | 0 | 0 | 0 | 0 | 0 | 0 | 0 | 0 | 0 | 0 | 0 | 0 | 0 | 0 | 0 | 0 | 0 | 0 | 0 | 0
Transportation Pollutant Emissions Disaggregated[aircraft,PM10,passenger,petroleum gasoline tf] | NoSettings | 0 | 0 | 0 | 0 | 0 | 0 | 0 | 0 | 0 | 0 | 0 | 0 | 0 | 0 | 0 | 0 | 0 | 0 | 0 | 0 | 0 | 0 | 0 | 0 | 0 | 0 | 0 | 0 | 0 | 0 | 0
Transportation Pollutant Emissions Disaggregated[aircraft,PM10,passenger,petroleum diesel tf] | NoSettings | 0 | 0 | 0 | 0 | 0 | 0 | 0 | 0 | 0 | 0 | 0 | 0 | 0 | 0 | 0 | 0 | 0 | 0 | 0 | 0 | 0 | 0 | 0 | 0 | 0 | 0 | 0 | 0 | 0 | 0 | 0
Transportation Pollutant Emissions Disaggregated[aircraft,PM10,passenger,biofuel gasoline tf] | NoSettings | 0 | 0 | 0 | 0 | 0 | 0 | 0 | 0 | 0 | 0 | 0 | 0 | 0 | 0 | 0 | 0 | 0 | 0 | 0 | 0 | 0 | 0 | 0 | 0 | 0 | 0 | 0 | 0 | 0 | 0 | 0
Transportation Pollutant Emissions Disaggregated[aircraft,PM10,passenger,biofuel diesel tf] | NoSettings | 0 | 0 | 0 | 0 | 0 | 0 | 0 | 0 | 0 | 0 | 0 | 0 | 0 | 0 | 0 | 0 | 0 | 0 | 0 | 0 | 0 | 0 | 0 | 0 | 0 | 0 | 0 | 0 | 0 | 0 | 0
Transportation Pollutant Emissions Disaggregated[aircraft,PM10,passenger,jet fuel tf] | NoSettings | 158663000 | 213931000 | 236632000 | 245562000 | 249041000 | 251770000 | 251189000 | 250357000 | 250376000 | 249868000 | 250234000 | 251244000 | 252951000 | 254798000 | 256709000 | 258678000 | 259838000 | 260643000 | 261784000 | 263044000 | 264827000 | 266571000 | 268814000 | 271251000 | 273850000 | 276084000 | 278110000 | 279762000 | 281187000 | 282366000 | 283691000
Transportation Pollutant Emissions Disaggregated[aircraft,PM10,passenger,heavy or residual fuel oil tf] | NoSettings | 0 | 0 | 0 | 0 | 0 | 0 | 0 | 0 | 0 | 0 | 0 | 0 | 0 | 0 | 0 | 0 | 0 | 0 | 0 | 0 | 0 | 0 | 0 | 0 | 0 | 0 | 0 | 0 | 0 | 0 | 0
Transportation Pollutant Emissions Disaggregated[aircraft,PM10,passenger,LPG propane or butane tf] | NoSettings | 0 | 0 | 0 | 0 | 0 | 0 | 0 | 0 | 0 | 0 | 0 | 0 | 0 | 0 | 0 | 0 | 0 | 0 | 0 | 0 | 0 | 0 | 0 | 0 | 0 | 0 | 0 | 0 | 0 | 0 | 0
Transportation Pollutant Emissions Disaggregated[aircraft,PM10,passenger,hydrogen tf] | NoSettings | 0 | 0 | 0 | 0 | 0 | 0 | 0 | 0 | 0 | 0 | 0 | 0 | 0 | 0 | 0 | 0 | 0 | 0 | 0 | 0 | 0 | 0 | 0 | 0 | 0 | 0 | 0 | 0 | 0 | 0 | 0
Transportation Pollutant Emissions Disaggregated[aircraft,PM10,freight,electricity tf] | NoSettings | 0 | 0 | 0 | 0 | 0 | 0 | 0 | 0 | 0 | 0 | 0 | 0 | 0 | 0 | 0 | 0 | 0 | 0 | 0 | 0 | 0 | 0 | 0 | 0 | 0 | 0 | 0 | 0 | 0 | 0 | 0
Transportation Pollutant Emissions Disaggregated[aircraft,PM10,freight,natural gas tf] | NoSettings | 0 | 0 | 0 | 0 | 0 | 0 | 0 | 0 | 0 | 0 | 0 | 0 | 0 | 0 | 0 | 0 | 0 | 0 | 0 | 0 | 0 | 0 | 0 | 0 | 0 | 0 | 0 | 0 | 0 | 0 | 0
Transportation Pollutant Emissions Disaggregated[aircraft,PM10,freight,petroleum gasoline tf] | NoSettings | 0 | 0 | 0 | 0 | 0 | 0 | 0 | 0 | 0 | 0 | 0 | 0 | 0 | 0 | 0 | 0 | 0 | 0 | 0 | 0 | 0 | 0 | 0 | 0 | 0 | 0 | 0 | 0 | 0 | 0 | 0
Transportation Pollutant Emissions Disaggregated[aircraft,PM10,freight,petroleum diesel tf] | NoSettings | 0 | 0 | 0 | 0 | 0 | 0 | 0 | 0 | 0 | 0 | 0 | 0 | 0 | 0 | 0 | 0 | 0 | 0 | 0 | 0 | 0 | 0 | 0 | 0 | 0 | 0 | 0 | 0 | 0 | 0 | 0
Transportation Pollutant Emissions Disaggregated[aircraft,PM10,freight,biofuel gasoline tf] | NoSettings | 0 | 0 | 0 | 0 | 0 | 0 | 0 | 0 | 0 | 0 | 0 | 0 | 0 | 0 | 0 | 0 | 0 | 0 | 0 | 0 | 0 | 0 | 0 | 0 | 0 | 0 | 0 | 0 | 0 | 0 | 0
Transportation Pollutant Emissions Disaggregated[aircraft,PM10,freight,biofuel diesel tf] | NoSettings | 0 | 0 | 0 | 0 | 0 | 0 | 0 | 0 | 0 | 0 | 0 | 0 | 0 | 0 | 0 | 0 | 0 | 0 | 0 | 0 | 0 | 0 | 0 | 0 | 0 | 0 | 0 | 0 | 0 | 0 | 0
Transportation Pollutant Emissions Disaggregated[aircraft,PM10,freight,jet fuel tf] | NoSettings | 23620900 | 31752000 | 35035300 | 36301000 | 36749500 | 37069000 | 36922600 | 36772600 | 36759700 | 36698200 | 36746500 | 36882200 | 37147800 | 37440000 | 37734600 | 38022900 | 38194900 | 38320000 | 38496200 | 38687500 | 38957800 | 39219700 | 39545500 | 39890800 | 40270700 | 40573700 | 40836200 | 41023600 | 41186600 | 41310500 | 41452600
Transportation Pollutant Emissions Disaggregated[aircraft,PM10,freight,heavy or residual fuel oil tf] | NoSettings | 0 | 0 | 0 | 0 | 0 | 0 | 0 | 0 | 0 | 0 | 0 | 0 | 0 | 0 | 0 | 0 | 0 | 0 | 0 | 0 | 0 | 0 | 0 | 0 | 0 | 0 | 0 | 0 | 0 | 0 | 0
Transportation Pollutant Emissions Disaggregated[aircraft,PM10,freight,LPG propane or butane tf] | NoSettings | 0 | 0 | 0 | 0 | 0 | 0 | 0 | 0 | 0 | 0 | 0 | 0 | 0 | 0 | 0 | 0 | 0 | 0 | 0 | 0 | 0 | 0 | 0 | 0 | 0 | 0 | 0 | 0 | 0 | 0 | 0
Transportation Pollutant Emissions Disaggregated[aircraft,PM10,freight,hydrogen tf] | NoSettings | 0 | 0 | 0 | 0 | 0 | 0 | 0 | 0 | 0 | 0 | 0 | 0 | 0 | 0 | 0 | 0 | 0 | 0 | 0 | 0 | 0 | 0 | 0 | 0 | 0 | 0 | 0 | 0 | 0 | 0 | 0
Transportation Pollutant Emissions Disaggregated[aircraft,PM25,passenger,electricity tf] | NoSettings | 0 | 0 | 0 | 0 | 0 | 0 | 0 | 0 | 0 | 0 | 0 | 0 | 0 | 0 | 0 | 0 | 0 | 0 | 0 | 0 | 0 | 0 | 0 | 0 | 0 | 0 | 0 | 0 | 0 | 0 | 0
Transportation Pollutant Emissions Disaggregated[aircraft,PM25,passenger,natural gas tf] | NoSettings | 0 | 0 | 0 | 0 | 0 | 0 | 0 | 0 | 0 | 0 | 0 | 0 | 0 | 0 | 0 | 0 | 0 | 0 | 0 | 0 | 0 | 0 | 0 | 0 | 0 | 0 | 0 | 0 | 0 | 0 | 0
Transportation Pollutant Emissions Disaggregated[aircraft,PM25,passenger,petroleum gasoline tf] | NoSettings | 0 | 0 | 0 | 0 | 0 | 0 | 0 | 0 | 0 | 0 | 0 | 0 | 0 | 0 | 0 | 0 | 0 | 0 | 0 | 0 | 0 | 0 | 0 | 0 | 0 | 0 | 0 | 0 | 0 | 0 | 0
Transportation Pollutant Emissions Disaggregated[aircraft,PM25,passenger,petroleum diesel tf] | NoSettings | 0 | 0 | 0 | 0 | 0 | 0 | 0 | 0 | 0 | 0 | 0 | 0 | 0 | 0 | 0 | 0 | 0 | 0 | 0 | 0 | 0 | 0 | 0 | 0 | 0 | 0 | 0 | 0 | 0 | 0 | 0
Transportation Pollutant Emissions Disaggregated[aircraft,PM25,passenger,biofuel gasoline tf] | NoSettings | 0 | 0 | 0 | 0 | 0 | 0 | 0 | 0 | 0 | 0 | 0 | 0 | 0 | 0 | 0 | 0 | 0 | 0 | 0 | 0 | 0 | 0 | 0 | 0 | 0 | 0 | 0 | 0 | 0 | 0 | 0
Transportation Pollutant Emissions Disaggregated[aircraft,PM25,passenger,biofuel diesel tf] | NoSettings | 0 | 0 | 0 | 0 | 0 | 0 | 0 | 0 | 0 | 0 | 0 | 0 | 0 | 0 | 0 | 0 | 0 | 0 | 0 | 0 | 0 | 0 | 0 | 0 | 0 | 0 | 0 | 0 | 0 | 0 | 0
Transportation Pollutant Emissions Disaggregated[aircraft,PM25,passenger,jet fuel tf] | NoSettings | 158663000 | 213931000 | 236632000 | 245562000 | 249041000 | 251770000 | 251189000 | 250357000 | 250376000 | 249868000 | 250234000 | 251244000 | 252951000 | 254798000 | 256709000 | 258678000 | 259838000 | 260643000 | 261784000 | 263044000 | 264827000 | 266571000 | 268814000 | 271251000 | 273850000 | 276084000 | 278110000 | 279762000 | 281187000 | 282366000 | 283691000
Transportation Pollutant Emissions Disaggregated[aircraft,PM25,passenger,heavy or residual fuel oil tf] | NoSettings | 0 | 0 | 0 | 0 | 0 | 0 | 0 | 0 | 0 | 0 | 0 | 0 | 0 | 0 | 0 | 0 | 0 | 0 | 0 | 0 | 0 | 0 | 0 | 0 | 0 | 0 | 0 | 0 | 0 | 0 | 0
Transportation Pollutant Emissions Disaggregated[aircraft,PM25,passenger,LPG propane or butane tf] | NoSettings | 0 | 0 | 0 | 0 | 0 | 0 | 0 | 0 | 0 | 0 | 0 | 0 | 0 | 0 | 0 | 0 | 0 | 0 | 0 | 0 | 0 | 0 | 0 | 0 | 0 | 0 | 0 | 0 | 0 | 0 | 0
Transportation Pollutant Emissions Disaggregated[aircraft,PM25,passenger,hydrogen tf] | NoSettings | 0 | 0 | 0 | 0 | 0 | 0 | 0 | 0 | 0 | 0 | 0 | 0 | 0 | 0 | 0 | 0 | 0 | 0 | 0 | 0 | 0 | 0 | 0 | 0 | 0 | 0 | 0 | 0 | 0 | 0 | 0
Transportation Pollutant Emissions Disaggregated[aircraft,PM25,freight,electricity tf] | NoSettings | 0 | 0 | 0 | 0 | 0 | 0 | 0 | 0 | 0 | 0 | 0 | 0 | 0 | 0 | 0 | 0 | 0 | 0 | 0 | 0 | 0 | 0 | 0 | 0 | 0 | 0 | 0 | 0 | 0 | 0 | 0
Transportation Pollutant Emissions Disaggregated[aircraft,PM25,freight,natural gas tf] | NoSettings | 0 | 0 | 0 | 0 | 0 | 0 | 0 | 0 | 0 | 0 | 0 | 0 | 0 | 0 | 0 | 0 | 0 | 0 | 0 | 0 | 0 | 0 | 0 | 0 | 0 | 0 | 0 | 0 | 0 | 0 | 0
Transportation Pollutant Emissions Disaggregated[aircraft,PM25,freight,petroleum gasoline tf] | NoSettings | 0 | 0 | 0 | 0 | 0 | 0 | 0 | 0 | 0 | 0 | 0 | 0 | 0 | 0 | 0 | 0 | 0 | 0 | 0 | 0 | 0 | 0 | 0 | 0 | 0 | 0 | 0 | 0 | 0 | 0 | 0
Transportation Pollutant Emissions Disaggregated[aircraft,PM25,freight,petroleum diesel tf] | NoSettings | 0 | 0 | 0 | 0 | 0 | 0 | 0 | 0 | 0 | 0 | 0 | 0 | 0 | 0 | 0 | 0 | 0 | 0 | 0 | 0 | 0 | 0 | 0 | 0 | 0 | 0 | 0 | 0 | 0 | 0 | 0
Transportation Pollutant Emissions Disaggregated[aircraft,PM25,freight,biofuel gasoline tf] | NoSettings | 0 | 0 | 0 | 0 | 0 | 0 | 0 | 0 | 0 | 0 | 0 | 0 | 0 | 0 | 0 | 0 | 0 | 0 | 0 | 0 | 0 | 0 | 0 | 0 | 0 | 0 | 0 | 0 | 0 | 0 | 0
Transportation Pollutant Emissions Disaggregated[aircraft,PM25,freight,biofuel diesel tf] | NoSettings | 0 | 0 | 0 | 0 | 0 | 0 | 0 | 0 | 0 | 0 | 0 | 0 | 0 | 0 | 0 | 0 | 0 | 0 | 0 | 0 | 0 | 0 | 0 | 0 | 0 | 0 | 0 | 0 | 0 | 0 | 0
Transportation Pollutant Emissions Disaggregated[aircraft,PM25,freight,jet fuel tf] | NoSettings | 23620900 | 31752000 | 35035300 | 36301000 | 36749500 | 37069000 | 36922600 | 36772600 | 36759700 | 36698200 | 36746500 | 36882200 | 37147800 | 37440000 | 37734600 | 38022900 | 38194900 | 38320000 | 38496200 | 38687500 | 38957800 | 39219700 | 39545500 | 39890800 | 40270700 | 40573700 | 40836200 | 41023600 | 41186600 | 41310500 | 41452600
Transportation Pollutant Emissions Disaggregated[aircraft,PM25,freight,heavy or residual fuel oil tf] | NoSettings | 0 | 0 | 0 | 0 | 0 | 0 | 0 | 0 | 0 | 0 | 0 | 0 | 0 | 0 | 0 | 0 | 0 | 0 | 0 | 0 | 0 | 0 | 0 | 0 | 0 | 0 | 0 | 0 | 0 | 0 | 0
Transportation Pollutant Emissions Disaggregated[aircraft,PM25,freight,LPG propane or butane tf] | NoSettings | 0 | 0 | 0 | 0 | 0 | 0 | 0 | 0 | 0 | 0 | 0 | 0 | 0 | 0 | 0 | 0 | 0 | 0 | 0 | 0 | 0 | 0 | 0 | 0 | 0 | 0 | 0 | 0 | 0 | 0 | 0
Transportation Pollutant Emissions Disaggregated[aircraft,PM25,freight,hydrogen tf] | NoSettings | 0 | 0 | 0 | 0 | 0 | 0 | 0 | 0 | 0 | 0 | 0 | 0 | 0 | 0 | 0 | 0 | 0 | 0 | 0 | 0 | 0 | 0 | 0 | 0 | 0 | 0 | 0 | 0 | 0 | 0 | 0
Transportation Pollutant Emissions Disaggregated[aircraft,SOx,passenger,electricity tf] | NoSettings | 0 | 0 | 0 | 0 | 0 | 0 | 0 | 0 | 0 | 0 | 0 | 0 | 0 | 0 | 0 | 0 | 0 | 0 | 0 | 0 | 0 | 0 | 0 | 0 | 0 | 0 | 0 | 0 | 0 | 0 | 0
Transportation Pollutant Emissions Disaggregated[aircraft,SOx,passenger,natural gas tf] | NoSettings | 0 | 0 | 0 | 0 | 0 | 0 | 0 | 0 | 0 | 0 | 0 | 0 | 0 | 0 | 0 | 0 | 0 | 0 | 0 | 0 | 0 | 0 | 0 | 0 | 0 | 0 | 0 | 0 | 0 | 0 | 0
Transportation Pollutant Emissions Disaggregated[aircraft,SOx,passenger,petroleum gasoline tf] | NoSettings | 0 | 0 | 0 | 0 | 0 | 0 | 0 | 0 | 0 | 0 | 0 | 0 | 0 | 0 | 0 | 0 | 0 | 0 | 0 | 0 | 0 | 0 | 0 | 0 | 0 | 0 | 0 | 0 | 0 | 0 | 0
Transportation Pollutant Emissions Disaggregated[aircraft,SOx,passenger,petroleum diesel tf] | NoSettings | 0 | 0 | 0 | 0 | 0 | 0 | 0 | 0 | 0 | 0 | 0 | 0 | 0 | 0 | 0 | 0 | 0 | 0 | 0 | 0 | 0 | 0 | 0 | 0 | 0 | 0 | 0 | 0 | 0 | 0 | 0
Transportation Pollutant Emissions Disaggregated[aircraft,SOx,passenger,biofuel gasoline tf] | NoSettings | 0 | 0 | 0 | 0 | 0 | 0 | 0 | 0 | 0 | 0 | 0 | 0 | 0 | 0 | 0 | 0 | 0 | 0 | 0 | 0 | 0 | 0 | 0 | 0 | 0 | 0 | 0 | 0 | 0 | 0 | 0
Transportation Pollutant Emissions Disaggregated[aircraft,SOx,passenger,biofuel diesel tf] | NoSettings | 0 | 0 | 0 | 0 | 0 | 0 | 0 | 0 | 0 | 0 | 0 | 0 | 0 | 0 | 0 | 0 | 0 | 0 | 0 | 0 | 0 | 0 | 0 | 0 | 0 | 0 | 0 | 0 | 0 | 0 | 0
Transportation Pollutant Emissions Disaggregated[aircraft,SOx,passenger,jet fuel tf] | NoSettings | 18248400 | 24605000 | 27215900 | 28243000 | 28643200 | 28957000 | 28890200 | 28794500 | 28796700 | 28738300 | 28780300 | 28896500 | 29092900 | 29305300 | 29525100 | 29751500 | 29885000 | 29977500 | 30108700 | 30253700 | 30458700 | 30659300 | 30917400 | 31197500 | 31496600 | 31753500 | 31986500 | 32176500 | 32340400 | 32476000 | 32628400
Transportation Pollutant Emissions Disaggregated[aircraft,SOx,passenger,heavy or residual fuel oil tf] | NoSettings | 0 | 0 | 0 | 0 | 0 | 0 | 0 | 0 | 0 | 0 | 0 | 0 | 0 | 0 | 0 | 0 | 0 | 0 | 0 | 0 | 0 | 0 | 0 | 0 | 0 | 0 | 0 | 0 | 0 | 0 | 0
Transportation Pollutant Emissions Disaggregated[aircraft,SOx,passenger,LPG propane or butane tf] | NoSettings | 0 | 0 | 0 | 0 | 0 | 0 | 0 | 0 | 0 | 0 | 0 | 0 | 0 | 0 | 0 | 0 | 0 | 0 | 0 | 0 | 0 | 0 | 0 | 0 | 0 | 0 | 0 | 0 | 0 | 0 | 0
Transportation Pollutant Emissions Disaggregated[aircraft,SOx,passenger,hydrogen tf] | NoSettings | 0 | 0 | 0 | 0 | 0 | 0 | 0 | 0 | 0 | 0 | 0 | 0 | 0 | 0 | 0 | 0 | 0 | 0 | 0 | 0 | 0 | 0 | 0 | 0 | 0 | 0 | 0 | 0 | 0 | 0 | 0
Transportation Pollutant Emissions Disaggregated[aircraft,SOx,freight,electricity tf] | NoSettings | 0 | 0 | 0 | 0 | 0 | 0 | 0 | 0 | 0 | 0 | 0 | 0 | 0 | 0 | 0 | 0 | 0 | 0 | 0 | 0 | 0 | 0 | 0 | 0 | 0 | 0 | 0 | 0 | 0 | 0 | 0
Transportation Pollutant Emissions Disaggregated[aircraft,SOx,freight,natural gas tf] | NoSettings | 0 | 0 | 0 | 0 | 0 | 0 | 0 | 0 | 0 | 0 | 0 | 0 | 0 | 0 | 0 | 0 | 0 | 0 | 0 | 0 | 0 | 0 | 0 | 0 | 0 | 0 | 0 | 0 | 0 | 0 | 0
Transportation Pollutant Emissions Disaggregated[aircraft,SOx,freight,petroleum gasoline tf] | NoSettings | 0 | 0 | 0 | 0 | 0 | 0 | 0 | 0 | 0 | 0 | 0 | 0 | 0 | 0 | 0 | 0 | 0 | 0 | 0 | 0 | 0 | 0 | 0 | 0 | 0 | 0 | 0 | 0 | 0 | 0 | 0
Transportation Pollutant Emissions Disaggregated[aircraft,SOx,freight,petroleum diesel tf] | NoSettings | 0 | 0 | 0 | 0 | 0 | 0 | 0 | 0 | 0 | 0 | 0 | 0 | 0 | 0 | 0 | 0 | 0 | 0 | 0 | 0 | 0 | 0 | 0 | 0 | 0 | 0 | 0 | 0 | 0 | 0 | 0
Transportation Pollutant Emissions Disaggregated[aircraft,SOx,freight,biofuel gasoline tf] | NoSettings | 0 | 0 | 0 | 0 | 0 | 0 | 0 | 0 | 0 | 0 | 0 | 0 | 0 | 0 | 0 | 0 | 0 | 0 | 0 | 0 | 0 | 0 | 0 | 0 | 0 | 0 | 0 | 0 | 0 | 0 | 0
Transportation Pollutant Emissions Disaggregated[aircraft,SOx,freight,biofuel diesel tf] | NoSettings | 0 | 0 | 0 | 0 | 0 | 0 | 0 | 0 | 0 | 0 | 0 | 0 | 0 | 0 | 0 | 0 | 0 | 0 | 0 | 0 | 0 | 0 | 0 | 0 | 0 | 0 | 0 | 0 | 0 | 0 | 0
Transportation Pollutant Emissions Disaggregated[aircraft,SOx,freight,jet fuel tf] | NoSettings | 2716730 | 3651910 | 4029540 | 4175120 | 4226700 | 4263450 | 4246610 | 4229350 | 4227870 | 4220800 | 4226360 | 4241960 | 4272510 | 4306120 | 4340000 | 4373160 | 4392940 | 4407330 | 4427590 | 4449600 | 4480690 | 4510810 | 4548280 | 4587990 | 4631680 | 4666530 | 4696730 | 4718280 | 4737020 | 4751270 | 4767620
Transportation Pollutant Emissions Disaggregated[aircraft,SOx,freight,heavy or residual fuel oil tf] | NoSettings | 0 | 0 | 0 | 0 | 0 | 0 | 0 | 0 | 0 | 0 | 0 | 0 | 0 | 0 | 0 | 0 | 0 | 0 | 0 | 0 | 0 | 0 | 0 | 0 | 0 | 0 | 0 | 0 | 0 | 0 | 0
Transportation Pollutant Emissions Disaggregated[aircraft,SOx,freight,LPG propane or butane tf] | NoSettings | 0 | 0 | 0 | 0 | 0 | 0 | 0 | 0 | 0 | 0 | 0 | 0 | 0 | 0 | 0 | 0 | 0 | 0 | 0 | 0 | 0 | 0 | 0 | 0 | 0 | 0 | 0 | 0 | 0 | 0 | 0
Transportation Pollutant Emissions Disaggregated[aircraft,SOx,freight,hydrogen tf] | NoSettings | 0 | 0 | 0 | 0 | 0 | 0 | 0 | 0 | 0 | 0 | 0 | 0 | 0 | 0 | 0 | 0 | 0 | 0 | 0 | 0 | 0 | 0 | 0 | 0 | 0 | 0 | 0 | 0 | 0 | 0 | 0
Transportation Pollutant Emissions Disaggregated[aircraft,BC,passenger,electricity tf] | NoSettings | 0 | 0 | 0 | 0 | 0 | 0 | 0 | 0 | 0 | 0 | 0 | 0 | 0 | 0 | 0 | 0 | 0 | 0 | 0 | 0 | 0 | 0 | 0 | 0 | 0 | 0 | 0 | 0 | 0 | 0 | 0
Transportation Pollutant Emissions Disaggregated[aircraft,BC,passenger,natural gas tf] | NoSettings | 0 | 0 | 0 | 0 | 0 | 0 | 0 | 0 | 0 | 0 | 0 | 0 | 0 | 0 | 0 | 0 | 0 | 0 | 0 | 0 | 0 | 0 | 0 | 0 | 0 | 0 | 0 | 0 | 0 | 0 | 0
Transportation Pollutant Emissions Disaggregated[aircraft,BC,passenger,petroleum gasoline tf] | NoSettings | 0 | 0 | 0 | 0 | 0 | 0 | 0 | 0 | 0 | 0 | 0 | 0 | 0 | 0 | 0 | 0 | 0 | 0 | 0 | 0 | 0 | 0 | 0 | 0 | 0 | 0 | 0 | 0 | 0 | 0 | 0
Transportation Pollutant Emissions Disaggregated[aircraft,BC,passenger,petroleum diesel tf] | NoSettings | 0 | 0 | 0 | 0 | 0 | 0 | 0 | 0 | 0 | 0 | 0 | 0 | 0 | 0 | 0 | 0 | 0 | 0 | 0 | 0 | 0 | 0 | 0 | 0 | 0 | 0 | 0 | 0 | 0 | 0 | 0
Transportation Pollutant Emissions Disaggregated[aircraft,BC,passenger,biofuel gasoline tf] | NoSettings | 0 | 0 | 0 | 0 | 0 | 0 | 0 | 0 | 0 | 0 | 0 | 0 | 0 | 0 | 0 | 0 | 0 | 0 | 0 | 0 | 0 | 0 | 0 | 0 | 0 | 0 | 0 | 0 | 0 | 0 | 0
Transportation Pollutant Emissions Disaggregated[aircraft,BC,passenger,biofuel diesel tf] | NoSettings | 0 | 0 | 0 | 0 | 0 | 0 | 0 | 0 | 0 | 0 | 0 | 0 | 0 | 0 | 0 | 0 | 0 | 0 | 0 | 0 | 0 | 0 | 0 | 0 | 0 | 0 | 0 | 0 | 0 | 0 | 0
Transportation Pollutant Emissions Disaggregated[aircraft,BC,passenger,jet fuel tf] | NoSettings | 50010100 | 67430500 | 74585800 | 77400400 | 78497200 | 79357300 | 79174100 | 78911700 | 78917800 | 78757800 | 78873000 | 79191500 | 79729700 | 80311700 | 80914000 | 81534700 | 81900300 | 82153900 | 82513500 | 82910700 | 83472700 | 84022500 | 84729600 | 85497500 | 86317000 | 87021100 | 87659600 | 88180300 | 88629500 | 89001100 | 89418700
Transportation Pollutant Emissions Disaggregated[aircraft,BC,passenger,heavy or residual fuel oil tf] | NoSettings | 0 | 0 | 0 | 0 | 0 | 0 | 0 | 0 | 0 | 0 | 0 | 0 | 0 | 0 | 0 | 0 | 0 | 0 | 0 | 0 | 0 | 0 | 0 | 0 | 0 | 0 | 0 | 0 | 0 | 0 | 0
Transportation Pollutant Emissions Disaggregated[aircraft,BC,passenger,LPG propane or butane tf] | NoSettings | 0 | 0 | 0 | 0 | 0 | 0 | 0 | 0 | 0 | 0 | 0 | 0 | 0 | 0 | 0 | 0 | 0 | 0 | 0 | 0 | 0 | 0 | 0 | 0 | 0 | 0 | 0 | 0 | 0 | 0 | 0
Transportation Pollutant Emissions Disaggregated[aircraft,BC,passenger,hydrogen tf] | NoSettings | 0 | 0 | 0 | 0 | 0 | 0 | 0 | 0 | 0 | 0 | 0 | 0 | 0 | 0 | 0 | 0 | 0 | 0 | 0 | 0 | 0 | 0 | 0 | 0 | 0 | 0 | 0 | 0 | 0 | 0 | 0
Transportation Pollutant Emissions Disaggregated[aircraft,BC,freight,electricity tf] | NoSettings | 0 | 0 | 0 | 0 | 0 | 0 | 0 | 0 | 0 | 0 | 0 | 0 | 0 | 0 | 0 | 0 | 0 | 0 | 0 | 0 | 0 | 0 | 0 | 0 | 0 | 0 | 0 | 0 | 0 | 0 | 0
Transportation Pollutant Emissions Disaggregated[aircraft,BC,freight,natural gas tf] | NoSettings | 0 | 0 | 0 | 0 | 0 | 0 | 0 | 0 | 0 | 0 | 0 | 0 | 0 | 0 | 0 | 0 | 0 | 0 | 0 | 0 | 0 | 0 | 0 | 0 | 0 | 0 | 0 | 0 | 0 | 0 | 0
Transportation Pollutant Emissions Disaggregated[aircraft,BC,freight,petroleum gasoline tf] | NoSettings | 0 | 0 | 0 | 0 | 0 | 0 | 0 | 0 | 0 | 0 | 0 | 0 | 0 | 0 | 0 | 0 | 0 | 0 | 0 | 0 | 0 | 0 | 0 | 0 | 0 | 0 | 0 | 0 | 0 | 0 | 0
Transportation Pollutant Emissions Disaggregated[aircraft,BC,freight,petroleum diesel tf] | NoSettings | 0 | 0 | 0 | 0 | 0 | 0 | 0 | 0 | 0 | 0 | 0 | 0 | 0 | 0 | 0 | 0 | 0 | 0 | 0 | 0 | 0 | 0 | 0 | 0 | 0 | 0 | 0 | 0 | 0 | 0 | 0
Transportation Pollutant Emissions Disaggregated[aircraft,BC,freight,biofuel gasoline tf] | NoSettings | 0 | 0 | 0 | 0 | 0 | 0 | 0 | 0 | 0 | 0 | 0 | 0 | 0 | 0 | 0 | 0 | 0 | 0 | 0 | 0 | 0 | 0 | 0 | 0 | 0 | 0 | 0 | 0 | 0 | 0 | 0
Transportation Pollutant Emissions Disaggregated[aircraft,BC,freight,biofuel diesel tf] | NoSettings | 0 | 0 | 0 | 0 | 0 | 0 | 0 | 0 | 0 | 0 | 0 | 0 | 0 | 0 | 0 | 0 | 0 | 0 | 0 | 0 | 0 | 0 | 0 | 0 | 0 | 0 | 0 | 0 | 0 | 0 | 0
Transportation Pollutant Emissions Disaggregated[aircraft,BC,freight,jet fuel tf] | NoSettings | 7445260 | 10008100 | 11043000 | 11442000 | 11583400 | 11684100 | 11637900 | 11590600 | 11586600 | 11567200 | 11582400 | 11625200 | 11708900 | 11801000 | 11893900 | 11984700 | 12038900 | 12078400 | 12133900 | 12194200 | 12279400 | 12362000 | 12464600 | 12573500 | 12693200 | 12788700 | 12871500 | 12930500 | 12981900 | 13021000 | 13065800
Transportation Pollutant Emissions Disaggregated[aircraft,BC,freight,heavy or residual fuel oil tf] | NoSettings | 0 | 0 | 0 | 0 | 0 | 0 | 0 | 0 | 0 | 0 | 0 | 0 | 0 | 0 | 0 | 0 | 0 | 0 | 0 | 0 | 0 | 0 | 0 | 0 | 0 | 0 | 0 | 0 | 0 | 0 | 0
Transportation Pollutant Emissions Disaggregated[aircraft,BC,freight,LPG propane or butane tf] | NoSettings | 0 | 0 | 0 | 0 | 0 | 0 | 0 | 0 | 0 | 0 | 0 | 0 | 0 | 0 | 0 | 0 | 0 | 0 | 0 | 0 | 0 | 0 | 0 | 0 | 0 | 0 | 0 | 0 | 0 | 0 | 0
Transportation Pollutant Emissions Disaggregated[aircraft,BC,freight,hydrogen tf] | NoSettings | 0 | 0 | 0 | 0 | 0 | 0 | 0 | 0 | 0 | 0 | 0 | 0 | 0 | 0 | 0 | 0 | 0 | 0 | 0 | 0 | 0 | 0 | 0 | 0 | 0 | 0 | 0 | 0 | 0 | 0 | 0
Transportation Pollutant Emissions Disaggregated[aircraft,OC,passenger,electricity tf] | NoSettings | 0 | 0 | 0 | 0 | 0 | 0 | 0 | 0 | 0 | 0 | 0 | 0 | 0 | 0 | 0 | 0 | 0 | 0 | 0 | 0 | 0 | 0 | 0 | 0 | 0 | 0 | 0 | 0 | 0 | 0 | 0
Transportation Pollutant Emissions Disaggregated[aircraft,OC,passenger,natural gas tf] | NoSettings | 0 | 0 | 0 | 0 | 0 | 0 | 0 | 0 | 0 | 0 | 0 | 0 | 0 | 0 | 0 | 0 | 0 | 0 | 0 | 0 | 0 | 0 | 0 | 0 | 0 | 0 | 0 | 0 | 0 | 0 | 0
Transportation Pollutant Emissions Disaggregated[aircraft,OC,passenger,petroleum gasoline tf] | NoSettings | 0 | 0 | 0 | 0 | 0 | 0 | 0 | 0 | 0 | 0 | 0 | 0 | 0 | 0 | 0 | 0 | 0 | 0 | 0 | 0 | 0 | 0 | 0 | 0 | 0 | 0 | 0 | 0 | 0 | 0 | 0
Transportation Pollutant Emissions Disaggregated[aircraft,OC,passenger,petroleum diesel tf] | NoSettings | 0 | 0 | 0 | 0 | 0 | 0 | 0 | 0 | 0 | 0 | 0 | 0 | 0 | 0 | 0 | 0 | 0 | 0 | 0 | 0 | 0 | 0 | 0 | 0 | 0 | 0 | 0 | 0 | 0 | 0 | 0
Transportation Pollutant Emissions Disaggregated[aircraft,OC,passenger,biofuel gasoline tf] | NoSettings | 0 | 0 | 0 | 0 | 0 | 0 | 0 | 0 | 0 | 0 | 0 | 0 | 0 | 0 | 0 | 0 | 0 | 0 | 0 | 0 | 0 | 0 | 0 | 0 | 0 | 0 | 0 | 0 | 0 | 0 | 0
Transportation Pollutant Emissions Disaggregated[aircraft,OC,passenger,biofuel diesel tf] | NoSettings | 0 | 0 | 0 | 0 | 0 | 0 | 0 | 0 | 0 | 0 | 0 | 0 | 0 | 0 | 0 | 0 | 0 | 0 | 0 | 0 | 0 | 0 | 0 | 0 | 0 | 0 | 0 | 0 | 0 | 0 | 0
Transportation Pollutant Emissions Disaggregated[aircraft,OC,passenger,jet fuel tf] | NoSettings | 47715300 | 64336500 | 71163400 | 73848900 | 74895400 | 75716000 | 75541200 | 75290900 | 75296600 | 75144000 | 75254000 | 75557800 | 76071300 | 76626600 | 77201200 | 77793500 | 78142300 | 78384300 | 78727400 | 79106400 | 79642600 | 80167200 | 80841800 | 81574400 | 82356300 | 83028200 | 83637400 | 84134200 | 84562700 | 84917300 | 85315700
Transportation Pollutant Emissions Disaggregated[aircraft,OC,passenger,heavy or residual fuel oil tf] | NoSettings | 0 | 0 | 0 | 0 | 0 | 0 | 0 | 0 | 0 | 0 | 0 | 0 | 0 | 0 | 0 | 0 | 0 | 0 | 0 | 0 | 0 | 0 | 0 | 0 | 0 | 0 | 0 | 0 | 0 | 0 | 0
Transportation Pollutant Emissions Disaggregated[aircraft,OC,passenger,LPG propane or butane tf] | NoSettings | 0 | 0 | 0 | 0 | 0 | 0 | 0 | 0 | 0 | 0 | 0 | 0 | 0 | 0 | 0 | 0 | 0 | 0 | 0 | 0 | 0 | 0 | 0 | 0 | 0 | 0 | 0 | 0 | 0 | 0 | 0
Transportation Pollutant Emissions Disaggregated[aircraft,OC,passenger,hydrogen tf] | NoSettings | 0 | 0 | 0 | 0 | 0 | 0 | 0 | 0 | 0 | 0 | 0 | 0 | 0 | 0 | 0 | 0 | 0 | 0 | 0 | 0 | 0 | 0 | 0 | 0 | 0 | 0 | 0 | 0 | 0 | 0 | 0
Transportation Pollutant Emissions Disaggregated[aircraft,OC,freight,electricity tf] | NoSettings | 0 | 0 | 0 | 0 | 0 | 0 | 0 | 0 | 0 | 0 | 0 | 0 | 0 | 0 | 0 | 0 | 0 | 0 | 0 | 0 | 0 | 0 | 0 | 0 | 0 | 0 | 0 | 0 | 0 | 0 | 0
Transportation Pollutant Emissions Disaggregated[aircraft,OC,freight,natural gas tf] | NoSettings | 0 | 0 | 0 | 0 | 0 | 0 | 0 | 0 | 0 | 0 | 0 | 0 | 0 | 0 | 0 | 0 | 0 | 0 | 0 | 0 | 0 | 0 | 0 | 0 | 0 | 0 | 0 | 0 | 0 | 0 | 0
Transportation Pollutant Emissions Disaggregated[aircraft,OC,freight,petroleum gasoline tf] | NoSettings | 0 | 0 | 0 | 0 | 0 | 0 | 0 | 0 | 0 | 0 | 0 | 0 | 0 | 0 | 0 | 0 | 0 | 0 | 0 | 0 | 0 | 0 | 0 | 0 | 0 | 0 | 0 | 0 | 0 | 0 | 0
Transportation Pollutant Emissions Disaggregated[aircraft,OC,freight,petroleum diesel tf] | NoSettings | 0 | 0 | 0 | 0 | 0 | 0 | 0 | 0 | 0 | 0 | 0 | 0 | 0 | 0 | 0 | 0 | 0 | 0 | 0 | 0 | 0 | 0 | 0 | 0 | 0 | 0 | 0 | 0 | 0 | 0 | 0
Transportation Pollutant Emissions Disaggregated[aircraft,OC,freight,biofuel gasoline tf] | NoSettings | 0 | 0 | 0 | 0 | 0 | 0 | 0 | 0 | 0 | 0 | 0 | 0 | 0 | 0 | 0 | 0 | 0 | 0 | 0 | 0 | 0 | 0 | 0 | 0 | 0 | 0 | 0 | 0 | 0 | 0 | 0
Transportation Pollutant Emissions Disaggregated[aircraft,OC,freight,biofuel diesel tf] | NoSettings | 0 | 0 | 0 | 0 | 0 | 0 | 0 | 0 | 0 | 0 | 0 | 0 | 0 | 0 | 0 | 0 | 0 | 0 | 0 | 0 | 0 | 0 | 0 | 0 | 0 | 0 | 0 | 0 | 0 | 0 | 0
Transportation Pollutant Emissions Disaggregated[aircraft,OC,freight,jet fuel tf] | NoSettings | 7103630 | 9548910 | 10536300 | 10917000 | 11051900 | 11147900 | 11103900 | 11058800 | 11054900 | 11036400 | 11051000 | 11091800 | 11171600 | 11259500 | 11348100 | 11434800 | 11486500 | 11524200 | 11577100 | 11634700 | 11716000 | 11794700 | 11892700 | 11996500 | 12110800 | 12201900 | 12280900 | 12337200 | 12386200 | 12423500 | 12466200
Transportation Pollutant Emissions Disaggregated[aircraft,OC,freight,heavy or residual fuel oil tf] | NoSettings | 0 | 0 | 0 | 0 | 0 | 0 | 0 | 0 | 0 | 0 | 0 | 0 | 0 | 0 | 0 | 0 | 0 | 0 | 0 | 0 | 0 | 0 | 0 | 0 | 0 | 0 | 0 | 0 | 0 | 0 | 0
Transportation Pollutant Emissions Disaggregated[aircraft,OC,freight,LPG propane or butane tf] | NoSettings | 0 | 0 | 0 | 0 | 0 | 0 | 0 | 0 | 0 | 0 | 0 | 0 | 0 | 0 | 0 | 0 | 0 | 0 | 0 | 0 | 0 | 0 | 0 | 0 | 0 | 0 | 0 | 0 | 0 | 0 | 0
Transportation Pollutant Emissions Disaggregated[aircraft,OC,freight,hydrogen tf] | NoSettings | 0 | 0 | 0 | 0 | 0 | 0 | 0 | 0 | 0 | 0 | 0 | 0 | 0 | 0 | 0 | 0 | 0 | 0 | 0 | 0 | 0 | 0 | 0 | 0 | 0 | 0 | 0 | 0 | 0 | 0 | 0
Transportation Pollutant Emissions Disaggregated[aircraft,CH4,passenger,electricity tf] | NoSettings | 0 | 0 | 0 | 0 | 0 | 0 | 0 | 0 | 0 | 0 | 0 | 0 | 0 | 0 | 0 | 0 | 0 | 0 | 0 | 0 | 0 | 0 | 0 | 0 | 0 | 0 | 0 | 0 | 0 | 0 | 0
Transportation Pollutant Emissions Disaggregated[aircraft,CH4,passenger,natural gas tf] | NoSettings | 0 | 0 | 0 | 0 | 0 | 0 | 0 | 0 | 0 | 0 | 0 | 0 | 0 | 0 | 0 | 0 | 0 | 0 | 0 | 0 | 0 | 0 | 0 | 0 | 0 | 0 | 0 | 0 | 0 | 0 | 0
Transportation Pollutant Emissions Disaggregated[aircraft,CH4,passenger,petroleum gasoline tf] | NoSettings | 0 | 0 | 0 | 0 | 0 | 0 | 0 | 0 | 0 | 0 | 0 | 0 | 0 | 0 | 0 | 0 | 0 | 0 | 0 | 0 | 0 | 0 | 0 | 0 | 0 | 0 | 0 | 0 | 0 | 0 | 0
Transportation Pollutant Emissions Disaggregated[aircraft,CH4,passenger,petroleum diesel tf] | NoSettings | 0 | 0 | 0 | 0 | 0 | 0 | 0 | 0 | 0 | 0 | 0 | 0 | 0 | 0 | 0 | 0 | 0 | 0 | 0 | 0 | 0 | 0 | 0 | 0 | 0 | 0 | 0 | 0 | 0 | 0 | 0
Transportation Pollutant Emissions Disaggregated[aircraft,CH4,passenger,biofuel gasoline tf] | NoSettings | 0 | 0 | 0 | 0 | 0 | 0 | 0 | 0 | 0 | 0 | 0 | 0 | 0 | 0 | 0 | 0 | 0 | 0 | 0 | 0 | 0 | 0 | 0 | 0 | 0 | 0 | 0 | 0 | 0 | 0 | 0
Transportation Pollutant Emissions Disaggregated[aircraft,CH4,passenger,biofuel diesel tf] | NoSettings | 0 | 0 | 0 | 0 | 0 | 0 | 0 | 0 | 0 | 0 | 0 | 0 | 0 | 0 | 0 | 0 | 0 | 0 | 0 | 0 | 0 | 0 | 0 | 0 | 0 | 0 | 0 | 0 | 0 | 0 | 0
Transportation Pollutant Emissions Disaggregated[aircraft,CH4,passenger,jet fuel tf] | NoSettings | 109272000 | 147335000 | 162970000 | 169120000 | 171516000 | 173395000 | 172995000 | 172422000 | 172435000 | 172085000 | 172337000 | 173033000 | 174209000 | 175481000 | 176797000 | 178153000 | 178952000 | 179506000 | 180292000 | 181160000 | 182388000 | 183589000 | 185134000 | 186812000 | 188602000 | 190141000 | 191536000 | 192674000 | 193655000 | 194467000 | 195380000
Transportation Pollutant Emissions Disaggregated[aircraft,CH4,passenger,heavy or residual fuel oil tf] | NoSettings | 0 | 0 | 0 | 0 | 0 | 0 | 0 | 0 | 0 | 0 | 0 | 0 | 0 | 0 | 0 | 0 | 0 | 0 | 0 | 0 | 0 | 0 | 0 | 0 | 0 | 0 | 0 | 0 | 0 | 0 | 0
Transportation Pollutant Emissions Disaggregated[aircraft,CH4,passenger,LPG propane or butane tf] | NoSettings | 0 | 0 | 0 | 0 | 0 | 0 | 0 | 0 | 0 | 0 | 0 | 0 | 0 | 0 | 0 | 0 | 0 | 0 | 0 | 0 | 0 | 0 | 0 | 0 | 0 | 0 | 0 | 0 | 0 | 0 | 0
Transportation Pollutant Emissions Disaggregated[aircraft,CH4,passenger,hydrogen tf] | NoSettings | 0 | 0 | 0 | 0 | 0 | 0 | 0 | 0 | 0 | 0 | 0 | 0 | 0 | 0 | 0 | 0 | 0 | 0 | 0 | 0 | 0 | 0 | 0 | 0 | 0 | 0 | 0 | 0 | 0 | 0 | 0
Transportation Pollutant Emissions Disaggregated[aircraft,CH4,freight,electricity tf] | NoSettings | 0 | 0 | 0 | 0 | 0 | 0 | 0 | 0 | 0 | 0 | 0 | 0 | 0 | 0 | 0 | 0 | 0 | 0 | 0 | 0 | 0 | 0 | 0 | 0 | 0 | 0 | 0 | 0 | 0 | 0 | 0
Transportation Pollutant Emissions Disaggregated[aircraft,CH4,freight,natural gas tf] | NoSettings | 0 | 0 | 0 | 0 | 0 | 0 | 0 | 0 | 0 | 0 | 0 | 0 | 0 | 0 | 0 | 0 | 0 | 0 | 0 | 0 | 0 | 0 | 0 | 0 | 0 | 0 | 0 | 0 | 0 | 0 | 0
Transportation Pollutant Emissions Disaggregated[aircraft,CH4,freight,petroleum gasoline tf] | NoSettings | 0 | 0 | 0 | 0 | 0 | 0 | 0 | 0 | 0 | 0 | 0 | 0 | 0 | 0 | 0 | 0 | 0 | 0 | 0 | 0 | 0 | 0 | 0 | 0 | 0 | 0 | 0 | 0 | 0 | 0 | 0
Transportation Pollutant Emissions Disaggregated[aircraft,CH4,freight,petroleum diesel tf] | NoSettings | 0 | 0 | 0 | 0 | 0 | 0 | 0 | 0 | 0 | 0 | 0 | 0 | 0 | 0 | 0 | 0 | 0 | 0 | 0 | 0 | 0 | 0 | 0 | 0 | 0 | 0 | 0 | 0 | 0 | 0 | 0
Transportation Pollutant Emissions Disaggregated[aircraft,CH4,freight,biofuel gasoline tf] | NoSettings | 0 | 0 | 0 | 0 | 0 | 0 | 0 | 0 | 0 | 0 | 0 | 0 | 0 | 0 | 0 | 0 | 0 | 0 | 0 | 0 | 0 | 0 | 0 | 0 | 0 | 0 | 0 | 0 | 0 | 0 | 0
Transportation Pollutant Emissions Disaggregated[aircraft,CH4,freight,biofuel diesel tf] | NoSettings | 0 | 0 | 0 | 0 | 0 | 0 | 0 | 0 | 0 | 0 | 0 | 0 | 0 | 0 | 0 | 0 | 0 | 0 | 0 | 0 | 0 | 0 | 0 | 0 | 0 | 0 | 0 | 0 | 0 | 0 | 0
Transportation Pollutant Emissions Disaggregated[aircraft,CH4,freight,jet fuel tf] | NoSettings | 16267900 | 21867700 | 24129000 | 25000700 | 25309600 | 25529600 | 25428800 | 25325500 | 25316600 | 25274200 | 25307500 | 25401000 | 25583900 | 25785100 | 25988000 | 26186600 | 26305000 | 26391200 | 26512500 | 26644300 | 26830500 | 27010800 | 27235200 | 27473000 | 27734600 | 27943300 | 28124100 | 28253200 | 28365400 | 28450700 | 28548600
Transportation Pollutant Emissions Disaggregated[aircraft,CH4,freight,heavy or residual fuel oil tf] | NoSettings | 0 | 0 | 0 | 0 | 0 | 0 | 0 | 0 | 0 | 0 | 0 | 0 | 0 | 0 | 0 | 0 | 0 | 0 | 0 | 0 | 0 | 0 | 0 | 0 | 0 | 0 | 0 | 0 | 0 | 0 | 0
Transportation Pollutant Emissions Disaggregated[aircraft,CH4,freight,LPG propane or butane tf] | NoSettings | 0 | 0 | 0 | 0 | 0 | 0 | 0 | 0 | 0 | 0 | 0 | 0 | 0 | 0 | 0 | 0 | 0 | 0 | 0 | 0 | 0 | 0 | 0 | 0 | 0 | 0 | 0 | 0 | 0 | 0 | 0
Transportation Pollutant Emissions Disaggregated[aircraft,CH4,freight,hydrogen tf] | NoSettings | 0 | 0 | 0 | 0 | 0 | 0 | 0 | 0 | 0 | 0 | 0 | 0 | 0 | 0 | 0 | 0 | 0 | 0 | 0 | 0 | 0 | 0 | 0 | 0 | 0 | 0 | 0 | 0 | 0 | 0 | 0
Transportation Pollutant Emissions Disaggregated[aircraft,N2O,passenger,electricity tf] | NoSettings | 0 | 0 | 0 | 0 | 0 | 0 | 0 | 0 | 0 | 0 | 0 | 0 | 0 | 0 | 0 | 0 | 0 | 0 | 0 | 0 | 0 | 0 | 0 | 0 | 0 | 0 | 0 | 0 | 0 | 0 | 0
Transportation Pollutant Emissions Disaggregated[aircraft,N2O,passenger,natural gas tf] | NoSettings | 0 | 0 | 0 | 0 | 0 | 0 | 0 | 0 | 0 | 0 | 0 | 0 | 0 | 0 | 0 | 0 | 0 | 0 | 0 | 0 | 0 | 0 | 0 | 0 | 0 | 0 | 0 | 0 | 0 | 0 | 0
Transportation Pollutant Emissions Disaggregated[aircraft,N2O,passenger,petroleum gasoline tf] | NoSettings | 0 | 0 | 0 | 0 | 0 | 0 | 0 | 0 | 0 | 0 | 0 | 0 | 0 | 0 | 0 | 0 | 0 | 0 | 0 | 0 | 0 | 0 | 0 | 0 | 0 | 0 | 0 | 0 | 0 | 0 | 0
Transportation Pollutant Emissions Disaggregated[aircraft,N2O,passenger,petroleum diesel tf] | NoSettings | 0 | 0 | 0 | 0 | 0 | 0 | 0 | 0 | 0 | 0 | 0 | 0 | 0 | 0 | 0 | 0 | 0 | 0 | 0 | 0 | 0 | 0 | 0 | 0 | 0 | 0 | 0 | 0 | 0 | 0 | 0
Transportation Pollutant Emissions Disaggregated[aircraft,N2O,passenger,biofuel gasoline tf] | NoSettings | 0 | 0 | 0 | 0 | 0 | 0 | 0 | 0 | 0 | 0 | 0 | 0 | 0 | 0 | 0 | 0 | 0 | 0 | 0 | 0 | 0 | 0 | 0 | 0 | 0 | 0 | 0 | 0 | 0 | 0 | 0
Transportation Pollutant Emissions Disaggregated[aircraft,N2O,passenger,biofuel diesel tf] | NoSettings | 0 | 0 | 0 | 0 | 0 | 0 | 0 | 0 | 0 | 0 | 0 | 0 | 0 | 0 | 0 | 0 | 0 | 0 | 0 | 0 | 0 | 0 | 0 | 0 | 0 | 0 | 0 | 0 | 0 | 0 | 0
Transportation Pollutant Emissions Disaggregated[aircraft,N2O,passenger,jet fuel tf] | NoSettings | 21854400 | 29467100 | 32593900 | 33823900 | 34303200 | 34679100 | 34599000 | 34484400 | 34487000 | 34417100 | 34467500 | 34606600 | 34841800 | 35096100 | 35359300 | 35630600 | 35790400 | 35901200 | 36058300 | 36231900 | 36477500 | 36717800 | 37026800 | 37362300 | 37720400 | 38028200 | 38307200 | 38534700 | 38731000 | 38893400 | 39075900
Transportation Pollutant Emissions Disaggregated[aircraft,N2O,passenger,heavy or residual fuel oil tf] | NoSettings | 0 | 0 | 0 | 0 | 0 | 0 | 0 | 0 | 0 | 0 | 0 | 0 | 0 | 0 | 0 | 0 | 0 | 0 | 0 | 0 | 0 | 0 | 0 | 0 | 0 | 0 | 0 | 0 | 0 | 0 | 0
Transportation Pollutant Emissions Disaggregated[aircraft,N2O,passenger,LPG propane or butane tf] | NoSettings | 0 | 0 | 0 | 0 | 0 | 0 | 0 | 0 | 0 | 0 | 0 | 0 | 0 | 0 | 0 | 0 | 0 | 0 | 0 | 0 | 0 | 0 | 0 | 0 | 0 | 0 | 0 | 0 | 0 | 0 | 0
Transportation Pollutant Emissions Disaggregated[aircraft,N2O,passenger,hydrogen tf] | NoSettings | 0 | 0 | 0 | 0 | 0 | 0 | 0 | 0 | 0 | 0 | 0 | 0 | 0 | 0 | 0 | 0 | 0 | 0 | 0 | 0 | 0 | 0 | 0 | 0 | 0 | 0 | 0 | 0 | 0 | 0 | 0
Transportation Pollutant Emissions Disaggregated[aircraft,N2O,freight,electricity tf] | NoSettings | 0 | 0 | 0 | 0 | 0 | 0 | 0 | 0 | 0 | 0 | 0 | 0 | 0 | 0 | 0 | 0 | 0 | 0 | 0 | 0 | 0 | 0 | 0 | 0 | 0 | 0 | 0 | 0 | 0 | 0 | 0
Transportation Pollutant Emissions Disaggregated[aircraft,N2O,freight,natural gas tf] | NoSettings | 0 | 0 | 0 | 0 | 0 | 0 | 0 | 0 | 0 | 0 | 0 | 0 | 0 | 0 | 0 | 0 | 0 | 0 | 0 | 0 | 0 | 0 | 0 | 0 | 0 | 0 | 0 | 0 | 0 | 0 | 0
Transportation Pollutant Emissions Disaggregated[aircraft,N2O,freight,petroleum gasoline tf] | NoSettings | 0 | 0 | 0 | 0 | 0 | 0 | 0 | 0 | 0 | 0 | 0 | 0 | 0 | 0 | 0 | 0 | 0 | 0 | 0 | 0 | 0 | 0 | 0 | 0 | 0 | 0 | 0 | 0 | 0 | 0 | 0
Transportation Pollutant Emissions Disaggregated[aircraft,N2O,freight,petroleum diesel tf] | NoSettings | 0 | 0 | 0 | 0 | 0 | 0 | 0 | 0 | 0 | 0 | 0 | 0 | 0 | 0 | 0 | 0 | 0 | 0 | 0 | 0 | 0 | 0 | 0 | 0 | 0 | 0 | 0 | 0 | 0 | 0 | 0
Transportation Pollutant Emissions Disaggregated[aircraft,N2O,freight,biofuel gasoline tf] | NoSettings | 0 | 0 | 0 | 0 | 0 | 0 | 0 | 0 | 0 | 0 | 0 | 0 | 0 | 0 | 0 | 0 | 0 | 0 | 0 | 0 | 0 | 0 | 0 | 0 | 0 | 0 | 0 | 0 | 0 | 0 | 0
Transportation Pollutant Emissions Disaggregated[aircraft,N2O,freight,biofuel diesel tf] | NoSettings | 0 | 0 | 0 | 0 | 0 | 0 | 0 | 0 | 0 | 0 | 0 | 0 | 0 | 0 | 0 | 0 | 0 | 0 | 0 | 0 | 0 | 0 | 0 | 0 | 0 | 0 | 0 | 0 | 0 | 0 | 0
Transportation Pollutant Emissions Disaggregated[aircraft,N2O,freight,jet fuel tf] | NoSettings | 3253570 | 4373550 | 4825800 | 5000140 | 5061920 | 5105920 | 5085750 | 5065090 | 5063310 | 5054850 | 5061510 | 5080190 | 5116780 | 5157030 | 5197610 | 5237320 | 5261000 | 5278240 | 5302500 | 5328860 | 5366090 | 5402160 | 5447040 | 5494600 | 5546920 | 5588660 | 5624830 | 5650630 | 5673080 | 5690150 | 5709730
Transportation Pollutant Emissions Disaggregated[aircraft,N2O,freight,heavy or residual fuel oil tf] | NoSettings | 0 | 0 | 0 | 0 | 0 | 0 | 0 | 0 | 0 | 0 | 0 | 0 | 0 | 0 | 0 | 0 | 0 | 0 | 0 | 0 | 0 | 0 | 0 | 0 | 0 | 0 | 0 | 0 | 0 | 0 | 0
Transportation Pollutant Emissions Disaggregated[aircraft,N2O,freight,LPG propane or butane tf] | NoSettings | 0 | 0 | 0 | 0 | 0 | 0 | 0 | 0 | 0 | 0 | 0 | 0 | 0 | 0 | 0 | 0 | 0 | 0 | 0 | 0 | 0 | 0 | 0 | 0 | 0 | 0 | 0 | 0 | 0 | 0 | 0
Transportation Pollutant Emissions Disaggregated[aircraft,N2O,freight,hydrogen tf] | NoSettings | 0 | 0 | 0 | 0 | 0 | 0 | 0 | 0 | 0 | 0 | 0 | 0 | 0 | 0 | 0 | 0 | 0 | 0 | 0 | 0 | 0 | 0 | 0 | 0 | 0 | 0 | 0 | 0 | 0 | 0 | 0
Transportation Pollutant Emissions Disaggregated[aircraft,F gases,passenger,electricity tf] | NoSettings | 0 | 0 | 0 | 0 | 0 | 0 | 0 | 0 | 0 | 0 | 0 | 0 | 0 | 0 | 0 | 0 | 0 | 0 | 0 | 0 | 0 | 0 | 0 | 0 | 0 | 0 | 0 | 0 | 0 | 0 | 0
Transportation Pollutant Emissions Disaggregated[aircraft,F gases,passenger,natural gas tf] | NoSettings | 0 | 0 | 0 | 0 | 0 | 0 | 0 | 0 | 0 | 0 | 0 | 0 | 0 | 0 | 0 | 0 | 0 | 0 | 0 | 0 | 0 | 0 | 0 | 0 | 0 | 0 | 0 | 0 | 0 | 0 | 0
Transportation Pollutant Emissions Disaggregated[aircraft,F gases,passenger,petroleum gasoline tf] | NoSettings | 0 | 0 | 0 | 0 | 0 | 0 | 0 | 0 | 0 | 0 | 0 | 0 | 0 | 0 | 0 | 0 | 0 | 0 | 0 | 0 | 0 | 0 | 0 | 0 | 0 | 0 | 0 | 0 | 0 | 0 | 0
Transportation Pollutant Emissions Disaggregated[aircraft,F gases,passenger,petroleum diesel tf] | NoSettings | 0 | 0 | 0 | 0 | 0 | 0 | 0 | 0 | 0 | 0 | 0 | 0 | 0 | 0 | 0 | 0 | 0 | 0 | 0 | 0 | 0 | 0 | 0 | 0 | 0 | 0 | 0 | 0 | 0 | 0 | 0
Transportation Pollutant Emissions Disaggregated[aircraft,F gases,passenger,biofuel gasoline tf] | NoSettings | 0 | 0 | 0 | 0 | 0 | 0 | 0 | 0 | 0 | 0 | 0 | 0 | 0 | 0 | 0 | 0 | 0 | 0 | 0 | 0 | 0 | 0 | 0 | 0 | 0 | 0 | 0 | 0 | 0 | 0 | 0
Transportation Pollutant Emissions Disaggregated[aircraft,F gases,passenger,biofuel diesel tf] | NoSettings | 0 | 0 | 0 | 0 | 0 | 0 | 0 | 0 | 0 | 0 | 0 | 0 | 0 | 0 | 0 | 0 | 0 | 0 | 0 | 0 | 0 | 0 | 0 | 0 | 0 | 0 | 0 | 0 | 0 | 0 | 0
Transportation Pollutant Emissions Disaggregated[aircraft,F gases,passenger,jet fuel tf] | NoSettings | 0 | 0 | 0 | 0 | 0 | 0 | 0 | 0 | 0 | 0 | 0 | 0 | 0 | 0 | 0 | 0 | 0 | 0 | 0 | 0 | 0 | 0 | 0 | 0 | 0 | 0 | 0 | 0 | 0 | 0 | 0
Transportation Pollutant Emissions Disaggregated[aircraft,F gases,passenger,heavy or residual fuel oil tf] | NoSettings | 0 | 0 | 0 | 0 | 0 | 0 | 0 | 0 | 0 | 0 | 0 | 0 | 0 | 0 | 0 | 0 | 0 | 0 | 0 | 0 | 0 | 0 | 0 | 0 | 0 | 0 | 0 | 0 | 0 | 0 | 0
Transportation Pollutant Emissions Disaggregated[aircraft,F gases,passenger,LPG propane or butane tf] | NoSettings | 0 | 0 | 0 | 0 | 0 | 0 | 0 | 0 | 0 | 0 | 0 | 0 | 0 | 0 | 0 | 0 | 0 | 0 | 0 | 0 | 0 | 0 | 0 | 0 | 0 | 0 | 0 | 0 | 0 | 0 | 0
Transportation Pollutant Emissions Disaggregated[aircraft,F gases,passenger,hydrogen tf] | NoSettings | 0 | 0 | 0 | 0 | 0 | 0 | 0 | 0 | 0 | 0 | 0 | 0 | 0 | 0 | 0 | 0 | 0 | 0 | 0 | 0 | 0 | 0 | 0 | 0 | 0 | 0 | 0 | 0 | 0 | 0 | 0
Transportation Pollutant Emissions Disaggregated[aircraft,F gases,freight,electricity tf] | NoSettings | 0 | 0 | 0 | 0 | 0 | 0 | 0 | 0 | 0 | 0 | 0 | 0 | 0 | 0 | 0 | 0 | 0 | 0 | 0 | 0 | 0 | 0 | 0 | 0 | 0 | 0 | 0 | 0 | 0 | 0 | 0
Transportation Pollutant Emissions Disaggregated[aircraft,F gases,freight,natural gas tf] | NoSettings | 0 | 0 | 0 | 0 | 0 | 0 | 0 | 0 | 0 | 0 | 0 | 0 | 0 | 0 | 0 | 0 | 0 | 0 | 0 | 0 | 0 | 0 | 0 | 0 | 0 | 0 | 0 | 0 | 0 | 0 | 0
Transportation Pollutant Emissions Disaggregated[aircraft,F gases,freight,petroleum gasoline tf] | NoSettings | 0 | 0 | 0 | 0 | 0 | 0 | 0 | 0 | 0 | 0 | 0 | 0 | 0 | 0 | 0 | 0 | 0 | 0 | 0 | 0 | 0 | 0 | 0 | 0 | 0 | 0 | 0 | 0 | 0 | 0 | 0
Transportation Pollutant Emissions Disaggregated[aircraft,F gases,freight,petroleum diesel tf] | NoSettings | 0 | 0 | 0 | 0 | 0 | 0 | 0 | 0 | 0 | 0 | 0 | 0 | 0 | 0 | 0 | 0 | 0 | 0 | 0 | 0 | 0 | 0 | 0 | 0 | 0 | 0 | 0 | 0 | 0 | 0 | 0
Transportation Pollutant Emissions Disaggregated[aircraft,F gases,freight,biofuel gasoline tf] | NoSettings | 0 | 0 | 0 | 0 | 0 | 0 | 0 | 0 | 0 | 0 | 0 | 0 | 0 | 0 | 0 | 0 | 0 | 0 | 0 | 0 | 0 | 0 | 0 | 0 | 0 | 0 | 0 | 0 | 0 | 0 | 0
Transportation Pollutant Emissions Disaggregated[aircraft,F gases,freight,biofuel diesel tf] | NoSettings | 0 | 0 | 0 | 0 | 0 | 0 | 0 | 0 | 0 | 0 | 0 | 0 | 0 | 0 | 0 | 0 | 0 | 0 | 0 | 0 | 0 | 0 | 0 | 0 | 0 | 0 | 0 | 0 | 0 | 0 | 0
Transportation Pollutant Emissions Disaggregated[aircraft,F gases,freight,jet fuel tf] | NoSettings | 0 | 0 | 0 | 0 | 0 | 0 | 0 | 0 | 0 | 0 | 0 | 0 | 0 | 0 | 0 | 0 | 0 | 0 | 0 | 0 | 0 | 0 | 0 | 0 | 0 | 0 | 0 | 0 | 0 | 0 | 0
Transportation Pollutant Emissions Disaggregated[aircraft,F gases,freight,heavy or residual fuel oil tf] | NoSettings | 0 | 0 | 0 | 0 | 0 | 0 | 0 | 0 | 0 | 0 | 0 | 0 | 0 | 0 | 0 | 0 | 0 | 0 | 0 | 0 | 0 | 0 | 0 | 0 | 0 | 0 | 0 | 0 | 0 | 0 | 0
Transportation Pollutant Emissions Disaggregated[aircraft,F gases,freight,LPG propane or butane tf] | NoSettings | 0 | 0 | 0 | 0 | 0 | 0 | 0 | 0 | 0 | 0 | 0 | 0 | 0 | 0 | 0 | 0 | 0 | 0 | 0 | 0 | 0 | 0 | 0 | 0 | 0 | 0 | 0 | 0 | 0 | 0 | 0
Transportation Pollutant Emissions Disaggregated[aircraft,F gases,freight,hydrogen tf] | NoSettings | 0 | 0 | 0 | 0 | 0 | 0 | 0 | 0 | 0 | 0 | 0 | 0 | 0 | 0 | 0 | 0 | 0 | 0 | 0 | 0 | 0 | 0 | 0 | 0 | 0 | 0 | 0 | 0 | 0 | 0 | 0
Transportation Pollutant Emissions Disaggregated[rail,CO2,passenger,electricity tf] | NoSettings | 0 | 0 | 0 | 0 | 0 | 0 | 0 | 0 | 0 | 0 | 0 | 0 | 0 | 0 | 0 | 0 | 0 | 0 | 0 | 0 | 0 | 0 | 0 | 0 | 0 | 0 | 0 | 0 | 0 | 0 | 0
Transportation Pollutant Emissions Disaggregated[rail,CO2,passenger,natural gas tf] | NoSettings | 0 | 0 | 0 | 0 | 0 | 0 | 0 | 0 | 0 | 0 | 0 | 0 | 0 | 0 | 0 | 0 | 0 | 0 | 0 | 0 | 0 | 0 | 0 | 0 | 0 | 0 | 0 | 0 | 0 | 0 | 0
Transportation Pollutant Emissions Disaggregated[rail,CO2,passenger,petroleum gasoline tf] | NoSettings | 0 | 0 | 0 | 0 | 0 | 0 | 0 | 0 | 0 | 0 | 0 | 0 | 0 | 0 | 0 | 0 | 0 | 0 | 0 | 0 | 0 | 0 | 0 | 0 | 0 | 0 | 0 | 0 | 0 | 0 | 0
Transportation Pollutant Emissions Disaggregated[rail,CO2,passenger,petroleum diesel tf] | NoSettings | 47475100000 | 46681500000 | 45721000000 | 44902500000 | 44066000000 | 43207200000 | 42323700000 | 41419000000 | 40510300000 | 39593100000 | 38793500000 | 37992600000 | 37200300000 | 36423100000 | 35662600000 | 35115200000 | 34576600000 | 34044400000 | 33520600000 | 33003100000 | 32493600000 | 31988100000 | 31503600000 | 31081100000 | 30677400000 | 30281000000 | 29889500000 | 29515600000 | 29303600000 | 29111800000 | 28897200000
Transportation Pollutant Emissions Disaggregated[rail,CO2,passenger,biofuel gasoline tf] | NoSettings | 0 | 0 | 0 | 0 | 0 | 0 | 0 | 0 | 0 | 0 | 0 | 0 | 0 | 0 | 0 | 0 | 0 | 0 | 0 | 0 | 0 | 0 | 0 | 0 | 0 | 0 | 0 | 0 | 0 | 0 | 0
Transportation Pollutant Emissions Disaggregated[rail,CO2,passenger,biofuel diesel tf] | NoSettings | 0 | 0 | 0 | 0 | 0 | 0 | 0 | 0 | 0 | 0 | 0 | 0 | 0 | 0 | 0 | 0 | 0 | 0 | 0 | 0 | 0 | 0 | 0 | 0 | 0 | 0 | 0 | 0 | 0 | 0 | 0
Transportation Pollutant Emissions Disaggregated[rail,CO2,passenger,jet fuel tf] | NoSettings | 0 | 0 | 0 | 0 | 0 | 0 | 0 | 0 | 0 | 0 | 0 | 0 | 0 | 0 | 0 | 0 | 0 | 0 | 0 | 0 | 0 | 0 | 0 | 0 | 0 | 0 | 0 | 0 | 0 | 0 | 0
Transportation Pollutant Emissions Disaggregated[rail,CO2,passenger,heavy or residual fuel oil tf] | NoSettings | 0 | 0 | 0 | 0 | 0 | 0 | 0 | 0 | 0 | 0 | 0 | 0 | 0 | 0 | 0 | 0 | 0 | 0 | 0 | 0 | 0 | 0 | 0 | 0 | 0 | 0 | 0 | 0 | 0 | 0 | 0
Transportation Pollutant Emissions Disaggregated[rail,CO2,passenger,LPG propane or butane tf] | NoSettings | 0 | 0 | 0 | 0 | 0 | 0 | 0 | 0 | 0 | 0 | 0 | 0 | 0 | 0 | 0 | 0 | 0 | 0 | 0 | 0 | 0 | 0 | 0 | 0 | 0 | 0 | 0 | 0 | 0 | 0 | 0
Transportation Pollutant Emissions Disaggregated[rail,CO2,passenger,hydrogen tf] | NoSettings | 0 | 0 | 0 | 0 | 0 | 0 | 0 | 0 | 0 | 0 | 0 | 0 | 0 | 0 | 0 | 0 | 0 | 0 | 0 | 0 | 0 | 0 | 0 | 0 | 0 | 0 | 0 | 0 | 0 | 0 | 0
Transportation Pollutant Emissions Disaggregated[rail,CO2,freight,electricity tf] | NoSettings | 0 | 0 | 0 | 0 | 0 | 0 | 0 | 0 | 0 | 0 | 0 | 0 | 0 | 0 | 0 | 0 | 0 | 0 | 0 | 0 | 0 | 0 | 0 | 0 | 0 | 0 | 0 | 0 | 0 | 0 | 0
Transportation Pollutant Emissions Disaggregated[rail,CO2,freight,natural gas tf] | NoSettings | 0 | 0 | 0 | 0 | 0 | 0 | 0 | 0 | 0 | 0 | 0 | 0 | 0 | 0 | 0 | 0 | 0 | 0 | 0 | 0 | 0 | 0 | 0 | 0 | 0 | 0 | 0 | 0 | 0 | 0 | 0
Transportation Pollutant Emissions Disaggregated[rail,CO2,freight,petroleum gasoline tf] | NoSettings | 0 | 0 | 0 | 0 | 0 | 0 | 0 | 0 | 0 | 0 | 0 | 0 | 0 | 0 | 0 | 0 | 0 | 0 | 0 | 0 | 0 | 0 | 0 | 0 | 0 | 0 | 0 | 0 | 0 | 0 | 0
Transportation Pollutant Emissions Disaggregated[rail,CO2,freight,petroleum diesel tf] | NoSettings | 1578530000000 | 1600550000000 | 1638630000000 | 1661970000000 | 1684980000000 | 1722860000000 | 1745060000000 | 1781620000000 | 1818240000000 | 1839740000000 | 1875670000000 | 1911650000000 | 1947870000000 | 1969570000000 | 2006280000000 | 2043480000000 | 2095880000000 | 2134100000000 | 2173820000000 | 2214110000000 | 2269810000000 | 2311470000000 | 2368060000000 | 2410870000000 | 2468600000000 | 2526900000000 | 2571230000000 | 2630470000000 | 2689950000000 | 2764350000000 | 2811030000000
Transportation Pollutant Emissions Disaggregated[rail,CO2,freight,biofuel gasoline tf] | NoSettings | 0 | 0 | 0 | 0 | 0 | 0 | 0 | 0 | 0 | 0 | 0 | 0 | 0 | 0 | 0 | 0 | 0 | 0 | 0 | 0 | 0 | 0 | 0 | 0 | 0 | 0 | 0 | 0 | 0 | 0 | 0
Transportation Pollutant Emissions Disaggregated[rail,CO2,freight,biofuel diesel tf] | NoSettings | 0 | 0 | 0 | 0 | 0 | 0 | 0 | 0 | 0 | 0 | 0 | 0 | 0 | 0 | 0 | 0 | 0 | 0 | 0 | 0 | 0 | 0 | 0 | 0 | 0 | 0 | 0 | 0 | 0 | 0 | 0
Transportation Pollutant Emissions Disaggregated[rail,CO2,freight,jet fuel tf] | NoSettings | 0 | 0 | 0 | 0 | 0 | 0 | 0 | 0 | 0 | 0 | 0 | 0 | 0 | 0 | 0 | 0 | 0 | 0 | 0 | 0 | 0 | 0 | 0 | 0 | 0 | 0 | 0 | 0 | 0 | 0 | 0
Transportation Pollutant Emissions Disaggregated[rail,CO2,freight,heavy or residual fuel oil tf] | NoSettings | 0 | 0 | 0 | 0 | 0 | 0 | 0 | 0 | 0 | 0 | 0 | 0 | 0 | 0 | 0 | 0 | 0 | 0 | 0 | 0 | 0 | 0 | 0 | 0 | 0 | 0 | 0 | 0 | 0 | 0 | 0
Transportation Pollutant Emissions Disaggregated[rail,CO2,freight,LPG propane or butane tf] | NoSettings | 0 | 0 | 0 | 0 | 0 | 0 | 0 | 0 | 0 | 0 | 0 | 0 | 0 | 0 | 0 | 0 | 0 | 0 | 0 | 0 | 0 | 0 | 0 | 0 | 0 | 0 | 0 | 0 | 0 | 0 | 0
Transportation Pollutant Emissions Disaggregated[rail,CO2,freight,hydrogen tf] | NoSettings | 0 | 0 | 0 | 0 | 0 | 0 | 0 | 0 | 0 | 0 | 0 | 0 | 0 | 0 | 0 | 0 | 0 | 0 | 0 | 0 | 0 | 0 | 0 | 0 | 0 | 0 | 0 | 0 | 0 | 0 | 0
Transportation Pollutant Emissions Disaggregated[rail,VOC,passenger,electricity tf] | NoSettings | 0 | 0 | 0 | 0 | 0 | 0 | 0 | 0 | 0 | 0 | 0 | 0 | 0 | 0 | 0 | 0 | 0 | 0 | 0 | 0 | 0 | 0 | 0 | 0 | 0 | 0 | 0 | 0 | 0 | 0 | 0
Transportation Pollutant Emissions Disaggregated[rail,VOC,passenger,natural gas tf] | NoSettings | 0 | 0 | 0 | 0 | 0 | 0 | 0 | 0 | 0 | 0 | 0 | 0 | 0 | 0 | 0 | 0 | 0 | 0 | 0 | 0 | 0 | 0 | 0 | 0 | 0 | 0 | 0 | 0 | 0 | 0 | 0
Transportation Pollutant Emissions Disaggregated[rail,VOC,passenger,petroleum gasoline tf] | NoSettings | 0 | 0 | 0 | 0 | 0 | 0 | 0 | 0 | 0 | 0 | 0 | 0 | 0 | 0 | 0 | 0 | 0 | 0 | 0 | 0 | 0 | 0 | 0 | 0 | 0 | 0 | 0 | 0 | 0 | 0 | 0
Transportation Pollutant Emissions Disaggregated[rail,VOC,passenger,petroleum diesel tf] | NoSettings | 24553200 | 24142700 | 23646000 | 23222600 | 22790100 | 22345900 | 21889000 | 21421000 | 20951100 | 20476700 | 20063200 | 19649000 | 19239200 | 18837300 | 18444000 | 18160900 | 17882300 | 17607100 | 17336200 | 17068500 | 16805000 | 16543600 | 16293000 | 16074500 | 15865700 | 15660700 | 15458200 | 15264900 | 15155200 | 15056000 | 14945000
Transportation Pollutant Emissions Disaggregated[rail,VOC,passenger,biofuel gasoline tf] | NoSettings | 0 | 0 | 0 | 0 | 0 | 0 | 0 | 0 | 0 | 0 | 0 | 0 | 0 | 0 | 0 | 0 | 0 | 0 | 0 | 0 | 0 | 0 | 0 | 0 | 0 | 0 | 0 | 0 | 0 | 0 | 0
Transportation Pollutant Emissions Disaggregated[rail,VOC,passenger,biofuel diesel tf] | NoSettings | 0 | 0 | 0 | 0 | 0 | 0 | 0 | 0 | 0 | 0 | 0 | 0 | 0 | 0 | 0 | 0 | 0 | 0 | 0 | 0 | 0 | 0 | 0 | 0 | 0 | 0 | 0 | 0 | 0 | 0 | 0
Transportation Pollutant Emissions Disaggregated[rail,VOC,passenger,jet fuel tf] | NoSettings | 0 | 0 | 0 | 0 | 0 | 0 | 0 | 0 | 0 | 0 | 0 | 0 | 0 | 0 | 0 | 0 | 0 | 0 | 0 | 0 | 0 | 0 | 0 | 0 | 0 | 0 | 0 | 0 | 0 | 0 | 0
Transportation Pollutant Emissions Disaggregated[rail,VOC,passenger,heavy or residual fuel oil tf] | NoSettings | 0 | 0 | 0 | 0 | 0 | 0 | 0 | 0 | 0 | 0 | 0 | 0 | 0 | 0 | 0 | 0 | 0 | 0 | 0 | 0 | 0 | 0 | 0 | 0 | 0 | 0 | 0 | 0 | 0 | 0 | 0
Transportation Pollutant Emissions Disaggregated[rail,VOC,passenger,LPG propane or butane tf] | NoSettings | 0 | 0 | 0 | 0 | 0 | 0 | 0 | 0 | 0 | 0 | 0 | 0 | 0 | 0 | 0 | 0 | 0 | 0 | 0 | 0 | 0 | 0 | 0 | 0 | 0 | 0 | 0 | 0 | 0 | 0 | 0
Transportation Pollutant Emissions Disaggregated[rail,VOC,passenger,hydrogen tf] | NoSettings | 0 | 0 | 0 | 0 | 0 | 0 | 0 | 0 | 0 | 0 | 0 | 0 | 0 | 0 | 0 | 0 | 0 | 0 | 0 | 0 | 0 | 0 | 0 | 0 | 0 | 0 | 0 | 0 | 0 | 0 | 0
Transportation Pollutant Emissions Disaggregated[rail,VOC,freight,electricity tf] | NoSettings | 0 | 0 | 0 | 0 | 0 | 0 | 0 | 0 | 0 | 0 | 0 | 0 | 0 | 0 | 0 | 0 | 0 | 0 | 0 | 0 | 0 | 0 | 0 | 0 | 0 | 0 | 0 | 0 | 0 | 0 | 0
Transportation Pollutant Emissions Disaggregated[rail,VOC,freight,natural gas tf] | NoSettings | 0 | 0 | 0 | 0 | 0 | 0 | 0 | 0 | 0 | 0 | 0 | 0 | 0 | 0 | 0 | 0 | 0 | 0 | 0 | 0 | 0 | 0 | 0 | 0 | 0 | 0 | 0 | 0 | 0 | 0 | 0
Transportation Pollutant Emissions Disaggregated[rail,VOC,freight,petroleum gasoline tf] | NoSettings | 0 | 0 | 0 | 0 | 0 | 0 | 0 | 0 | 0 | 0 | 0 | 0 | 0 | 0 | 0 | 0 | 0 | 0 | 0 | 0 | 0 | 0 | 0 | 0 | 0 | 0 | 0 | 0 | 0 | 0 | 0
Transportation Pollutant Emissions Disaggregated[rail,VOC,freight,petroleum diesel tf] | NoSettings | 816382000 | 827772000 | 847465000 | 859539000 | 871437000 | 891027000 | 902509000 | 921415000 | 940358000 | 951474000 | 970057000 | 988664000 | 1007400000 | 1018620000 | 1037610000 | 1056850000 | 1083940000 | 1103710000 | 1124260000 | 1145090000 | 1173900000 | 1195450000 | 1224710000 | 1246860000 | 1276710000 | 1306860000 | 1329790000 | 1360420000 | 1391190000 | 1429670000 | 1453810000
Transportation Pollutant Emissions Disaggregated[rail,VOC,freight,biofuel gasoline tf] | NoSettings | 0 | 0 | 0 | 0 | 0 | 0 | 0 | 0 | 0 | 0 | 0 | 0 | 0 | 0 | 0 | 0 | 0 | 0 | 0 | 0 | 0 | 0 | 0 | 0 | 0 | 0 | 0 | 0 | 0 | 0 | 0
Transportation Pollutant Emissions Disaggregated[rail,VOC,freight,biofuel diesel tf] | NoSettings | 0 | 0 | 0 | 0 | 0 | 0 | 0 | 0 | 0 | 0 | 0 | 0 | 0 | 0 | 0 | 0 | 0 | 0 | 0 | 0 | 0 | 0 | 0 | 0 | 0 | 0 | 0 | 0 | 0 | 0 | 0
Transportation Pollutant Emissions Disaggregated[rail,VOC,freight,jet fuel tf] | NoSettings | 0 | 0 | 0 | 0 | 0 | 0 | 0 | 0 | 0 | 0 | 0 | 0 | 0 | 0 | 0 | 0 | 0 | 0 | 0 | 0 | 0 | 0 | 0 | 0 | 0 | 0 | 0 | 0 | 0 | 0 | 0
Transportation Pollutant Emissions Disaggregated[rail,VOC,freight,heavy or residual fuel oil tf] | NoSettings | 0 | 0 | 0 | 0 | 0 | 0 | 0 | 0 | 0 | 0 | 0 | 0 | 0 | 0 | 0 | 0 | 0 | 0 | 0 | 0 | 0 | 0 | 0 | 0 | 0 | 0 | 0 | 0 | 0 | 0 | 0
Transportation Pollutant Emissions Disaggregated[rail,VOC,freight,LPG propane or butane tf] | NoSettings | 0 | 0 | 0 | 0 | 0 | 0 | 0 | 0 | 0 | 0 | 0 | 0 | 0 | 0 | 0 | 0 | 0 | 0 | 0 | 0 | 0 | 0 | 0 | 0 | 0 | 0 | 0 | 0 | 0 | 0 | 0
Transportation Pollutant Emissions Disaggregated[rail,VOC,freight,hydrogen tf] | NoSettings | 0 | 0 | 0 | 0 | 0 | 0 | 0 | 0 | 0 | 0 | 0 | 0 | 0 | 0 | 0 | 0 | 0 | 0 | 0 | 0 | 0 | 0 | 0 | 0 | 0 | 0 | 0 | 0 | 0 | 0 | 0
Transportation Pollutant Emissions Disaggregated[rail,CO,passenger,electricity tf] | NoSettings | 0 | 0 | 0 | 0 | 0 | 0 | 0 | 0 | 0 | 0 | 0 | 0 | 0 | 0 | 0 | 0 | 0 | 0 | 0 | 0 | 0 | 0 | 0 | 0 | 0 | 0 | 0 | 0 | 0 | 0 | 0
Transportation Pollutant Emissions Disaggregated[rail,CO,passenger,natural gas tf] | NoSettings | 0 | 0 | 0 | 0 | 0 | 0 | 0 | 0 | 0 | 0 | 0 | 0 | 0 | 0 | 0 | 0 | 0 | 0 | 0 | 0 | 0 | 0 | 0 | 0 | 0 | 0 | 0 | 0 | 0 | 0 | 0
Transportation Pollutant Emissions Disaggregated[rail,CO,passenger,petroleum gasoline tf] | NoSettings | 0 | 0 | 0 | 0 | 0 | 0 | 0 | 0 | 0 | 0 | 0 | 0 | 0 | 0 | 0 | 0 | 0 | 0 | 0 | 0 | 0 | 0 | 0 | 0 | 0 | 0 | 0 | 0 | 0 | 0 | 0
Transportation Pollutant Emissions Disaggregated[rail,CO,passenger,petroleum diesel tf] | NoSettings | 82395100 | 81017700 | 79350700 | 77930100 | 76478500 | 74988000 | 73454700 | 71884400 | 70307400 | 68715500 | 67327700 | 65937800 | 64562700 | 63213800 | 61893900 | 60943900 | 60009100 | 59085500 | 58176500 | 57278200 | 56394000 | 55516800 | 54675900 | 53942600 | 53241900 | 52553900 | 51874500 | 51225600 | 50857700 | 50524800 | 50152300
Transportation Pollutant Emissions Disaggregated[rail,CO,passenger,biofuel gasoline tf] | NoSettings | 0 | 0 | 0 | 0 | 0 | 0 | 0 | 0 | 0 | 0 | 0 | 0 | 0 | 0 | 0 | 0 | 0 | 0 | 0 | 0 | 0 | 0 | 0 | 0 | 0 | 0 | 0 | 0 | 0 | 0 | 0
Transportation Pollutant Emissions Disaggregated[rail,CO,passenger,biofuel diesel tf] | NoSettings | 0 | 0 | 0 | 0 | 0 | 0 | 0 | 0 | 0 | 0 | 0 | 0 | 0 | 0 | 0 | 0 | 0 | 0 | 0 | 0 | 0 | 0 | 0 | 0 | 0 | 0 | 0 | 0 | 0 | 0 | 0
Transportation Pollutant Emissions Disaggregated[rail,CO,passenger,jet fuel tf] | NoSettings | 0 | 0 | 0 | 0 | 0 | 0 | 0 | 0 | 0 | 0 | 0 | 0 | 0 | 0 | 0 | 0 | 0 | 0 | 0 | 0 | 0 | 0 | 0 | 0 | 0 | 0 | 0 | 0 | 0 | 0 | 0
Transportation Pollutant Emissions Disaggregated[rail,CO,passenger,heavy or residual fuel oil tf] | NoSettings | 0 | 0 | 0 | 0 | 0 | 0 | 0 | 0 | 0 | 0 | 0 | 0 | 0 | 0 | 0 | 0 | 0 | 0 | 0 | 0 | 0 | 0 | 0 | 0 | 0 | 0 | 0 | 0 | 0 | 0 | 0
Transportation Pollutant Emissions Disaggregated[rail,CO,passenger,LPG propane or butane tf] | NoSettings | 0 | 0 | 0 | 0 | 0 | 0 | 0 | 0 | 0 | 0 | 0 | 0 | 0 | 0 | 0 | 0 | 0 | 0 | 0 | 0 | 0 | 0 | 0 | 0 | 0 | 0 | 0 | 0 | 0 | 0 | 0
Transportation Pollutant Emissions Disaggregated[rail,CO,passenger,hydrogen tf] | NoSettings | 0 | 0 | 0 | 0 | 0 | 0 | 0 | 0 | 0 | 0 | 0 | 0 | 0 | 0 | 0 | 0 | 0 | 0 | 0 | 0 | 0 | 0 | 0 | 0 | 0 | 0 | 0 | 0 | 0 | 0 | 0
Transportation Pollutant Emissions Disaggregated[rail,CO,freight,electricity tf] | NoSettings | 0 | 0 | 0 | 0 | 0 | 0 | 0 | 0 | 0 | 0 | 0 | 0 | 0 | 0 | 0 | 0 | 0 | 0 | 0 | 0 | 0 | 0 | 0 | 0 | 0 | 0 | 0 | 0 | 0 | 0 | 0
Transportation Pollutant Emissions Disaggregated[rail,CO,freight,natural gas tf] | NoSettings | 0 | 0 | 0 | 0 | 0 | 0 | 0 | 0 | 0 | 0 | 0 | 0 | 0 | 0 | 0 | 0 | 0 | 0 | 0 | 0 | 0 | 0 | 0 | 0 | 0 | 0 | 0 | 0 | 0 | 0 | 0
Transportation Pollutant Emissions Disaggregated[rail,CO,freight,petroleum gasoline tf] | NoSettings | 0 | 0 | 0 | 0 | 0 | 0 | 0 | 0 | 0 | 0 | 0 | 0 | 0 | 0 | 0 | 0 | 0 | 0 | 0 | 0 | 0 | 0 | 0 | 0 | 0 | 0 | 0 | 0 | 0 | 0 | 0
Transportation Pollutant Emissions Disaggregated[rail,CO,freight,petroleum diesel tf] | NoSettings | 2739600000 | 2777820000 | 2843910000 | 2884430000 | 2924350000 | 2990090000 | 3028620000 | 3092070000 | 3155640000 | 3192940000 | 3255300000 | 3317740000 | 3380610000 | 3418270000 | 3481980000 | 3546550000 | 3637480000 | 3703830000 | 3772760000 | 3842680000 | 3939350000 | 4011660000 | 4109880000 | 4184180000 | 4284370000 | 4385540000 | 4462480000 | 4565290000 | 4668520000 | 4797650000 | 4878660000
Transportation Pollutant Emissions Disaggregated[rail,CO,freight,biofuel gasoline tf] | NoSettings | 0 | 0 | 0 | 0 | 0 | 0 | 0 | 0 | 0 | 0 | 0 | 0 | 0 | 0 | 0 | 0 | 0 | 0 | 0 | 0 | 0 | 0 | 0 | 0 | 0 | 0 | 0 | 0 | 0 | 0 | 0
Transportation Pollutant Emissions Disaggregated[rail,CO,freight,biofuel diesel tf] | NoSettings | 0 | 0 | 0 | 0 | 0 | 0 | 0 | 0 | 0 | 0 | 0 | 0 | 0 | 0 | 0 | 0 | 0 | 0 | 0 | 0 | 0 | 0 | 0 | 0 | 0 | 0 | 0 | 0 | 0 | 0 | 0
Transportation Pollutant Emissions Disaggregated[rail,CO,freight,jet fuel tf] | NoSettings | 0 | 0 | 0 | 0 | 0 | 0 | 0 | 0 | 0 | 0 | 0 | 0 | 0 | 0 | 0 | 0 | 0 | 0 | 0 | 0 | 0 | 0 | 0 | 0 | 0 | 0 | 0 | 0 | 0 | 0 | 0
Transportation Pollutant Emissions Disaggregated[rail,CO,freight,heavy or residual fuel oil tf] | NoSettings | 0 | 0 | 0 | 0 | 0 | 0 | 0 | 0 | 0 | 0 | 0 | 0 | 0 | 0 | 0 | 0 | 0 | 0 | 0 | 0 | 0 | 0 | 0 | 0 | 0 | 0 | 0 | 0 | 0 | 0 | 0
Transportation Pollutant Emissions Disaggregated[rail,CO,freight,LPG propane or butane tf] | NoSettings | 0 | 0 | 0 | 0 | 0 | 0 | 0 | 0 | 0 | 0 | 0 | 0 | 0 | 0 | 0 | 0 | 0 | 0 | 0 | 0 | 0 | 0 | 0 | 0 | 0 | 0 | 0 | 0 | 0 | 0 | 0
Transportation Pollutant Emissions Disaggregated[rail,CO,freight,hydrogen tf] | NoSettings | 0 | 0 | 0 | 0 | 0 | 0 | 0 | 0 | 0 | 0 | 0 | 0 | 0 | 0 | 0 | 0 | 0 | 0 | 0 | 0 | 0 | 0 | 0 | 0 | 0 | 0 | 0 | 0 | 0 | 0 | 0
Transportation Pollutant Emissions Disaggregated[rail,NOx,passenger,electricity tf] | NoSettings | 0 | 0 | 0 | 0 | 0 | 0 | 0 | 0 | 0 | 0 | 0 | 0 | 0 | 0 | 0 | 0 | 0 | 0 | 0 | 0 | 0 | 0 | 0 | 0 | 0 | 0 | 0 | 0 | 0 | 0 | 0
Transportation Pollutant Emissions Disaggregated[rail,NOx,passenger,natural gas tf] | NoSettings | 0 | 0 | 0 | 0 | 0 | 0 | 0 | 0 | 0 | 0 | 0 | 0 | 0 | 0 | 0 | 0 | 0 | 0 | 0 | 0 | 0 | 0 | 0 | 0 | 0 | 0 | 0 | 0 | 0 | 0 | 0
Transportation Pollutant Emissions Disaggregated[rail,NOx,passenger,petroleum gasoline tf] | NoSettings | 0 | 0 | 0 | 0 | 0 | 0 | 0 | 0 | 0 | 0 | 0 | 0 | 0 | 0 | 0 | 0 | 0 | 0 | 0 | 0 | 0 | 0 | 0 | 0 | 0 | 0 | 0 | 0 | 0 | 0 | 0
Transportation Pollutant Emissions Disaggregated[rail,NOx,passenger,petroleum diesel tf] | NoSettings | 591480000 | 581592000 | 569625000 | 559428000 | 549007000 | 538307000 | 527300000 | 516028000 | 504707000 | 493280000 | 483317000 | 473340000 | 463468000 | 453785000 | 444311000 | 437491000 | 430780000 | 424150000 | 417624000 | 411176000 | 404829000 | 398532000 | 392495000 | 387231000 | 382201000 | 377262000 | 372385000 | 367727000 | 365086000 | 362696000 | 360022000
Transportation Pollutant Emissions Disaggregated[rail,NOx,passenger,biofuel gasoline tf] | NoSettings | 0 | 0 | 0 | 0 | 0 | 0 | 0 | 0 | 0 | 0 | 0 | 0 | 0 | 0 | 0 | 0 | 0 | 0 | 0 | 0 | 0 | 0 | 0 | 0 | 0 | 0 | 0 | 0 | 0 | 0 | 0
Transportation Pollutant Emissions Disaggregated[rail,NOx,passenger,biofuel diesel tf] | NoSettings | 0 | 0 | 0 | 0 | 0 | 0 | 0 | 0 | 0 | 0 | 0 | 0 | 0 | 0 | 0 | 0 | 0 | 0 | 0 | 0 | 0 | 0 | 0 | 0 | 0 | 0 | 0 | 0 | 0 | 0 | 0
Transportation Pollutant Emissions Disaggregated[rail,NOx,passenger,jet fuel tf] | NoSettings | 0 | 0 | 0 | 0 | 0 | 0 | 0 | 0 | 0 | 0 | 0 | 0 | 0 | 0 | 0 | 0 | 0 | 0 | 0 | 0 | 0 | 0 | 0 | 0 | 0 | 0 | 0 | 0 | 0 | 0 | 0
Transportation Pollutant Emissions Disaggregated[rail,NOx,passenger,heavy or residual fuel oil tf] | NoSettings | 0 | 0 | 0 | 0 | 0 | 0 | 0 | 0 | 0 | 0 | 0 | 0 | 0 | 0 | 0 | 0 | 0 | 0 | 0 | 0 | 0 | 0 | 0 | 0 | 0 | 0 | 0 | 0 | 0 | 0 | 0
Transportation Pollutant Emissions Disaggregated[rail,NOx,passenger,LPG propane or butane tf] | NoSettings | 0 | 0 | 0 | 0 | 0 | 0 | 0 | 0 | 0 | 0 | 0 | 0 | 0 | 0 | 0 | 0 | 0 | 0 | 0 | 0 | 0 | 0 | 0 | 0 | 0 | 0 | 0 | 0 | 0 | 0 | 0
Transportation Pollutant Emissions Disaggregated[rail,NOx,passenger,hydrogen tf] | NoSettings | 0 | 0 | 0 | 0 | 0 | 0 | 0 | 0 | 0 | 0 | 0 | 0 | 0 | 0 | 0 | 0 | 0 | 0 | 0 | 0 | 0 | 0 | 0 | 0 | 0 | 0 | 0 | 0 | 0 | 0 | 0
Transportation Pollutant Emissions Disaggregated[rail,NOx,freight,electricity tf] | NoSettings | 0 | 0 | 0 | 0 | 0 | 0 | 0 | 0 | 0 | 0 | 0 | 0 | 0 | 0 | 0 | 0 | 0 | 0 | 0 | 0 | 0 | 0 | 0 | 0 | 0 | 0 | 0 | 0 | 0 | 0 | 0
Transportation Pollutant Emissions Disaggregated[rail,NOx,freight,natural gas tf] | NoSettings | 0 | 0 | 0 | 0 | 0 | 0 | 0 | 0 | 0 | 0 | 0 | 0 | 0 | 0 | 0 | 0 | 0 | 0 | 0 | 0 | 0 | 0 | 0 | 0 | 0 | 0 | 0 | 0 | 0 | 0 | 0
Transportation Pollutant Emissions Disaggregated[rail,NOx,freight,petroleum gasoline tf] | NoSettings | 0 | 0 | 0 | 0 | 0 | 0 | 0 | 0 | 0 | 0 | 0 | 0 | 0 | 0 | 0 | 0 | 0 | 0 | 0 | 0 | 0 | 0 | 0 | 0 | 0 | 0 | 0 | 0 | 0 | 0 | 0
Transportation Pollutant Emissions Disaggregated[rail,NOx,freight,petroleum diesel tf] | NoSettings | 19666400000 | 19940800000 | 20415200000 | 20706100000 | 20992700000 | 21464600000 | 21741200000 | 22196700000 | 22653000000 | 22920800000 | 23368400000 | 23816700000 | 24268000000 | 24538400000 | 24995700000 | 25459200000 | 26111900000 | 26588200000 | 27083100000 | 27585000000 | 28278900000 | 28798000000 | 29503100000 | 30036400000 | 30755700000 | 31481900000 | 32034300000 | 32772300000 | 33513400000 | 34440300000 | 35021900000
Transportation Pollutant Emissions Disaggregated[rail,NOx,freight,biofuel gasoline tf] | NoSettings | 0 | 0 | 0 | 0 | 0 | 0 | 0 | 0 | 0 | 0 | 0 | 0 | 0 | 0 | 0 | 0 | 0 | 0 | 0 | 0 | 0 | 0 | 0 | 0 | 0 | 0 | 0 | 0 | 0 | 0 | 0
Transportation Pollutant Emissions Disaggregated[rail,NOx,freight,biofuel diesel tf] | NoSettings | 0 | 0 | 0 | 0 | 0 | 0 | 0 | 0 | 0 | 0 | 0 | 0 | 0 | 0 | 0 | 0 | 0 | 0 | 0 | 0 | 0 | 0 | 0 | 0 | 0 | 0 | 0 | 0 | 0 | 0 | 0
Transportation Pollutant Emissions Disaggregated[rail,NOx,freight,jet fuel tf] | NoSettings | 0 | 0 | 0 | 0 | 0 | 0 | 0 | 0 | 0 | 0 | 0 | 0 | 0 | 0 | 0 | 0 | 0 | 0 | 0 | 0 | 0 | 0 | 0 | 0 | 0 | 0 | 0 | 0 | 0 | 0 | 0
Transportation Pollutant Emissions Disaggregated[rail,NOx,freight,heavy or residual fuel oil tf] | NoSettings | 0 | 0 | 0 | 0 | 0 | 0 | 0 | 0 | 0 | 0 | 0 | 0 | 0 | 0 | 0 | 0 | 0 | 0 | 0 | 0 | 0 | 0 | 0 | 0 | 0 | 0 | 0 | 0 | 0 | 0 | 0
Transportation Pollutant Emissions Disaggregated[rail,NOx,freight,LPG propane or butane tf] | NoSettings | 0 | 0 | 0 | 0 | 0 | 0 | 0 | 0 | 0 | 0 | 0 | 0 | 0 | 0 | 0 | 0 | 0 | 0 | 0 | 0 | 0 | 0 | 0 | 0 | 0 | 0 | 0 | 0 | 0 | 0 | 0
Transportation Pollutant Emissions Disaggregated[rail,NOx,freight,hydrogen tf] | NoSettings | 0 | 0 | 0 | 0 | 0 | 0 | 0 | 0 | 0 | 0 | 0 | 0 | 0 | 0 | 0 | 0 | 0 | 0 | 0 | 0 | 0 | 0 | 0 | 0 | 0 | 0 | 0 | 0 | 0 | 0 | 0
Transportation Pollutant Emissions Disaggregated[rail,PM10,passenger,electricity tf] | NoSettings | 0 | 0 | 0 | 0 | 0 | 0 | 0 | 0 | 0 | 0 | 0 | 0 | 0 | 0 | 0 | 0 | 0 | 0 | 0 | 0 | 0 | 0 | 0 | 0 | 0 | 0 | 0 | 0 | 0 | 0 | 0
Transportation Pollutant Emissions Disaggregated[rail,PM10,passenger,natural gas tf] | NoSettings | 0 | 0 | 0 | 0 | 0 | 0 | 0 | 0 | 0 | 0 | 0 | 0 | 0 | 0 | 0 | 0 | 0 | 0 | 0 | 0 | 0 | 0 | 0 | 0 | 0 | 0 | 0 | 0 | 0 | 0 | 0
Transportation Pollutant Emissions Disaggregated[rail,PM10,passenger,petroleum gasoline tf] | NoSettings | 0 | 0 | 0 | 0 | 0 | 0 | 0 | 0 | 0 | 0 | 0 | 0 | 0 | 0 | 0 | 0 | 0 | 0 | 0 | 0 | 0 | 0 | 0 | 0 | 0 | 0 | 0 | 0 | 0 | 0 | 0
Transportation Pollutant Emissions Disaggregated[rail,PM10,passenger,petroleum diesel tf] | NoSettings | 17345200 | 17055200 | 16704300 | 16405200 | 16099600 | 15785900 | 15463100 | 15132500 | 14800500 | 14465400 | 14173300 | 13880700 | 13591200 | 13307300 | 13029400 | 12829400 | 12632600 | 12438200 | 12246800 | 12057800 | 11871600 | 11686900 | 11509900 | 11355600 | 11208100 | 11063200 | 10920200 | 10783600 | 10706200 | 10636100 | 10557700
Transportation Pollutant Emissions Disaggregated[rail,PM10,passenger,biofuel gasoline tf] | NoSettings | 0 | 0 | 0 | 0 | 0 | 0 | 0 | 0 | 0 | 0 | 0 | 0 | 0 | 0 | 0 | 0 | 0 | 0 | 0 | 0 | 0 | 0 | 0 | 0 | 0 | 0 | 0 | 0 | 0 | 0 | 0
Transportation Pollutant Emissions Disaggregated[rail,PM10,passenger,biofuel diesel tf] | NoSettings | 0 | 0 | 0 | 0 | 0 | 0 | 0 | 0 | 0 | 0 | 0 | 0 | 0 | 0 | 0 | 0 | 0 | 0 | 0 | 0 | 0 | 0 | 0 | 0 | 0 | 0 | 0 | 0 | 0 | 0 | 0
Transportation Pollutant Emissions Disaggregated[rail,PM10,passenger,jet fuel tf] | NoSettings | 0 | 0 | 0 | 0 | 0 | 0 | 0 | 0 | 0 | 0 | 0 | 0 | 0 | 0 | 0 | 0 | 0 | 0 | 0 | 0 | 0 | 0 | 0 | 0 | 0 | 0 | 0 | 0 | 0 | 0 | 0
Transportation Pollutant Emissions Disaggregated[rail,PM10,passenger,heavy or residual fuel oil tf] | NoSettings | 0 | 0 | 0 | 0 | 0 | 0 | 0 | 0 | 0 | 0 | 0 | 0 | 0 | 0 | 0 | 0 | 0 | 0 | 0 | 0 | 0 | 0 | 0 | 0 | 0 | 0 | 0 | 0 | 0 | 0 | 0
Transportation Pollutant Emissions Disaggregated[rail,PM10,passenger,LPG propane or butane tf] | NoSettings | 0 | 0 | 0 | 0 | 0 | 0 | 0 | 0 | 0 | 0 | 0 | 0 | 0 | 0 | 0 | 0 | 0 | 0 | 0 | 0 | 0 | 0 | 0 | 0 | 0 | 0 | 0 | 0 | 0 | 0 | 0
Transportation Pollutant Emissions Disaggregated[rail,PM10,passenger,hydrogen tf] | NoSettings | 0 | 0 | 0 | 0 | 0 | 0 | 0 | 0 | 0 | 0 | 0 | 0 | 0 | 0 | 0 | 0 | 0 | 0 | 0 | 0 | 0 | 0 | 0 | 0 | 0 | 0 | 0 | 0 | 0 | 0 | 0
Transportation Pollutant Emissions Disaggregated[rail,PM10,freight,electricity tf] | NoSettings | 0 | 0 | 0 | 0 | 0 | 0 | 0 | 0 | 0 | 0 | 0 | 0 | 0 | 0 | 0 | 0 | 0 | 0 | 0 | 0 | 0 | 0 | 0 | 0 | 0 | 0 | 0 | 0 | 0 | 0 | 0
Transportation Pollutant Emissions Disaggregated[rail,PM10,freight,natural gas tf] | NoSettings | 0 | 0 | 0 | 0 | 0 | 0 | 0 | 0 | 0 | 0 | 0 | 0 | 0 | 0 | 0 | 0 | 0 | 0 | 0 | 0 | 0 | 0 | 0 | 0 | 0 | 0 | 0 | 0 | 0 | 0 | 0
Transportation Pollutant Emissions Disaggregated[rail,PM10,freight,petroleum gasoline tf] | NoSettings | 0 | 0 | 0 | 0 | 0 | 0 | 0 | 0 | 0 | 0 | 0 | 0 | 0 | 0 | 0 | 0 | 0 | 0 | 0 | 0 | 0 | 0 | 0 | 0 | 0 | 0 | 0 | 0 | 0 | 0 | 0
Transportation Pollutant Emissions Disaggregated[rail,PM10,freight,petroleum diesel tf] | NoSettings | 576719000 | 584765000 | 598677000 | 607207000 | 615611000 | 629451000 | 637561000 | 650918000 | 664300000 | 672152000 | 685279000 | 698424000 | 711660000 | 719588000 | 732999000 | 746592000 | 765733000 | 779700000 | 794211000 | 808930000 | 829280000 | 844502000 | 865178000 | 880819000 | 901911000 | 923208000 | 939405000 | 961048000 | 982780000 | 1009960000 | 1027020000
Transportation Pollutant Emissions Disaggregated[rail,PM10,freight,biofuel gasoline tf] | NoSettings | 0 | 0 | 0 | 0 | 0 | 0 | 0 | 0 | 0 | 0 | 0 | 0 | 0 | 0 | 0 | 0 | 0 | 0 | 0 | 0 | 0 | 0 | 0 | 0 | 0 | 0 | 0 | 0 | 0 | 0 | 0
Transportation Pollutant Emissions Disaggregated[rail,PM10,freight,biofuel diesel tf] | NoSettings | 0 | 0 | 0 | 0 | 0 | 0 | 0 | 0 | 0 | 0 | 0 | 0 | 0 | 0 | 0 | 0 | 0 | 0 | 0 | 0 | 0 | 0 | 0 | 0 | 0 | 0 | 0 | 0 | 0 | 0 | 0
Transportation Pollutant Emissions Disaggregated[rail,PM10,freight,jet fuel tf] | NoSettings | 0 | 0 | 0 | 0 | 0 | 0 | 0 | 0 | 0 | 0 | 0 | 0 | 0 | 0 | 0 | 0 | 0 | 0 | 0 | 0 | 0 | 0 | 0 | 0 | 0 | 0 | 0 | 0 | 0 | 0 | 0
Transportation Pollutant Emissions Disaggregated[rail,PM10,freight,heavy or residual fuel oil tf] | NoSettings | 0 | 0 | 0 | 0 | 0 | 0 | 0 | 0 | 0 | 0 | 0 | 0 | 0 | 0 | 0 | 0 | 0 | 0 | 0 | 0 | 0 | 0 | 0 | 0 | 0 | 0 | 0 | 0 | 0 | 0 | 0
Transportation Pollutant Emissions Disaggregated[rail,PM10,freight,LPG propane or butane tf] | NoSettings | 0 | 0 | 0 | 0 | 0 | 0 | 0 | 0 | 0 | 0 | 0 | 0 | 0 | 0 | 0 | 0 | 0 | 0 | 0 | 0 | 0 | 0 | 0 | 0 | 0 | 0 | 0 | 0 | 0 | 0 | 0
Transportation Pollutant Emissions Disaggregated[rail,PM10,freight,hydrogen tf] | NoSettings | 0 | 0 | 0 | 0 | 0 | 0 | 0 | 0 | 0 | 0 | 0 | 0 | 0 | 0 | 0 | 0 | 0 | 0 | 0 | 0 | 0 | 0 | 0 | 0 | 0 | 0 | 0 | 0 | 0 | 0 | 0
Transportation Pollutant Emissions Disaggregated[rail,PM25,passenger,electricity tf] | NoSettings | 0 | 0 | 0 | 0 | 0 | 0 | 0 | 0 | 0 | 0 | 0 | 0 | 0 | 0 | 0 | 0 | 0 | 0 | 0 | 0 | 0 | 0 | 0 | 0 | 0 | 0 | 0 | 0 | 0 | 0 | 0
Transportation Pollutant Emissions Disaggregated[rail,PM25,passenger,natural gas tf] | NoSettings | 0 | 0 | 0 | 0 | 0 | 0 | 0 | 0 | 0 | 0 | 0 | 0 | 0 | 0 | 0 | 0 | 0 | 0 | 0 | 0 | 0 | 0 | 0 | 0 | 0 | 0 | 0 | 0 | 0 | 0 | 0
Transportation Pollutant Emissions Disaggregated[rail,PM25,passenger,petroleum gasoline tf] | NoSettings | 0 | 0 | 0 | 0 | 0 | 0 | 0 | 0 | 0 | 0 | 0 | 0 | 0 | 0 | 0 | 0 | 0 | 0 | 0 | 0 | 0 | 0 | 0 | 0 | 0 | 0 | 0 | 0 | 0 | 0 | 0
Transportation Pollutant Emissions Disaggregated[rail,PM25,passenger,petroleum diesel tf] | NoSettings | 16824400 | 16543200 | 16202800 | 15912700 | 15616300 | 15312000 | 14998900 | 14678200 | 14356200 | 14031200 | 13747800 | 13464000 | 13183200 | 12907800 | 12638300 | 12444300 | 12253400 | 12064800 | 11879200 | 11695800 | 11515200 | 11336100 | 11164400 | 11014700 | 10871600 | 10731100 | 10592400 | 10459900 | 10384800 | 10316800 | 10240700
Transportation Pollutant Emissions Disaggregated[rail,PM25,passenger,biofuel gasoline tf] | NoSettings | 0 | 0 | 0 | 0 | 0 | 0 | 0 | 0 | 0 | 0 | 0 | 0 | 0 | 0 | 0 | 0 | 0 | 0 | 0 | 0 | 0 | 0 | 0 | 0 | 0 | 0 | 0 | 0 | 0 | 0 | 0
Transportation Pollutant Emissions Disaggregated[rail,PM25,passenger,biofuel diesel tf] | NoSettings | 0 | 0 | 0 | 0 | 0 | 0 | 0 | 0 | 0 | 0 | 0 | 0 | 0 | 0 | 0 | 0 | 0 | 0 | 0 | 0 | 0 | 0 | 0 | 0 | 0 | 0 | 0 | 0 | 0 | 0 | 0
Transportation Pollutant Emissions Disaggregated[rail,PM25,passenger,jet fuel tf] | NoSettings | 0 | 0 | 0 | 0 | 0 | 0 | 0 | 0 | 0 | 0 | 0 | 0 | 0 | 0 | 0 | 0 | 0 | 0 | 0 | 0 | 0 | 0 | 0 | 0 | 0 | 0 | 0 | 0 | 0 | 0 | 0
Transportation Pollutant Emissions Disaggregated[rail,PM25,passenger,heavy or residual fuel oil tf] | NoSettings | 0 | 0 | 0 | 0 | 0 | 0 | 0 | 0 | 0 | 0 | 0 | 0 | 0 | 0 | 0 | 0 | 0 | 0 | 0 | 0 | 0 | 0 | 0 | 0 | 0 | 0 | 0 | 0 | 0 | 0 | 0
Transportation Pollutant Emissions Disaggregated[rail,PM25,passenger,LPG propane or butane tf] | NoSettings | 0 | 0 | 0 | 0 | 0 | 0 | 0 | 0 | 0 | 0 | 0 | 0 | 0 | 0 | 0 | 0 | 0 | 0 | 0 | 0 | 0 | 0 | 0 | 0 | 0 | 0 | 0 | 0 | 0 | 0 | 0
Transportation Pollutant Emissions Disaggregated[rail,PM25,passenger,hydrogen tf] | NoSettings | 0 | 0 | 0 | 0 | 0 | 0 | 0 | 0 | 0 | 0 | 0 | 0 | 0 | 0 | 0 | 0 | 0 | 0 | 0 | 0 | 0 | 0 | 0 | 0 | 0 | 0 | 0 | 0 | 0 | 0 | 0
Transportation Pollutant Emissions Disaggregated[rail,PM25,freight,electricity tf] | NoSettings | 0 | 0 | 0 | 0 | 0 | 0 | 0 | 0 | 0 | 0 | 0 | 0 | 0 | 0 | 0 | 0 | 0 | 0 | 0 | 0 | 0 | 0 | 0 | 0 | 0 | 0 | 0 | 0 | 0 | 0 | 0
Transportation Pollutant Emissions Disaggregated[rail,PM25,freight,natural gas tf] | NoSettings | 0 | 0 | 0 | 0 | 0 | 0 | 0 | 0 | 0 | 0 | 0 | 0 | 0 | 0 | 0 | 0 | 0 | 0 | 0 | 0 | 0 | 0 | 0 | 0 | 0 | 0 | 0 | 0 | 0 | 0 | 0
Transportation Pollutant Emissions Disaggregated[rail,PM25,freight,petroleum gasoline tf] | NoSettings | 0 | 0 | 0 | 0 | 0 | 0 | 0 | 0 | 0 | 0 | 0 | 0 | 0 | 0 | 0 | 0 | 0 | 0 | 0 | 0 | 0 | 0 | 0 | 0 | 0 | 0 | 0 | 0 | 0 | 0 | 0
Transportation Pollutant Emissions Disaggregated[rail,PM25,freight,petroleum diesel tf] | NoSettings | 559405000 | 567210000 | 580704000 | 588978000 | 597130000 | 610555000 | 618422000 | 631377000 | 644357000 | 651974000 | 664707000 | 677457000 | 690295000 | 697986000 | 710994000 | 724179000 | 742746000 | 756293000 | 770369000 | 784645000 | 804385000 | 819150000 | 839205000 | 854377000 | 874835000 | 895493000 | 911204000 | 932197000 | 953277000 | 979643000 | 996186000
Transportation Pollutant Emissions Disaggregated[rail,PM25,freight,biofuel gasoline tf] | NoSettings | 0 | 0 | 0 | 0 | 0 | 0 | 0 | 0 | 0 | 0 | 0 | 0 | 0 | 0 | 0 | 0 | 0 | 0 | 0 | 0 | 0 | 0 | 0 | 0 | 0 | 0 | 0 | 0 | 0 | 0 | 0
Transportation Pollutant Emissions Disaggregated[rail,PM25,freight,biofuel diesel tf] | NoSettings | 0 | 0 | 0 | 0 | 0 | 0 | 0 | 0 | 0 | 0 | 0 | 0 | 0 | 0 | 0 | 0 | 0 | 0 | 0 | 0 | 0 | 0 | 0 | 0 | 0 | 0 | 0 | 0 | 0 | 0 | 0
Transportation Pollutant Emissions Disaggregated[rail,PM25,freight,jet fuel tf] | NoSettings | 0 | 0 | 0 | 0 | 0 | 0 | 0 | 0 | 0 | 0 | 0 | 0 | 0 | 0 | 0 | 0 | 0 | 0 | 0 | 0 | 0 | 0 | 0 | 0 | 0 | 0 | 0 | 0 | 0 | 0 | 0
Transportation Pollutant Emissions Disaggregated[rail,PM25,freight,heavy or residual fuel oil tf] | NoSettings | 0 | 0 | 0 | 0 | 0 | 0 | 0 | 0 | 0 | 0 | 0 | 0 | 0 | 0 | 0 | 0 | 0 | 0 | 0 | 0 | 0 | 0 | 0 | 0 | 0 | 0 | 0 | 0 | 0 | 0 | 0
Transportation Pollutant Emissions Disaggregated[rail,PM25,freight,LPG propane or butane tf] | NoSettings | 0 | 0 | 0 | 0 | 0 | 0 | 0 | 0 | 0 | 0 | 0 | 0 | 0 | 0 | 0 | 0 | 0 | 0 | 0 | 0 | 0 | 0 | 0 | 0 | 0 | 0 | 0 | 0 | 0 | 0 | 0
Transportation Pollutant Emissions Disaggregated[rail,PM25,freight,hydrogen tf] | NoSettings | 0 | 0 | 0 | 0 | 0 | 0 | 0 | 0 | 0 | 0 | 0 | 0 | 0 | 0 | 0 | 0 | 0 | 0 | 0 | 0 | 0 | 0 | 0 | 0 | 0 | 0 | 0 | 0 | 0 | 0 | 0
Transportation Pollutant Emissions Disaggregated[rail,SOx,passenger,electricity tf] | NoSettings | 0 | 0 | 0 | 0 | 0 | 0 | 0 | 0 | 0 | 0 | 0 | 0 | 0 | 0 | 0 | 0 | 0 | 0 | 0 | 0 | 0 | 0 | 0 | 0 | 0 | 0 | 0 | 0 | 0 | 0 | 0
Transportation Pollutant Emissions Disaggregated[rail,SOx,passenger,natural gas tf] | NoSettings | 0 | 0 | 0 | 0 | 0 | 0 | 0 | 0 | 0 | 0 | 0 | 0 | 0 | 0 | 0 | 0 | 0 | 0 | 0 | 0 | 0 | 0 | 0 | 0 | 0 | 0 | 0 | 0 | 0 | 0 | 0
Transportation Pollutant Emissions Disaggregated[rail,SOx,passenger,petroleum gasoline tf] | NoSettings | 0 | 0 | 0 | 0 | 0 | 0 | 0 | 0 | 0 | 0 | 0 | 0 | 0 | 0 | 0 | 0 | 0 | 0 | 0 | 0 | 0 | 0 | 0 | 0 | 0 | 0 | 0 | 0 | 0 | 0 | 0
Transportation Pollutant Emissions Disaggregated[rail,SOx,passenger,petroleum diesel tf] | NoSettings | 324322 | 318900 | 312339 | 306747 | 301033 | 295166 | 289131 | 282950 | 276743 | 270477 | 265014 | 259543 | 254131 | 248821 | 243626 | 239887 | 236207 | 232571 | 228993 | 225458 | 221977 | 218524 | 215214 | 212328 | 209570 | 206862 | 204187 | 201633 | 200185 | 198875 | 197408
Transportation Pollutant Emissions Disaggregated[rail,SOx,passenger,biofuel gasoline tf] | NoSettings | 0 | 0 | 0 | 0 | 0 | 0 | 0 | 0 | 0 | 0 | 0 | 0 | 0 | 0 | 0 | 0 | 0 | 0 | 0 | 0 | 0 | 0 | 0 | 0 | 0 | 0 | 0 | 0 | 0 | 0 | 0
Transportation Pollutant Emissions Disaggregated[rail,SOx,passenger,biofuel diesel tf] | NoSettings | 0 | 0 | 0 | 0 | 0 | 0 | 0 | 0 | 0 | 0 | 0 | 0 | 0 | 0 | 0 | 0 | 0 | 0 | 0 | 0 | 0 | 0 | 0 | 0 | 0 | 0 | 0 | 0 | 0 | 0 | 0
Transportation Pollutant Emissions Disaggregated[rail,SOx,passenger,jet fuel tf] | NoSettings | 0 | 0 | 0 | 0 | 0 | 0 | 0 | 0 | 0 | 0 | 0 | 0 | 0 | 0 | 0 | 0 | 0 | 0 | 0 | 0 | 0 | 0 | 0 | 0 | 0 | 0 | 0 | 0 | 0 | 0 | 0
Transportation Pollutant Emissions Disaggregated[rail,SOx,passenger,heavy or residual fuel oil tf] | NoSettings | 0 | 0 | 0 | 0 | 0 | 0 | 0 | 0 | 0 | 0 | 0 | 0 | 0 | 0 | 0 | 0 | 0 | 0 | 0 | 0 | 0 | 0 | 0 | 0 | 0 | 0 | 0 | 0 | 0 | 0 | 0
Transportation Pollutant Emissions Disaggregated[rail,SOx,passenger,LPG propane or butane tf] | NoSettings | 0 | 0 | 0 | 0 | 0 | 0 | 0 | 0 | 0 | 0 | 0 | 0 | 0 | 0 | 0 | 0 | 0 | 0 | 0 | 0 | 0 | 0 | 0 | 0 | 0 | 0 | 0 | 0 | 0 | 0 | 0
Transportation Pollutant Emissions Disaggregated[rail,SOx,passenger,hydrogen tf] | NoSettings | 0 | 0 | 0 | 0 | 0 | 0 | 0 | 0 | 0 | 0 | 0 | 0 | 0 | 0 | 0 | 0 | 0 | 0 | 0 | 0 | 0 | 0 | 0 | 0 | 0 | 0 | 0 | 0 | 0 | 0 | 0
Transportation Pollutant Emissions Disaggregated[rail,SOx,freight,electricity tf] | NoSettings | 0 | 0 | 0 | 0 | 0 | 0 | 0 | 0 | 0 | 0 | 0 | 0 | 0 | 0 | 0 | 0 | 0 | 0 | 0 | 0 | 0 | 0 | 0 | 0 | 0 | 0 | 0 | 0 | 0 | 0 | 0
Transportation Pollutant Emissions Disaggregated[rail,SOx,freight,natural gas tf] | NoSettings | 0 | 0 | 0 | 0 | 0 | 0 | 0 | 0 | 0 | 0 | 0 | 0 | 0 | 0 | 0 | 0 | 0 | 0 | 0 | 0 | 0 | 0 | 0 | 0 | 0 | 0 | 0 | 0 | 0 | 0 | 0
Transportation Pollutant Emissions Disaggregated[rail,SOx,freight,petroleum gasoline tf] | NoSettings | 0 | 0 | 0 | 0 | 0 | 0 | 0 | 0 | 0 | 0 | 0 | 0 | 0 | 0 | 0 | 0 | 0 | 0 | 0 | 0 | 0 | 0 | 0 | 0 | 0 | 0 | 0 | 0 | 0 | 0 | 0
Transportation Pollutant Emissions Disaggregated[rail,SOx,freight,petroleum diesel tf] | NoSettings | 10783600 | 10934000 | 11194100 | 11353600 | 11510800 | 11769600 | 11921200 | 12170900 | 12421200 | 12568000 | 12813500 | 13059200 | 13306700 | 13455000 | 13705700 | 13959900 | 14317800 | 14578900 | 14850300 | 15125500 | 15506000 | 15790600 | 16177200 | 16469700 | 16864000 | 17262300 | 17565100 | 17969800 | 18376200 | 18884400 | 19203300
Transportation Pollutant Emissions Disaggregated[rail,SOx,freight,biofuel gasoline tf] | NoSettings | 0 | 0 | 0 | 0 | 0 | 0 | 0 | 0 | 0 | 0 | 0 | 0 | 0 | 0 | 0 | 0 | 0 | 0 | 0 | 0 | 0 | 0 | 0 | 0 | 0 | 0 | 0 | 0 | 0 | 0 | 0
Transportation Pollutant Emissions Disaggregated[rail,SOx,freight,biofuel diesel tf] | NoSettings | 0 | 0 | 0 | 0 | 0 | 0 | 0 | 0 | 0 | 0 | 0 | 0 | 0 | 0 | 0 | 0 | 0 | 0 | 0 | 0 | 0 | 0 | 0 | 0 | 0 | 0 | 0 | 0 | 0 | 0 | 0
Transportation Pollutant Emissions Disaggregated[rail,SOx,freight,jet fuel tf] | NoSettings | 0 | 0 | 0 | 0 | 0 | 0 | 0 | 0 | 0 | 0 | 0 | 0 | 0 | 0 | 0 | 0 | 0 | 0 | 0 | 0 | 0 | 0 | 0 | 0 | 0 | 0 | 0 | 0 | 0 | 0 | 0
Transportation Pollutant Emissions Disaggregated[rail,SOx,freight,heavy or residual fuel oil tf] | NoSettings | 0 | 0 | 0 | 0 | 0 | 0 | 0 | 0 | 0 | 0 | 0 | 0 | 0 | 0 | 0 | 0 | 0 | 0 | 0 | 0 | 0 | 0 | 0 | 0 | 0 | 0 | 0 | 0 | 0 | 0 | 0
Transportation Pollutant Emissions Disaggregated[rail,SOx,freight,LPG propane or butane tf] | NoSettings | 0 | 0 | 0 | 0 | 0 | 0 | 0 | 0 | 0 | 0 | 0 | 0 | 0 | 0 | 0 | 0 | 0 | 0 | 0 | 0 | 0 | 0 | 0 | 0 | 0 | 0 | 0 | 0 | 0 | 0 | 0
Transportation Pollutant Emissions Disaggregated[rail,SOx,freight,hydrogen tf] | NoSettings | 0 | 0 | 0 | 0 | 0 | 0 | 0 | 0 | 0 | 0 | 0 | 0 | 0 | 0 | 0 | 0 | 0 | 0 | 0 | 0 | 0 | 0 | 0 | 0 | 0 | 0 | 0 | 0 | 0 | 0 | 0
Transportation Pollutant Emissions Disaggregated[rail,BC,passenger,electricity tf] | NoSettings | 0 | 0 | 0 | 0 | 0 | 0 | 0 | 0 | 0 | 0 | 0 | 0 | 0 | 0 | 0 | 0 | 0 | 0 | 0 | 0 | 0 | 0 | 0 | 0 | 0 | 0 | 0 | 0 | 0 | 0 | 0
Transportation Pollutant Emissions Disaggregated[rail,BC,passenger,natural gas tf] | NoSettings | 0 | 0 | 0 | 0 | 0 | 0 | 0 | 0 | 0 | 0 | 0 | 0 | 0 | 0 | 0 | 0 | 0 | 0 | 0 | 0 | 0 | 0 | 0 | 0 | 0 | 0 | 0 | 0 | 0 | 0 | 0
Transportation Pollutant Emissions Disaggregated[rail,BC,passenger,petroleum gasoline tf] | NoSettings | 0 | 0 | 0 | 0 | 0 | 0 | 0 | 0 | 0 | 0 | 0 | 0 | 0 | 0 | 0 | 0 | 0 | 0 | 0 | 0 | 0 | 0 | 0 | 0 | 0 | 0 | 0 | 0 | 0 | 0 | 0
Transportation Pollutant Emissions Disaggregated[rail,BC,passenger,petroleum diesel tf] | NoSettings | 1413070 | 1389450 | 1360860 | 1336500 | 1311600 | 1286040 | 1259740 | 1232810 | 1205770 | 1178470 | 1154670 | 1130830 | 1107250 | 1084110 | 1061480 | 1045190 | 1029150 | 1013310 | 997724 | 982319 | 967154 | 952110 | 937690 | 925113 | 913096 | 901297 | 889645 | 878516 | 872207 | 866498 | 860109
Transportation Pollutant Emissions Disaggregated[rail,BC,passenger,biofuel gasoline tf] | NoSettings | 0 | 0 | 0 | 0 | 0 | 0 | 0 | 0 | 0 | 0 | 0 | 0 | 0 | 0 | 0 | 0 | 0 | 0 | 0 | 0 | 0 | 0 | 0 | 0 | 0 | 0 | 0 | 0 | 0 | 0 | 0
Transportation Pollutant Emissions Disaggregated[rail,BC,passenger,biofuel diesel tf] | NoSettings | 0 | 0 | 0 | 0 | 0 | 0 | 0 | 0 | 0 | 0 | 0 | 0 | 0 | 0 | 0 | 0 | 0 | 0 | 0 | 0 | 0 | 0 | 0 | 0 | 0 | 0 | 0 | 0 | 0 | 0 | 0
Transportation Pollutant Emissions Disaggregated[rail,BC,passenger,jet fuel tf] | NoSettings | 0 | 0 | 0 | 0 | 0 | 0 | 0 | 0 | 0 | 0 | 0 | 0 | 0 | 0 | 0 | 0 | 0 | 0 | 0 | 0 | 0 | 0 | 0 | 0 | 0 | 0 | 0 | 0 | 0 | 0 | 0
Transportation Pollutant Emissions Disaggregated[rail,BC,passenger,heavy or residual fuel oil tf] | NoSettings | 0 | 0 | 0 | 0 | 0 | 0 | 0 | 0 | 0 | 0 | 0 | 0 | 0 | 0 | 0 | 0 | 0 | 0 | 0 | 0 | 0 | 0 | 0 | 0 | 0 | 0 | 0 | 0 | 0 | 0 | 0
Transportation Pollutant Emissions Disaggregated[rail,BC,passenger,LPG propane or butane tf] | NoSettings | 0 | 0 | 0 | 0 | 0 | 0 | 0 | 0 | 0 | 0 | 0 | 0 | 0 | 0 | 0 | 0 | 0 | 0 | 0 | 0 | 0 | 0 | 0 | 0 | 0 | 0 | 0 | 0 | 0 | 0 | 0
Transportation Pollutant Emissions Disaggregated[rail,BC,passenger,hydrogen tf] | NoSettings | 0 | 0 | 0 | 0 | 0 | 0 | 0 | 0 | 0 | 0 | 0 | 0 | 0 | 0 | 0 | 0 | 0 | 0 | 0 | 0 | 0 | 0 | 0 | 0 | 0 | 0 | 0 | 0 | 0 | 0 | 0
Transportation Pollutant Emissions Disaggregated[rail,BC,freight,electricity tf] | NoSettings | 0 | 0 | 0 | 0 | 0 | 0 | 0 | 0 | 0 | 0 | 0 | 0 | 0 | 0 | 0 | 0 | 0 | 0 | 0 | 0 | 0 | 0 | 0 | 0 | 0 | 0 | 0 | 0 | 0 | 0 | 0
Transportation Pollutant Emissions Disaggregated[rail,BC,freight,natural gas tf] | NoSettings | 0 | 0 | 0 | 0 | 0 | 0 | 0 | 0 | 0 | 0 | 0 | 0 | 0 | 0 | 0 | 0 | 0 | 0 | 0 | 0 | 0 | 0 | 0 | 0 | 0 | 0 | 0 | 0 | 0 | 0 | 0
Transportation Pollutant Emissions Disaggregated[rail,BC,freight,petroleum gasoline tf] | NoSettings | 0 | 0 | 0 | 0 | 0 | 0 | 0 | 0 | 0 | 0 | 0 | 0 | 0 | 0 | 0 | 0 | 0 | 0 | 0 | 0 | 0 | 0 | 0 | 0 | 0 | 0 | 0 | 0 | 0 | 0 | 0
Transportation Pollutant Emissions Disaggregated[rail,BC,freight,petroleum diesel tf] | NoSettings | 46984000 | 47639600 | 48772900 | 49467800 | 50152500 | 51280000 | 51940700 | 53028800 | 54119000 | 54758800 | 55828200 | 56899100 | 57977400 | 58623300 | 59715900 | 60823200 | 62382600 | 63520500 | 64702700 | 65901700 | 67559600 | 68799700 | 70484200 | 71758400 | 73476700 | 75211800 | 76531300 | 78294500 | 80065000 | 82279400 | 83668900
Transportation Pollutant Emissions Disaggregated[rail,BC,freight,biofuel gasoline tf] | NoSettings | 0 | 0 | 0 | 0 | 0 | 0 | 0 | 0 | 0 | 0 | 0 | 0 | 0 | 0 | 0 | 0 | 0 | 0 | 0 | 0 | 0 | 0 | 0 | 0 | 0 | 0 | 0 | 0 | 0 | 0 | 0
Transportation Pollutant Emissions Disaggregated[rail,BC,freight,biofuel diesel tf] | NoSettings | 0 | 0 | 0 | 0 | 0 | 0 | 0 | 0 | 0 | 0 | 0 | 0 | 0 | 0 | 0 | 0 | 0 | 0 | 0 | 0 | 0 | 0 | 0 | 0 | 0 | 0 | 0 | 0 | 0 | 0 | 0
Transportation Pollutant Emissions Disaggregated[rail,BC,freight,jet fuel tf] | NoSettings | 0 | 0 | 0 | 0 | 0 | 0 | 0 | 0 | 0 | 0 | 0 | 0 | 0 | 0 | 0 | 0 | 0 | 0 | 0 | 0 | 0 | 0 | 0 | 0 | 0 | 0 | 0 | 0 | 0 | 0 | 0
Transportation Pollutant Emissions Disaggregated[rail,BC,freight,heavy or residual fuel oil tf] | NoSettings | 0 | 0 | 0 | 0 | 0 | 0 | 0 | 0 | 0 | 0 | 0 | 0 | 0 | 0 | 0 | 0 | 0 | 0 | 0 | 0 | 0 | 0 | 0 | 0 | 0 | 0 | 0 | 0 | 0 | 0 | 0
Transportation Pollutant Emissions Disaggregated[rail,BC,freight,LPG propane or butane tf] | NoSettings | 0 | 0 | 0 | 0 | 0 | 0 | 0 | 0 | 0 | 0 | 0 | 0 | 0 | 0 | 0 | 0 | 0 | 0 | 0 | 0 | 0 | 0 | 0 | 0 | 0 | 0 | 0 | 0 | 0 | 0 | 0
Transportation Pollutant Emissions Disaggregated[rail,BC,freight,hydrogen tf] | NoSettings | 0 | 0 | 0 | 0 | 0 | 0 | 0 | 0 | 0 | 0 | 0 | 0 | 0 | 0 | 0 | 0 | 0 | 0 | 0 | 0 | 0 | 0 | 0 | 0 | 0 | 0 | 0 | 0 | 0 | 0 | 0
Transportation Pollutant Emissions Disaggregated[rail,OC,passenger,electricity tf] | NoSettings | 0 | 0 | 0 | 0 | 0 | 0 | 0 | 0 | 0 | 0 | 0 | 0 | 0 | 0 | 0 | 0 | 0 | 0 | 0 | 0 | 0 | 0 | 0 | 0 | 0 | 0 | 0 | 0 | 0 | 0 | 0
Transportation Pollutant Emissions Disaggregated[rail,OC,passenger,natural gas tf] | NoSettings | 0 | 0 | 0 | 0 | 0 | 0 | 0 | 0 | 0 | 0 | 0 | 0 | 0 | 0 | 0 | 0 | 0 | 0 | 0 | 0 | 0 | 0 | 0 | 0 | 0 | 0 | 0 | 0 | 0 | 0 | 0
Transportation Pollutant Emissions Disaggregated[rail,OC,passenger,petroleum gasoline tf] | NoSettings | 0 | 0 | 0 | 0 | 0 | 0 | 0 | 0 | 0 | 0 | 0 | 0 | 0 | 0 | 0 | 0 | 0 | 0 | 0 | 0 | 0 | 0 | 0 | 0 | 0 | 0 | 0 | 0 | 0 | 0 | 0
Transportation Pollutant Emissions Disaggregated[rail,OC,passenger,petroleum diesel tf] | NoSettings | 14906700 | 14657500 | 14355900 | 14098900 | 13836200 | 13566600 | 13289200 | 13005100 | 12719800 | 12431800 | 12180700 | 11929300 | 11680500 | 11436400 | 11197700 | 11025800 | 10856700 | 10689600 | 10525100 | 10362600 | 10202600 | 10043900 | 9891800 | 9759130 | 9632360 | 9507890 | 9384970 | 9267570 | 9201020 | 9140790 | 9073390
Transportation Pollutant Emissions Disaggregated[rail,OC,passenger,biofuel gasoline tf] | NoSettings | 0 | 0 | 0 | 0 | 0 | 0 | 0 | 0 | 0 | 0 | 0 | 0 | 0 | 0 | 0 | 0 | 0 | 0 | 0 | 0 | 0 | 0 | 0 | 0 | 0 | 0 | 0 | 0 | 0 | 0 | 0
Transportation Pollutant Emissions Disaggregated[rail,OC,passenger,biofuel diesel tf] | NoSettings | 0 | 0 | 0 | 0 | 0 | 0 | 0 | 0 | 0 | 0 | 0 | 0 | 0 | 0 | 0 | 0 | 0 | 0 | 0 | 0 | 0 | 0 | 0 | 0 | 0 | 0 | 0 | 0 | 0 | 0 | 0
Transportation Pollutant Emissions Disaggregated[rail,OC,passenger,jet fuel tf] | NoSettings | 0 | 0 | 0 | 0 | 0 | 0 | 0 | 0 | 0 | 0 | 0 | 0 | 0 | 0 | 0 | 0 | 0 | 0 | 0 | 0 | 0 | 0 | 0 | 0 | 0 | 0 | 0 | 0 | 0 | 0 | 0
Transportation Pollutant Emissions Disaggregated[rail,OC,passenger,heavy or residual fuel oil tf] | NoSettings | 0 | 0 | 0 | 0 | 0 | 0 | 0 | 0 | 0 | 0 | 0 | 0 | 0 | 0 | 0 | 0 | 0 | 0 | 0 | 0 | 0 | 0 | 0 | 0 | 0 | 0 | 0 | 0 | 0 | 0 | 0
Transportation Pollutant Emissions Disaggregated[rail,OC,passenger,LPG propane or butane tf] | NoSettings | 0 | 0 | 0 | 0 | 0 | 0 | 0 | 0 | 0 | 0 | 0 | 0 | 0 | 0 | 0 | 0 | 0 | 0 | 0 | 0 | 0 | 0 | 0 | 0 | 0 | 0 | 0 | 0 | 0 | 0 | 0
Transportation Pollutant Emissions Disaggregated[rail,OC,passenger,hydrogen tf] | NoSettings | 0 | 0 | 0 | 0 | 0 | 0 | 0 | 0 | 0 | 0 | 0 | 0 | 0 | 0 | 0 | 0 | 0 | 0 | 0 | 0 | 0 | 0 | 0 | 0 | 0 | 0 | 0 | 0 | 0 | 0 | 0
Transportation Pollutant Emissions Disaggregated[rail,OC,freight,electricity tf] | NoSettings | 0 | 0 | 0 | 0 | 0 | 0 | 0 | 0 | 0 | 0 | 0 | 0 | 0 | 0 | 0 | 0 | 0 | 0 | 0 | 0 | 0 | 0 | 0 | 0 | 0 | 0 | 0 | 0 | 0 | 0 | 0
Transportation Pollutant Emissions Disaggregated[rail,OC,freight,natural gas tf] | NoSettings | 0 | 0 | 0 | 0 | 0 | 0 | 0 | 0 | 0 | 0 | 0 | 0 | 0 | 0 | 0 | 0 | 0 | 0 | 0 | 0 | 0 | 0 | 0 | 0 | 0 | 0 | 0 | 0 | 0 | 0 | 0
Transportation Pollutant Emissions Disaggregated[rail,OC,freight,petroleum gasoline tf] | NoSettings | 0 | 0 | 0 | 0 | 0 | 0 | 0 | 0 | 0 | 0 | 0 | 0 | 0 | 0 | 0 | 0 | 0 | 0 | 0 | 0 | 0 | 0 | 0 | 0 | 0 | 0 | 0 | 0 | 0 | 0 | 0
Transportation Pollutant Emissions Disaggregated[rail,OC,freight,petroleum diesel tf] | NoSettings | 495640000 | 502555000 | 514511000 | 521842000 | 529065000 | 540959000 | 547929000 | 559407000 | 570908000 | 577657000 | 588939000 | 600235000 | 611610000 | 618424000 | 629950000 | 641632000 | 658082000 | 670085000 | 682556000 | 695205000 | 712694000 | 725776000 | 743546000 | 756988000 | 775114000 | 793418000 | 807338000 | 825938000 | 844615000 | 867975000 | 882633000
Transportation Pollutant Emissions Disaggregated[rail,OC,freight,biofuel gasoline tf] | NoSettings | 0 | 0 | 0 | 0 | 0 | 0 | 0 | 0 | 0 | 0 | 0 | 0 | 0 | 0 | 0 | 0 | 0 | 0 | 0 | 0 | 0 | 0 | 0 | 0 | 0 | 0 | 0 | 0 | 0 | 0 | 0
Transportation Pollutant Emissions Disaggregated[rail,OC,freight,biofuel diesel tf] | NoSettings | 0 | 0 | 0 | 0 | 0 | 0 | 0 | 0 | 0 | 0 | 0 | 0 | 0 | 0 | 0 | 0 | 0 | 0 | 0 | 0 | 0 | 0 | 0 | 0 | 0 | 0 | 0 | 0 | 0 | 0 | 0
Transportation Pollutant Emissions Disaggregated[rail,OC,freight,jet fuel tf] | NoSettings | 0 | 0 | 0 | 0 | 0 | 0 | 0 | 0 | 0 | 0 | 0 | 0 | 0 | 0 | 0 | 0 | 0 | 0 | 0 | 0 | 0 | 0 | 0 | 0 | 0 | 0 | 0 | 0 | 0 | 0 | 0
Transportation Pollutant Emissions Disaggregated[rail,OC,freight,heavy or residual fuel oil tf] | NoSettings | 0 | 0 | 0 | 0 | 0 | 0 | 0 | 0 | 0 | 0 | 0 | 0 | 0 | 0 | 0 | 0 | 0 | 0 | 0 | 0 | 0 | 0 | 0 | 0 | 0 | 0 | 0 | 0 | 0 | 0 | 0
Transportation Pollutant Emissions Disaggregated[rail,OC,freight,LPG propane or butane tf] | NoSettings | 0 | 0 | 0 | 0 | 0 | 0 | 0 | 0 | 0 | 0 | 0 | 0 | 0 | 0 | 0 | 0 | 0 | 0 | 0 | 0 | 0 | 0 | 0 | 0 | 0 | 0 | 0 | 0 | 0 | 0 | 0
Transportation Pollutant Emissions Disaggregated[rail,OC,freight,hydrogen tf] | NoSettings | 0 | 0 | 0 | 0 | 0 | 0 | 0 | 0 | 0 | 0 | 0 | 0 | 0 | 0 | 0 | 0 | 0 | 0 | 0 | 0 | 0 | 0 | 0 | 0 | 0 | 0 | 0 | 0 | 0 | 0 | 0
Transportation Pollutant Emissions Disaggregated[rail,CH4,passenger,electricity tf] | NoSettings | 0 | 0 | 0 | 0 | 0 | 0 | 0 | 0 | 0 | 0 | 0 | 0 | 0 | 0 | 0 | 0 | 0 | 0 | 0 | 0 | 0 | 0 | 0 | 0 | 0 | 0 | 0 | 0 | 0 | 0 | 0
Transportation Pollutant Emissions Disaggregated[rail,CH4,passenger,natural gas tf] | NoSettings | 0 | 0 | 0 | 0 | 0 | 0 | 0 | 0 | 0 | 0 | 0 | 0 | 0 | 0 | 0 | 0 | 0 | 0 | 0 | 0 | 0 | 0 | 0 | 0 | 0 | 0 | 0 | 0 | 0 | 0 | 0
Transportation Pollutant Emissions Disaggregated[rail,CH4,passenger,petroleum gasoline tf] | NoSettings | 0 | 0 | 0 | 0 | 0 | 0 | 0 | 0 | 0 | 0 | 0 | 0 | 0 | 0 | 0 | 0 | 0 | 0 | 0 | 0 | 0 | 0 | 0 | 0 | 0 | 0 | 0 | 0 | 0 | 0 | 0
Transportation Pollutant Emissions Disaggregated[rail,CH4,passenger,petroleum diesel tf] | NoSettings | 1919070 | 1886990 | 1848160 | 1815070 | 1781260 | 1746550 | 1710830 | 1674260 | 1637530 | 1600450 | 1568130 | 1535760 | 1503730 | 1472310 | 1441570 | 1419450 | 1397670 | 1376160 | 1354990 | 1334070 | 1313470 | 1293040 | 1273460 | 1256380 | 1240060 | 1224030 | 1208210 | 1193100 | 1184530 | 1176770 | 1168100
Transportation Pollutant Emissions Disaggregated[rail,CH4,passenger,biofuel gasoline tf] | NoSettings | 0 | 0 | 0 | 0 | 0 | 0 | 0 | 0 | 0 | 0 | 0 | 0 | 0 | 0 | 0 | 0 | 0 | 0 | 0 | 0 | 0 | 0 | 0 | 0 | 0 | 0 | 0 | 0 | 0 | 0 | 0
Transportation Pollutant Emissions Disaggregated[rail,CH4,passenger,biofuel diesel tf] | NoSettings | 0 | 0 | 0 | 0 | 0 | 0 | 0 | 0 | 0 | 0 | 0 | 0 | 0 | 0 | 0 | 0 | 0 | 0 | 0 | 0 | 0 | 0 | 0 | 0 | 0 | 0 | 0 | 0 | 0 | 0 | 0
Transportation Pollutant Emissions Disaggregated[rail,CH4,passenger,jet fuel tf] | NoSettings | 0 | 0 | 0 | 0 | 0 | 0 | 0 | 0 | 0 | 0 | 0 | 0 | 0 | 0 | 0 | 0 | 0 | 0 | 0 | 0 | 0 | 0 | 0 | 0 | 0 | 0 | 0 | 0 | 0 | 0 | 0
Transportation Pollutant Emissions Disaggregated[rail,CH4,passenger,heavy or residual fuel oil tf] | NoSettings | 0 | 0 | 0 | 0 | 0 | 0 | 0 | 0 | 0 | 0 | 0 | 0 | 0 | 0 | 0 | 0 | 0 | 0 | 0 | 0 | 0 | 0 | 0 | 0 | 0 | 0 | 0 | 0 | 0 | 0 | 0
Transportation Pollutant Emissions Disaggregated[rail,CH4,passenger,LPG propane or butane tf] | NoSettings | 0 | 0 | 0 | 0 | 0 | 0 | 0 | 0 | 0 | 0 | 0 | 0 | 0 | 0 | 0 | 0 | 0 | 0 | 0 | 0 | 0 | 0 | 0 | 0 | 0 | 0 | 0 | 0 | 0 | 0 | 0
Transportation Pollutant Emissions Disaggregated[rail,CH4,passenger,hydrogen tf] | NoSettings | 0 | 0 | 0 | 0 | 0 | 0 | 0 | 0 | 0 | 0 | 0 | 0 | 0 | 0 | 0 | 0 | 0 | 0 | 0 | 0 | 0 | 0 | 0 | 0 | 0 | 0 | 0 | 0 | 0 | 0 | 0
Transportation Pollutant Emissions Disaggregated[rail,CH4,freight,electricity tf] | NoSettings | 0 | 0 | 0 | 0 | 0 | 0 | 0 | 0 | 0 | 0 | 0 | 0 | 0 | 0 | 0 | 0 | 0 | 0 | 0 | 0 | 0 | 0 | 0 | 0 | 0 | 0 | 0 | 0 | 0 | 0 | 0
Transportation Pollutant Emissions Disaggregated[rail,CH4,freight,natural gas tf] | NoSettings | 0 | 0 | 0 | 0 | 0 | 0 | 0 | 0 | 0 | 0 | 0 | 0 | 0 | 0 | 0 | 0 | 0 | 0 | 0 | 0 | 0 | 0 | 0 | 0 | 0 | 0 | 0 | 0 | 0 | 0 | 0
Transportation Pollutant Emissions Disaggregated[rail,CH4,freight,petroleum gasoline tf] | NoSettings | 0 | 0 | 0 | 0 | 0 | 0 | 0 | 0 | 0 | 0 | 0 | 0 | 0 | 0 | 0 | 0 | 0 | 0 | 0 | 0 | 0 | 0 | 0 | 0 | 0 | 0 | 0 | 0 | 0 | 0 | 0
Transportation Pollutant Emissions Disaggregated[rail,CH4,freight,petroleum diesel tf] | NoSettings | 63808100 | 64698400 | 66237500 | 67181300 | 68111100 | 69642400 | 70539700 | 72017400 | 73498000 | 74366800 | 75819200 | 77273600 | 78737900 | 79615100 | 81098900 | 82602900 | 84720700 | 86265900 | 87871400 | 89499900 | 91751400 | 93435600 | 95723200 | 97453700 | 99787300 | 102144000 | 103936000 | 106330000 | 108735000 | 111742000 | 113629000
Transportation Pollutant Emissions Disaggregated[rail,CH4,freight,biofuel gasoline tf] | NoSettings | 0 | 0 | 0 | 0 | 0 | 0 | 0 | 0 | 0 | 0 | 0 | 0 | 0 | 0 | 0 | 0 | 0 | 0 | 0 | 0 | 0 | 0 | 0 | 0 | 0 | 0 | 0 | 0 | 0 | 0 | 0
Transportation Pollutant Emissions Disaggregated[rail,CH4,freight,biofuel diesel tf] | NoSettings | 0 | 0 | 0 | 0 | 0 | 0 | 0 | 0 | 0 | 0 | 0 | 0 | 0 | 0 | 0 | 0 | 0 | 0 | 0 | 0 | 0 | 0 | 0 | 0 | 0 | 0 | 0 | 0 | 0 | 0 | 0
Transportation Pollutant Emissions Disaggregated[rail,CH4,freight,jet fuel tf] | NoSettings | 0 | 0 | 0 | 0 | 0 | 0 | 0 | 0 | 0 | 0 | 0 | 0 | 0 | 0 | 0 | 0 | 0 | 0 | 0 | 0 | 0 | 0 | 0 | 0 | 0 | 0 | 0 | 0 | 0 | 0 | 0
Transportation Pollutant Emissions Disaggregated[rail,CH4,freight,heavy or residual fuel oil tf] | NoSettings | 0 | 0 | 0 | 0 | 0 | 0 | 0 | 0 | 0 | 0 | 0 | 0 | 0 | 0 | 0 | 0 | 0 | 0 | 0 | 0 | 0 | 0 | 0 | 0 | 0 | 0 | 0 | 0 | 0 | 0 | 0
Transportation Pollutant Emissions Disaggregated[rail,CH4,freight,LPG propane or butane tf] | NoSettings | 0 | 0 | 0 | 0 | 0 | 0 | 0 | 0 | 0 | 0 | 0 | 0 | 0 | 0 | 0 | 0 | 0 | 0 | 0 | 0 | 0 | 0 | 0 | 0 | 0 | 0 | 0 | 0 | 0 | 0 | 0
Transportation Pollutant Emissions Disaggregated[rail,CH4,freight,hydrogen tf] | NoSettings | 0 | 0 | 0 | 0 | 0 | 0 | 0 | 0 | 0 | 0 | 0 | 0 | 0 | 0 | 0 | 0 | 0 | 0 | 0 | 0 | 0 | 0 | 0 | 0 | 0 | 0 | 0 | 0 | 0 | 0 | 0
Transportation Pollutant Emissions Disaggregated[rail,N2O,passenger,electricity tf] | NoSettings | 0 | 0 | 0 | 0 | 0 | 0 | 0 | 0 | 0 | 0 | 0 | 0 | 0 | 0 | 0 | 0 | 0 | 0 | 0 | 0 | 0 | 0 | 0 | 0 | 0 | 0 | 0 | 0 | 0 | 0 | 0
Transportation Pollutant Emissions Disaggregated[rail,N2O,passenger,natural gas tf] | NoSettings | 0 | 0 | 0 | 0 | 0 | 0 | 0 | 0 | 0 | 0 | 0 | 0 | 0 | 0 | 0 | 0 | 0 | 0 | 0 | 0 | 0 | 0 | 0 | 0 | 0 | 0 | 0 | 0 | 0 | 0 | 0
Transportation Pollutant Emissions Disaggregated[rail,N2O,passenger,petroleum gasoline tf] | NoSettings | 0 | 0 | 0 | 0 | 0 | 0 | 0 | 0 | 0 | 0 | 0 | 0 | 0 | 0 | 0 | 0 | 0 | 0 | 0 | 0 | 0 | 0 | 0 | 0 | 0 | 0 | 0 | 0 | 0 | 0 | 0
Transportation Pollutant Emissions Disaggregated[rail,N2O,passenger,petroleum diesel tf] | NoSettings | 383813 | 377397 | 369632 | 363014 | 356252 | 349309 | 342167 | 334852 | 327506 | 320091 | 313626 | 307152 | 300746 | 294463 | 288315 | 283889 | 279535 | 275232 | 270998 | 266814 | 262695 | 258608 | 254692 | 251276 | 248012 | 244807 | 241642 | 238619 | 236906 | 235355 | 233619
Transportation Pollutant Emissions Disaggregated[rail,N2O,passenger,biofuel gasoline tf] | NoSettings | 0 | 0 | 0 | 0 | 0 | 0 | 0 | 0 | 0 | 0 | 0 | 0 | 0 | 0 | 0 | 0 | 0 | 0 | 0 | 0 | 0 | 0 | 0 | 0 | 0 | 0 | 0 | 0 | 0 | 0 | 0
Transportation Pollutant Emissions Disaggregated[rail,N2O,passenger,biofuel diesel tf] | NoSettings | 0 | 0 | 0 | 0 | 0 | 0 | 0 | 0 | 0 | 0 | 0 | 0 | 0 | 0 | 0 | 0 | 0 | 0 | 0 | 0 | 0 | 0 | 0 | 0 | 0 | 0 | 0 | 0 | 0 | 0 | 0
Transportation Pollutant Emissions Disaggregated[rail,N2O,passenger,jet fuel tf] | NoSettings | 0 | 0 | 0 | 0 | 0 | 0 | 0 | 0 | 0 | 0 | 0 | 0 | 0 | 0 | 0 | 0 | 0 | 0 | 0 | 0 | 0 | 0 | 0 | 0 | 0 | 0 | 0 | 0 | 0 | 0 | 0
Transportation Pollutant Emissions Disaggregated[rail,N2O,passenger,heavy or residual fuel oil tf] | NoSettings | 0 | 0 | 0 | 0 | 0 | 0 | 0 | 0 | 0 | 0 | 0 | 0 | 0 | 0 | 0 | 0 | 0 | 0 | 0 | 0 | 0 | 0 | 0 | 0 | 0 | 0 | 0 | 0 | 0 | 0 | 0
Transportation Pollutant Emissions Disaggregated[rail,N2O,passenger,LPG propane or butane tf] | NoSettings | 0 | 0 | 0 | 0 | 0 | 0 | 0 | 0 | 0 | 0 | 0 | 0 | 0 | 0 | 0 | 0 | 0 | 0 | 0 | 0 | 0 | 0 | 0 | 0 | 0 | 0 | 0 | 0 | 0 | 0 | 0
Transportation Pollutant Emissions Disaggregated[rail,N2O,passenger,hydrogen tf] | NoSettings | 0 | 0 | 0 | 0 | 0 | 0 | 0 | 0 | 0 | 0 | 0 | 0 | 0 | 0 | 0 | 0 | 0 | 0 | 0 | 0 | 0 | 0 | 0 | 0 | 0 | 0 | 0 | 0 | 0 | 0 | 0
Transportation Pollutant Emissions Disaggregated[rail,N2O,freight,electricity tf] | NoSettings | 0 | 0 | 0 | 0 | 0 | 0 | 0 | 0 | 0 | 0 | 0 | 0 | 0 | 0 | 0 | 0 | 0 | 0 | 0 | 0 | 0 | 0 | 0 | 0 | 0 | 0 | 0 | 0 | 0 | 0 | 0
Transportation Pollutant Emissions Disaggregated[rail,N2O,freight,natural gas tf] | NoSettings | 0 | 0 | 0 | 0 | 0 | 0 | 0 | 0 | 0 | 0 | 0 | 0 | 0 | 0 | 0 | 0 | 0 | 0 | 0 | 0 | 0 | 0 | 0 | 0 | 0 | 0 | 0 | 0 | 0 | 0 | 0
Transportation Pollutant Emissions Disaggregated[rail,N2O,freight,petroleum gasoline tf] | NoSettings | 0 | 0 | 0 | 0 | 0 | 0 | 0 | 0 | 0 | 0 | 0 | 0 | 0 | 0 | 0 | 0 | 0 | 0 | 0 | 0 | 0 | 0 | 0 | 0 | 0 | 0 | 0 | 0 | 0 | 0 | 0
Transportation Pollutant Emissions Disaggregated[rail,N2O,freight,petroleum diesel tf] | NoSettings | 12761600 | 12939700 | 13247500 | 13436300 | 13622200 | 13928500 | 14107900 | 14403500 | 14699600 | 14873400 | 15163800 | 15454700 | 15747600 | 15923000 | 16219800 | 16520600 | 16944100 | 17253200 | 17574300 | 17900000 | 18350300 | 18687100 | 19144600 | 19490700 | 19957500 | 20428700 | 20787100 | 21266000 | 21746900 | 22348400 | 22725800
Transportation Pollutant Emissions Disaggregated[rail,N2O,freight,biofuel gasoline tf] | NoSettings | 0 | 0 | 0 | 0 | 0 | 0 | 0 | 0 | 0 | 0 | 0 | 0 | 0 | 0 | 0 | 0 | 0 | 0 | 0 | 0 | 0 | 0 | 0 | 0 | 0 | 0 | 0 | 0 | 0 | 0 | 0
Transportation Pollutant Emissions Disaggregated[rail,N2O,freight,biofuel diesel tf] | NoSettings | 0 | 0 | 0 | 0 | 0 | 0 | 0 | 0 | 0 | 0 | 0 | 0 | 0 | 0 | 0 | 0 | 0 | 0 | 0 | 0 | 0 | 0 | 0 | 0 | 0 | 0 | 0 | 0 | 0 | 0 | 0
Transportation Pollutant Emissions Disaggregated[rail,N2O,freight,jet fuel tf] | NoSettings | 0 | 0 | 0 | 0 | 0 | 0 | 0 | 0 | 0 | 0 | 0 | 0 | 0 | 0 | 0 | 0 | 0 | 0 | 0 | 0 | 0 | 0 | 0 | 0 | 0 | 0 | 0 | 0 | 0 | 0 | 0
Transportation Pollutant Emissions Disaggregated[rail,N2O,freight,heavy or residual fuel oil tf] | NoSettings | 0 | 0 | 0 | 0 | 0 | 0 | 0 | 0 | 0 | 0 | 0 | 0 | 0 | 0 | 0 | 0 | 0 | 0 | 0 | 0 | 0 | 0 | 0 | 0 | 0 | 0 | 0 | 0 | 0 | 0 | 0
Transportation Pollutant Emissions Disaggregated[rail,N2O,freight,LPG propane or butane tf] | NoSettings | 0 | 0 | 0 | 0 | 0 | 0 | 0 | 0 | 0 | 0 | 0 | 0 | 0 | 0 | 0 | 0 | 0 | 0 | 0 | 0 | 0 | 0 | 0 | 0 | 0 | 0 | 0 | 0 | 0 | 0 | 0
Transportation Pollutant Emissions Disaggregated[rail,N2O,freight,hydrogen tf] | NoSettings | 0 | 0 | 0 | 0 | 0 | 0 | 0 | 0 | 0 | 0 | 0 | 0 | 0 | 0 | 0 | 0 | 0 | 0 | 0 | 0 | 0 | 0 | 0 | 0 | 0 | 0 | 0 | 0 | 0 | 0 | 0
Transportation Pollutant Emissions Disaggregated[rail,F gases,passenger,electricity tf] | NoSettings | 0 | 0 | 0 | 0 | 0 | 0 | 0 | 0 | 0 | 0 | 0 | 0 | 0 | 0 | 0 | 0 | 0 | 0 | 0 | 0 | 0 | 0 | 0 | 0 | 0 | 0 | 0 | 0 | 0 | 0 | 0
Transportation Pollutant Emissions Disaggregated[rail,F gases,passenger,natural gas tf] | NoSettings | 0 | 0 | 0 | 0 | 0 | 0 | 0 | 0 | 0 | 0 | 0 | 0 | 0 | 0 | 0 | 0 | 0 | 0 | 0 | 0 | 0 | 0 | 0 | 0 | 0 | 0 | 0 | 0 | 0 | 0 | 0
Transportation Pollutant Emissions Disaggregated[rail,F gases,passenger,petroleum gasoline tf] | NoSettings | 0 | 0 | 0 | 0 | 0 | 0 | 0 | 0 | 0 | 0 | 0 | 0 | 0 | 0 | 0 | 0 | 0 | 0 | 0 | 0 | 0 | 0 | 0 | 0 | 0 | 0 | 0 | 0 | 0 | 0 | 0
Transportation Pollutant Emissions Disaggregated[rail,F gases,passenger,petroleum diesel tf] | NoSettings | 0 | 0 | 0 | 0 | 0 | 0 | 0 | 0 | 0 | 0 | 0 | 0 | 0 | 0 | 0 | 0 | 0 | 0 | 0 | 0 | 0 | 0 | 0 | 0 | 0 | 0 | 0 | 0 | 0 | 0 | 0
Transportation Pollutant Emissions Disaggregated[rail,F gases,passenger,biofuel gasoline tf] | NoSettings | 0 | 0 | 0 | 0 | 0 | 0 | 0 | 0 | 0 | 0 | 0 | 0 | 0 | 0 | 0 | 0 | 0 | 0 | 0 | 0 | 0 | 0 | 0 | 0 | 0 | 0 | 0 | 0 | 0 | 0 | 0
Transportation Pollutant Emissions Disaggregated[rail,F gases,passenger,biofuel diesel tf] | NoSettings | 0 | 0 | 0 | 0 | 0 | 0 | 0 | 0 | 0 | 0 | 0 | 0 | 0 | 0 | 0 | 0 | 0 | 0 | 0 | 0 | 0 | 0 | 0 | 0 | 0 | 0 | 0 | 0 | 0 | 0 | 0
Transportation Pollutant Emissions Disaggregated[rail,F gases,passenger,jet fuel tf] | NoSettings | 0 | 0 | 0 | 0 | 0 | 0 | 0 | 0 | 0 | 0 | 0 | 0 | 0 | 0 | 0 | 0 | 0 | 0 | 0 | 0 | 0 | 0 | 0 | 0 | 0 | 0 | 0 | 0 | 0 | 0 | 0
Transportation Pollutant Emissions Disaggregated[rail,F gases,passenger,heavy or residual fuel oil tf] | NoSettings | 0 | 0 | 0 | 0 | 0 | 0 | 0 | 0 | 0 | 0 | 0 | 0 | 0 | 0 | 0 | 0 | 0 | 0 | 0 | 0 | 0 | 0 | 0 | 0 | 0 | 0 | 0 | 0 | 0 | 0 | 0
Transportation Pollutant Emissions Disaggregated[rail,F gases,passenger,LPG propane or butane tf] | NoSettings | 0 | 0 | 0 | 0 | 0 | 0 | 0 | 0 | 0 | 0 | 0 | 0 | 0 | 0 | 0 | 0 | 0 | 0 | 0 | 0 | 0 | 0 | 0 | 0 | 0 | 0 | 0 | 0 | 0 | 0 | 0
Transportation Pollutant Emissions Disaggregated[rail,F gases,passenger,hydrogen tf] | NoSettings | 0 | 0 | 0 | 0 | 0 | 0 | 0 | 0 | 0 | 0 | 0 | 0 | 0 | 0 | 0 | 0 | 0 | 0 | 0 | 0 | 0 | 0 | 0 | 0 | 0 | 0 | 0 | 0 | 0 | 0 | 0
Transportation Pollutant Emissions Disaggregated[rail,F gases,freight,electricity tf] | NoSettings | 0 | 0 | 0 | 0 | 0 | 0 | 0 | 0 | 0 | 0 | 0 | 0 | 0 | 0 | 0 | 0 | 0 | 0 | 0 | 0 | 0 | 0 | 0 | 0 | 0 | 0 | 0 | 0 | 0 | 0 | 0
Transportation Pollutant Emissions Disaggregated[rail,F gases,freight,natural gas tf] | NoSettings | 0 | 0 | 0 | 0 | 0 | 0 | 0 | 0 | 0 | 0 | 0 | 0 | 0 | 0 | 0 | 0 | 0 | 0 | 0 | 0 | 0 | 0 | 0 | 0 | 0 | 0 | 0 | 0 | 0 | 0 | 0
Transportation Pollutant Emissions Disaggregated[rail,F gases,freight,petroleum gasoline tf] | NoSettings | 0 | 0 | 0 | 0 | 0 | 0 | 0 | 0 | 0 | 0 | 0 | 0 | 0 | 0 | 0 | 0 | 0 | 0 | 0 | 0 | 0 | 0 | 0 | 0 | 0 | 0 | 0 | 0 | 0 | 0 | 0
Transportation Pollutant Emissions Disaggregated[rail,F gases,freight,petroleum diesel tf] | NoSettings | 0 | 0 | 0 | 0 | 0 | 0 | 0 | 0 | 0 | 0 | 0 | 0 | 0 | 0 | 0 | 0 | 0 | 0 | 0 | 0 | 0 | 0 | 0 | 0 | 0 | 0 | 0 | 0 | 0 | 0 | 0
Transportation Pollutant Emissions Disaggregated[rail,F gases,freight,biofuel gasoline tf] | NoSettings | 0 | 0 | 0 | 0 | 0 | 0 | 0 | 0 | 0 | 0 | 0 | 0 | 0 | 0 | 0 | 0 | 0 | 0 | 0 | 0 | 0 | 0 | 0 | 0 | 0 | 0 | 0 | 0 | 0 | 0 | 0
Transportation Pollutant Emissions Disaggregated[rail,F gases,freight,biofuel diesel tf] | NoSettings | 0 | 0 | 0 | 0 | 0 | 0 | 0 | 0 | 0 | 0 | 0 | 0 | 0 | 0 | 0 | 0 | 0 | 0 | 0 | 0 | 0 | 0 | 0 | 0 | 0 | 0 | 0 | 0 | 0 | 0 | 0
Transportation Pollutant Emissions Disaggregated[rail,F gases,freight,jet fuel tf] | NoSettings | 0 | 0 | 0 | 0 | 0 | 0 | 0 | 0 | 0 | 0 | 0 | 0 | 0 | 0 | 0 | 0 | 0 | 0 | 0 | 0 | 0 | 0 | 0 | 0 | 0 | 0 | 0 | 0 | 0 | 0 | 0
Transportation Pollutant Emissions Disaggregated[rail,F gases,freight,heavy or residual fuel oil tf] | NoSettings | 0 | 0 | 0 | 0 | 0 | 0 | 0 | 0 | 0 | 0 | 0 | 0 | 0 | 0 | 0 | 0 | 0 | 0 | 0 | 0 | 0 | 0 | 0 | 0 | 0 | 0 | 0 | 0 | 0 | 0 | 0
Transportation Pollutant Emissions Disaggregated[rail,F gases,freight,LPG propane or butane tf] | NoSettings | 0 | 0 | 0 | 0 | 0 | 0 | 0 | 0 | 0 | 0 | 0 | 0 | 0 | 0 | 0 | 0 | 0 | 0 | 0 | 0 | 0 | 0 | 0 | 0 | 0 | 0 | 0 | 0 | 0 | 0 | 0
Transportation Pollutant Emissions Disaggregated[rail,F gases,freight,hydrogen tf] | NoSettings | 0 | 0 | 0 | 0 | 0 | 0 | 0 | 0 | 0 | 0 | 0 | 0 | 0 | 0 | 0 | 0 | 0 | 0 | 0 | 0 | 0 | 0 | 0 | 0 | 0 | 0 | 0 | 0 | 0 | 0 | 0
Transportation Pollutant Emissions Disaggregated[ships,CO2,passenger,electricity tf] | NoSettings | 0 | 0 | 0 | 0 | 0 | 0 | 0 | 0 | 0 | 0 | 0 | 0 | 0 | 0 | 0 | 0 | 0 | 0 | 0 | 0 | 0 | 0 | 0 | 0 | 0 | 0 | 0 | 0 | 0 | 0 | 0
Transportation Pollutant Emissions Disaggregated[ships,CO2,passenger,natural gas tf] | NoSettings | 0 | 0 | 0 | 0 | 0 | 0 | 0 | 0 | 0 | 0 | 0 | 0 | 0 | 0 | 0 | 0 | 0 | 0 | 0 | 0 | 0 | 0 | 0 | 0 | 0 | 0 | 0 | 0 | 0 | 0 | 0
Transportation Pollutant Emissions Disaggregated[ships,CO2,passenger,petroleum gasoline tf] | NoSettings | 0 | 0 | 0 | 0 | 0 | 0 | 0 | 0 | 0 | 0 | 0 | 0 | 0 | 0 | 0 | 0 | 0 | 0 | 0 | 0 | 0 | 0 | 0 | 0 | 0 | 0 | 0 | 0 | 0 | 0 | 0
Transportation Pollutant Emissions Disaggregated[ships,CO2,passenger,petroleum diesel tf] | NoSettings | 1240500000000 | 1244770000000 | 1249100000000 | 1253550000000 | 1270680000000 | 1275480000000 | 1293090000000 | 1298260000000 | 1303470000000 | 1308720000000 | 1314000000000 | 1319280000000 | 1324600000000 | 1329950000000 | 1348540000000 | 1354250000000 | 1360000000000 | 1365750000000 | 1371500000000 | 1363800000000 | 1369340000000 | 1374910000000 | 1380470000000 | 1386080000000 | 1391720000000 | 1397360000000 | 1402990000000 | 1408660000000 | 1414380000000 | 1420080000000 | 1418540000000
Transportation Pollutant Emissions Disaggregated[ships,CO2,passenger,biofuel gasoline tf] | NoSettings | 0 | 0 | 0 | 0 | 0 | 0 | 0 | 0 | 0 | 0 | 0 | 0 | 0 | 0 | 0 | 0 | 0 | 0 | 0 | 0 | 0 | 0 | 0 | 0 | 0 | 0 | 0 | 0 | 0 | 0 | 0
Transportation Pollutant Emissions Disaggregated[ships,CO2,passenger,biofuel diesel tf] | NoSettings | 0 | 0 | 0 | 0 | 0 | 0 | 0 | 0 | 0 | 0 | 0 | 0 | 0 | 0 | 0 | 0 | 0 | 0 | 0 | 0 | 0 | 0 | 0 | 0 | 0 | 0 | 0 | 0 | 0 | 0 | 0
Transportation Pollutant Emissions Disaggregated[ships,CO2,passenger,jet fuel tf] | NoSettings | 0 | 0 | 0 | 0 | 0 | 0 | 0 | 0 | 0 | 0 | 0 | 0 | 0 | 0 | 0 | 0 | 0 | 0 | 0 | 0 | 0 | 0 | 0 | 0 | 0 | 0 | 0 | 0 | 0 | 0 | 0
Transportation Pollutant Emissions Disaggregated[ships,CO2,passenger,heavy or residual fuel oil tf] | NoSettings | 0 | 0 | 0 | 0 | 0 | 0 | 0 | 0 | 0 | 0 | 0 | 0 | 0 | 0 | 0 | 0 | 0 | 0 | 0 | 0 | 0 | 0 | 0 | 0 | 0 | 0 | 0 | 0 | 0 | 0 | 0
Transportation Pollutant Emissions Disaggregated[ships,CO2,passenger,LPG propane or butane tf] | NoSettings | 0 | 0 | 0 | 0 | 0 | 0 | 0 | 0 | 0 | 0 | 0 | 0 | 0 | 0 | 0 | 0 | 0 | 0 | 0 | 0 | 0 | 0 | 0 | 0 | 0 | 0 | 0 | 0 | 0 | 0 | 0
Transportation Pollutant Emissions Disaggregated[ships,CO2,passenger,hydrogen tf] | NoSettings | 0 | 0 | 0 | 0 | 0 | 0 | 0 | 0 | 0 | 0 | 0 | 0 | 0 | 0 | 0 | 0 | 0 | 0 | 0 | 0 | 0 | 0 | 0 | 0 | 0 | 0 | 0 | 0 | 0 | 0 | 0
Transportation Pollutant Emissions Disaggregated[ships,CO2,freight,electricity tf] | NoSettings | 0 | 0 | 0 | 0 | 0 | 0 | 0 | 0 | 0 | 0 | 0 | 0 | 0 | 0 | 0 | 0 | 0 | 0 | 0 | 0 | 0 | 0 | 0 | 0 | 0 | 0 | 0 | 0 | 0 | 0 | 0
Transportation Pollutant Emissions Disaggregated[ships,CO2,freight,natural gas tf] | NoSettings | 0 | 0 | 0 | 0 | 0 | 0 | 0 | 0 | 0 | 0 | 0 | 0 | 0 | 0 | 0 | 0 | 0 | 0 | 0 | 0 | 0 | 0 | 0 | 0 | 0 | 0 | 0 | 0 | 0 | 0 | 0
Transportation Pollutant Emissions Disaggregated[ships,CO2,freight,petroleum gasoline tf] | NoSettings | 0 | 0 | 0 | 0 | 0 | 0 | 0 | 0 | 0 | 0 | 0 | 0 | 0 | 0 | 0 | 0 | 0 | 0 | 0 | 0 | 0 | 0 | 0 | 0 | 0 | 0 | 0 | 0 | 0 | 0 | 0
Transportation Pollutant Emissions Disaggregated[ships,CO2,freight,petroleum diesel tf] | NoSettings | 1447080000000 | 1331320000000 | 1459930000000 | 1185760000000 | 1186220000000 | 1205470000000 | 1337760000000 | 1423500000000 | 1616420000000 | 1681450000000 | 1598530000000 | 1653500000000 | 1716190000000 | 1791640000000 | 1851520000000 | 1934210000000 | 2172510000000 | 2269640000000 | 2397620000000 | 2508580000000 | 2637620000000 | 2655060000000 | 2862130000000 | 2961830000000 | 3160560000000 | 3155120000000 | 3405470000000 | 3534330000000 | 3650640000000 | 3797150000000 | 3918580000000
Transportation Pollutant Emissions Disaggregated[ships,CO2,freight,biofuel gasoline tf] | NoSettings | 0 | 0 | 0 | 0 | 0 | 0 | 0 | 0 | 0 | 0 | 0 | 0 | 0 | 0 | 0 | 0 | 0 | 0 | 0 | 0 | 0 | 0 | 0 | 0 | 0 | 0 | 0 | 0 | 0 | 0 | 0
Transportation Pollutant Emissions Disaggregated[ships,CO2,freight,biofuel diesel tf] | NoSettings | 0 | 0 | 0 | 0 | 0 | 0 | 0 | 0 | 0 | 0 | 0 | 0 | 0 | 0 | 0 | 0 | 0 | 0 | 0 | 0 | 0 | 0 | 0 | 0 | 0 | 0 | 0 | 0 | 0 | 0 | 0
Transportation Pollutant Emissions Disaggregated[ships,CO2,freight,jet fuel tf] | NoSettings | 0 | 0 | 0 | 0 | 0 | 0 | 0 | 0 | 0 | 0 | 0 | 0 | 0 | 0 | 0 | 0 | 0 | 0 | 0 | 0 | 0 | 0 | 0 | 0 | 0 | 0 | 0 | 0 | 0 | 0 | 0
Transportation Pollutant Emissions Disaggregated[ships,CO2,freight,heavy or residual fuel oil tf] | NoSettings | 1278100000000 | 1510460000000 | 1524060000000 | 1921940000000 | 2044060000000 | 2148920000000 | 2168270000000 | 2238260000000 | 2202520000000 | 2301040000000 | 2553060000000 | 2637610000000 | 2745750000000 | 2844030000000 | 2933420000000 | 3032040000000 | 2976680000000 | 3100730000000 | 3167210000000 | 3285710000000 | 3359060000000 | 3549310000000 | 3578920000000 | 3692410000000 | 3739820000000 | 3967780000000 | 3970730000000 | 4069910000000 | 4184800000000 | 4305180000000 | 4394830000000
Transportation Pollutant Emissions Disaggregated[ships,CO2,freight,LPG propane or butane tf] | NoSettings | 0 | 0 | 0 | 0 | 0 | 0 | 0 | 0 | 0 | 0 | 0 | 0 | 0 | 0 | 0 | 0 | 0 | 0 | 0 | 0 | 0 | 0 | 0 | 0 | 0 | 0 | 0 | 0 | 0 | 0 | 0
Transportation Pollutant Emissions Disaggregated[ships,CO2,freight,hydrogen tf] | NoSettings | 0 | 0 | 0 | 0 | 0 | 0 | 0 | 0 | 0 | 0 | 0 | 0 | 0 | 0 | 0 | 0 | 0 | 0 | 0 | 0 | 0 | 0 | 0 | 0 | 0 | 0 | 0 | 0 | 0 | 0 | 0
Transportation Pollutant Emissions Disaggregated[ships,VOC,passenger,electricity tf] | NoSettings | 0 | 0 | 0 | 0 | 0 | 0 | 0 | 0 | 0 | 0 | 0 | 0 | 0 | 0 | 0 | 0 | 0 | 0 | 0 | 0 | 0 | 0 | 0 | 0 | 0 | 0 | 0 | 0 | 0 | 0 | 0
Transportation Pollutant Emissions Disaggregated[ships,VOC,passenger,natural gas tf] | NoSettings | 0 | 0 | 0 | 0 | 0 | 0 | 0 | 0 | 0 | 0 | 0 | 0 | 0 | 0 | 0 | 0 | 0 | 0 | 0 | 0 | 0 | 0 | 0 | 0 | 0 | 0 | 0 | 0 | 0 | 0 | 0
Transportation Pollutant Emissions Disaggregated[ships,VOC,passenger,petroleum gasoline tf] | NoSettings | 0 | 0 | 0 | 0 | 0 | 0 | 0 | 0 | 0 | 0 | 0 | 0 | 0 | 0 | 0 | 0 | 0 | 0 | 0 | 0 | 0 | 0 | 0 | 0 | 0 | 0 | 0 | 0 | 0 | 0 | 0
Transportation Pollutant Emissions Disaggregated[ships,VOC,passenger,petroleum diesel tf] | NoSettings | 1248830000 | 1253120000 | 1257490000 | 1261960000 | 1279210000 | 1284040000 | 1301770000 | 1306970000 | 1312220000 | 1317500000 | 1322820000 | 1328140000 | 1333490000 | 1338880000 | 1357590000 | 1363340000 | 1369130000 | 1374920000 | 1380700000 | 1372950000 | 1378520000 | 1384130000 | 1389740000 | 1395380000 | 1401060000 | 1406740000 | 1412410000 | 1418120000 | 1423870000 | 1429610000 | 1428060000
Transportation Pollutant Emissions Disaggregated[ships,VOC,passenger,biofuel gasoline tf] | NoSettings | 0 | 0 | 0 | 0 | 0 | 0 | 0 | 0 | 0 | 0 | 0 | 0 | 0 | 0 | 0 | 0 | 0 | 0 | 0 | 0 | 0 | 0 | 0 | 0 | 0 | 0 | 0 | 0 | 0 | 0 | 0
Transportation Pollutant Emissions Disaggregated[ships,VOC,passenger,biofuel diesel tf] | NoSettings | 0 | 0 | 0 | 0 | 0 | 0 | 0 | 0 | 0 | 0 | 0 | 0 | 0 | 0 | 0 | 0 | 0 | 0 | 0 | 0 | 0 | 0 | 0 | 0 | 0 | 0 | 0 | 0 | 0 | 0 | 0
Transportation Pollutant Emissions Disaggregated[ships,VOC,passenger,jet fuel tf] | NoSettings | 0 | 0 | 0 | 0 | 0 | 0 | 0 | 0 | 0 | 0 | 0 | 0 | 0 | 0 | 0 | 0 | 0 | 0 | 0 | 0 | 0 | 0 | 0 | 0 | 0 | 0 | 0 | 0 | 0 | 0 | 0
Transportation Pollutant Emissions Disaggregated[ships,VOC,passenger,heavy or residual fuel oil tf] | NoSettings | 0 | 0 | 0 | 0 | 0 | 0 | 0 | 0 | 0 | 0 | 0 | 0 | 0 | 0 | 0 | 0 | 0 | 0 | 0 | 0 | 0 | 0 | 0 | 0 | 0 | 0 | 0 | 0 | 0 | 0 | 0
Transportation Pollutant Emissions Disaggregated[ships,VOC,passenger,LPG propane or butane tf] | NoSettings | 0 | 0 | 0 | 0 | 0 | 0 | 0 | 0 | 0 | 0 | 0 | 0 | 0 | 0 | 0 | 0 | 0 | 0 | 0 | 0 | 0 | 0 | 0 | 0 | 0 | 0 | 0 | 0 | 0 | 0 | 0
Transportation Pollutant Emissions Disaggregated[ships,VOC,passenger,hydrogen tf] | NoSettings | 0 | 0 | 0 | 0 | 0 | 0 | 0 | 0 | 0 | 0 | 0 | 0 | 0 | 0 | 0 | 0 | 0 | 0 | 0 | 0 | 0 | 0 | 0 | 0 | 0 | 0 | 0 | 0 | 0 | 0 | 0
Transportation Pollutant Emissions Disaggregated[ships,VOC,freight,electricity tf] | NoSettings | 0 | 0 | 0 | 0 | 0 | 0 | 0 | 0 | 0 | 0 | 0 | 0 | 0 | 0 | 0 | 0 | 0 | 0 | 0 | 0 | 0 | 0 | 0 | 0 | 0 | 0 | 0 | 0 | 0 | 0 | 0
Transportation Pollutant Emissions Disaggregated[ships,VOC,freight,natural gas tf] | NoSettings | 0 | 0 | 0 | 0 | 0 | 0 | 0 | 0 | 0 | 0 | 0 | 0 | 0 | 0 | 0 | 0 | 0 | 0 | 0 | 0 | 0 | 0 | 0 | 0 | 0 | 0 | 0 | 0 | 0 | 0 | 0
Transportation Pollutant Emissions Disaggregated[ships,VOC,freight,petroleum gasoline tf] | NoSettings | 0 | 0 | 0 | 0 | 0 | 0 | 0 | 0 | 0 | 0 | 0 | 0 | 0 | 0 | 0 | 0 | 0 | 0 | 0 | 0 | 0 | 0 | 0 | 0 | 0 | 0 | 0 | 0 | 0 | 0 | 0
Transportation Pollutant Emissions Disaggregated[ships,VOC,freight,petroleum diesel tf] | NoSettings | 1456790000 | 1340260000 | 1469730000 | 1193720000 | 1194180000 | 1213560000 | 1346740000 | 1433050000 | 1627270000 | 1692730000 | 1609250000 | 1664590000 | 1727710000 | 1803670000 | 1863950000 | 1947190000 | 2187090000 | 2284870000 | 2413710000 | 2525410000 | 2655320000 | 2672880000 | 2881330000 | 2981710000 | 3181770000 | 3176290000 | 3428320000 | 3558050000 | 3675130000 | 3822630000 | 3944870000
Transportation Pollutant Emissions Disaggregated[ships,VOC,freight,biofuel gasoline tf] | NoSettings | 0 | 0 | 0 | 0 | 0 | 0 | 0 | 0 | 0 | 0 | 0 | 0 | 0 | 0 | 0 | 0 | 0 | 0 | 0 | 0 | 0 | 0 | 0 | 0 | 0 | 0 | 0 | 0 | 0 | 0 | 0
Transportation Pollutant Emissions Disaggregated[ships,VOC,freight,biofuel diesel tf] | NoSettings | 0 | 0 | 0 | 0 | 0 | 0 | 0 | 0 | 0 | 0 | 0 | 0 | 0 | 0 | 0 | 0 | 0 | 0 | 0 | 0 | 0 | 0 | 0 | 0 | 0 | 0 | 0 | 0 | 0 | 0 | 0
Transportation Pollutant Emissions Disaggregated[ships,VOC,freight,jet fuel tf] | NoSettings | 0 | 0 | 0 | 0 | 0 | 0 | 0 | 0 | 0 | 0 | 0 | 0 | 0 | 0 | 0 | 0 | 0 | 0 | 0 | 0 | 0 | 0 | 0 | 0 | 0 | 0 | 0 | 0 | 0 | 0 | 0
Transportation Pollutant Emissions Disaggregated[ships,VOC,freight,heavy or residual fuel oil tf] | NoSettings | 1268340000 | 1498930000 | 1512430000 | 1907260000 | 2028460000 | 2132510000 | 2151720000 | 2221170000 | 2185710000 | 2283480000 | 2533570000 | 2617470000 | 2724790000 | 2822330000 | 2911030000 | 3008900000 | 2953950000 | 3077060000 | 3143040000 | 3260630000 | 3333420000 | 3522220000 | 3551600000 | 3664220000 | 3711270000 | 3937490000 | 3940420000 | 4038840000 | 4152860000 | 4272320000 | 4361290000
Transportation Pollutant Emissions Disaggregated[ships,VOC,freight,LPG propane or butane tf] | NoSettings | 0 | 0 | 0 | 0 | 0 | 0 | 0 | 0 | 0 | 0 | 0 | 0 | 0 | 0 | 0 | 0 | 0 | 0 | 0 | 0 | 0 | 0 | 0 | 0 | 0 | 0 | 0 | 0 | 0 | 0 | 0
Transportation Pollutant Emissions Disaggregated[ships,VOC,freight,hydrogen tf] | NoSettings | 0 | 0 | 0 | 0 | 0 | 0 | 0 | 0 | 0 | 0 | 0 | 0 | 0 | 0 | 0 | 0 | 0 | 0 | 0 | 0 | 0 | 0 | 0 | 0 | 0 | 0 | 0 | 0 | 0 | 0 | 0
Transportation Pollutant Emissions Disaggregated[ships,CO,passenger,electricity tf] | NoSettings | 0 | 0 | 0 | 0 | 0 | 0 | 0 | 0 | 0 | 0 | 0 | 0 | 0 | 0 | 0 | 0 | 0 | 0 | 0 | 0 | 0 | 0 | 0 | 0 | 0 | 0 | 0 | 0 | 0 | 0 | 0
Transportation Pollutant Emissions Disaggregated[ships,CO,passenger,natural gas tf] | NoSettings | 0 | 0 | 0 | 0 | 0 | 0 | 0 | 0 | 0 | 0 | 0 | 0 | 0 | 0 | 0 | 0 | 0 | 0 | 0 | 0 | 0 | 0 | 0 | 0 | 0 | 0 | 0 | 0 | 0 | 0 | 0
Transportation Pollutant Emissions Disaggregated[ships,CO,passenger,petroleum gasoline tf] | NoSettings | 0 | 0 | 0 | 0 | 0 | 0 | 0 | 0 | 0 | 0 | 0 | 0 | 0 | 0 | 0 | 0 | 0 | 0 | 0 | 0 | 0 | 0 | 0 | 0 | 0 | 0 | 0 | 0 | 0 | 0 | 0
Transportation Pollutant Emissions Disaggregated[ships,CO,passenger,petroleum diesel tf] | NoSettings | 2838030000 | 2847800000 | 2857710000 | 2867870000 | 2907080000 | 2918070000 | 2958340000 | 2970180000 | 2982100000 | 2994100000 | 3006190000 | 3018270000 | 3030430000 | 3042670000 | 3085190000 | 3098260000 | 3111430000 | 3124580000 | 3137720000 | 3120120000 | 3132780000 | 3145530000 | 3158260000 | 3171080000 | 3184000000 | 3196900000 | 3209780000 | 3222760000 | 3235820000 | 3248870000 | 3245360000
Transportation Pollutant Emissions Disaggregated[ships,CO,passenger,biofuel gasoline tf] | NoSettings | 0 | 0 | 0 | 0 | 0 | 0 | 0 | 0 | 0 | 0 | 0 | 0 | 0 | 0 | 0 | 0 | 0 | 0 | 0 | 0 | 0 | 0 | 0 | 0 | 0 | 0 | 0 | 0 | 0 | 0 | 0
Transportation Pollutant Emissions Disaggregated[ships,CO,passenger,biofuel diesel tf] | NoSettings | 0 | 0 | 0 | 0 | 0 | 0 | 0 | 0 | 0 | 0 | 0 | 0 | 0 | 0 | 0 | 0 | 0 | 0 | 0 | 0 | 0 | 0 | 0 | 0 | 0 | 0 | 0 | 0 | 0 | 0 | 0
Transportation Pollutant Emissions Disaggregated[ships,CO,passenger,jet fuel tf] | NoSettings | 0 | 0 | 0 | 0 | 0 | 0 | 0 | 0 | 0 | 0 | 0 | 0 | 0 | 0 | 0 | 0 | 0 | 0 | 0 | 0 | 0 | 0 | 0 | 0 | 0 | 0 | 0 | 0 | 0 | 0 | 0
Transportation Pollutant Emissions Disaggregated[ships,CO,passenger,heavy or residual fuel oil tf] | NoSettings | 0 | 0 | 0 | 0 | 0 | 0 | 0 | 0 | 0 | 0 | 0 | 0 | 0 | 0 | 0 | 0 | 0 | 0 | 0 | 0 | 0 | 0 | 0 | 0 | 0 | 0 | 0 | 0 | 0 | 0 | 0
Transportation Pollutant Emissions Disaggregated[ships,CO,passenger,LPG propane or butane tf] | NoSettings | 0 | 0 | 0 | 0 | 0 | 0 | 0 | 0 | 0 | 0 | 0 | 0 | 0 | 0 | 0 | 0 | 0 | 0 | 0 | 0 | 0 | 0 | 0 | 0 | 0 | 0 | 0 | 0 | 0 | 0 | 0
Transportation Pollutant Emissions Disaggregated[ships,CO,passenger,hydrogen tf] | NoSettings | 0 | 0 | 0 | 0 | 0 | 0 | 0 | 0 | 0 | 0 | 0 | 0 | 0 | 0 | 0 | 0 | 0 | 0 | 0 | 0 | 0 | 0 | 0 | 0 | 0 | 0 | 0 | 0 | 0 | 0 | 0
Transportation Pollutant Emissions Disaggregated[ships,CO,freight,electricity tf] | NoSettings | 0 | 0 | 0 | 0 | 0 | 0 | 0 | 0 | 0 | 0 | 0 | 0 | 0 | 0 | 0 | 0 | 0 | 0 | 0 | 0 | 0 | 0 | 0 | 0 | 0 | 0 | 0 | 0 | 0 | 0 | 0
Transportation Pollutant Emissions Disaggregated[ships,CO,freight,natural gas tf] | NoSettings | 0 | 0 | 0 | 0 | 0 | 0 | 0 | 0 | 0 | 0 | 0 | 0 | 0 | 0 | 0 | 0 | 0 | 0 | 0 | 0 | 0 | 0 | 0 | 0 | 0 | 0 | 0 | 0 | 0 | 0 | 0
Transportation Pollutant Emissions Disaggregated[ships,CO,freight,petroleum gasoline tf] | NoSettings | 0 | 0 | 0 | 0 | 0 | 0 | 0 | 0 | 0 | 0 | 0 | 0 | 0 | 0 | 0 | 0 | 0 | 0 | 0 | 0 | 0 | 0 | 0 | 0 | 0 | 0 | 0 | 0 | 0 | 0 | 0
Transportation Pollutant Emissions Disaggregated[ships,CO,freight,petroleum diesel tf] | NoSettings | 3310630000 | 3045810000 | 3340050000 | 2712790000 | 2713850000 | 2757890000 | 3060540000 | 3256700000 | 3698060000 | 3846840000 | 3657130000 | 3782880000 | 3926320000 | 4098940000 | 4235930000 | 4425090000 | 4970290000 | 5192490000 | 5485300000 | 5739140000 | 6034370000 | 6074270000 | 6548000000 | 6776100000 | 7230750000 | 7218310000 | 7791060000 | 8085870000 | 8351960000 | 8687150000 | 8964950000
Transportation Pollutant Emissions Disaggregated[ships,CO,freight,biofuel gasoline tf] | NoSettings | 0 | 0 | 0 | 0 | 0 | 0 | 0 | 0 | 0 | 0 | 0 | 0 | 0 | 0 | 0 | 0 | 0 | 0 | 0 | 0 | 0 | 0 | 0 | 0 | 0 | 0 | 0 | 0 | 0 | 0 | 0
Transportation Pollutant Emissions Disaggregated[ships,CO,freight,biofuel diesel tf] | NoSettings | 0 | 0 | 0 | 0 | 0 | 0 | 0 | 0 | 0 | 0 | 0 | 0 | 0 | 0 | 0 | 0 | 0 | 0 | 0 | 0 | 0 | 0 | 0 | 0 | 0 | 0 | 0 | 0 | 0 | 0 | 0
Transportation Pollutant Emissions Disaggregated[ships,CO,freight,jet fuel tf] | NoSettings | 0 | 0 | 0 | 0 | 0 | 0 | 0 | 0 | 0 | 0 | 0 | 0 | 0 | 0 | 0 | 0 | 0 | 0 | 0 | 0 | 0 | 0 | 0 | 0 | 0 | 0 | 0 | 0 | 0 | 0 | 0
Transportation Pollutant Emissions Disaggregated[ships,CO,freight,heavy or residual fuel oil tf] | NoSettings | 2882380000 | 3406400000 | 3437090000 | 4334370000 | 4609790000 | 4846260000 | 4889920000 | 5047740000 | 4967150000 | 5189340000 | 5757690000 | 5948360000 | 6192240000 | 6413900000 | 6615490000 | 6837900000 | 6713040000 | 6992800000 | 7142730000 | 7409970000 | 7575400000 | 8004440000 | 8071230000 | 8327160000 | 8434080000 | 8948190000 | 8954840000 | 9178500000 | 9437620000 | 9709100000 | 9911290000
Transportation Pollutant Emissions Disaggregated[ships,CO,freight,LPG propane or butane tf] | NoSettings | 0 | 0 | 0 | 0 | 0 | 0 | 0 | 0 | 0 | 0 | 0 | 0 | 0 | 0 | 0 | 0 | 0 | 0 | 0 | 0 | 0 | 0 | 0 | 0 | 0 | 0 | 0 | 0 | 0 | 0 | 0
Transportation Pollutant Emissions Disaggregated[ships,CO,freight,hydrogen tf] | NoSettings | 0 | 0 | 0 | 0 | 0 | 0 | 0 | 0 | 0 | 0 | 0 | 0 | 0 | 0 | 0 | 0 | 0 | 0 | 0 | 0 | 0 | 0 | 0 | 0 | 0 | 0 | 0 | 0 | 0 | 0 | 0
Transportation Pollutant Emissions Disaggregated[ships,NOx,passenger,electricity tf] | NoSettings | 0 | 0 | 0 | 0 | 0 | 0 | 0 | 0 | 0 | 0 | 0 | 0 | 0 | 0 | 0 | 0 | 0 | 0 | 0 | 0 | 0 | 0 | 0 | 0 | 0 | 0 | 0 | 0 | 0 | 0 | 0
Transportation Pollutant Emissions Disaggregated[ships,NOx,passenger,natural gas tf] | NoSettings | 0 | 0 | 0 | 0 | 0 | 0 | 0 | 0 | 0 | 0 | 0 | 0 | 0 | 0 | 0 | 0 | 0 | 0 | 0 | 0 | 0 | 0 | 0 | 0 | 0 | 0 | 0 | 0 | 0 | 0 | 0
Transportation Pollutant Emissions Disaggregated[ships,NOx,passenger,petroleum gasoline tf] | NoSettings | 0 | 0 | 0 | 0 | 0 | 0 | 0 | 0 | 0 | 0 | 0 | 0 | 0 | 0 | 0 | 0 | 0 | 0 | 0 | 0 | 0 | 0 | 0 | 0 | 0 | 0 | 0 | 0 | 0 | 0 | 0
Transportation Pollutant Emissions Disaggregated[ships,NOx,passenger,petroleum diesel tf] | NoSettings | 32588700000 | 32700800000 | 32814700000 | 32931300000 | 33381600000 | 33507700000 | 33970200000 | 34106100000 | 34243000000 | 34380800000 | 34519600000 | 34658300000 | 34797900000 | 34938600000 | 35426800000 | 35576900000 | 35728000000 | 35879000000 | 36030000000 | 35827900000 | 35973200000 | 36119600000 | 36265800000 | 36413100000 | 36561300000 | 36709500000 | 36857400000 | 37006400000 | 37156500000 | 37306300000 | 37266000000
Transportation Pollutant Emissions Disaggregated[ships,NOx,passenger,biofuel gasoline tf] | NoSettings | 0 | 0 | 0 | 0 | 0 | 0 | 0 | 0 | 0 | 0 | 0 | 0 | 0 | 0 | 0 | 0 | 0 | 0 | 0 | 0 | 0 | 0 | 0 | 0 | 0 | 0 | 0 | 0 | 0 | 0 | 0
Transportation Pollutant Emissions Disaggregated[ships,NOx,passenger,biofuel diesel tf] | NoSettings | 0 | 0 | 0 | 0 | 0 | 0 | 0 | 0 | 0 | 0 | 0 | 0 | 0 | 0 | 0 | 0 | 0 | 0 | 0 | 0 | 0 | 0 | 0 | 0 | 0 | 0 | 0 | 0 | 0 | 0 | 0
Transportation Pollutant Emissions Disaggregated[ships,NOx,passenger,jet fuel tf] | NoSettings | 0 | 0 | 0 | 0 | 0 | 0 | 0 | 0 | 0 | 0 | 0 | 0 | 0 | 0 | 0 | 0 | 0 | 0 | 0 | 0 | 0 | 0 | 0 | 0 | 0 | 0 | 0 | 0 | 0 | 0 | 0
Transportation Pollutant Emissions Disaggregated[ships,NOx,passenger,heavy or residual fuel oil tf] | NoSettings | 0 | 0 | 0 | 0 | 0 | 0 | 0 | 0 | 0 | 0 | 0 | 0 | 0 | 0 | 0 | 0 | 0 | 0 | 0 | 0 | 0 | 0 | 0 | 0 | 0 | 0 | 0 | 0 | 0 | 0 | 0
Transportation Pollutant Emissions Disaggregated[ships,NOx,passenger,LPG propane or butane tf] | NoSettings | 0 | 0 | 0 | 0 | 0 | 0 | 0 | 0 | 0 | 0 | 0 | 0 | 0 | 0 | 0 | 0 | 0 | 0 | 0 | 0 | 0 | 0 | 0 | 0 | 0 | 0 | 0 | 0 | 0 | 0 | 0
Transportation Pollutant Emissions Disaggregated[ships,NOx,passenger,hydrogen tf] | NoSettings | 0 | 0 | 0 | 0 | 0 | 0 | 0 | 0 | 0 | 0 | 0 | 0 | 0 | 0 | 0 | 0 | 0 | 0 | 0 | 0 | 0 | 0 | 0 | 0 | 0 | 0 | 0 | 0 | 0 | 0 | 0
Transportation Pollutant Emissions Disaggregated[ships,NOx,freight,electricity tf] | NoSettings | 0 | 0 | 0 | 0 | 0 | 0 | 0 | 0 | 0 | 0 | 0 | 0 | 0 | 0 | 0 | 0 | 0 | 0 | 0 | 0 | 0 | 0 | 0 | 0 | 0 | 0 | 0 | 0 | 0 | 0 | 0
Transportation Pollutant Emissions Disaggregated[ships,NOx,freight,natural gas tf] | NoSettings | 0 | 0 | 0 | 0 | 0 | 0 | 0 | 0 | 0 | 0 | 0 | 0 | 0 | 0 | 0 | 0 | 0 | 0 | 0 | 0 | 0 | 0 | 0 | 0 | 0 | 0 | 0 | 0 | 0 | 0 | 0
Transportation Pollutant Emissions Disaggregated[ships,NOx,freight,petroleum gasoline tf] | NoSettings | 0 | 0 | 0 | 0 | 0 | 0 | 0 | 0 | 0 | 0 | 0 | 0 | 0 | 0 | 0 | 0 | 0 | 0 | 0 | 0 | 0 | 0 | 0 | 0 | 0 | 0 | 0 | 0 | 0 | 0 | 0
Transportation Pollutant Emissions Disaggregated[ships,NOx,freight,petroleum diesel tf] | NoSettings | 38015500000 | 34974600000 | 38353200000 | 31150600000 | 31162700000 | 31668400000 | 35143700000 | 37396200000 | 42464300000 | 44172700000 | 41994200000 | 43438300000 | 45085300000 | 47067500000 | 48640500000 | 50812700000 | 57073100000 | 59624600000 | 62986800000 | 65901700000 | 69291800000 | 69749900000 | 75189700000 | 77809000000 | 83029600000 | 82886800000 | 89463600000 | 92848900000 | 95904200000 | 99753200000 | 102943000000
Transportation Pollutant Emissions Disaggregated[ships,NOx,freight,biofuel gasoline tf] | NoSettings | 0 | 0 | 0 | 0 | 0 | 0 | 0 | 0 | 0 | 0 | 0 | 0 | 0 | 0 | 0 | 0 | 0 | 0 | 0 | 0 | 0 | 0 | 0 | 0 | 0 | 0 | 0 | 0 | 0 | 0 | 0
Transportation Pollutant Emissions Disaggregated[ships,NOx,freight,biofuel diesel tf] | NoSettings | 0 | 0 | 0 | 0 | 0 | 0 | 0 | 0 | 0 | 0 | 0 | 0 | 0 | 0 | 0 | 0 | 0 | 0 | 0 | 0 | 0 | 0 | 0 | 0 | 0 | 0 | 0 | 0 | 0 | 0 | 0
Transportation Pollutant Emissions Disaggregated[ships,NOx,freight,jet fuel tf] | NoSettings | 0 | 0 | 0 | 0 | 0 | 0 | 0 | 0 | 0 | 0 | 0 | 0 | 0 | 0 | 0 | 0 | 0 | 0 | 0 | 0 | 0 | 0 | 0 | 0 | 0 | 0 | 0 | 0 | 0 | 0 | 0
Transportation Pollutant Emissions Disaggregated[ships,NOx,freight,heavy or residual fuel oil tf] | NoSettings | 33098000000 | 39115200000 | 39467600000 | 49770900000 | 52933500000 | 55648900000 | 56150200000 | 57962500000 | 57037000000 | 59588500000 | 66114700000 | 68304200000 | 71104600000 | 73649900000 | 75964700000 | 78518500000 | 77084800000 | 80297300000 | 82018900000 | 85087600000 | 86987200000 | 91913800000 | 92680700000 | 95619600000 | 96847300000 | 102751000000 | 102827000000 | 105395000000 | 108371000000 | 111488000000 | 113810000000
Transportation Pollutant Emissions Disaggregated[ships,NOx,freight,LPG propane or butane tf] | NoSettings | 0 | 0 | 0 | 0 | 0 | 0 | 0 | 0 | 0 | 0 | 0 | 0 | 0 | 0 | 0 | 0 | 0 | 0 | 0 | 0 | 0 | 0 | 0 | 0 | 0 | 0 | 0 | 0 | 0 | 0 | 0
Transportation Pollutant Emissions Disaggregated[ships,NOx,freight,hydrogen tf] | NoSettings | 0 | 0 | 0 | 0 | 0 | 0 | 0 | 0 | 0 | 0 | 0 | 0 | 0 | 0 | 0 | 0 | 0 | 0 | 0 | 0 | 0 | 0 | 0 | 0 | 0 | 0 | 0 | 0 | 0 | 0 | 0
Transportation Pollutant Emissions Disaggregated[ships,PM10,passenger,electricity tf] | NoSettings | 0 | 0 | 0 | 0 | 0 | 0 | 0 | 0 | 0 | 0 | 0 | 0 | 0 | 0 | 0 | 0 | 0 | 0 | 0 | 0 | 0 | 0 | 0 | 0 | 0 | 0 | 0 | 0 | 0 | 0 | 0
Transportation Pollutant Emissions Disaggregated[ships,PM10,passenger,natural gas tf] | NoSettings | 0 | 0 | 0 | 0 | 0 | 0 | 0 | 0 | 0 | 0 | 0 | 0 | 0 | 0 | 0 | 0 | 0 | 0 | 0 | 0 | 0 | 0 | 0 | 0 | 0 | 0 | 0 | 0 | 0 | 0 | 0
Transportation Pollutant Emissions Disaggregated[ships,PM10,passenger,petroleum gasoline tf] | NoSettings | 0 | 0 | 0 | 0 | 0 | 0 | 0 | 0 | 0 | 0 | 0 | 0 | 0 | 0 | 0 | 0 | 0 | 0 | 0 | 0 | 0 | 0 | 0 | 0 | 0 | 0 | 0 | 0 | 0 | 0 | 0
Transportation Pollutant Emissions Disaggregated[ships,PM10,passenger,petroleum diesel tf] | NoSettings | 2832060000 | 2841810000 | 2851700000 | 2861840000 | 2900970000 | 2911930000 | 2952120000 | 2963930000 | 2975830000 | 2987810000 | 2999870000 | 3011920000 | 3024060000 | 3036280000 | 3078710000 | 3091750000 | 3104880000 | 3118010000 | 3131120000 | 3113560000 | 3126190000 | 3138910000 | 3151620000 | 3164410000 | 3177300000 | 3190180000 | 3203030000 | 3215980000 | 3229020000 | 3242040000 | 3238530000
Transportation Pollutant Emissions Disaggregated[ships,PM10,passenger,biofuel gasoline tf] | NoSettings | 0 | 0 | 0 | 0 | 0 | 0 | 0 | 0 | 0 | 0 | 0 | 0 | 0 | 0 | 0 | 0 | 0 | 0 | 0 | 0 | 0 | 0 | 0 | 0 | 0 | 0 | 0 | 0 | 0 | 0 | 0
Transportation Pollutant Emissions Disaggregated[ships,PM10,passenger,biofuel diesel tf] | NoSettings | 0 | 0 | 0 | 0 | 0 | 0 | 0 | 0 | 0 | 0 | 0 | 0 | 0 | 0 | 0 | 0 | 0 | 0 | 0 | 0 | 0 | 0 | 0 | 0 | 0 | 0 | 0 | 0 | 0 | 0 | 0
Transportation Pollutant Emissions Disaggregated[ships,PM10,passenger,jet fuel tf] | NoSettings | 0 | 0 | 0 | 0 | 0 | 0 | 0 | 0 | 0 | 0 | 0 | 0 | 0 | 0 | 0 | 0 | 0 | 0 | 0 | 0 | 0 | 0 | 0 | 0 | 0 | 0 | 0 | 0 | 0 | 0 | 0
Transportation Pollutant Emissions Disaggregated[ships,PM10,passenger,heavy or residual fuel oil tf] | NoSettings | 0 | 0 | 0 | 0 | 0 | 0 | 0 | 0 | 0 | 0 | 0 | 0 | 0 | 0 | 0 | 0 | 0 | 0 | 0 | 0 | 0 | 0 | 0 | 0 | 0 | 0 | 0 | 0 | 0 | 0 | 0
Transportation Pollutant Emissions Disaggregated[ships,PM10,passenger,LPG propane or butane tf] | NoSettings | 0 | 0 | 0 | 0 | 0 | 0 | 0 | 0 | 0 | 0 | 0 | 0 | 0 | 0 | 0 | 0 | 0 | 0 | 0 | 0 | 0 | 0 | 0 | 0 | 0 | 0 | 0 | 0 | 0 | 0 | 0
Transportation Pollutant Emissions Disaggregated[ships,PM10,passenger,hydrogen tf] | NoSettings | 0 | 0 | 0 | 0 | 0 | 0 | 0 | 0 | 0 | 0 | 0 | 0 | 0 | 0 | 0 | 0 | 0 | 0 | 0 | 0 | 0 | 0 | 0 | 0 | 0 | 0 | 0 | 0 | 0 | 0 | 0
Transportation Pollutant Emissions Disaggregated[ships,PM10,freight,electricity tf] | NoSettings | 0 | 0 | 0 | 0 | 0 | 0 | 0 | 0 | 0 | 0 | 0 | 0 | 0 | 0 | 0 | 0 | 0 | 0 | 0 | 0 | 0 | 0 | 0 | 0 | 0 | 0 | 0 | 0 | 0 | 0 | 0
Transportation Pollutant Emissions Disaggregated[ships,PM10,freight,natural gas tf] | NoSettings | 0 | 0 | 0 | 0 | 0 | 0 | 0 | 0 | 0 | 0 | 0 | 0 | 0 | 0 | 0 | 0 | 0 | 0 | 0 | 0 | 0 | 0 | 0 | 0 | 0 | 0 | 0 | 0 | 0 | 0 | 0
Transportation Pollutant Emissions Disaggregated[ships,PM10,freight,petroleum gasoline tf] | NoSettings | 0 | 0 | 0 | 0 | 0 | 0 | 0 | 0 | 0 | 0 | 0 | 0 | 0 | 0 | 0 | 0 | 0 | 0 | 0 | 0 | 0 | 0 | 0 | 0 | 0 | 0 | 0 | 0 | 0 | 0 | 0
Transportation Pollutant Emissions Disaggregated[ships,PM10,freight,petroleum diesel tf] | NoSettings | 3303670000 | 3039410000 | 3333020000 | 2707090000 | 2708140000 | 2752090000 | 3054100000 | 3249850000 | 3690280000 | 3838750000 | 3649440000 | 3774930000 | 3918060000 | 4090320000 | 4227020000 | 4415790000 | 4959840000 | 5181580000 | 5473760000 | 5727080000 | 6021680000 | 6061500000 | 6534240000 | 6761860000 | 7215550000 | 7203130000 | 7774680000 | 8068870000 | 8334390000 | 8668880000 | 8946110000
Transportation Pollutant Emissions Disaggregated[ships,PM10,freight,biofuel gasoline tf] | NoSettings | 0 | 0 | 0 | 0 | 0 | 0 | 0 | 0 | 0 | 0 | 0 | 0 | 0 | 0 | 0 | 0 | 0 | 0 | 0 | 0 | 0 | 0 | 0 | 0 | 0 | 0 | 0 | 0 | 0 | 0 | 0
Transportation Pollutant Emissions Disaggregated[ships,PM10,freight,biofuel diesel tf] | NoSettings | 0 | 0 | 0 | 0 | 0 | 0 | 0 | 0 | 0 | 0 | 0 | 0 | 0 | 0 | 0 | 0 | 0 | 0 | 0 | 0 | 0 | 0 | 0 | 0 | 0 | 0 | 0 | 0 | 0 | 0 | 0
Transportation Pollutant Emissions Disaggregated[ships,PM10,freight,jet fuel tf] | NoSettings | 0 | 0 | 0 | 0 | 0 | 0 | 0 | 0 | 0 | 0 | 0 | 0 | 0 | 0 | 0 | 0 | 0 | 0 | 0 | 0 | 0 | 0 | 0 | 0 | 0 | 0 | 0 | 0 | 0 | 0 | 0
Transportation Pollutant Emissions Disaggregated[ships,PM10,freight,heavy or residual fuel oil tf] | NoSettings | 2876320000 | 3399240000 | 3429860000 | 4325260000 | 4600100000 | 4836070000 | 4879640000 | 5037130000 | 4956710000 | 5178430000 | 5745580000 | 5935860000 | 6179220000 | 6400420000 | 6601580000 | 6823520000 | 6698920000 | 6978100000 | 7127720000 | 7394390000 | 7559470000 | 7987610000 | 8054260000 | 8309660000 | 8416350000 | 8929370000 | 8936010000 | 9159200000 | 9417780000 | 9688690000 | 9890450000
Transportation Pollutant Emissions Disaggregated[ships,PM10,freight,LPG propane or butane tf] | NoSettings | 0 | 0 | 0 | 0 | 0 | 0 | 0 | 0 | 0 | 0 | 0 | 0 | 0 | 0 | 0 | 0 | 0 | 0 | 0 | 0 | 0 | 0 | 0 | 0 | 0 | 0 | 0 | 0 | 0 | 0 | 0
Transportation Pollutant Emissions Disaggregated[ships,PM10,freight,hydrogen tf] | NoSettings | 0 | 0 | 0 | 0 | 0 | 0 | 0 | 0 | 0 | 0 | 0 | 0 | 0 | 0 | 0 | 0 | 0 | 0 | 0 | 0 | 0 | 0 | 0 | 0 | 0 | 0 | 0 | 0 | 0 | 0 | 0
Transportation Pollutant Emissions Disaggregated[ships,PM25,passenger,electricity tf] | NoSettings | 0 | 0 | 0 | 0 | 0 | 0 | 0 | 0 | 0 | 0 | 0 | 0 | 0 | 0 | 0 | 0 | 0 | 0 | 0 | 0 | 0 | 0 | 0 | 0 | 0 | 0 | 0 | 0 | 0 | 0 | 0
Transportation Pollutant Emissions Disaggregated[ships,PM25,passenger,natural gas tf] | NoSettings | 0 | 0 | 0 | 0 | 0 | 0 | 0 | 0 | 0 | 0 | 0 | 0 | 0 | 0 | 0 | 0 | 0 | 0 | 0 | 0 | 0 | 0 | 0 | 0 | 0 | 0 | 0 | 0 | 0 | 0 | 0
Transportation Pollutant Emissions Disaggregated[ships,PM25,passenger,petroleum gasoline tf] | NoSettings | 0 | 0 | 0 | 0 | 0 | 0 | 0 | 0 | 0 | 0 | 0 | 0 | 0 | 0 | 0 | 0 | 0 | 0 | 0 | 0 | 0 | 0 | 0 | 0 | 0 | 0 | 0 | 0 | 0 | 0 | 0
Transportation Pollutant Emissions Disaggregated[ships,PM25,passenger,petroleum diesel tf] | NoSettings | 2606060000 | 2615030000 | 2624140000 | 2633470000 | 2669470000 | 2679560000 | 2716540000 | 2727410000 | 2738360000 | 2749380000 | 2760480000 | 2771570000 | 2782730000 | 2793980000 | 2833030000 | 2845030000 | 2857110000 | 2869190000 | 2881260000 | 2865090000 | 2876720000 | 2888420000 | 2900120000 | 2911890000 | 2923750000 | 2935600000 | 2947430000 | 2959340000 | 2971340000 | 2983320000 | 2980100000
Transportation Pollutant Emissions Disaggregated[ships,PM25,passenger,biofuel gasoline tf] | NoSettings | 0 | 0 | 0 | 0 | 0 | 0 | 0 | 0 | 0 | 0 | 0 | 0 | 0 | 0 | 0 | 0 | 0 | 0 | 0 | 0 | 0 | 0 | 0 | 0 | 0 | 0 | 0 | 0 | 0 | 0 | 0
Transportation Pollutant Emissions Disaggregated[ships,PM25,passenger,biofuel diesel tf] | NoSettings | 0 | 0 | 0 | 0 | 0 | 0 | 0 | 0 | 0 | 0 | 0 | 0 | 0 | 0 | 0 | 0 | 0 | 0 | 0 | 0 | 0 | 0 | 0 | 0 | 0 | 0 | 0 | 0 | 0 | 0 | 0
Transportation Pollutant Emissions Disaggregated[ships,PM25,passenger,jet fuel tf] | NoSettings | 0 | 0 | 0 | 0 | 0 | 0 | 0 | 0 | 0 | 0 | 0 | 0 | 0 | 0 | 0 | 0 | 0 | 0 | 0 | 0 | 0 | 0 | 0 | 0 | 0 | 0 | 0 | 0 | 0 | 0 | 0
Transportation Pollutant Emissions Disaggregated[ships,PM25,passenger,heavy or residual fuel oil tf] | NoSettings | 0 | 0 | 0 | 0 | 0 | 0 | 0 | 0 | 0 | 0 | 0 | 0 | 0 | 0 | 0 | 0 | 0 | 0 | 0 | 0 | 0 | 0 | 0 | 0 | 0 | 0 | 0 | 0 | 0 | 0 | 0
Transportation Pollutant Emissions Disaggregated[ships,PM25,passenger,LPG propane or butane tf] | NoSettings | 0 | 0 | 0 | 0 | 0 | 0 | 0 | 0 | 0 | 0 | 0 | 0 | 0 | 0 | 0 | 0 | 0 | 0 | 0 | 0 | 0 | 0 | 0 | 0 | 0 | 0 | 0 | 0 | 0 | 0 | 0
Transportation Pollutant Emissions Disaggregated[ships,PM25,passenger,hydrogen tf] | NoSettings | 0 | 0 | 0 | 0 | 0 | 0 | 0 | 0 | 0 | 0 | 0 | 0 | 0 | 0 | 0 | 0 | 0 | 0 | 0 | 0 | 0 | 0 | 0 | 0 | 0 | 0 | 0 | 0 | 0 | 0 | 0
Transportation Pollutant Emissions Disaggregated[ships,PM25,freight,electricity tf] | NoSettings | 0 | 0 | 0 | 0 | 0 | 0 | 0 | 0 | 0 | 0 | 0 | 0 | 0 | 0 | 0 | 0 | 0 | 0 | 0 | 0 | 0 | 0 | 0 | 0 | 0 | 0 | 0 | 0 | 0 | 0 | 0
Transportation Pollutant Emissions Disaggregated[ships,PM25,freight,natural gas tf] | NoSettings | 0 | 0 | 0 | 0 | 0 | 0 | 0 | 0 | 0 | 0 | 0 | 0 | 0 | 0 | 0 | 0 | 0 | 0 | 0 | 0 | 0 | 0 | 0 | 0 | 0 | 0 | 0 | 0 | 0 | 0 | 0
Transportation Pollutant Emissions Disaggregated[ships,PM25,freight,petroleum gasoline tf] | NoSettings | 0 | 0 | 0 | 0 | 0 | 0 | 0 | 0 | 0 | 0 | 0 | 0 | 0 | 0 | 0 | 0 | 0 | 0 | 0 | 0 | 0 | 0 | 0 | 0 | 0 | 0 | 0 | 0 | 0 | 0 | 0
Transportation Pollutant Emissions Disaggregated[ships,PM25,freight,petroleum diesel tf] | NoSettings | 3040040000 | 2796860000 | 3067050000 | 2491060000 | 2492030000 | 2532470000 | 2810380000 | 2990510000 | 3395800000 | 3532420000 | 3358210000 | 3473690000 | 3605400000 | 3763910000 | 3889700000 | 4063410000 | 4564040000 | 4768080000 | 5036950000 | 5270050000 | 5541150000 | 5577790000 | 6012800000 | 6222260000 | 6639740000 | 6628320000 | 7154260000 | 7424970000 | 7669310000 | 7977100000 | 8232200000
Transportation Pollutant Emissions Disaggregated[ships,PM25,freight,biofuel gasoline tf] | NoSettings | 0 | 0 | 0 | 0 | 0 | 0 | 0 | 0 | 0 | 0 | 0 | 0 | 0 | 0 | 0 | 0 | 0 | 0 | 0 | 0 | 0 | 0 | 0 | 0 | 0 | 0 | 0 | 0 | 0 | 0 | 0
Transportation Pollutant Emissions Disaggregated[ships,PM25,freight,biofuel diesel tf] | NoSettings | 0 | 0 | 0 | 0 | 0 | 0 | 0 | 0 | 0 | 0 | 0 | 0 | 0 | 0 | 0 | 0 | 0 | 0 | 0 | 0 | 0 | 0 | 0 | 0 | 0 | 0 | 0 | 0 | 0 | 0 | 0
Transportation Pollutant Emissions Disaggregated[ships,PM25,freight,jet fuel tf] | NoSettings | 0 | 0 | 0 | 0 | 0 | 0 | 0 | 0 | 0 | 0 | 0 | 0 | 0 | 0 | 0 | 0 | 0 | 0 | 0 | 0 | 0 | 0 | 0 | 0 | 0 | 0 | 0 | 0 | 0 | 0 | 0
Transportation Pollutant Emissions Disaggregated[ships,PM25,freight,heavy or residual fuel oil tf] | NoSettings | 2646790000 | 3127980000 | 3156160000 | 3980100000 | 4233010000 | 4450150000 | 4490240000 | 4635170000 | 4561160000 | 4765190000 | 5287080000 | 5462170000 | 5686120000 | 5889660000 | 6074770000 | 6279000000 | 6164340000 | 6421240000 | 6558920000 | 6804320000 | 6956220000 | 7350200000 | 7411530000 | 7646540000 | 7744720000 | 8216800000 | 8222910000 | 8428300000 | 8666230000 | 8915530000 | 9101180000
Transportation Pollutant Emissions Disaggregated[ships,PM25,freight,LPG propane or butane tf] | NoSettings | 0 | 0 | 0 | 0 | 0 | 0 | 0 | 0 | 0 | 0 | 0 | 0 | 0 | 0 | 0 | 0 | 0 | 0 | 0 | 0 | 0 | 0 | 0 | 0 | 0 | 0 | 0 | 0 | 0 | 0 | 0
Transportation Pollutant Emissions Disaggregated[ships,PM25,freight,hydrogen tf] | NoSettings | 0 | 0 | 0 | 0 | 0 | 0 | 0 | 0 | 0 | 0 | 0 | 0 | 0 | 0 | 0 | 0 | 0 | 0 | 0 | 0 | 0 | 0 | 0 | 0 | 0 | 0 | 0 | 0 | 0 | 0 | 0
Transportation Pollutant Emissions Disaggregated[ships,SOx,passenger,electricity tf] | NoSettings | 0 | 0 | 0 | 0 | 0 | 0 | 0 | 0 | 0 | 0 | 0 | 0 | 0 | 0 | 0 | 0 | 0 | 0 | 0 | 0 | 0 | 0 | 0 | 0 | 0 | 0 | 0 | 0 | 0 | 0 | 0
Transportation Pollutant Emissions Disaggregated[ships,SOx,passenger,natural gas tf] | NoSettings | 0 | 0 | 0 | 0 | 0 | 0 | 0 | 0 | 0 | 0 | 0 | 0 | 0 | 0 | 0 | 0 | 0 | 0 | 0 | 0 | 0 | 0 | 0 | 0 | 0 | 0 | 0 | 0 | 0 | 0 | 0
Transportation Pollutant Emissions Disaggregated[ships,SOx,passenger,petroleum gasoline tf] | NoSettings | 0 | 0 | 0 | 0 | 0 | 0 | 0 | 0 | 0 | 0 | 0 | 0 | 0 | 0 | 0 | 0 | 0 | 0 | 0 | 0 | 0 | 0 | 0 | 0 | 0 | 0 | 0 | 0 | 0 | 0 | 0
Transportation Pollutant Emissions Disaggregated[ships,SOx,passenger,petroleum diesel tf] | NoSettings | 8474380 | 8503540 | 8533150 | 8563480 | 8680570 | 8713360 | 8833620 | 8868970 | 8904570 | 8940410 | 8976500 | 9012560 | 9048880 | 9085440 | 9212410 | 9251440 | 9290740 | 9330010 | 9369250 | 9316690 | 9354490 | 9392560 | 9430580 | 9468870 | 9507430 | 9545950 | 9584430 | 9623170 | 9662190 | 9701150 | 9690660
Transportation Pollutant Emissions Disaggregated[ships,SOx,passenger,biofuel gasoline tf] | NoSettings | 0 | 0 | 0 | 0 | 0 | 0 | 0 | 0 | 0 | 0 | 0 | 0 | 0 | 0 | 0 | 0 | 0 | 0 | 0 | 0 | 0 | 0 | 0 | 0 | 0 | 0 | 0 | 0 | 0 | 0 | 0
Transportation Pollutant Emissions Disaggregated[ships,SOx,passenger,biofuel diesel tf] | NoSettings | 0 | 0 | 0 | 0 | 0 | 0 | 0 | 0 | 0 | 0 | 0 | 0 | 0 | 0 | 0 | 0 | 0 | 0 | 0 | 0 | 0 | 0 | 0 | 0 | 0 | 0 | 0 | 0 | 0 | 0 | 0
Transportation Pollutant Emissions Disaggregated[ships,SOx,passenger,jet fuel tf] | NoSettings | 0 | 0 | 0 | 0 | 0 | 0 | 0 | 0 | 0 | 0 | 0 | 0 | 0 | 0 | 0 | 0 | 0 | 0 | 0 | 0 | 0 | 0 | 0 | 0 | 0 | 0 | 0 | 0 | 0 | 0 | 0
Transportation Pollutant Emissions Disaggregated[ships,SOx,passenger,heavy or residual fuel oil tf] | NoSettings | 0 | 0 | 0 | 0 | 0 | 0 | 0 | 0 | 0 | 0 | 0 | 0 | 0 | 0 | 0 | 0 | 0 | 0 | 0 | 0 | 0 | 0 | 0 | 0 | 0 | 0 | 0 | 0 | 0 | 0 | 0
Transportation Pollutant Emissions Disaggregated[ships,SOx,passenger,LPG propane or butane tf] | NoSettings | 0 | 0 | 0 | 0 | 0 | 0 | 0 | 0 | 0 | 0 | 0 | 0 | 0 | 0 | 0 | 0 | 0 | 0 | 0 | 0 | 0 | 0 | 0 | 0 | 0 | 0 | 0 | 0 | 0 | 0 | 0
Transportation Pollutant Emissions Disaggregated[ships,SOx,passenger,hydrogen tf] | NoSettings | 0 | 0 | 0 | 0 | 0 | 0 | 0 | 0 | 0 | 0 | 0 | 0 | 0 | 0 | 0 | 0 | 0 | 0 | 0 | 0 | 0 | 0 | 0 | 0 | 0 | 0 | 0 | 0 | 0 | 0 | 0
Transportation Pollutant Emissions Disaggregated[ships,SOx,freight,electricity tf] | NoSettings | 0 | 0 | 0 | 0 | 0 | 0 | 0 | 0 | 0 | 0 | 0 | 0 | 0 | 0 | 0 | 0 | 0 | 0 | 0 | 0 | 0 | 0 | 0 | 0 | 0 | 0 | 0 | 0 | 0 | 0 | 0
Transportation Pollutant Emissions Disaggregated[ships,SOx,freight,natural gas tf] | NoSettings | 0 | 0 | 0 | 0 | 0 | 0 | 0 | 0 | 0 | 0 | 0 | 0 | 0 | 0 | 0 | 0 | 0 | 0 | 0 | 0 | 0 | 0 | 0 | 0 | 0 | 0 | 0 | 0 | 0 | 0 | 0
Transportation Pollutant Emissions Disaggregated[ships,SOx,freight,petroleum gasoline tf] | NoSettings | 0 | 0 | 0 | 0 | 0 | 0 | 0 | 0 | 0 | 0 | 0 | 0 | 0 | 0 | 0 | 0 | 0 | 0 | 0 | 0 | 0 | 0 | 0 | 0 | 0 | 0 | 0 | 0 | 0 | 0 | 0
Transportation Pollutant Emissions Disaggregated[ships,SOx,freight,petroleum diesel tf] | NoSettings | 9885570 | 9094810 | 9973400 | 8100420 | 8103580 | 8235080 | 9138780 | 9724530 | 11042400 | 11486700 | 10920200 | 11295700 | 11724000 | 12239500 | 12648500 | 13213400 | 14841300 | 15504800 | 16379100 | 17137100 | 18018700 | 18137800 | 19552400 | 20233500 | 21591100 | 21553900 | 23264200 | 24144500 | 24939000 | 25939900 | 26769400
Transportation Pollutant Emissions Disaggregated[ships,SOx,freight,biofuel gasoline tf] | NoSettings | 0 | 0 | 0 | 0 | 0 | 0 | 0 | 0 | 0 | 0 | 0 | 0 | 0 | 0 | 0 | 0 | 0 | 0 | 0 | 0 | 0 | 0 | 0 | 0 | 0 | 0 | 0 | 0 | 0 | 0 | 0
Transportation Pollutant Emissions Disaggregated[ships,SOx,freight,biofuel diesel tf] | NoSettings | 0 | 0 | 0 | 0 | 0 | 0 | 0 | 0 | 0 | 0 | 0 | 0 | 0 | 0 | 0 | 0 | 0 | 0 | 0 | 0 | 0 | 0 | 0 | 0 | 0 | 0 | 0 | 0 | 0 | 0 | 0
Transportation Pollutant Emissions Disaggregated[ships,SOx,freight,jet fuel tf] | NoSettings | 0 | 0 | 0 | 0 | 0 | 0 | 0 | 0 | 0 | 0 | 0 | 0 | 0 | 0 | 0 | 0 | 0 | 0 | 0 | 0 | 0 | 0 | 0 | 0 | 0 | 0 | 0 | 0 | 0 | 0 | 0
Transportation Pollutant Emissions Disaggregated[ships,SOx,freight,heavy or residual fuel oil tf] | NoSettings | 22913000000 | 27078600000 | 27322500000 | 34455300000 | 36644700000 | 38524500000 | 38871500000 | 40126100000 | 39485400000 | 41251700000 | 45769700000 | 47285400000 | 49224100000 | 50986100000 | 52588600000 | 54356600000 | 53364000000 | 55588000000 | 56779800000 | 58904200000 | 60219200000 | 63629800000 | 64160800000 | 66195200000 | 67045200000 | 71131900000 | 71184800000 | 72962800000 | 75022600000 | 77180700000 | 78787900000
Transportation Pollutant Emissions Disaggregated[ships,SOx,freight,LPG propane or butane tf] | NoSettings | 0 | 0 | 0 | 0 | 0 | 0 | 0 | 0 | 0 | 0 | 0 | 0 | 0 | 0 | 0 | 0 | 0 | 0 | 0 | 0 | 0 | 0 | 0 | 0 | 0 | 0 | 0 | 0 | 0 | 0 | 0
Transportation Pollutant Emissions Disaggregated[ships,SOx,freight,hydrogen tf] | NoSettings | 0 | 0 | 0 | 0 | 0 | 0 | 0 | 0 | 0 | 0 | 0 | 0 | 0 | 0 | 0 | 0 | 0 | 0 | 0 | 0 | 0 | 0 | 0 | 0 | 0 | 0 | 0 | 0 | 0 | 0 | 0
Transportation Pollutant Emissions Disaggregated[ships,BC,passenger,electricity tf] | NoSettings | 0 | 0 | 0 | 0 | 0 | 0 | 0 | 0 | 0 | 0 | 0 | 0 | 0 | 0 | 0 | 0 | 0 | 0 | 0 | 0 | 0 | 0 | 0 | 0 | 0 | 0 | 0 | 0 | 0 | 0 | 0
Transportation Pollutant Emissions Disaggregated[ships,BC,passenger,natural gas tf] | NoSettings | 0 | 0 | 0 | 0 | 0 | 0 | 0 | 0 | 0 | 0 | 0 | 0 | 0 | 0 | 0 | 0 | 0 | 0 | 0 | 0 | 0 | 0 | 0 | 0 | 0 | 0 | 0 | 0 | 0 | 0 | 0
Transportation Pollutant Emissions Disaggregated[ships,BC,passenger,petroleum gasoline tf] | NoSettings | 0 | 0 | 0 | 0 | 0 | 0 | 0 | 0 | 0 | 0 | 0 | 0 | 0 | 0 | 0 | 0 | 0 | 0 | 0 | 0 | 0 | 0 | 0 | 0 | 0 | 0 | 0 | 0 | 0 | 0 | 0
Transportation Pollutant Emissions Disaggregated[ships,BC,passenger,petroleum diesel tf] | NoSettings | 390908000 | 392253000 | 393619000 | 395018000 | 400419000 | 401932000 | 407479000 | 409110000 | 410752000 | 412405000 | 414070000 | 415733000 | 417408000 | 419095000 | 424952000 | 426752000 | 428565000 | 430376000 | 432187000 | 429762000 | 431506000 | 433262000 | 435016000 | 436782000 | 438561000 | 440338000 | 442112000 | 443900000 | 445699000 | 447497000 | 447013000
Transportation Pollutant Emissions Disaggregated[ships,BC,passenger,biofuel gasoline tf] | NoSettings | 0 | 0 | 0 | 0 | 0 | 0 | 0 | 0 | 0 | 0 | 0 | 0 | 0 | 0 | 0 | 0 | 0 | 0 | 0 | 0 | 0 | 0 | 0 | 0 | 0 | 0 | 0 | 0 | 0 | 0 | 0
Transportation Pollutant Emissions Disaggregated[ships,BC,passenger,biofuel diesel tf] | NoSettings | 0 | 0 | 0 | 0 | 0 | 0 | 0 | 0 | 0 | 0 | 0 | 0 | 0 | 0 | 0 | 0 | 0 | 0 | 0 | 0 | 0 | 0 | 0 | 0 | 0 | 0 | 0 | 0 | 0 | 0 | 0
Transportation Pollutant Emissions Disaggregated[ships,BC,passenger,jet fuel tf] | NoSettings | 0 | 0 | 0 | 0 | 0 | 0 | 0 | 0 | 0 | 0 | 0 | 0 | 0 | 0 | 0 | 0 | 0 | 0 | 0 | 0 | 0 | 0 | 0 | 0 | 0 | 0 | 0 | 0 | 0 | 0 | 0
Transportation Pollutant Emissions Disaggregated[ships,BC,passenger,heavy or residual fuel oil tf] | NoSettings | 0 | 0 | 0 | 0 | 0 | 0 | 0 | 0 | 0 | 0 | 0 | 0 | 0 | 0 | 0 | 0 | 0 | 0 | 0 | 0 | 0 | 0 | 0 | 0 | 0 | 0 | 0 | 0 | 0 | 0 | 0
Transportation Pollutant Emissions Disaggregated[ships,BC,passenger,LPG propane or butane tf] | NoSettings | 0 | 0 | 0 | 0 | 0 | 0 | 0 | 0 | 0 | 0 | 0 | 0 | 0 | 0 | 0 | 0 | 0 | 0 | 0 | 0 | 0 | 0 | 0 | 0 | 0 | 0 | 0 | 0 | 0 | 0 | 0
Transportation Pollutant Emissions Disaggregated[ships,BC,passenger,hydrogen tf] | NoSettings | 0 | 0 | 0 | 0 | 0 | 0 | 0 | 0 | 0 | 0 | 0 | 0 | 0 | 0 | 0 | 0 | 0 | 0 | 0 | 0 | 0 | 0 | 0 | 0 | 0 | 0 | 0 | 0 | 0 | 0 | 0
Transportation Pollutant Emissions Disaggregated[ships,BC,freight,electricity tf] | NoSettings | 0 | 0 | 0 | 0 | 0 | 0 | 0 | 0 | 0 | 0 | 0 | 0 | 0 | 0 | 0 | 0 | 0 | 0 | 0 | 0 | 0 | 0 | 0 | 0 | 0 | 0 | 0 | 0 | 0 | 0 | 0
Transportation Pollutant Emissions Disaggregated[ships,BC,freight,natural gas tf] | NoSettings | 0 | 0 | 0 | 0 | 0 | 0 | 0 | 0 | 0 | 0 | 0 | 0 | 0 | 0 | 0 | 0 | 0 | 0 | 0 | 0 | 0 | 0 | 0 | 0 | 0 | 0 | 0 | 0 | 0 | 0 | 0
Transportation Pollutant Emissions Disaggregated[ships,BC,freight,petroleum gasoline tf] | NoSettings | 0 | 0 | 0 | 0 | 0 | 0 | 0 | 0 | 0 | 0 | 0 | 0 | 0 | 0 | 0 | 0 | 0 | 0 | 0 | 0 | 0 | 0 | 0 | 0 | 0 | 0 | 0 | 0 | 0 | 0 | 0
Transportation Pollutant Emissions Disaggregated[ships,BC,freight,petroleum diesel tf] | NoSettings | 456003000 | 419527000 | 460055000 | 373658000 | 373803000 | 379869000 | 421556000 | 448575000 | 509367000 | 529860000 | 503729000 | 521051000 | 540808000 | 564584000 | 583453000 | 609509000 | 684604000 | 715209000 | 755540000 | 790504000 | 831169000 | 836665000 | 901916000 | 933334000 | 995957000 | 994244000 | 1073130000 | 1113740000 | 1150390000 | 1196560000 | 1234820000
Transportation Pollutant Emissions Disaggregated[ships,BC,freight,biofuel gasoline tf] | NoSettings | 0 | 0 | 0 | 0 | 0 | 0 | 0 | 0 | 0 | 0 | 0 | 0 | 0 | 0 | 0 | 0 | 0 | 0 | 0 | 0 | 0 | 0 | 0 | 0 | 0 | 0 | 0 | 0 | 0 | 0 | 0
Transportation Pollutant Emissions Disaggregated[ships,BC,freight,biofuel diesel tf] | NoSettings | 0 | 0 | 0 | 0 | 0 | 0 | 0 | 0 | 0 | 0 | 0 | 0 | 0 | 0 | 0 | 0 | 0 | 0 | 0 | 0 | 0 | 0 | 0 | 0 | 0 | 0 | 0 | 0 | 0 | 0 | 0
Transportation Pollutant Emissions Disaggregated[ships,BC,freight,jet fuel tf] | NoSettings | 0 | 0 | 0 | 0 | 0 | 0 | 0 | 0 | 0 | 0 | 0 | 0 | 0 | 0 | 0 | 0 | 0 | 0 | 0 | 0 | 0 | 0 | 0 | 0 | 0 | 0 | 0 | 0 | 0 | 0 | 0
Transportation Pollutant Emissions Disaggregated[ships,BC,freight,heavy or residual fuel oil tf] | NoSettings | 397017000 | 469195000 | 473422000 | 597013000 | 634949000 | 667520000 | 673533000 | 695272000 | 684171000 | 714776000 | 793059000 | 819322000 | 852914000 | 883445000 | 911211000 | 941846000 | 924648000 | 963183000 | 983834000 | 1020640000 | 1043430000 | 1102530000 | 1111720000 | 1146980000 | 1161700000 | 1232520000 | 1233430000 | 1264240000 | 1299930000 | 1337320000 | 1365170000
Transportation Pollutant Emissions Disaggregated[ships,BC,freight,LPG propane or butane tf] | NoSettings | 0 | 0 | 0 | 0 | 0 | 0 | 0 | 0 | 0 | 0 | 0 | 0 | 0 | 0 | 0 | 0 | 0 | 0 | 0 | 0 | 0 | 0 | 0 | 0 | 0 | 0 | 0 | 0 | 0 | 0 | 0
Transportation Pollutant Emissions Disaggregated[ships,BC,freight,hydrogen tf] | NoSettings | 0 | 0 | 0 | 0 | 0 | 0 | 0 | 0 | 0 | 0 | 0 | 0 | 0 | 0 | 0 | 0 | 0 | 0 | 0 | 0 | 0 | 0 | 0 | 0 | 0 | 0 | 0 | 0 | 0 | 0 | 0
Transportation Pollutant Emissions Disaggregated[ships,OC,passenger,electricity tf] | NoSettings | 0 | 0 | 0 | 0 | 0 | 0 | 0 | 0 | 0 | 0 | 0 | 0 | 0 | 0 | 0 | 0 | 0 | 0 | 0 | 0 | 0 | 0 | 0 | 0 | 0 | 0 | 0 | 0 | 0 | 0 | 0
Transportation Pollutant Emissions Disaggregated[ships,OC,passenger,natural gas tf] | NoSettings | 0 | 0 | 0 | 0 | 0 | 0 | 0 | 0 | 0 | 0 | 0 | 0 | 0 | 0 | 0 | 0 | 0 | 0 | 0 | 0 | 0 | 0 | 0 | 0 | 0 | 0 | 0 | 0 | 0 | 0 | 0
Transportation Pollutant Emissions Disaggregated[ships,OC,passenger,petroleum gasoline tf] | NoSettings | 0 | 0 | 0 | 0 | 0 | 0 | 0 | 0 | 0 | 0 | 0 | 0 | 0 | 0 | 0 | 0 | 0 | 0 | 0 | 0 | 0 | 0 | 0 | 0 | 0 | 0 | 0 | 0 | 0 | 0 | 0
Transportation Pollutant Emissions Disaggregated[ships,OC,passenger,petroleum diesel tf] | NoSettings | 1016360000 | 1019850000 | 1023410000 | 1027040000 | 1041090000 | 1045020000 | 1059440000 | 1063680000 | 1067950000 | 1072250000 | 1076580000 | 1080900000 | 1085260000 | 1089640000 | 1104870000 | 1109550000 | 1114270000 | 1118980000 | 1123680000 | 1117380000 | 1121910000 | 1126480000 | 1131040000 | 1135630000 | 1140250000 | 1144870000 | 1149490000 | 1154130000 | 1158810000 | 1163490000 | 1162230000
Transportation Pollutant Emissions Disaggregated[ships,OC,passenger,biofuel gasoline tf] | NoSettings | 0 | 0 | 0 | 0 | 0 | 0 | 0 | 0 | 0 | 0 | 0 | 0 | 0 | 0 | 0 | 0 | 0 | 0 | 0 | 0 | 0 | 0 | 0 | 0 | 0 | 0 | 0 | 0 | 0 | 0 | 0
Transportation Pollutant Emissions Disaggregated[ships,OC,passenger,biofuel diesel tf] | NoSettings | 0 | 0 | 0 | 0 | 0 | 0 | 0 | 0 | 0 | 0 | 0 | 0 | 0 | 0 | 0 | 0 | 0 | 0 | 0 | 0 | 0 | 0 | 0 | 0 | 0 | 0 | 0 | 0 | 0 | 0 | 0
Transportation Pollutant Emissions Disaggregated[ships,OC,passenger,jet fuel tf] | NoSettings | 0 | 0 | 0 | 0 | 0 | 0 | 0 | 0 | 0 | 0 | 0 | 0 | 0 | 0 | 0 | 0 | 0 | 0 | 0 | 0 | 0 | 0 | 0 | 0 | 0 | 0 | 0 | 0 | 0 | 0 | 0
Transportation Pollutant Emissions Disaggregated[ships,OC,passenger,heavy or residual fuel oil tf] | NoSettings | 0 | 0 | 0 | 0 | 0 | 0 | 0 | 0 | 0 | 0 | 0 | 0 | 0 | 0 | 0 | 0 | 0 | 0 | 0 | 0 | 0 | 0 | 0 | 0 | 0 | 0 | 0 | 0 | 0 | 0 | 0
Transportation Pollutant Emissions Disaggregated[ships,OC,passenger,LPG propane or butane tf] | NoSettings | 0 | 0 | 0 | 0 | 0 | 0 | 0 | 0 | 0 | 0 | 0 | 0 | 0 | 0 | 0 | 0 | 0 | 0 | 0 | 0 | 0 | 0 | 0 | 0 | 0 | 0 | 0 | 0 | 0 | 0 | 0
Transportation Pollutant Emissions Disaggregated[ships,OC,passenger,hydrogen tf] | NoSettings | 0 | 0 | 0 | 0 | 0 | 0 | 0 | 0 | 0 | 0 | 0 | 0 | 0 | 0 | 0 | 0 | 0 | 0 | 0 | 0 | 0 | 0 | 0 | 0 | 0 | 0 | 0 | 0 | 0 | 0 | 0
Transportation Pollutant Emissions Disaggregated[ships,OC,freight,electricity tf] | NoSettings | 0 | 0 | 0 | 0 | 0 | 0 | 0 | 0 | 0 | 0 | 0 | 0 | 0 | 0 | 0 | 0 | 0 | 0 | 0 | 0 | 0 | 0 | 0 | 0 | 0 | 0 | 0 | 0 | 0 | 0 | 0
Transportation Pollutant Emissions Disaggregated[ships,OC,freight,natural gas tf] | NoSettings | 0 | 0 | 0 | 0 | 0 | 0 | 0 | 0 | 0 | 0 | 0 | 0 | 0 | 0 | 0 | 0 | 0 | 0 | 0 | 0 | 0 | 0 | 0 | 0 | 0 | 0 | 0 | 0 | 0 | 0 | 0
Transportation Pollutant Emissions Disaggregated[ships,OC,freight,petroleum gasoline tf] | NoSettings | 0 | 0 | 0 | 0 | 0 | 0 | 0 | 0 | 0 | 0 | 0 | 0 | 0 | 0 | 0 | 0 | 0 | 0 | 0 | 0 | 0 | 0 | 0 | 0 | 0 | 0 | 0 | 0 | 0 | 0 | 0
Transportation Pollutant Emissions Disaggregated[ships,OC,freight,petroleum diesel tf] | NoSettings | 1185610000 | 1090770000 | 1196140000 | 971507000 | 971886000 | 987657000 | 1096040000 | 1166290000 | 1324350000 | 1377630000 | 1309690000 | 1354730000 | 1406090000 | 1467910000 | 1516970000 | 1584720000 | 1779960000 | 1859540000 | 1964400000 | 2055300000 | 2161030000 | 2175320000 | 2344970000 | 2426660000 | 2589480000 | 2585020000 | 2790140000 | 2895720000 | 2991010000 | 3111050000 | 3210530000
Transportation Pollutant Emissions Disaggregated[ships,OC,freight,biofuel gasoline tf] | NoSettings | 0 | 0 | 0 | 0 | 0 | 0 | 0 | 0 | 0 | 0 | 0 | 0 | 0 | 0 | 0 | 0 | 0 | 0 | 0 | 0 | 0 | 0 | 0 | 0 | 0 | 0 | 0 | 0 | 0 | 0 | 0
Transportation Pollutant Emissions Disaggregated[ships,OC,freight,biofuel diesel tf] | NoSettings | 0 | 0 | 0 | 0 | 0 | 0 | 0 | 0 | 0 | 0 | 0 | 0 | 0 | 0 | 0 | 0 | 0 | 0 | 0 | 0 | 0 | 0 | 0 | 0 | 0 | 0 | 0 | 0 | 0 | 0 | 0
Transportation Pollutant Emissions Disaggregated[ships,OC,freight,jet fuel tf] | NoSettings | 0 | 0 | 0 | 0 | 0 | 0 | 0 | 0 | 0 | 0 | 0 | 0 | 0 | 0 | 0 | 0 | 0 | 0 | 0 | 0 | 0 | 0 | 0 | 0 | 0 | 0 | 0 | 0 | 0 | 0 | 0
Transportation Pollutant Emissions Disaggregated[ships,OC,freight,heavy or residual fuel oil tf] | NoSettings | 1032240000 | 1219900000 | 1230890000 | 1552230000 | 1650860000 | 1735550000 | 1751180000 | 1807700000 | 1778840000 | 1858410000 | 2061950000 | 2130230000 | 2217570000 | 2296950000 | 2369140000 | 2448790000 | 2404080000 | 2504270000 | 2557960000 | 2653660000 | 2712910000 | 2866560000 | 2890470000 | 2982130000 | 3020420000 | 3204530000 | 3206910000 | 3287010000 | 3379810000 | 3477030000 | 3549440000
Transportation Pollutant Emissions Disaggregated[ships,OC,freight,LPG propane or butane tf] | NoSettings | 0 | 0 | 0 | 0 | 0 | 0 | 0 | 0 | 0 | 0 | 0 | 0 | 0 | 0 | 0 | 0 | 0 | 0 | 0 | 0 | 0 | 0 | 0 | 0 | 0 | 0 | 0 | 0 | 0 | 0 | 0
Transportation Pollutant Emissions Disaggregated[ships,OC,freight,hydrogen tf] | NoSettings | 0 | 0 | 0 | 0 | 0 | 0 | 0 | 0 | 0 | 0 | 0 | 0 | 0 | 0 | 0 | 0 | 0 | 0 | 0 | 0 | 0 | 0 | 0 | 0 | 0 | 0 | 0 | 0 | 0 | 0 | 0
Transportation Pollutant Emissions Disaggregated[ships,CH4,passenger,electricity tf] | NoSettings | 0 | 0 | 0 | 0 | 0 | 0 | 0 | 0 | 0 | 0 | 0 | 0 | 0 | 0 | 0 | 0 | 0 | 0 | 0 | 0 | 0 | 0 | 0 | 0 | 0 | 0 | 0 | 0 | 0 | 0 | 0
Transportation Pollutant Emissions Disaggregated[ships,CH4,passenger,natural gas tf] | NoSettings | 0 | 0 | 0 | 0 | 0 | 0 | 0 | 0 | 0 | 0 | 0 | 0 | 0 | 0 | 0 | 0 | 0 | 0 | 0 | 0 | 0 | 0 | 0 | 0 | 0 | 0 | 0 | 0 | 0 | 0 | 0
Transportation Pollutant Emissions Disaggregated[ships,CH4,passenger,petroleum gasoline tf] | NoSettings | 0 | 0 | 0 | 0 | 0 | 0 | 0 | 0 | 0 | 0 | 0 | 0 | 0 | 0 | 0 | 0 | 0 | 0 | 0 | 0 | 0 | 0 | 0 | 0 | 0 | 0 | 0 | 0 | 0 | 0 | 0
Transportation Pollutant Emissions Disaggregated[ships,CH4,passenger,petroleum diesel tf] | NoSettings | 50144300 | 50316800 | 50492000 | 50671500 | 51364300 | 51558400 | 52269900 | 52479100 | 52689700 | 52901800 | 53115400 | 53328800 | 53543700 | 53760000 | 54511300 | 54742200 | 54974800 | 55207100 | 55439300 | 55128400 | 55352000 | 55577300 | 55802300 | 56028800 | 56257000 | 56484900 | 56712600 | 56941800 | 57172700 | 57403200 | 57341200
Transportation Pollutant Emissions Disaggregated[ships,CH4,passenger,biofuel gasoline tf] | NoSettings | 0 | 0 | 0 | 0 | 0 | 0 | 0 | 0 | 0 | 0 | 0 | 0 | 0 | 0 | 0 | 0 | 0 | 0 | 0 | 0 | 0 | 0 | 0 | 0 | 0 | 0 | 0 | 0 | 0 | 0 | 0
Transportation Pollutant Emissions Disaggregated[ships,CH4,passenger,biofuel diesel tf] | NoSettings | 0 | 0 | 0 | 0 | 0 | 0 | 0 | 0 | 0 | 0 | 0 | 0 | 0 | 0 | 0 | 0 | 0 | 0 | 0 | 0 | 0 | 0 | 0 | 0 | 0 | 0 | 0 | 0 | 0 | 0 | 0
Transportation Pollutant Emissions Disaggregated[ships,CH4,passenger,jet fuel tf] | NoSettings | 0 | 0 | 0 | 0 | 0 | 0 | 0 | 0 | 0 | 0 | 0 | 0 | 0 | 0 | 0 | 0 | 0 | 0 | 0 | 0 | 0 | 0 | 0 | 0 | 0 | 0 | 0 | 0 | 0 | 0 | 0
Transportation Pollutant Emissions Disaggregated[ships,CH4,passenger,heavy or residual fuel oil tf] | NoSettings | 0 | 0 | 0 | 0 | 0 | 0 | 0 | 0 | 0 | 0 | 0 | 0 | 0 | 0 | 0 | 0 | 0 | 0 | 0 | 0 | 0 | 0 | 0 | 0 | 0 | 0 | 0 | 0 | 0 | 0 | 0
Transportation Pollutant Emissions Disaggregated[ships,CH4,passenger,LPG propane or butane tf] | NoSettings | 0 | 0 | 0 | 0 | 0 | 0 | 0 | 0 | 0 | 0 | 0 | 0 | 0 | 0 | 0 | 0 | 0 | 0 | 0 | 0 | 0 | 0 | 0 | 0 | 0 | 0 | 0 | 0 | 0 | 0 | 0
Transportation Pollutant Emissions Disaggregated[ships,CH4,passenger,hydrogen tf] | NoSettings | 0 | 0 | 0 | 0 | 0 | 0 | 0 | 0 | 0 | 0 | 0 | 0 | 0 | 0 | 0 | 0 | 0 | 0 | 0 | 0 | 0 | 0 | 0 | 0 | 0 | 0 | 0 | 0 | 0 | 0 | 0
Transportation Pollutant Emissions Disaggregated[ships,CH4,freight,electricity tf] | NoSettings | 0 | 0 | 0 | 0 | 0 | 0 | 0 | 0 | 0 | 0 | 0 | 0 | 0 | 0 | 0 | 0 | 0 | 0 | 0 | 0 | 0 | 0 | 0 | 0 | 0 | 0 | 0 | 0 | 0 | 0 | 0
Transportation Pollutant Emissions Disaggregated[ships,CH4,freight,natural gas tf] | NoSettings | 0 | 0 | 0 | 0 | 0 | 0 | 0 | 0 | 0 | 0 | 0 | 0 | 0 | 0 | 0 | 0 | 0 | 0 | 0 | 0 | 0 | 0 | 0 | 0 | 0 | 0 | 0 | 0 | 0 | 0 | 0
Transportation Pollutant Emissions Disaggregated[ships,CH4,freight,petroleum gasoline tf] | NoSettings | 0 | 0 | 0 | 0 | 0 | 0 | 0 | 0 | 0 | 0 | 0 | 0 | 0 | 0 | 0 | 0 | 0 | 0 | 0 | 0 | 0 | 0 | 0 | 0 | 0 | 0 | 0 | 0 | 0 | 0 | 0
Transportation Pollutant Emissions Disaggregated[ships,CH4,freight,petroleum diesel tf] | NoSettings | 58494500 | 53815500 | 59014200 | 47931500 | 47950200 | 48728300 | 54075600 | 57541600 | 65339800 | 67968600 | 64616600 | 66838500 | 69372800 | 72422800 | 74843200 | 78185600 | 87818500 | 91744500 | 96917900 | 101403000 | 106619000 | 107324000 | 115695000 | 119725000 | 127758000 | 127538000 | 137658000 | 142867000 | 147568000 | 153490000 | 158399000
Transportation Pollutant Emissions Disaggregated[ships,CH4,freight,biofuel gasoline tf] | NoSettings | 0 | 0 | 0 | 0 | 0 | 0 | 0 | 0 | 0 | 0 | 0 | 0 | 0 | 0 | 0 | 0 | 0 | 0 | 0 | 0 | 0 | 0 | 0 | 0 | 0 | 0 | 0 | 0 | 0 | 0 | 0
Transportation Pollutant Emissions Disaggregated[ships,CH4,freight,biofuel diesel tf] | NoSettings | 0 | 0 | 0 | 0 | 0 | 0 | 0 | 0 | 0 | 0 | 0 | 0 | 0 | 0 | 0 | 0 | 0 | 0 | 0 | 0 | 0 | 0 | 0 | 0 | 0 | 0 | 0 | 0 | 0 | 0 | 0
Transportation Pollutant Emissions Disaggregated[ships,CH4,freight,jet fuel tf] | NoSettings | 0 | 0 | 0 | 0 | 0 | 0 | 0 | 0 | 0 | 0 | 0 | 0 | 0 | 0 | 0 | 0 | 0 | 0 | 0 | 0 | 0 | 0 | 0 | 0 | 0 | 0 | 0 | 0 | 0 | 0 | 0
Transportation Pollutant Emissions Disaggregated[ships,CH4,freight,heavy or residual fuel oil tf] | NoSettings | 50927900 | 60186700 | 60728800 | 76582600 | 81448900 | 85627000 | 86398400 | 89187000 | 87763000 | 91688900 | 101731000 | 105100000 | 109409000 | 113325000 | 116887000 | 120817000 | 118610000 | 123554000 | 126203000 | 130924000 | 133847000 | 141428000 | 142608000 | 147130000 | 149019000 | 158103000 | 158220000 | 162172000 | 166750000 | 171547000 | 175119000
Transportation Pollutant Emissions Disaggregated[ships,CH4,freight,LPG propane or butane tf] | NoSettings | 0 | 0 | 0 | 0 | 0 | 0 | 0 | 0 | 0 | 0 | 0 | 0 | 0 | 0 | 0 | 0 | 0 | 0 | 0 | 0 | 0 | 0 | 0 | 0 | 0 | 0 | 0 | 0 | 0 | 0 | 0
Transportation Pollutant Emissions Disaggregated[ships,CH4,freight,hydrogen tf] | NoSettings | 0 | 0 | 0 | 0 | 0 | 0 | 0 | 0 | 0 | 0 | 0 | 0 | 0 | 0 | 0 | 0 | 0 | 0 | 0 | 0 | 0 | 0 | 0 | 0 | 0 | 0 | 0 | 0 | 0 | 0 | 0
Transportation Pollutant Emissions Disaggregated[ships,N2O,passenger,electricity tf] | NoSettings | 0 | 0 | 0 | 0 | 0 | 0 | 0 | 0 | 0 | 0 | 0 | 0 | 0 | 0 | 0 | 0 | 0 | 0 | 0 | 0 | 0 | 0 | 0 | 0 | 0 | 0 | 0 | 0 | 0 | 0 | 0
Transportation Pollutant Emissions Disaggregated[ships,N2O,passenger,natural gas tf] | NoSettings | 0 | 0 | 0 | 0 | 0 | 0 | 0 | 0 | 0 | 0 | 0 | 0 | 0 | 0 | 0 | 0 | 0 | 0 | 0 | 0 | 0 | 0 | 0 | 0 | 0 | 0 | 0 | 0 | 0 | 0 | 0
Transportation Pollutant Emissions Disaggregated[ships,N2O,passenger,petroleum gasoline tf] | NoSettings | 0 | 0 | 0 | 0 | 0 | 0 | 0 | 0 | 0 | 0 | 0 | 0 | 0 | 0 | 0 | 0 | 0 | 0 | 0 | 0 | 0 | 0 | 0 | 0 | 0 | 0 | 0 | 0 | 0 | 0 | 0
Transportation Pollutant Emissions Disaggregated[ships,N2O,passenger,petroleum diesel tf] | NoSettings | 10028900 | 10063400 | 10098400 | 10134300 | 10272900 | 10311700 | 10454000 | 10495800 | 10537900 | 10580400 | 10623100 | 10665800 | 10708700 | 10752000 | 10902300 | 10948400 | 10995000 | 11041400 | 11087900 | 11025700 | 11070400 | 11115500 | 11160500 | 11205800 | 11251400 | 11297000 | 11342500 | 11388400 | 11434500 | 11480600 | 11468200
Transportation Pollutant Emissions Disaggregated[ships,N2O,passenger,biofuel gasoline tf] | NoSettings | 0 | 0 | 0 | 0 | 0 | 0 | 0 | 0 | 0 | 0 | 0 | 0 | 0 | 0 | 0 | 0 | 0 | 0 | 0 | 0 | 0 | 0 | 0 | 0 | 0 | 0 | 0 | 0 | 0 | 0 | 0
Transportation Pollutant Emissions Disaggregated[ships,N2O,passenger,biofuel diesel tf] | NoSettings | 0 | 0 | 0 | 0 | 0 | 0 | 0 | 0 | 0 | 0 | 0 | 0 | 0 | 0 | 0 | 0 | 0 | 0 | 0 | 0 | 0 | 0 | 0 | 0 | 0 | 0 | 0 | 0 | 0 | 0 | 0
Transportation Pollutant Emissions Disaggregated[ships,N2O,passenger,jet fuel tf] | NoSettings | 0 | 0 | 0 | 0 | 0 | 0 | 0 | 0 | 0 | 0 | 0 | 0 | 0 | 0 | 0 | 0 | 0 | 0 | 0 | 0 | 0 | 0 | 0 | 0 | 0 | 0 | 0 | 0 | 0 | 0 | 0
Transportation Pollutant Emissions Disaggregated[ships,N2O,passenger,heavy or residual fuel oil tf] | NoSettings | 0 | 0 | 0 | 0 | 0 | 0 | 0 | 0 | 0 | 0 | 0 | 0 | 0 | 0 | 0 | 0 | 0 | 0 | 0 | 0 | 0 | 0 | 0 | 0 | 0 | 0 | 0 | 0 | 0 | 0 | 0
Transportation Pollutant Emissions Disaggregated[ships,N2O,passenger,LPG propane or butane tf] | NoSettings | 0 | 0 | 0 | 0 | 0 | 0 | 0 | 0 | 0 | 0 | 0 | 0 | 0 | 0 | 0 | 0 | 0 | 0 | 0 | 0 | 0 | 0 | 0 | 0 | 0 | 0 | 0 | 0 | 0 | 0 | 0
Transportation Pollutant Emissions Disaggregated[ships,N2O,passenger,hydrogen tf] | NoSettings | 0 | 0 | 0 | 0 | 0 | 0 | 0 | 0 | 0 | 0 | 0 | 0 | 0 | 0 | 0 | 0 | 0 | 0 | 0 | 0 | 0 | 0 | 0 | 0 | 0 | 0 | 0 | 0 | 0 | 0 | 0
Transportation Pollutant Emissions Disaggregated[ships,N2O,freight,electricity tf] | NoSettings | 0 | 0 | 0 | 0 | 0 | 0 | 0 | 0 | 0 | 0 | 0 | 0 | 0 | 0 | 0 | 0 | 0 | 0 | 0 | 0 | 0 | 0 | 0 | 0 | 0 | 0 | 0 | 0 | 0 | 0 | 0
Transportation Pollutant Emissions Disaggregated[ships,N2O,freight,natural gas tf] | NoSettings | 0 | 0 | 0 | 0 | 0 | 0 | 0 | 0 | 0 | 0 | 0 | 0 | 0 | 0 | 0 | 0 | 0 | 0 | 0 | 0 | 0 | 0 | 0 | 0 | 0 | 0 | 0 | 0 | 0 | 0 | 0
Transportation Pollutant Emissions Disaggregated[ships,N2O,freight,petroleum gasoline tf] | NoSettings | 0 | 0 | 0 | 0 | 0 | 0 | 0 | 0 | 0 | 0 | 0 | 0 | 0 | 0 | 0 | 0 | 0 | 0 | 0 | 0 | 0 | 0 | 0 | 0 | 0 | 0 | 0 | 0 | 0 | 0 | 0
Transportation Pollutant Emissions Disaggregated[ships,N2O,freight,petroleum diesel tf] | NoSettings | 11698900 | 10763100 | 11802800 | 9586290 | 9590030 | 9745650 | 10815100 | 11508300 | 13068000 | 13593700 | 12923300 | 13367700 | 13874600 | 14484600 | 14968600 | 15637100 | 17563700 | 18348900 | 19383600 | 20280600 | 21323900 | 21464900 | 23138900 | 23945000 | 25551600 | 25507600 | 27531600 | 28573300 | 29513600 | 30698100 | 31679800
Transportation Pollutant Emissions Disaggregated[ships,N2O,freight,biofuel gasoline tf] | NoSettings | 0 | 0 | 0 | 0 | 0 | 0 | 0 | 0 | 0 | 0 | 0 | 0 | 0 | 0 | 0 | 0 | 0 | 0 | 0 | 0 | 0 | 0 | 0 | 0 | 0 | 0 | 0 | 0 | 0 | 0 | 0
Transportation Pollutant Emissions Disaggregated[ships,N2O,freight,biofuel diesel tf] | NoSettings | 0 | 0 | 0 | 0 | 0 | 0 | 0 | 0 | 0 | 0 | 0 | 0 | 0 | 0 | 0 | 0 | 0 | 0 | 0 | 0 | 0 | 0 | 0 | 0 | 0 | 0 | 0 | 0 | 0 | 0 | 0
Transportation Pollutant Emissions Disaggregated[ships,N2O,freight,jet fuel tf] | NoSettings | 0 | 0 | 0 | 0 | 0 | 0 | 0 | 0 | 0 | 0 | 0 | 0 | 0 | 0 | 0 | 0 | 0 | 0 | 0 | 0 | 0 | 0 | 0 | 0 | 0 | 0 | 0 | 0 | 0 | 0 | 0
Transportation Pollutant Emissions Disaggregated[ships,N2O,freight,heavy or residual fuel oil tf] | NoSettings | 10185600 | 12037300 | 12145800 | 15316500 | 16289800 | 17125400 | 17279700 | 17837400 | 17552600 | 18337800 | 20346200 | 21019900 | 21881700 | 22665000 | 23377400 | 24163300 | 23722100 | 24710700 | 25240500 | 26184900 | 26769500 | 28285600 | 28521600 | 29426000 | 29803800 | 31620500 | 31644000 | 32434400 | 33350100 | 34309400 | 35023900
Transportation Pollutant Emissions Disaggregated[ships,N2O,freight,LPG propane or butane tf] | NoSettings | 0 | 0 | 0 | 0 | 0 | 0 | 0 | 0 | 0 | 0 | 0 | 0 | 0 | 0 | 0 | 0 | 0 | 0 | 0 | 0 | 0 | 0 | 0 | 0 | 0 | 0 | 0 | 0 | 0 | 0 | 0
Transportation Pollutant Emissions Disaggregated[ships,N2O,freight,hydrogen tf] | NoSettings | 0 | 0 | 0 | 0 | 0 | 0 | 0 | 0 | 0 | 0 | 0 | 0 | 0 | 0 | 0 | 0 | 0 | 0 | 0 | 0 | 0 | 0 | 0 | 0 | 0 | 0 | 0 | 0 | 0 | 0 | 0
Transportation Pollutant Emissions Disaggregated[ships,F gases,passenger,electricity tf] | NoSettings | 0 | 0 | 0 | 0 | 0 | 0 | 0 | 0 | 0 | 0 | 0 | 0 | 0 | 0 | 0 | 0 | 0 | 0 | 0 | 0 | 0 | 0 | 0 | 0 | 0 | 0 | 0 | 0 | 0 | 0 | 0
Transportation Pollutant Emissions Disaggregated[ships,F gases,passenger,natural gas tf] | NoSettings | 0 | 0 | 0 | 0 | 0 | 0 | 0 | 0 | 0 | 0 | 0 | 0 | 0 | 0 | 0 | 0 | 0 | 0 | 0 | 0 | 0 | 0 | 0 | 0 | 0 | 0 | 0 | 0 | 0 | 0 | 0
Transportation Pollutant Emissions Disaggregated[ships,F gases,passenger,petroleum gasoline tf] | NoSettings | 0 | 0 | 0 | 0 | 0 | 0 | 0 | 0 | 0 | 0 | 0 | 0 | 0 | 0 | 0 | 0 | 0 | 0 | 0 | 0 | 0 | 0 | 0 | 0 | 0 | 0 | 0 | 0 | 0 | 0 | 0
Transportation Pollutant Emissions Disaggregated[ships,F gases,passenger,petroleum diesel tf] | NoSettings | 0 | 0 | 0 | 0 | 0 | 0 | 0 | 0 | 0 | 0 | 0 | 0 | 0 | 0 | 0 | 0 | 0 | 0 | 0 | 0 | 0 | 0 | 0 | 0 | 0 | 0 | 0 | 0 | 0 | 0 | 0
Transportation Pollutant Emissions Disaggregated[ships,F gases,passenger,biofuel gasoline tf] | NoSettings | 0 | 0 | 0 | 0 | 0 | 0 | 0 | 0 | 0 | 0 | 0 | 0 | 0 | 0 | 0 | 0 | 0 | 0 | 0 | 0 | 0 | 0 | 0 | 0 | 0 | 0 | 0 | 0 | 0 | 0 | 0
Transportation Pollutant Emissions Disaggregated[ships,F gases,passenger,biofuel diesel tf] | NoSettings | 0 | 0 | 0 | 0 | 0 | 0 | 0 | 0 | 0 | 0 | 0 | 0 | 0 | 0 | 0 | 0 | 0 | 0 | 0 | 0 | 0 | 0 | 0 | 0 | 0 | 0 | 0 | 0 | 0 | 0 | 0
Transportation Pollutant Emissions Disaggregated[ships,F gases,passenger,jet fuel tf] | NoSettings | 0 | 0 | 0 | 0 | 0 | 0 | 0 | 0 | 0 | 0 | 0 | 0 | 0 | 0 | 0 | 0 | 0 | 0 | 0 | 0 | 0 | 0 | 0 | 0 | 0 | 0 | 0 | 0 | 0 | 0 | 0
Transportation Pollutant Emissions Disaggregated[ships,F gases,passenger,heavy or residual fuel oil tf] | NoSettings | 0 | 0 | 0 | 0 | 0 | 0 | 0 | 0 | 0 | 0 | 0 | 0 | 0 | 0 | 0 | 0 | 0 | 0 | 0 | 0 | 0 | 0 | 0 | 0 | 0 | 0 | 0 | 0 | 0 | 0 | 0
Transportation Pollutant Emissions Disaggregated[ships,F gases,passenger,LPG propane or butane tf] | NoSettings | 0 | 0 | 0 | 0 | 0 | 0 | 0 | 0 | 0 | 0 | 0 | 0 | 0 | 0 | 0 | 0 | 0 | 0 | 0 | 0 | 0 | 0 | 0 | 0 | 0 | 0 | 0 | 0 | 0 | 0 | 0
Transportation Pollutant Emissions Disaggregated[ships,F gases,passenger,hydrogen tf] | NoSettings | 0 | 0 | 0 | 0 | 0 | 0 | 0 | 0 | 0 | 0 | 0 | 0 | 0 | 0 | 0 | 0 | 0 | 0 | 0 | 0 | 0 | 0 | 0 | 0 | 0 | 0 | 0 | 0 | 0 | 0 | 0
Transportation Pollutant Emissions Disaggregated[ships,F gases,freight,electricity tf] | NoSettings | 0 | 0 | 0 | 0 | 0 | 0 | 0 | 0 | 0 | 0 | 0 | 0 | 0 | 0 | 0 | 0 | 0 | 0 | 0 | 0 | 0 | 0 | 0 | 0 | 0 | 0 | 0 | 0 | 0 | 0 | 0
Transportation Pollutant Emissions Disaggregated[ships,F gases,freight,natural gas tf] | NoSettings | 0 | 0 | 0 | 0 | 0 | 0 | 0 | 0 | 0 | 0 | 0 | 0 | 0 | 0 | 0 | 0 | 0 | 0 | 0 | 0 | 0 | 0 | 0 | 0 | 0 | 0 | 0 | 0 | 0 | 0 | 0
Transportation Pollutant Emissions Disaggregated[ships,F gases,freight,petroleum gasoline tf] | NoSettings | 0 | 0 | 0 | 0 | 0 | 0 | 0 | 0 | 0 | 0 | 0 | 0 | 0 | 0 | 0 | 0 | 0 | 0 | 0 | 0 | 0 | 0 | 0 | 0 | 0 | 0 | 0 | 0 | 0 | 0 | 0
Transportation Pollutant Emissions Disaggregated[ships,F gases,freight,petroleum diesel tf] | NoSettings | 0 | 0 | 0 | 0 | 0 | 0 | 0 | 0 | 0 | 0 | 0 | 0 | 0 | 0 | 0 | 0 | 0 | 0 | 0 | 0 | 0 | 0 | 0 | 0 | 0 | 0 | 0 | 0 | 0 | 0 | 0
Transportation Pollutant Emissions Disaggregated[ships,F gases,freight,biofuel gasoline tf] | NoSettings | 0 | 0 | 0 | 0 | 0 | 0 | 0 | 0 | 0 | 0 | 0 | 0 | 0 | 0 | 0 | 0 | 0 | 0 | 0 | 0 | 0 | 0 | 0 | 0 | 0 | 0 | 0 | 0 | 0 | 0 | 0
Transportation Pollutant Emissions Disaggregated[ships,F gases,freight,biofuel diesel tf] | NoSettings | 0 | 0 | 0 | 0 | 0 | 0 | 0 | 0 | 0 | 0 | 0 | 0 | 0 | 0 | 0 | 0 | 0 | 0 | 0 | 0 | 0 | 0 | 0 | 0 | 0 | 0 | 0 | 0 | 0 | 0 | 0
Transportation Pollutant Emissions Disaggregated[ships,F gases,freight,jet fuel tf] | NoSettings | 0 | 0 | 0 | 0 | 0 | 0 | 0 | 0 | 0 | 0 | 0 | 0 | 0 | 0 | 0 | 0 | 0 | 0 | 0 | 0 | 0 | 0 | 0 | 0 | 0 | 0 | 0 | 0 | 0 | 0 | 0
Transportation Pollutant Emissions Disaggregated[ships,F gases,freight,heavy or residual fuel oil tf] | NoSettings | 0 | 0 | 0 | 0 | 0 | 0 | 0 | 0 | 0 | 0 | 0 | 0 | 0 | 0 | 0 | 0 | 0 | 0 | 0 | 0 | 0 | 0 | 0 | 0 | 0 | 0 | 0 | 0 | 0 | 0 | 0
Transportation Pollutant Emissions Disaggregated[ships,F gases,freight,LPG propane or butane tf] | NoSettings | 0 | 0 | 0 | 0 | 0 | 0 | 0 | 0 | 0 | 0 | 0 | 0 | 0 | 0 | 0 | 0 | 0 | 0 | 0 | 0 | 0 | 0 | 0 | 0 | 0 | 0 | 0 | 0 | 0 | 0 | 0
Transportation Pollutant Emissions Disaggregated[ships,F gases,freight,hydrogen tf] | NoSettings | 0 | 0 | 0 | 0 | 0 | 0 | 0 | 0 | 0 | 0 | 0 | 0 | 0 | 0 | 0 | 0 | 0 | 0 | 0 | 0 | 0 | 0 | 0 | 0 | 0 | 0 | 0 | 0 | 0 | 0 | 0
Transportation Pollutant Emissions Disaggregated[motorbikes,CO2,passenger,electricity tf] | NoSettings | 0 | 0 | 0 | 0 | 0 | 0 | 0 | 0 | 0 | 0 | 0 | 0 | 0 | 0 | 0 | 0 | 0 | 0 | 0 | 0 | 0 | 0 | 0 | 0 | 0 | 0 | 0 | 0 | 0 | 0 | 0
Transportation Pollutant Emissions Disaggregated[motorbikes,CO2,passenger,natural gas tf] | NoSettings | 2690040 | 2695110 | 2352780 | 2015420 | 1688810 | 1388890 | 1116180 | 870216 | 651917 | 462348 | 302647 | 174427 | 79610.3 | 45174.2 | 20272 | 5122.51 | 0 | 0 | 0 | 0 | 0 | 0 | 0 | 0 | 0 | 0 | 0 | 0 | 0 | 0 | 0
Transportation Pollutant Emissions Disaggregated[motorbikes,CO2,passenger,petroleum gasoline tf] | NoSettings | 249931000000 | 280468000000 | 276842000000 | 270868000000 | 262259000000 | 254445000000 | 246322000000 | 237963000000 | 229549000000 | 221275000000 | 213109000000 | 205187000000 | 197581000000 | 190286000000 | 183299000000 | 176658000000 | 170183000000 | 163641000000 | 157346000000 | 151887000000 | 147445000000 | 144125000000 | 141792000000 | 140096000000 | 138851000000 | 137849000000 | 136987000000 | 136230000000 | 135564000000 | 135011000000 | 134443000000
Transportation Pollutant Emissions Disaggregated[motorbikes,CO2,passenger,petroleum diesel tf] | NoSettings | 24096800 | 23922900 | 20735900 | 17682900 | 14803200 | 12212900 | 9911490 | 7877730 | 6101700 | 4573290 | 3281250 | 2288510 | 1462490 | 810274 | 368224 | 94312.5 | 0 | 0 | 0 | 0 | 0 | 0 | 0 | 0 | 0 | 0 | 0 | 0 | 0 | 0 | 0
Transportation Pollutant Emissions Disaggregated[motorbikes,CO2,passenger,biofuel gasoline tf] | NoSettings | 0 | 0 | 0 | 0 | 0 | 0 | 0 | 0 | 0 | 0 | 0 | 0 | 0 | 0 | 0 | 0 | 0 | 0 | 0 | 0 | 0 | 0 | 0 | 0 | 0 | 0 | 0 | 0 | 0 | 0 | 0
Transportation Pollutant Emissions Disaggregated[motorbikes,CO2,passenger,biofuel diesel tf] | NoSettings | 0 | 0 | 0 | 0 | 0 | 0 | 0 | 0 | 0 | 0 | 0 | 0 | 0 | 0 | 0 | 0 | 0 | 0 | 0 | 0 | 0 | 0 | 0 | 0 | 0 | 0 | 0 | 0 | 0 | 0 | 0
Transportation Pollutant Emissions Disaggregated[motorbikes,CO2,passenger,jet fuel tf] | NoSettings | 0 | 0 | 0 | 0 | 0 | 0 | 0 | 0 | 0 | 0 | 0 | 0 | 0 | 0 | 0 | 0 | 0 | 0 | 0 | 0 | 0 | 0 | 0 | 0 | 0 | 0 | 0 | 0 | 0 | 0 | 0
Transportation Pollutant Emissions Disaggregated[motorbikes,CO2,passenger,heavy or residual fuel oil tf] | NoSettings | 0 | 0 | 0 | 0 | 0 | 0 | 0 | 0 | 0 | 0 | 0 | 0 | 0 | 0 | 0 | 0 | 0 | 0 | 0 | 0 | 0 | 0 | 0 | 0 | 0 | 0 | 0 | 0 | 0 | 0 | 0
Transportation Pollutant Emissions Disaggregated[motorbikes,CO2,passenger,LPG propane or butane tf] | NoSettings | 0 | 0 | 0 | 0 | 0 | 0 | 0 | 0 | 0 | 0 | 0 | 0 | 0 | 0 | 0 | 0 | 0 | 0 | 0 | 0 | 0 | 0 | 0 | 0 | 0 | 0 | 0 | 0 | 0 | 0 | 0
Transportation Pollutant Emissions Disaggregated[motorbikes,CO2,passenger,hydrogen tf] | NoSettings | 0 | 0 | 0 | 0 | 0 | 0 | 0 | 0 | 0 | 0 | 0 | 0 | 0 | 0 | 0 | 0 | 0 | 0 | 0 | 0 | 0 | 0 | 0 | 0 | 0 | 0 | 0 | 0 | 0 | 0 | 0
Transportation Pollutant Emissions Disaggregated[motorbikes,CO2,freight,electricity tf] | NoSettings | 0 | 0 | 0 | 0 | 0 | 0 | 0 | 0 | 0 | 0 | 0 | 0 | 0 | 0 | 0 | 0 | 0 | 0 | 0 | 0 | 0 | 0 | 0 | 0 | 0 | 0 | 0 | 0 | 0 | 0 | 0
Transportation Pollutant Emissions Disaggregated[motorbikes,CO2,freight,natural gas tf] | NoSettings | 8507840000 | 11979300000 | 19060300000 | 25003500000 | 29284500000 | 33131700000 | 36999800000 | 40668300000 | 44429600000 | 48594900000 | 52851800000 | 58702000000 | 65064500000 | 72634300000 | 81804600000 | 92645300000 | 105564000000 | 120627000000 | 137528000000 | 156648000000 | 177984000000 | 201178000000 | 225818000000 | 252661000000 | 281327000000 | 305622000000 | 330851000000 | 352276000000 | 376622000000 | 404479000000 | 433950000000
Transportation Pollutant Emissions Disaggregated[motorbikes,CO2,freight,petroleum gasoline tf] | NoSettings | 0 | 0 | 0 | 0 | 0 | 0 | 0 | 0 | 0 | 0 | 0 | 0 | 0 | 0 | 0 | 0 | 0 | 0 | 0 | 0 | 0 | 0 | 0 | 0 | 0 | 0 | 0 | 0 | 0 | 0 | 0
Transportation Pollutant Emissions Disaggregated[motorbikes,CO2,freight,petroleum diesel tf] | NoSettings | 11449200000000 | 11332200000000 | 11204100000000 | 11072600000000 | 10890200000000 | 10698700000000 | 10493900000000 | 10248800000000 | 9984400000000 | 9697970000000 | 9389490000000 | 9439780000000 | 9467250000000 | 9485220000000 | 9494620000000 | 9495330000000 | 9481120000000 | 9429480000000 | 9371390000000 | 9309920000000 | 9261480000000 | 9207470000000 | 9174240000000 | 9104930000000 | 9035670000000 | 8993220000000 | 9000050000000 | 9014220000000 | 9026320000000 | 9078620000000 | 9137800000000
Transportation Pollutant Emissions Disaggregated[motorbikes,CO2,freight,biofuel gasoline tf] | NoSettings | 0 | 0 | 0 | 0 | 0 | 0 | 0 | 0 | 0 | 0 | 0 | 0 | 0 | 0 | 0 | 0 | 0 | 0 | 0 | 0 | 0 | 0 | 0 | 0 | 0 | 0 | 0 | 0 | 0 | 0 | 0
Transportation Pollutant Emissions Disaggregated[motorbikes,CO2,freight,biofuel diesel tf] | NoSettings | 0 | 0 | 0 | 0 | 0 | 0 | 0 | 0 | 0 | 0 | 0 | 0 | 0 | 0 | 0 | 0 | 0 | 0 | 0 | 0 | 0 | 0 | 0 | 0 | 0 | 0 | 0 | 0 | 0 | 0 | 0
Transportation Pollutant Emissions Disaggregated[motorbikes,CO2,freight,jet fuel tf] | NoSettings | 0 | 0 | 0 | 0 | 0 | 0 | 0 | 0 | 0 | 0 | 0 | 0 | 0 | 0 | 0 | 0 | 0 | 0 | 0 | 0 | 0 | 0 | 0 | 0 | 0 | 0 | 0 | 0 | 0 | 0 | 0
Transportation Pollutant Emissions Disaggregated[motorbikes,CO2,freight,heavy or residual fuel oil tf] | NoSettings | 0 | 0 | 0 | 0 | 0 | 0 | 0 | 0 | 0 | 0 | 0 | 0 | 0 | 0 | 0 | 0 | 0 | 0 | 0 | 0 | 0 | 0 | 0 | 0 | 0 | 0 | 0 | 0 | 0 | 0 | 0
Transportation Pollutant Emissions Disaggregated[motorbikes,CO2,freight,LPG propane or butane tf] | NoSettings | 0 | 0 | 0 | 0 | 0 | 0 | 0 | 0 | 0 | 0 | 0 | 0 | 0 | 0 | 0 | 0 | 0 | 0 | 0 | 0 | 0 | 0 | 0 | 0 | 0 | 0 | 0 | 0 | 0 | 0 | 0
Transportation Pollutant Emissions Disaggregated[motorbikes,CO2,freight,hydrogen tf] | NoSettings | 0 | 0 | 0 | 0 | 0 | 0 | 0 | 0 | 0 | 0 | 0 | 0 | 0 | 0 | 0 | 0 | 0 | 0 | 0 | 0 | 0 | 0 | 0 | 0 | 0 | 0 | 0 | 0 | 0 | 0 | 0
Transportation Pollutant Emissions Disaggregated[motorbikes,VOC,passenger,electricity tf] | NoSettings | 0 | 0 | 0 | 0 | 0 | 0 | 0 | 0 | 0 | 0 | 0 | 0 | 0 | 0 | 0 | 0 | 0 | 0 | 0 | 0 | 0 | 0 | 0 | 0 | 0 | 0 | 0 | 0 | 0 | 0 | 0
Transportation Pollutant Emissions Disaggregated[motorbikes,VOC,passenger,natural gas tf] | NoSettings | 1761.49 | 1764.81 | 1540.65 | 1319.73 | 1105.86 | 909.473 | 730.898 | 569.835 | 426.888 | 302.754 | 198.179 | 114.218 | 52.1304 | 29.5809 | 13.2745 | 3.3543 | 0 | 0 | 0 | 0 | 0 | 0 | 0 | 0 | 0 | 0 | 0 | 0 | 0 | 0 | 0
Transportation Pollutant Emissions Disaggregated[motorbikes,VOC,passenger,petroleum gasoline tf] | NoSettings | 177301000 | 198964000 | 196392000 | 192154000 | 186047000 | 180504000 | 174741000 | 168811000 | 162842000 | 156973000 | 151180000 | 145560000 | 140164000 | 134989000 | 130032000 | 125322000 | 120728000 | 116087000 | 111621000 | 107749000 | 104597000 | 102242000 | 100587000 | 99384100 | 98500700 | 97790100 | 97179000 | 96641900 | 96169000 | 95776800 | 95373800
Transportation Pollutant Emissions Disaggregated[motorbikes,VOC,passenger,petroleum diesel tf] | NoSettings | 18117.4 | 17986.7 | 15590.5 | 13295.1 | 11129.9 | 9182.38 | 7452.05 | 5922.95 | 4587.62 | 3438.47 | 2467.04 | 1720.64 | 1099.58 | 609.212 | 276.853 | 70.9097 | 0 | 0 | 0 | 0 | 0 | 0 | 0 | 0 | 0 | 0 | 0 | 0 | 0 | 0 | 0
Transportation Pollutant Emissions Disaggregated[motorbikes,VOC,passenger,biofuel gasoline tf] | NoSettings | 12386800 | 13942100 | 13803100 | 13545700 | 13154300 | 12800400 | 12428600 | 12042400 | 11650900 | 11247500 | 10864400 | 10460500 | 10072800 | 9700850 | 9344640 | 9006100 | 8675990 | 8342480 | 8021530 | 7743240 | 7516780 | 7347530 | 7228610 | 7142130 | 7078650 | 7027580 | 6983660 | 6945070 | 6911090 | 6882890 | 6853930
Transportation Pollutant Emissions Disaggregated[motorbikes,VOC,passenger,biofuel diesel tf] | NoSettings | 2412.36 | 2691.76 | 2603.34 | 2462.32 | 2274.86 | 2062.54 | 1833.03 | 1590.67 | 1341.79 | 1092.94 | 850.702 | 593.323 | 379.166 | 210.073 | 95.4663 | 24.4516 | 0 | 0 | 0 | 0 | 0 | 0 | 0 | 0 | 0 | 0 | 0 | 0 | 0 | 0 | 0
Transportation Pollutant Emissions Disaggregated[motorbikes,VOC,passenger,jet fuel tf] | NoSettings | 0 | 0 | 0 | 0 | 0 | 0 | 0 | 0 | 0 | 0 | 0 | 0 | 0 | 0 | 0 | 0 | 0 | 0 | 0 | 0 | 0 | 0 | 0 | 0 | 0 | 0 | 0 | 0 | 0 | 0 | 0
Transportation Pollutant Emissions Disaggregated[motorbikes,VOC,passenger,heavy or residual fuel oil tf] | NoSettings | 0 | 0 | 0 | 0 | 0 | 0 | 0 | 0 | 0 | 0 | 0 | 0 | 0 | 0 | 0 | 0 | 0 | 0 | 0 | 0 | 0 | 0 | 0 | 0 | 0 | 0 | 0 | 0 | 0 | 0 | 0
Transportation Pollutant Emissions Disaggregated[motorbikes,VOC,passenger,LPG propane or butane tf] | NoSettings | 0 | 0 | 0 | 0 | 0 | 0 | 0 | 0 | 0 | 0 | 0 | 0 | 0 | 0 | 0 | 0 | 0 | 0 | 0 | 0 | 0 | 0 | 0 | 0 | 0 | 0 | 0 | 0 | 0 | 0 | 0
Transportation Pollutant Emissions Disaggregated[motorbikes,VOC,passenger,hydrogen tf] | NoSettings | 0 | 0 | 0 | 0 | 0 | 0 | 0 | 0 | 0 | 0 | 0 | 0 | 0 | 0 | 0 | 0 | 0 | 0 | 0 | 0 | 0 | 0 | 0 | 0 | 0 | 0 | 0 | 0 | 0 | 0 | 0
Transportation Pollutant Emissions Disaggregated[motorbikes,VOC,freight,electricity tf] | NoSettings | 0 | 0 | 0 | 0 | 0 | 0 | 0 | 0 | 0 | 0 | 0 | 0 | 0 | 0 | 0 | 0 | 0 | 0 | 0 | 0 | 0 | 0 | 0 | 0 | 0 | 0 | 0 | 0 | 0 | 0 | 0
Transportation Pollutant Emissions Disaggregated[motorbikes,VOC,freight,natural gas tf] | NoSettings | 5571100 | 7844270 | 12481100 | 16372800 | 19176100 | 21695300 | 24228200 | 26630400 | 29093300 | 31820900 | 34608400 | 38439200 | 42605500 | 47562300 | 53567200 | 60665900 | 69125200 | 78989000 | 90055900 | 102576000 | 116547000 | 131735000 | 147870000 | 165447000 | 184218000 | 200127000 | 216648000 | 230677000 | 246619000 | 264861000 | 284159000
Transportation Pollutant Emissions Disaggregated[motorbikes,VOC,freight,petroleum gasoline tf] | NoSettings | 0 | 0 | 0 | 0 | 0 | 0 | 0 | 0 | 0 | 0 | 0 | 0 | 0 | 0 | 0 | 0 | 0 | 0 | 0 | 0 | 0 | 0 | 0 | 0 | 0 | 0 | 0 | 0 | 0 | 0 | 0
Transportation Pollutant Emissions Disaggregated[motorbikes,VOC,freight,petroleum diesel tf] | NoSettings | 8608170000 | 8520220000 | 8423910000 | 8325060000 | 8187930000 | 8043920000 | 7889910000 | 7705670000 | 7506860000 | 7291510000 | 7059580000 | 7097390000 | 7118040000 | 7131550000 | 7138620000 | 7139150000 | 7128470000 | 7089650000 | 7045970000 | 6999750000 | 6963330000 | 6922720000 | 6897740000 | 6845630000 | 6793560000 | 6761640000 | 6766770000 | 6777420000 | 6786520000 | 6825850000 | 6870350000
Transportation Pollutant Emissions Disaggregated[motorbikes,VOC,freight,biofuel gasoline tf] | NoSettings | 0 | 0 | 0 | 0 | 0 | 0 | 0 | 0 | 0 | 0 | 0 | 0 | 0 | 0 | 0 | 0 | 0 | 0 | 0 | 0 | 0 | 0 | 0 | 0 | 0 | 0 | 0 | 0 | 0 | 0 | 0
Transportation Pollutant Emissions Disaggregated[motorbikes,VOC,freight,biofuel diesel tf] | NoSettings | 1146190000 | 1275080000 | 1406650000 | 1541850000 | 1673540000 | 1806820000 | 1940740000 | 2069440000 | 2195610000 | 2317650000 | 2434330000 | 2447370000 | 2454490000 | 2459150000 | 2461590000 | 2461770000 | 2458090000 | 2444700000 | 2429640000 | 2413700000 | 2401140000 | 2387140000 | 2378520000 | 2360560000 | 2342600000 | 2331590000 | 2333360000 | 2337040000 | 2340170000 | 2353740000 | 2369080000
Transportation Pollutant Emissions Disaggregated[motorbikes,VOC,freight,jet fuel tf] | NoSettings | 0 | 0 | 0 | 0 | 0 | 0 | 0 | 0 | 0 | 0 | 0 | 0 | 0 | 0 | 0 | 0 | 0 | 0 | 0 | 0 | 0 | 0 | 0 | 0 | 0 | 0 | 0 | 0 | 0 | 0 | 0
Transportation Pollutant Emissions Disaggregated[motorbikes,VOC,freight,heavy or residual fuel oil tf] | NoSettings | 0 | 0 | 0 | 0 | 0 | 0 | 0 | 0 | 0 | 0 | 0 | 0 | 0 | 0 | 0 | 0 | 0 | 0 | 0 | 0 | 0 | 0 | 0 | 0 | 0 | 0 | 0 | 0 | 0 | 0 | 0
Transportation Pollutant Emissions Disaggregated[motorbikes,VOC,freight,LPG propane or butane tf] | NoSettings | 0 | 0 | 0 | 0 | 0 | 0 | 0 | 0 | 0 | 0 | 0 | 0 | 0 | 0 | 0 | 0 | 0 | 0 | 0 | 0 | 0 | 0 | 0 | 0 | 0 | 0 | 0 | 0 | 0 | 0 | 0
Transportation Pollutant Emissions Disaggregated[motorbikes,VOC,freight,hydrogen tf] | NoSettings | 0 | 0 | 0 | 0 | 0 | 0 | 0 | 0 | 0 | 0 | 0 | 0 | 0 | 0 | 0 | 0 | 0 | 0 | 0 | 0 | 0 | 0 | 0 | 0 | 0 | 0 | 0 | 0 | 0 | 0 | 0
Transportation Pollutant Emissions Disaggregated[motorbikes,CO,passenger,electricity tf] | NoSettings | 0 | 0 | 0 | 0 | 0 | 0 | 0 | 0 | 0 | 0 | 0 | 0 | 0 | 0 | 0 | 0 | 0 | 0 | 0 | 0 | 0 | 0 | 0 | 0 | 0 | 0 | 0 | 0 | 0 | 0 | 0
Transportation Pollutant Emissions Disaggregated[motorbikes,CO,passenger,natural gas tf] | NoSettings | 27481.1 | 27532.8 | 24035.7 | 20589.2 | 17252.6 | 14188.7 | 11402.8 | 8890 | 6659.89 | 4723.28 | 3091.8 | 1781.92 | 813.287 | 461.493 | 207.096 | 52.3308 | 0 | 0 | 0 | 0 | 0 | 0 | 0 | 0 | 0 | 0 | 0 | 0 | 0 | 0 | 0
Transportation Pollutant Emissions Disaggregated[motorbikes,CO,passenger,petroleum gasoline tf] | NoSettings | 2006480000 | 2251640000 | 2222520000 | 2174570000 | 2105450000 | 2042720000 | 1977510000 | 1910400000 | 1842850000 | 1776430000 | 1710870000 | 1647270000 | 1586210000 | 1527650000 | 1471550000 | 1418240000 | 1366250000 | 1313740000 | 1263190000 | 1219370000 | 1183710000 | 1157060000 | 1138330000 | 1124710000 | 1114710000 | 1106670000 | 1099760000 | 1093680000 | 1088330000 | 1083890000 | 1079330000
Transportation Pollutant Emissions Disaggregated[motorbikes,CO,passenger,petroleum diesel tf] | NoSettings | 219399 | 217816 | 188798 | 161001 | 134782 | 111197 | 90243.1 | 71726 | 55555.3 | 41639.3 | 29875.5 | 20836.7 | 13315.8 | 7377.46 | 3352.64 | 858.706 | 0 | 0 | 0 | 0 | 0 | 0 | 0 | 0 | 0 | 0 | 0 | 0 | 0 | 0 | 0
Transportation Pollutant Emissions Disaggregated[motorbikes,CO,passenger,biofuel gasoline tf] | NoSettings | 150002000 | 168836000 | 167153000 | 164036000 | 159296000 | 155011000 | 150508000 | 145831000 | 141091000 | 136205000 | 131565000 | 126674000 | 121979000 | 117475000 | 113162000 | 109062000 | 105064000 | 101026000 | 97139100 | 93769100 | 91026600 | 88977100 | 87537000 | 86489700 | 85721000 | 85102600 | 84570700 | 84103300 | 83691800 | 83350400 | 82999700
Transportation Pollutant Emissions Disaggregated[motorbikes,CO,passenger,biofuel diesel tf] | NoSettings | 58491.9 | 65266.4 | 63122.4 | 59703.2 | 55158 | 50010 | 44445.1 | 38568.6 | 32533.9 | 26500.2 | 20626.7 | 14386.1 | 9193.54 | 5093.57 | 2314.75 | 592.871 | 0 | 0 | 0 | 0 | 0 | 0 | 0 | 0 | 0 | 0 | 0 | 0 | 0 | 0 | 0
Transportation Pollutant Emissions Disaggregated[motorbikes,CO,passenger,jet fuel tf] | NoSettings | 0 | 0 | 0 | 0 | 0 | 0 | 0 | 0 | 0 | 0 | 0 | 0 | 0 | 0 | 0 | 0 | 0 | 0 | 0 | 0 | 0 | 0 | 0 | 0 | 0 | 0 | 0 | 0 | 0 | 0 | 0
Transportation Pollutant Emissions Disaggregated[motorbikes,CO,passenger,heavy or residual fuel oil tf] | NoSettings | 0 | 0 | 0 | 0 | 0 | 0 | 0 | 0 | 0 | 0 | 0 | 0 | 0 | 0 | 0 | 0 | 0 | 0 | 0 | 0 | 0 | 0 | 0 | 0 | 0 | 0 | 0 | 0 | 0 | 0 | 0
Transportation Pollutant Emissions Disaggregated[motorbikes,CO,passenger,LPG propane or butane tf] | NoSettings | 0 | 0 | 0 | 0 | 0 | 0 | 0 | 0 | 0 | 0 | 0 | 0 | 0 | 0 | 0 | 0 | 0 | 0 | 0 | 0 | 0 | 0 | 0 | 0 | 0 | 0 | 0 | 0 | 0 | 0 | 0
Transportation Pollutant Emissions Disaggregated[motorbikes,CO,passenger,hydrogen tf] | NoSettings | 0 | 0 | 0 | 0 | 0 | 0 | 0 | 0 | 0 | 0 | 0 | 0 | 0 | 0 | 0 | 0 | 0 | 0 | 0 | 0 | 0 | 0 | 0 | 0 | 0 | 0 | 0 | 0 | 0 | 0 | 0
Transportation Pollutant Emissions Disaggregated[motorbikes,CO,freight,electricity tf] | NoSettings | 0 | 0 | 0 | 0 | 0 | 0 | 0 | 0 | 0 | 0 | 0 | 0 | 0 | 0 | 0 | 0 | 0 | 0 | 0 | 0 | 0 | 0 | 0 | 0 | 0 | 0 | 0 | 0 | 0 | 0 | 0
Transportation Pollutant Emissions Disaggregated[motorbikes,CO,freight,natural gas tf] | NoSettings | 86914900 | 122379000 | 194718000 | 255432000 | 299166000 | 338469000 | 377985000 | 415461000 | 453886000 | 496438000 | 539926000 | 599690000 | 664689000 | 742021000 | 835704000 | 946451000 | 1078420000 | 1232310000 | 1404960000 | 1600290000 | 1818260000 | 2055210000 | 2306920000 | 2581140000 | 2873990000 | 3122190000 | 3379920000 | 3598800000 | 3847510000 | 4132100000 | 4433170000
Transportation Pollutant Emissions Disaggregated[motorbikes,CO,freight,petroleum gasoline tf] | NoSettings | 0 | 0 | 0 | 0 | 0 | 0 | 0 | 0 | 0 | 0 | 0 | 0 | 0 | 0 | 0 | 0 | 0 | 0 | 0 | 0 | 0 | 0 | 0 | 0 | 0 | 0 | 0 | 0 | 0 | 0 | 0
Transportation Pollutant Emissions Disaggregated[motorbikes,CO,freight,petroleum diesel tf] | NoSettings | 104243000000 | 103179000000 | 102012000000 | 100815000000 | 99154500000 | 97410600000 | 95545500000 | 93314500000 | 90906900000 | 88299000000 | 85490300000 | 85948200000 | 86198400000 | 86361900000 | 86447500000 | 86454000000 | 86324600000 | 85854500000 | 85325600000 | 84765800000 | 84324800000 | 83833000000 | 83530500000 | 82899500000 | 82268900000 | 81882300000 | 81944500000 | 82073500000 | 82183700000 | 82659900000 | 83198800000
Transportation Pollutant Emissions Disaggregated[motorbikes,CO,freight,biofuel gasoline tf] | NoSettings | 0 | 0 | 0 | 0 | 0 | 0 | 0 | 0 | 0 | 0 | 0 | 0 | 0 | 0 | 0 | 0 | 0 | 0 | 0 | 0 | 0 | 0 | 0 | 0 | 0 | 0 | 0 | 0 | 0 | 0 | 0
Transportation Pollutant Emissions Disaggregated[motorbikes,CO,freight,biofuel diesel tf] | NoSettings | 27791400000 | 30916400000 | 34106600000 | 37384800000 | 40578000000 | 43809600000 | 47056500000 | 50177200000 | 53236300000 | 56195400000 | 59024600000 | 59340700000 | 59513400000 | 59626300000 | 59685400000 | 59689900000 | 59600600000 | 59276000000 | 58910800000 | 58524400000 | 58219900000 | 57880300000 | 57671400000 | 57235800000 | 56800400000 | 56533500000 | 56576400000 | 56665500000 | 56741600000 | 57070400000 | 57442400000
Transportation Pollutant Emissions Disaggregated[motorbikes,CO,freight,jet fuel tf] | NoSettings | 0 | 0 | 0 | 0 | 0 | 0 | 0 | 0 | 0 | 0 | 0 | 0 | 0 | 0 | 0 | 0 | 0 | 0 | 0 | 0 | 0 | 0 | 0 | 0 | 0 | 0 | 0 | 0 | 0 | 0 | 0
Transportation Pollutant Emissions Disaggregated[motorbikes,CO,freight,heavy or residual fuel oil tf] | NoSettings | 0 | 0 | 0 | 0 | 0 | 0 | 0 | 0 | 0 | 0 | 0 | 0 | 0 | 0 | 0 | 0 | 0 | 0 | 0 | 0 | 0 | 0 | 0 | 0 | 0 | 0 | 0 | 0 | 0 | 0 | 0
Transportation Pollutant Emissions Disaggregated[motorbikes,CO,freight,LPG propane or butane tf] | NoSettings | 0 | 0 | 0 | 0 | 0 | 0 | 0 | 0 | 0 | 0 | 0 | 0 | 0 | 0 | 0 | 0 | 0 | 0 | 0 | 0 | 0 | 0 | 0 | 0 | 0 | 0 | 0 | 0 | 0 | 0 | 0
Transportation Pollutant Emissions Disaggregated[motorbikes,CO,freight,hydrogen tf] | NoSettings | 0 | 0 | 0 | 0 | 0 | 0 | 0 | 0 | 0 | 0 | 0 | 0 | 0 | 0 | 0 | 0 | 0 | 0 | 0 | 0 | 0 | 0 | 0 | 0 | 0 | 0 | 0 | 0 | 0 | 0 | 0
Transportation Pollutant Emissions Disaggregated[motorbikes,NOx,passenger,electricity tf] | NoSettings | 0 | 0 | 0 | 0 | 0 | 0 | 0 | 0 | 0 | 0 | 0 | 0 | 0 | 0 | 0 | 0 | 0 | 0 | 0 | 0 | 0 | 0 | 0 | 0 | 0 | 0 | 0 | 0 | 0 | 0 | 0
Transportation Pollutant Emissions Disaggregated[motorbikes,NOx,passenger,natural gas tf] | NoSettings | 1220.19 | 1222.49 | 1067.21 | 914.182 | 766.033 | 629.994 | 506.294 | 394.725 | 295.706 | 209.719 | 137.279 | 79.1192 | 36.1108 | 20.4908 | 9.1953 | 2.3235 | 0 | 0 | 0 | 0 | 0 | 0 | 0 | 0 | 0 | 0 | 0 | 0 | 0 | 0 | 0
Transportation Pollutant Emissions Disaggregated[motorbikes,NOx,passenger,petroleum gasoline tf] | NoSettings | 89089400 | 99974500 | 98681800 | 96552500 | 93483700 | 90698500 | 87802800 | 84823400 | 81824000 | 78874700 | 75963900 | 73140000 | 70428900 | 67828600 | 65338000 | 62970900 | 60662700 | 58330900 | 56086700 | 54140900 | 52557500 | 51374100 | 50542600 | 49937900 | 49494100 | 49137000 | 48830000 | 48560100 | 48322500 | 48125400 | 47922900
Transportation Pollutant Emissions Disaggregated[motorbikes,NOx,passenger,petroleum diesel tf] | NoSettings | 9741.53 | 9671.23 | 8382.8 | 7148.6 | 5984.43 | 4937.26 | 4006.88 | 3184.7 | 2466.71 | 1848.82 | 1326.5 | 925.167 | 591.234 | 327.566 | 148.861 | 38.1273 | 0 | 0 | 0 | 0 | 0 | 0 | 0 | 0 | 0 | 0 | 0 | 0 | 0 | 0 | 0
Transportation Pollutant Emissions Disaggregated[motorbikes,NOx,passenger,biofuel gasoline tf] | NoSettings | 6660340 | 7496610 | 7421880 | 7283480 | 7073040 | 6882750 | 6682800 | 6475170 | 6264670 | 6047760 | 5841730 | 5624570 | 5416080 | 5216120 | 5024580 | 4842550 | 4665050 | 4485730 | 4313150 | 4163510 | 4041750 | 3950740 | 3886800 | 3840300 | 3806170 | 3778710 | 3755090 | 3734340 | 3716070 | 3700910 | 3685340
Transportation Pollutant Emissions Disaggregated[motorbikes,NOx,passenger,biofuel diesel tf] | NoSettings | 2739.47 | 3056.75 | 2956.34 | 2796.2 | 2583.33 | 2342.22 | 2081.59 | 1806.36 | 1523.73 | 1241.14 | 966.054 | 673.775 | 430.58 | 238.558 | 108.411 | 27.7671 | 0 | 0 | 0 | 0 | 0 | 0 | 0 | 0 | 0 | 0 | 0 | 0 | 0 | 0 | 0
Transportation Pollutant Emissions Disaggregated[motorbikes,NOx,passenger,jet fuel tf] | NoSettings | 0 | 0 | 0 | 0 | 0 | 0 | 0 | 0 | 0 | 0 | 0 | 0 | 0 | 0 | 0 | 0 | 0 | 0 | 0 | 0 | 0 | 0 | 0 | 0 | 0 | 0 | 0 | 0 | 0 | 0 | 0
Transportation Pollutant Emissions Disaggregated[motorbikes,NOx,passenger,heavy or residual fuel oil tf] | NoSettings | 0 | 0 | 0 | 0 | 0 | 0 | 0 | 0 | 0 | 0 | 0 | 0 | 0 | 0 | 0 | 0 | 0 | 0 | 0 | 0 | 0 | 0 | 0 | 0 | 0 | 0 | 0 | 0 | 0 | 0 | 0
Transportation Pollutant Emissions Disaggregated[motorbikes,NOx,passenger,LPG propane or butane tf] | NoSettings | 0 | 0 | 0 | 0 | 0 | 0 | 0 | 0 | 0 | 0 | 0 | 0 | 0 | 0 | 0 | 0 | 0 | 0 | 0 | 0 | 0 | 0 | 0 | 0 | 0 | 0 | 0 | 0 | 0 | 0 | 0
Transportation Pollutant Emissions Disaggregated[motorbikes,NOx,passenger,hydrogen tf] | NoSettings | 0 | 0 | 0 | 0 | 0 | 0 | 0 | 0 | 0 | 0 | 0 | 0 | 0 | 0 | 0 | 0 | 0 | 0 | 0 | 0 | 0 | 0 | 0 | 0 | 0 | 0 | 0 | 0 | 0 | 0 | 0
Transportation Pollutant Emissions Disaggregated[motorbikes,NOx,freight,electricity tf] | NoSettings | 0 | 0 | 0 | 0 | 0 | 0 | 0 | 0 | 0 | 0 | 0 | 0 | 0 | 0 | 0 | 0 | 0 | 0 | 0 | 0 | 0 | 0 | 0 | 0 | 0 | 0 | 0 | 0 | 0 | 0 | 0
Transportation Pollutant Emissions Disaggregated[motorbikes,NOx,freight,natural gas tf] | NoSettings | 3859110 | 5433740 | 8645660 | 11341400 | 13283300 | 15028400 | 16782900 | 18446900 | 20153000 | 22042400 | 23973300 | 26626900 | 29512900 | 32946500 | 37106100 | 42023400 | 47883200 | 54715800 | 62381900 | 71054700 | 80732600 | 91253300 | 102430000 | 114606000 | 127608000 | 138629000 | 150072000 | 159791000 | 170834000 | 183470000 | 196838000
Transportation Pollutant Emissions Disaggregated[motorbikes,NOx,freight,petroleum gasoline tf] | NoSettings | 0 | 0 | 0 | 0 | 0 | 0 | 0 | 0 | 0 | 0 | 0 | 0 | 0 | 0 | 0 | 0 | 0 | 0 | 0 | 0 | 0 | 0 | 0 | 0 | 0 | 0 | 0 | 0 | 0 | 0 | 0
Transportation Pollutant Emissions Disaggregated[motorbikes,NOx,freight,petroleum diesel tf] | NoSettings | 4628510000 | 4581220000 | 4529440000 | 4476290000 | 4402550000 | 4325120000 | 4242310000 | 4143250000 | 4036350000 | 3920560000 | 3795850000 | 3816180000 | 3827290000 | 3834550000 | 3838350000 | 3838640000 | 3832890000 | 3812020000 | 3788540000 | 3763680000 | 3744100000 | 3722270000 | 3708830000 | 3680810000 | 3652810000 | 3635650000 | 3638410000 | 3644140000 | 3649030000 | 3670180000 | 3694100000
Transportation Pollutant Emissions Disaggregated[motorbikes,NOx,freight,biofuel gasoline tf] | NoSettings | 0 | 0 | 0 | 0 | 0 | 0 | 0 | 0 | 0 | 0 | 0 | 0 | 0 | 0 | 0 | 0 | 0 | 0 | 0 | 0 | 0 | 0 | 0 | 0 | 0 | 0 | 0 | 0 | 0 | 0 | 0
Transportation Pollutant Emissions Disaggregated[motorbikes,NOx,freight,biofuel diesel tf] | NoSettings | 1301610000 | 1447970000 | 1597390000 | 1750920000 | 1900470000 | 2051820000 | 2203890000 | 2350050000 | 2493320000 | 2631920000 | 2764420000 | 2779220000 | 2787310000 | 2792600000 | 2795370000 | 2795580000 | 2791400000 | 2776190000 | 2759090000 | 2740990000 | 2726730000 | 2710830000 | 2701040000 | 2680640000 | 2660250000 | 2647750000 | 2649760000 | 2653930000 | 2657490000 | 2672890000 | 2690320000
Transportation Pollutant Emissions Disaggregated[motorbikes,NOx,freight,jet fuel tf] | NoSettings | 0 | 0 | 0 | 0 | 0 | 0 | 0 | 0 | 0 | 0 | 0 | 0 | 0 | 0 | 0 | 0 | 0 | 0 | 0 | 0 | 0 | 0 | 0 | 0 | 0 | 0 | 0 | 0 | 0 | 0 | 0
Transportation Pollutant Emissions Disaggregated[motorbikes,NOx,freight,heavy or residual fuel oil tf] | NoSettings | 0 | 0 | 0 | 0 | 0 | 0 | 0 | 0 | 0 | 0 | 0 | 0 | 0 | 0 | 0 | 0 | 0 | 0 | 0 | 0 | 0 | 0 | 0 | 0 | 0 | 0 | 0 | 0 | 0 | 0 | 0
Transportation Pollutant Emissions Disaggregated[motorbikes,NOx,freight,LPG propane or butane tf] | NoSettings | 0 | 0 | 0 | 0 | 0 | 0 | 0 | 0 | 0 | 0 | 0 | 0 | 0 | 0 | 0 | 0 | 0 | 0 | 0 | 0 | 0 | 0 | 0 | 0 | 0 | 0 | 0 | 0 | 0 | 0 | 0
Transportation Pollutant Emissions Disaggregated[motorbikes,NOx,freight,hydrogen tf] | NoSettings | 0 | 0 | 0 | 0 | 0 | 0 | 0 | 0 | 0 | 0 | 0 | 0 | 0 | 0 | 0 | 0 | 0 | 0 | 0 | 0 | 0 | 0 | 0 | 0 | 0 | 0 | 0 | 0 | 0 | 0 | 0
Transportation Pollutant Emissions Disaggregated[motorbikes,PM10,passenger,electricity tf] | NoSettings | 0 | 0 | 0 | 0 | 0 | 0 | 0 | 0 | 0 | 0 | 0 | 0 | 0 | 0 | 0 | 0 | 0 | 0 | 0 | 0 | 0 | 0 | 0 | 0 | 0 | 0 | 0 | 0 | 0 | 0 | 0
Transportation Pollutant Emissions Disaggregated[motorbikes,PM10,passenger,natural gas tf] | NoSettings | 237.939 | 238.387 | 208.108 | 178.267 | 149.378 | 122.85 | 98.7283 | 76.9721 | 57.6632 | 40.8955 | 26.7697 | 15.4284 | 7.0417 | 3.9957 | 1.7931 | 0.4531 | 0 | 0 | 0 | 0 | 0 | 0 | 0 | 0 | 0 | 0 | 0 | 0 | 0 | 0 | 0
Transportation Pollutant Emissions Disaggregated[motorbikes,PM10,passenger,petroleum gasoline tf] | NoSettings | 17370300 | 19492600 | 19240500 | 18825400 | 18227000 | 17684000 | 17119400 | 16538500 | 15953700 | 15378600 | 14811100 | 14260500 | 13731900 | 13224900 | 12739300 | 12277800 | 11827700 | 11373100 | 10935500 | 10556200 | 10247400 | 10016700 | 9854580 | 9736680 | 9650140 | 9580520 | 9520650 | 9468030 | 9421700 | 9383270 | 9343790
Transportation Pollutant Emissions Disaggregated[motorbikes,PM10,passenger,petroleum diesel tf] | NoSettings | 1899.41 | 1885.7 | 1634.48 | 1393.84 | 1166.85 | 962.669 | 781.263 | 620.954 | 480.96 | 360.485 | 258.641 | 180.39 | 115.279 | 63.869 | 29.0249 | 7.4341 | 0 | 0 | 0 | 0 | 0 | 0 | 0 | 0 | 0 | 0 | 0 | 0 | 0 | 0 | 0
Transportation Pollutant Emissions Disaggregated[motorbikes,PM10,passenger,biofuel gasoline tf] | NoSettings | 1298660 | 1461710 | 1447140 | 1420160 | 1379130 | 1342020 | 1303040 | 1262550 | 1221510 | 1179210 | 1139040 | 1096700 | 1056050 | 1017060 | 979711 | 944218 | 909608 | 874643 | 840993 | 811817 | 788074 | 770330 | 757862 | 748795 | 742140 | 736786 | 732181 | 728135 | 724572 | 721616 | 718580
Transportation Pollutant Emissions Disaggregated[motorbikes,PM10,passenger,biofuel diesel tf] | NoSettings | 490.662 | 547.49 | 529.506 | 500.823 | 462.696 | 419.511 | 372.83 | 323.535 | 272.912 | 222.298 | 173.028 | 120.679 | 77.1205 | 42.7277 | 19.4174 | 4.9733 | 0 | 0 | 0 | 0 | 0 | 0 | 0 | 0 | 0 | 0 | 0 | 0 | 0 | 0 | 0
Transportation Pollutant Emissions Disaggregated[motorbikes,PM10,passenger,jet fuel tf] | NoSettings | 0 | 0 | 0 | 0 | 0 | 0 | 0 | 0 | 0 | 0 | 0 | 0 | 0 | 0 | 0 | 0 | 0 | 0 | 0 | 0 | 0 | 0 | 0 | 0 | 0 | 0 | 0 | 0 | 0 | 0 | 0
Transportation Pollutant Emissions Disaggregated[motorbikes,PM10,passenger,heavy or residual fuel oil tf] | NoSettings | 0 | 0 | 0 | 0 | 0 | 0 | 0 | 0 | 0 | 0 | 0 | 0 | 0 | 0 | 0 | 0 | 0 | 0 | 0 | 0 | 0 | 0 | 0 | 0 | 0 | 0 | 0 | 0 | 0 | 0 | 0
Transportation Pollutant Emissions Disaggregated[motorbikes,PM10,passenger,LPG propane or butane tf] | NoSettings | 0 | 0 | 0 | 0 | 0 | 0 | 0 | 0 | 0 | 0 | 0 | 0 | 0 | 0 | 0 | 0 | 0 | 0 | 0 | 0 | 0 | 0 | 0 | 0 | 0 | 0 | 0 | 0 | 0 | 0 | 0
Transportation Pollutant Emissions Disaggregated[motorbikes,PM10,passenger,hydrogen tf] | NoSettings | 0 | 0 | 0 | 0 | 0 | 0 | 0 | 0 | 0 | 0 | 0 | 0 | 0 | 0 | 0 | 0 | 0 | 0 | 0 | 0 | 0 | 0 | 0 | 0 | 0 | 0 | 0 | 0 | 0 | 0 | 0
Transportation Pollutant Emissions Disaggregated[motorbikes,PM10,freight,electricity tf] | NoSettings | 0 | 0 | 0 | 0 | 0 | 0 | 0 | 0 | 0 | 0 | 0 | 0 | 0 | 0 | 0 | 0 | 0 | 0 | 0 | 0 | 0 | 0 | 0 | 0 | 0 | 0 | 0 | 0 | 0 | 0 | 0
Transportation Pollutant Emissions Disaggregated[motorbikes,PM10,freight,natural gas tf] | NoSettings | 752533 | 1059590 | 1685920 | 2211600 | 2590270 | 2930560 | 3272700 | 3597180 | 3929870 | 4298300 | 4674830 | 5192290 | 5755070 | 6424630 | 7235760 | 8194640 | 9337300 | 10669700 | 12164600 | 13855800 | 15743000 | 17794600 | 19974000 | 22348300 | 24883800 | 27032800 | 29264300 | 31159400 | 33312800 | 35776900 | 38383700
Transportation Pollutant Emissions Disaggregated[motorbikes,PM10,freight,petroleum gasoline tf] | NoSettings | 0 | 0 | 0 | 0 | 0 | 0 | 0 | 0 | 0 | 0 | 0 | 0 | 0 | 0 | 0 | 0 | 0 | 0 | 0 | 0 | 0 | 0 | 0 | 0 | 0 | 0 | 0 | 0 | 0 | 0 | 0
Transportation Pollutant Emissions Disaggregated[motorbikes,PM10,freight,petroleum diesel tf] | NoSettings | 902469000 | 893249000 | 883152000 | 872789000 | 858412000 | 843315000 | 827168000 | 807853000 | 787010000 | 764433000 | 740117000 | 744081000 | 746247000 | 747663000 | 748404000 | 748460000 | 747340000 | 743269000 | 738691000 | 733845000 | 730027000 | 725769000 | 723150000 | 717687000 | 712228000 | 708881000 | 709420000 | 710536000 | 711490000 | 715613000 | 720278000
Transportation Pollutant Emissions Disaggregated[motorbikes,PM10,freight,biofuel gasoline tf] | NoSettings | 0 | 0 | 0 | 0 | 0 | 0 | 0 | 0 | 0 | 0 | 0 | 0 | 0 | 0 | 0 | 0 | 0 | 0 | 0 | 0 | 0 | 0 | 0 | 0 | 0 | 0 | 0 | 0 | 0 | 0 | 0
Transportation Pollutant Emissions Disaggregated[motorbikes,PM10,freight,biofuel diesel tf] | NoSettings | 233129000 | 259344000 | 286105000 | 313604000 | 340390000 | 367499000 | 394736000 | 420914000 | 446575000 | 471398000 | 495131000 | 497782000 | 499231000 | 500179000 | 500674000 | 500712000 | 499962000 | 497240000 | 494176000 | 490934000 | 488380000 | 485532000 | 483780000 | 480125000 | 476473000 | 474234000 | 474594000 | 475342000 | 475980000 | 478738000 | 481859000
Transportation Pollutant Emissions Disaggregated[motorbikes,PM10,freight,jet fuel tf] | NoSettings | 0 | 0 | 0 | 0 | 0 | 0 | 0 | 0 | 0 | 0 | 0 | 0 | 0 | 0 | 0 | 0 | 0 | 0 | 0 | 0 | 0 | 0 | 0 | 0 | 0 | 0 | 0 | 0 | 0 | 0 | 0
Transportation Pollutant Emissions Disaggregated[motorbikes,PM10,freight,heavy or residual fuel oil tf] | NoSettings | 0 | 0 | 0 | 0 | 0 | 0 | 0 | 0 | 0 | 0 | 0 | 0 | 0 | 0 | 0 | 0 | 0 | 0 | 0 | 0 | 0 | 0 | 0 | 0 | 0 | 0 | 0 | 0 | 0 | 0 | 0
Transportation Pollutant Emissions Disaggregated[motorbikes,PM10,freight,LPG propane or butane tf] | NoSettings | 0 | 0 | 0 | 0 | 0 | 0 | 0 | 0 | 0 | 0 | 0 | 0 | 0 | 0 | 0 | 0 | 0 | 0 | 0 | 0 | 0 | 0 | 0 | 0 | 0 | 0 | 0 | 0 | 0 | 0 | 0
Transportation Pollutant Emissions Disaggregated[motorbikes,PM10,freight,hydrogen tf] | NoSettings | 0 | 0 | 0 | 0 | 0 | 0 | 0 | 0 | 0 | 0 | 0 | 0 | 0 | 0 | 0 | 0 | 0 | 0 | 0 | 0 | 0 | 0 | 0 | 0 | 0 | 0 | 0 | 0 | 0 | 0 | 0
Transportation Pollutant Emissions Disaggregated[motorbikes,PM25,passenger,electricity tf] | NoSettings | 0 | 0 | 0 | 0 | 0 | 0 | 0 | 0 | 0 | 0 | 0 | 0 | 0 | 0 | 0 | 0 | 0 | 0 | 0 | 0 | 0 | 0 | 0 | 0 | 0 | 0 | 0 | 0 | 0 | 0 | 0
Transportation Pollutant Emissions Disaggregated[motorbikes,PM25,passenger,natural gas tf] | NoSettings | 95.3592 | 95.5387 | 83.4037 | 71.4443 | 59.8664 | 49.2347 | 39.5675 | 30.8482 | 23.1098 | 16.3897 | 10.7285 | 6.1833 | 2.8221 | 1.6014 | 0.71862 | 0.18159 | 0 | 0 | 0 | 0 | 0 | 0 | 0 | 0 | 0 | 0 | 0 | 0 | 0 | 0 | 0
Transportation Pollutant Emissions Disaggregated[motorbikes,PM25,passenger,petroleum gasoline tf] | NoSettings | 6964560 | 7815500 | 7714440 | 7547980 | 7308080 | 7090350 | 6863970 | 6631060 | 6396590 | 6166020 | 5938470 | 5717710 | 5505770 | 5302490 | 5107790 | 4922740 | 4742300 | 4560010 | 4384580 | 4232460 | 4108680 | 4016170 | 3951160 | 3903890 | 3869200 | 3841280 | 3817280 | 3796180 | 3777610 | 3762200 | 3746370
Transportation Pollutant Emissions Disaggregated[motorbikes,PM25,passenger,petroleum diesel tf] | NoSettings | 761.387 | 755.892 | 655.19 | 558.726 | 467.736 | 385.891 | 313.173 | 248.912 | 192.795 | 144.502 | 103.678 | 72.31 | 46.2101 | 25.6022 | 11.6348 | 2.98 | 0 | 0 | 0 | 0 | 0 | 0 | 0 | 0 | 0 | 0 | 0 | 0 | 0 | 0 | 0
Transportation Pollutant Emissions Disaggregated[motorbikes,PM25,passenger,biofuel gasoline tf] | NoSettings | 520467 | 585817 | 579977 | 569162 | 552717 | 537847 | 522223 | 505997 | 489548 | 472598 | 456498 | 439527 | 423236 | 407609 | 392642 | 378417 | 364547 | 350534 | 337048 | 325355 | 315839 | 308728 | 303731 | 300097 | 297430 | 295284 | 293439 | 291817 | 290389 | 289205 | 287988
Transportation Pollutant Emissions Disaggregated[motorbikes,PM25,passenger,biofuel diesel tf] | NoSettings | 202.103 | 225.511 | 218.103 | 206.288 | 190.584 | 172.796 | 153.568 | 133.264 | 112.412 | 91.5643 | 71.2702 | 49.7075 | 31.7658 | 17.5995 | 7.998 | 2.0485 | 0 | 0 | 0 | 0 | 0 | 0 | 0 | 0 | 0 | 0 | 0 | 0 | 0 | 0 | 0
Transportation Pollutant Emissions Disaggregated[motorbikes,PM25,passenger,jet fuel tf] | NoSettings | 0 | 0 | 0 | 0 | 0 | 0 | 0 | 0 | 0 | 0 | 0 | 0 | 0 | 0 | 0 | 0 | 0 | 0 | 0 | 0 | 0 | 0 | 0 | 0 | 0 | 0 | 0 | 0 | 0 | 0 | 0
Transportation Pollutant Emissions Disaggregated[motorbikes,PM25,passenger,heavy or residual fuel oil tf] | NoSettings | 0 | 0 | 0 | 0 | 0 | 0 | 0 | 0 | 0 | 0 | 0 | 0 | 0 | 0 | 0 | 0 | 0 | 0 | 0 | 0 | 0 | 0 | 0 | 0 | 0 | 0 | 0 | 0 | 0 | 0 | 0
Transportation Pollutant Emissions Disaggregated[motorbikes,PM25,passenger,LPG propane or butane tf] | NoSettings | 0 | 0 | 0 | 0 | 0 | 0 | 0 | 0 | 0 | 0 | 0 | 0 | 0 | 0 | 0 | 0 | 0 | 0 | 0 | 0 | 0 | 0 | 0 | 0 | 0 | 0 | 0 | 0 | 0 | 0 | 0
Transportation Pollutant Emissions Disaggregated[motorbikes,PM25,passenger,hydrogen tf] | NoSettings | 0 | 0 | 0 | 0 | 0 | 0 | 0 | 0 | 0 | 0 | 0 | 0 | 0 | 0 | 0 | 0 | 0 | 0 | 0 | 0 | 0 | 0 | 0 | 0 | 0 | 0 | 0 | 0 | 0 | 0 | 0
Transportation Pollutant Emissions Disaggregated[motorbikes,PM25,freight,electricity tf] | NoSettings | 0 | 0 | 0 | 0 | 0 | 0 | 0 | 0 | 0 | 0 | 0 | 0 | 0 | 0 | 0 | 0 | 0 | 0 | 0 | 0 | 0 | 0 | 0 | 0 | 0 | 0 | 0 | 0 | 0 | 0 | 0
Transportation Pollutant Emissions Disaggregated[motorbikes,PM25,freight,natural gas tf] | NoSettings | 301594 | 424653 | 675668 | 886347 | 1038100 | 1174480 | 1311600 | 1441650 | 1574980 | 1722640 | 1873540 | 2080920 | 2306470 | 2574810 | 2899890 | 3284180 | 3742120 | 4276100 | 4875210 | 5553010 | 6309340 | 7131550 | 8005000 | 8956550 | 9972730 | 10834000 | 11728300 | 12487800 | 13350800 | 14338400 | 15383100
Transportation Pollutant Emissions Disaggregated[motorbikes,PM25,freight,petroleum gasoline tf] | NoSettings | 0 | 0 | 0 | 0 | 0 | 0 | 0 | 0 | 0 | 0 | 0 | 0 | 0 | 0 | 0 | 0 | 0 | 0 | 0 | 0 | 0 | 0 | 0 | 0 | 0 | 0 | 0 | 0 | 0 | 0 | 0
Transportation Pollutant Emissions Disaggregated[motorbikes,PM25,freight,petroleum diesel tf] | NoSettings | 361759000 | 358063000 | 354016000 | 349862000 | 344098000 | 338047000 | 331574000 | 323832000 | 315477000 | 306426000 | 296679000 | 298268000 | 299136000 | 299704000 | 300001000 | 300024000 | 299575000 | 297943000 | 296108000 | 294165000 | 292635000 | 290928000 | 289878000 | 287688000 | 285500000 | 284158000 | 284374000 | 284822000 | 285204000 | 286857000 | 288727000
Transportation Pollutant Emissions Disaggregated[motorbikes,PM25,freight,biofuel gasoline tf] | NoSettings | 0 | 0 | 0 | 0 | 0 | 0 | 0 | 0 | 0 | 0 | 0 | 0 | 0 | 0 | 0 | 0 | 0 | 0 | 0 | 0 | 0 | 0 | 0 | 0 | 0 | 0 | 0 | 0 | 0 | 0 | 0
Transportation Pollutant Emissions Disaggregated[motorbikes,PM25,freight,biofuel diesel tf] | NoSettings | 96025700 | 106824000 | 117846000 | 129173000 | 140206000 | 151372000 | 162591000 | 173374000 | 183944000 | 194168000 | 203944000 | 205036000 | 205633000 | 206023000 | 206227000 | 206243000 | 205934000 | 204812000 | 203551000 | 202215000 | 201163000 | 199990000 | 199268000 | 197763000 | 196259000 | 195337000 | 195485000 | 195793000 | 196055000 | 197192000 | 198477000
Transportation Pollutant Emissions Disaggregated[motorbikes,PM25,freight,jet fuel tf] | NoSettings | 0 | 0 | 0 | 0 | 0 | 0 | 0 | 0 | 0 | 0 | 0 | 0 | 0 | 0 | 0 | 0 | 0 | 0 | 0 | 0 | 0 | 0 | 0 | 0 | 0 | 0 | 0 | 0 | 0 | 0 | 0
Transportation Pollutant Emissions Disaggregated[motorbikes,PM25,freight,heavy or residual fuel oil tf] | NoSettings | 0 | 0 | 0 | 0 | 0 | 0 | 0 | 0 | 0 | 0 | 0 | 0 | 0 | 0 | 0 | 0 | 0 | 0 | 0 | 0 | 0 | 0 | 0 | 0 | 0 | 0 | 0 | 0 | 0 | 0 | 0
Transportation Pollutant Emissions Disaggregated[motorbikes,PM25,freight,LPG propane or butane tf] | NoSettings | 0 | 0 | 0 | 0 | 0 | 0 | 0 | 0 | 0 | 0 | 0 | 0 | 0 | 0 | 0 | 0 | 0 | 0 | 0 | 0 | 0 | 0 | 0 | 0 | 0 | 0 | 0 | 0 | 0 | 0 | 0
Transportation Pollutant Emissions Disaggregated[motorbikes,PM25,freight,hydrogen tf] | NoSettings | 0 | 0 | 0 | 0 | 0 | 0 | 0 | 0 | 0 | 0 | 0 | 0 | 0 | 0 | 0 | 0 | 0 | 0 | 0 | 0 | 0 | 0 | 0 | 0 | 0 | 0 | 0 | 0 | 0 | 0 | 0
Transportation Pollutant Emissions Disaggregated[motorbikes,SOx,passenger,electricity tf] | NoSettings | 0 | 0 | 0 | 0 | 0 | 0 | 0 | 0 | 0 | 0 | 0 | 0 | 0 | 0 | 0 | 0 | 0 | 0 | 0 | 0 | 0 | 0 | 0 | 0 | 0 | 0 | 0 | 0 | 0 | 0 | 0
Transportation Pollutant Emissions Disaggregated[motorbikes,SOx,passenger,natural gas tf] | NoSettings | 12.3406 | 12.3638 | 10.7934 | 9.2457 | 7.7474 | 6.3716 | 5.1205 | 3.9921 | 2.9907 | 2.121 | 1.3884 | 0.80019 | 0.36521 | 0.20724 | 0.092998 | 0.0235 | 0 | 0 | 0 | 0 | 0 | 0 | 0 | 0 | 0 | 0 | 0 | 0 | 0 | 0 | 0
Transportation Pollutant Emissions Disaggregated[motorbikes,SOx,passenger,petroleum gasoline tf] | NoSettings | 1456660 | 1634640 | 1613500 | 1578690 | 1528510 | 1482970 | 1435620 | 1386910 | 1337870 | 1289640 | 1242050 | 1195880 | 1151550 | 1109040 | 1068310 | 1029610 | 991869 | 953742 | 917050 | 885234 | 859344 | 839996 | 826400 | 816513 | 809256 | 803418 | 798397 | 793984 | 790099 | 786877 | 783566
Transportation Pollutant Emissions Disaggregated[motorbikes,SOx,passenger,petroleum diesel tf] | NoSettings | 44.8065 | 44.4832 | 38.557 | 32.8803 | 27.5256 | 22.7091 | 18.4298 | 14.6482 | 11.3457 | 8.5037 | 6.1013 | 4.2553 | 2.7194 | 1.5067 | 0.68469 | 0.17537 | 0 | 0 | 0 | 0 | 0 | 0 | 0 | 0 | 0 | 0 | 0 | 0 | 0 | 0 | 0
Transportation Pollutant Emissions Disaggregated[motorbikes,SOx,passenger,biofuel gasoline tf] | NoSettings | 35156 | 39570.1 | 39175.7 | 38445.1 | 37334.4 | 36330 | 35274.6 | 34178.6 | 33067.5 | 31922.6 | 30835 | 29688.8 | 28588.3 | 27532.8 | 26521.8 | 25561 | 24624 | 23677.5 | 22766.6 | 21976.7 | 21334 | 20853.6 | 20516.1 | 20270.7 | 20090.5 | 19945.5 | 19820.9 | 19711.4 | 19614.9 | 19534.9 | 19452.7
Transportation Pollutant Emissions Disaggregated[motorbikes,SOx,passenger,biofuel diesel tf] | NoSettings | 0 | 0 | 0 | 0 | 0 | 0 | 0 | 0 | 0 | 0 | 0 | 0 | 0 | 0 | 0 | 0 | 0 | 0 | 0 | 0 | 0 | 0 | 0 | 0 | 0 | 0 | 0 | 0 | 0 | 0 | 0
Transportation Pollutant Emissions Disaggregated[motorbikes,SOx,passenger,jet fuel tf] | NoSettings | 0 | 0 | 0 | 0 | 0 | 0 | 0 | 0 | 0 | 0 | 0 | 0 | 0 | 0 | 0 | 0 | 0 | 0 | 0 | 0 | 0 | 0 | 0 | 0 | 0 | 0 | 0 | 0 | 0 | 0 | 0
Transportation Pollutant Emissions Disaggregated[motorbikes,SOx,passenger,heavy or residual fuel oil tf] | NoSettings | 0 | 0 | 0 | 0 | 0 | 0 | 0 | 0 | 0 | 0 | 0 | 0 | 0 | 0 | 0 | 0 | 0 | 0 | 0 | 0 | 0 | 0 | 0 | 0 | 0 | 0 | 0 | 0 | 0 | 0 | 0
Transportation Pollutant Emissions Disaggregated[motorbikes,SOx,passenger,LPG propane or butane tf] | NoSettings | 0 | 0 | 0 | 0 | 0 | 0 | 0 | 0 | 0 | 0 | 0 | 0 | 0 | 0 | 0 | 0 | 0 | 0 | 0 | 0 | 0 | 0 | 0 | 0 | 0 | 0 | 0 | 0 | 0 | 0 | 0
Transportation Pollutant Emissions Disaggregated[motorbikes,SOx,passenger,hydrogen tf] | NoSettings | 0 | 0 | 0 | 0 | 0 | 0 | 0 | 0 | 0 | 0 | 0 | 0 | 0 | 0 | 0 | 0 | 0 | 0 | 0 | 0 | 0 | 0 | 0 | 0 | 0 | 0 | 0 | 0 | 0 | 0 | 0
Transportation Pollutant Emissions Disaggregated[motorbikes,SOx,freight,electricity tf] | NoSettings | 0 | 0 | 0 | 0 | 0 | 0 | 0 | 0 | 0 | 0 | 0 | 0 | 0 | 0 | 0 | 0 | 0 | 0 | 0 | 0 | 0 | 0 | 0 | 0 | 0 | 0 | 0 | 0 | 0 | 0 | 0
Transportation Pollutant Emissions Disaggregated[motorbikes,SOx,freight,natural gas tf] | NoSettings | 39029.8 | 54955.1 | 87439.4 | 114704 | 134343 | 151992 | 169737 | 186566 | 203821 | 222929 | 242458 | 269296 | 298484 | 333210 | 375279 | 425011 | 484275 | 553378 | 630910 | 718625 | 816503 | 922907 | 1035940 | 1159080 | 1290590 | 1402040 | 1517780 | 1616070 | 1727760 | 1855550 | 1990750
Transportation Pollutant Emissions Disaggregated[motorbikes,SOx,freight,petroleum gasoline tf] | NoSettings | 0 | 0 | 0 | 0 | 0 | 0 | 0 | 0 | 0 | 0 | 0 | 0 | 0 | 0 | 0 | 0 | 0 | 0 | 0 | 0 | 0 | 0 | 0 | 0 | 0 | 0 | 0 | 0 | 0 | 0 | 0
Transportation Pollutant Emissions Disaggregated[motorbikes,SOx,freight,petroleum diesel tf] | NoSettings | 21289000 | 21071500 | 20833300 | 20588900 | 20249700 | 19893600 | 19512700 | 19057000 | 18565400 | 18032800 | 17459200 | 17552700 | 17603800 | 17637200 | 17654700 | 17656000 | 17629500 | 17533500 | 17425500 | 17311200 | 17221100 | 17120700 | 17058900 | 16930000 | 16801300 | 16722300 | 16735000 | 16761400 | 16783900 | 16881100 | 16991200
Transportation Pollutant Emissions Disaggregated[motorbikes,SOx,freight,biofuel gasoline tf] | NoSettings | 0 | 0 | 0 | 0 | 0 | 0 | 0 | 0 | 0 | 0 | 0 | 0 | 0 | 0 | 0 | 0 | 0 | 0 | 0 | 0 | 0 | 0 | 0 | 0 | 0 | 0 | 0 | 0 | 0 | 0 | 0
Transportation Pollutant Emissions Disaggregated[motorbikes,SOx,freight,biofuel diesel tf] | NoSettings | 0 | 0 | 0 | 0 | 0 | 0 | 0 | 0 | 0 | 0 | 0 | 0 | 0 | 0 | 0 | 0 | 0 | 0 | 0 | 0 | 0 | 0 | 0 | 0 | 0 | 0 | 0 | 0 | 0 | 0 | 0
Transportation Pollutant Emissions Disaggregated[motorbikes,SOx,freight,jet fuel tf] | NoSettings | 0 | 0 | 0 | 0 | 0 | 0 | 0 | 0 | 0 | 0 | 0 | 0 | 0 | 0 | 0 | 0 | 0 | 0 | 0 | 0 | 0 | 0 | 0 | 0 | 0 | 0 | 0 | 0 | 0 | 0 | 0
Transportation Pollutant Emissions Disaggregated[motorbikes,SOx,freight,heavy or residual fuel oil tf] | NoSettings | 0 | 0 | 0 | 0 | 0 | 0 | 0 | 0 | 0 | 0 | 0 | 0 | 0 | 0 | 0 | 0 | 0 | 0 | 0 | 0 | 0 | 0 | 0 | 0 | 0 | 0 | 0 | 0 | 0 | 0 | 0
Transportation Pollutant Emissions Disaggregated[motorbikes,SOx,freight,LPG propane or butane tf] | NoSettings | 0 | 0 | 0 | 0 | 0 | 0 | 0 | 0 | 0 | 0 | 0 | 0 | 0 | 0 | 0 | 0 | 0 | 0 | 0 | 0 | 0 | 0 | 0 | 0 | 0 | 0 | 0 | 0 | 0 | 0 | 0
Transportation Pollutant Emissions Disaggregated[motorbikes,SOx,freight,hydrogen tf] | NoSettings | 0 | 0 | 0 | 0 | 0 | 0 | 0 | 0 | 0 | 0 | 0 | 0 | 0 | 0 | 0 | 0 | 0 | 0 | 0 | 0 | 0 | 0 | 0 | 0 | 0 | 0 | 0 | 0 | 0 | 0 | 0
Transportation Pollutant Emissions Disaggregated[motorbikes,BC,passenger,electricity tf] | NoSettings | 0 | 0 | 0 | 0 | 0 | 0 | 0 | 0 | 0 | 0 | 0 | 0 | 0 | 0 | 0 | 0 | 0 | 0 | 0 | 0 | 0 | 0 | 0 | 0 | 0 | 0 | 0 | 0 | 0 | 0 | 0
Transportation Pollutant Emissions Disaggregated[motorbikes,BC,passenger,natural gas tf] | NoSettings | 17.695 | 17.7283 | 15.4765 | 13.2573 | 11.1089 | 9.1361 | 7.3422 | 5.7242 | 4.2883 | 3.0413 | 1.9908 | 1.1474 | 0.52367 | 0.29715 | 0.13335 | 0.033696 | 0 | 0 | 0 | 0 | 0 | 0 | 0 | 0 | 0 | 0 | 0 | 0 | 0 | 0 | 0
Transportation Pollutant Emissions Disaggregated[motorbikes,BC,passenger,petroleum gasoline tf] | NoSettings | 1288720 | 1446180 | 1427470 | 1396670 | 1352280 | 1311990 | 1270110 | 1227010 | 1183620 | 1140960 | 1098850 | 1058000 | 1018780 | 981170 | 945142 | 910901 | 877512 | 843781 | 811319 | 783172 | 760267 | 743149 | 731121 | 722374 | 715953 | 710788 | 706346 | 702443 | 699006 | 696154 | 693225
Transportation Pollutant Emissions Disaggregated[motorbikes,BC,passenger,petroleum diesel tf] | NoSettings | 141.238 | 140.219 | 121.538 | 103.644 | 86.7656 | 71.5831 | 58.0939 | 46.1735 | 35.7637 | 26.8053 | 19.2323 | 13.4136 | 8.572 | 4.7492 | 2.1583 | 0.55279 | 0 | 0 | 0 | 0 | 0 | 0 | 0 | 0 | 0 | 0 | 0 | 0 | 0 | 0 | 0
Transportation Pollutant Emissions Disaggregated[motorbikes,BC,passenger,biofuel gasoline tf] | NoSettings | 96480.7 | 108595 | 107512 | 105507 | 102459 | 99702.5 | 96806.1 | 93798.3 | 90749.1 | 87607 | 84622.5 | 81476.6 | 78456.6 | 75559.9 | 72785.3 | 70148.5 | 67577.2 | 64979.6 | 62479.7 | 60312.1 | 58548.1 | 57229.9 | 56303.6 | 55630 | 55135.6 | 54737.8 | 54395.7 | 54095.1 | 53830.4 | 53610.8 | 53385.2
Transportation Pollutant Emissions Disaggregated[motorbikes,BC,passenger,biofuel diesel tf] | NoSettings | 33.5906 | 37.481 | 36.2498 | 34.2862 | 31.676 | 28.7196 | 25.5238 | 22.1491 | 18.6835 | 15.2184 | 11.8455 | 8.2616 | 5.2796 | 2.9251 | 1.3293 | 0.34047 | 0 | 0 | 0 | 0 | 0 | 0 | 0 | 0 | 0 | 0 | 0 | 0 | 0 | 0 | 0
Transportation Pollutant Emissions Disaggregated[motorbikes,BC,passenger,jet fuel tf] | NoSettings | 0 | 0 | 0 | 0 | 0 | 0 | 0 | 0 | 0 | 0 | 0 | 0 | 0 | 0 | 0 | 0 | 0 | 0 | 0 | 0 | 0 | 0 | 0 | 0 | 0 | 0 | 0 | 0 | 0 | 0 | 0
Transportation Pollutant Emissions Disaggregated[motorbikes,BC,passenger,heavy or residual fuel oil tf] | NoSettings | 0 | 0 | 0 | 0 | 0 | 0 | 0 | 0 | 0 | 0 | 0 | 0 | 0 | 0 | 0 | 0 | 0 | 0 | 0 | 0 | 0 | 0 | 0 | 0 | 0 | 0 | 0 | 0 | 0 | 0 | 0
Transportation Pollutant Emissions Disaggregated[motorbikes,BC,passenger,LPG propane or butane tf] | NoSettings | 0 | 0 | 0 | 0 | 0 | 0 | 0 | 0 | 0 | 0 | 0 | 0 | 0 | 0 | 0 | 0 | 0 | 0 | 0 | 0 | 0 | 0 | 0 | 0 | 0 | 0 | 0 | 0 | 0 | 0 | 0
Transportation Pollutant Emissions Disaggregated[motorbikes,BC,passenger,hydrogen tf] | NoSettings | 0 | 0 | 0 | 0 | 0 | 0 | 0 | 0 | 0 | 0 | 0 | 0 | 0 | 0 | 0 | 0 | 0 | 0 | 0 | 0 | 0 | 0 | 0 | 0 | 0 | 0 | 0 | 0 | 0 | 0 | 0
Transportation Pollutant Emissions Disaggregated[motorbikes,BC,freight,electricity tf] | NoSettings | 0 | 0 | 0 | 0 | 0 | 0 | 0 | 0 | 0 | 0 | 0 | 0 | 0 | 0 | 0 | 0 | 0 | 0 | 0 | 0 | 0 | 0 | 0 | 0 | 0 | 0 | 0 | 0 | 0 | 0 | 0
Transportation Pollutant Emissions Disaggregated[motorbikes,BC,freight,natural gas tf] | NoSettings | 55964.2 | 78799.2 | 125378 | 164472 | 192632 | 217939 | 243383 | 267514 | 292256 | 319655 | 347657 | 386139 | 427991 | 477785 | 538107 | 609417 | 694394 | 793480 | 904652 | 1030420 | 1170770 | 1323340 | 1485420 | 1661990 | 1850560 | 2010370 | 2176320 | 2317260 | 2477400 | 2660650 | 2854510
Transportation Pollutant Emissions Disaggregated[motorbikes,BC,freight,petroleum gasoline tf] | NoSettings | 0 | 0 | 0 | 0 | 0 | 0 | 0 | 0 | 0 | 0 | 0 | 0 | 0 | 0 | 0 | 0 | 0 | 0 | 0 | 0 | 0 | 0 | 0 | 0 | 0 | 0 | 0 | 0 | 0 | 0 | 0
Transportation Pollutant Emissions Disaggregated[motorbikes,BC,freight,petroleum diesel tf] | NoSettings | 67106700 | 66421100 | 65670300 | 64899700 | 63830600 | 62708000 | 61507400 | 60071100 | 58521300 | 56842400 | 55034300 | 55329100 | 55490100 | 55595400 | 55650500 | 55654700 | 55571400 | 55268700 | 54928300 | 54567900 | 54284000 | 53967500 | 53772700 | 53366500 | 52960500 | 52711700 | 52751700 | 52834800 | 52905700 | 53212300 | 53559100
Transportation Pollutant Emissions Disaggregated[motorbikes,BC,freight,biofuel gasoline tf] | NoSettings | 0 | 0 | 0 | 0 | 0 | 0 | 0 | 0 | 0 | 0 | 0 | 0 | 0 | 0 | 0 | 0 | 0 | 0 | 0 | 0 | 0 | 0 | 0 | 0 | 0 | 0 | 0 | 0 | 0 | 0 | 0
Transportation Pollutant Emissions Disaggregated[motorbikes,BC,freight,biofuel diesel tf] | NoSettings | 15959900 | 17754600 | 19586700 | 21469200 | 23303000 | 25158800 | 27023500 | 28815600 | 30572400 | 32271800 | 33896500 | 34078000 | 34177200 | 34242100 | 34276000 | 34278600 | 34227300 | 34040800 | 33831200 | 33609200 | 33434400 | 33239400 | 33119400 | 32869200 | 32619200 | 32465900 | 32490600 | 32541700 | 32585400 | 32774200 | 32987900
Transportation Pollutant Emissions Disaggregated[motorbikes,BC,freight,jet fuel tf] | NoSettings | 0 | 0 | 0 | 0 | 0 | 0 | 0 | 0 | 0 | 0 | 0 | 0 | 0 | 0 | 0 | 0 | 0 | 0 | 0 | 0 | 0 | 0 | 0 | 0 | 0 | 0 | 0 | 0 | 0 | 0 | 0
Transportation Pollutant Emissions Disaggregated[motorbikes,BC,freight,heavy or residual fuel oil tf] | NoSettings | 0 | 0 | 0 | 0 | 0 | 0 | 0 | 0 | 0 | 0 | 0 | 0 | 0 | 0 | 0 | 0 | 0 | 0 | 0 | 0 | 0 | 0 | 0 | 0 | 0 | 0 | 0 | 0 | 0 | 0 | 0
Transportation Pollutant Emissions Disaggregated[motorbikes,BC,freight,LPG propane or butane tf] | NoSettings | 0 | 0 | 0 | 0 | 0 | 0 | 0 | 0 | 0 | 0 | 0 | 0 | 0 | 0 | 0 | 0 | 0 | 0 | 0 | 0 | 0 | 0 | 0 | 0 | 0 | 0 | 0 | 0 | 0 | 0 | 0
Transportation Pollutant Emissions Disaggregated[motorbikes,BC,freight,hydrogen tf] | NoSettings | 0 | 0 | 0 | 0 | 0 | 0 | 0 | 0 | 0 | 0 | 0 | 0 | 0 | 0 | 0 | 0 | 0 | 0 | 0 | 0 | 0 | 0 | 0 | 0 | 0 | 0 | 0 | 0 | 0 | 0 | 0
Transportation Pollutant Emissions Disaggregated[motorbikes,OC,passenger,electricity tf] | NoSettings | 0 | 0 | 0 | 0 | 0 | 0 | 0 | 0 | 0 | 0 | 0 | 0 | 0 | 0 | 0 | 0 | 0 | 0 | 0 | 0 | 0 | 0 | 0 | 0 | 0 | 0 | 0 | 0 | 0 | 0 | 0
Transportation Pollutant Emissions Disaggregated[motorbikes,OC,passenger,natural gas tf] | NoSettings | 33.4012 | 33.4641 | 29.2136 | 25.0246 | 20.9692 | 17.2453 | 13.8592 | 10.8051 | 8.0946 | 5.7408 | 3.7578 | 2.1658 | 0.98849 | 0.56091 | 0.25171 | 0.063604 | 0 | 0 | 0 | 0 | 0 | 0 | 0 | 0 | 0 | 0 | 0 | 0 | 0 | 0 | 0
Transportation Pollutant Emissions Disaggregated[motorbikes,OC,passenger,petroleum gasoline tf] | NoSettings | 2440340 | 2738500 | 2703090 | 2644760 | 2560710 | 2484410 | 2405090 | 2323480 | 2241320 | 2160530 | 2080800 | 2003450 | 1929190 | 1857960 | 1789740 | 1724900 | 1661670 | 1597800 | 1536330 | 1483030 | 1439650 | 1407240 | 1384460 | 1367900 | 1355740 | 1345960 | 1337550 | 1330160 | 1323650 | 1318250 | 1312700
Transportation Pollutant Emissions Disaggregated[motorbikes,OC,passenger,petroleum diesel tf] | NoSettings | 266.566 | 264.643 | 229.386 | 195.614 | 163.758 | 135.103 | 109.644 | 87.1459 | 67.4988 | 50.5911 | 36.2982 | 25.3162 | 16.1785 | 8.9635 | 4.0734 | 1.0433 | 0 | 0 | 0 | 0 | 0 | 0 | 0 | 0 | 0 | 0 | 0 | 0 | 0 | 0 | 0
Transportation Pollutant Emissions Disaggregated[motorbikes,OC,passenger,biofuel gasoline tf] | NoSettings | 182388 | 205289 | 203242 | 199452 | 193690 | 188479 | 183003 | 177317 | 171553 | 165613 | 159971 | 154024 | 148315 | 142839 | 137594 | 132609 | 127749 | 122838 | 118112 | 114015 | 110680 | 108188 | 106437 | 105164 | 104229 | 103477 | 102830 | 102262 | 101762 | 101346 | 100920
Transportation Pollutant Emissions Disaggregated[motorbikes,OC,passenger,biofuel diesel tf] | NoSettings | 31.1913 | 34.8038 | 33.6605 | 31.8372 | 29.4134 | 26.6682 | 23.7007 | 20.567 | 17.3489 | 14.1314 | 10.9994 | 7.6715 | 4.9025 | 2.7162 | 1.2344 | 0.31615 | 0 | 0 | 0 | 0 | 0 | 0 | 0 | 0 | 0 | 0 | 0 | 0 | 0 | 0 | 0
Transportation Pollutant Emissions Disaggregated[motorbikes,OC,passenger,jet fuel tf] | NoSettings | 0 | 0 | 0 | 0 | 0 | 0 | 0 | 0 | 0 | 0 | 0 | 0 | 0 | 0 | 0 | 0 | 0 | 0 | 0 | 0 | 0 | 0 | 0 | 0 | 0 | 0 | 0 | 0 | 0 | 0 | 0
Transportation Pollutant Emissions Disaggregated[motorbikes,OC,passenger,heavy or residual fuel oil tf] | NoSettings | 0 | 0 | 0 | 0 | 0 | 0 | 0 | 0 | 0 | 0 | 0 | 0 | 0 | 0 | 0 | 0 | 0 | 0 | 0 | 0 | 0 | 0 | 0 | 0 | 0 | 0 | 0 | 0 | 0 | 0 | 0
Transportation Pollutant Emissions Disaggregated[motorbikes,OC,passenger,LPG propane or butane tf] | NoSettings | 0 | 0 | 0 | 0 | 0 | 0 | 0 | 0 | 0 | 0 | 0 | 0 | 0 | 0 | 0 | 0 | 0 | 0 | 0 | 0 | 0 | 0 | 0 | 0 | 0 | 0 | 0 | 0 | 0 | 0 | 0
Transportation Pollutant Emissions Disaggregated[motorbikes,OC,passenger,hydrogen tf] | NoSettings | 0 | 0 | 0 | 0 | 0 | 0 | 0 | 0 | 0 | 0 | 0 | 0 | 0 | 0 | 0 | 0 | 0 | 0 | 0 | 0 | 0 | 0 | 0 | 0 | 0 | 0 | 0 | 0 | 0 | 0 | 0
Transportation Pollutant Emissions Disaggregated[motorbikes,OC,freight,electricity tf] | NoSettings | 0 | 0 | 0 | 0 | 0 | 0 | 0 | 0 | 0 | 0 | 0 | 0 | 0 | 0 | 0 | 0 | 0 | 0 | 0 | 0 | 0 | 0 | 0 | 0 | 0 | 0 | 0 | 0 | 0 | 0 | 0
Transportation Pollutant Emissions Disaggregated[motorbikes,OC,freight,natural gas tf] | NoSettings | 105639 | 148742 | 236665 | 310458 | 363614 | 411383 | 459412 | 504962 | 551664 | 603383 | 656240 | 728879 | 807880 | 901871 | 1015740 | 1150340 | 1310740 | 1497780 | 1707630 | 1945040 | 2209960 | 2497950 | 2803890 | 3137190 | 3493120 | 3794790 | 4108040 | 4374070 | 4676360 | 5022260 | 5388190
Transportation Pollutant Emissions Disaggregated[motorbikes,OC,freight,petroleum gasoline tf] | NoSettings | 0 | 0 | 0 | 0 | 0 | 0 | 0 | 0 | 0 | 0 | 0 | 0 | 0 | 0 | 0 | 0 | 0 | 0 | 0 | 0 | 0 | 0 | 0 | 0 | 0 | 0 | 0 | 0 | 0 | 0 | 0
Transportation Pollutant Emissions Disaggregated[motorbikes,OC,freight,petroleum diesel tf] | NoSettings | 126654000 | 125360000 | 123943000 | 122489000 | 120471000 | 118352000 | 116086000 | 113376000 | 110450000 | 107282000 | 103869000 | 104426000 | 104730000 | 104928000 | 105032000 | 105040000 | 104883000 | 104312000 | 103669000 | 102989000 | 102453000 | 101856000 | 101488000 | 100722000 | 99955400 | 99485700 | 99561300 | 99718000 | 99851900 | 100430000 | 101085000
Transportation Pollutant Emissions Disaggregated[motorbikes,OC,freight,biofuel gasoline tf] | NoSettings | 0 | 0 | 0 | 0 | 0 | 0 | 0 | 0 | 0 | 0 | 0 | 0 | 0 | 0 | 0 | 0 | 0 | 0 | 0 | 0 | 0 | 0 | 0 | 0 | 0 | 0 | 0 | 0 | 0 | 0 | 0
Transportation Pollutant Emissions Disaggregated[motorbikes,OC,freight,biofuel diesel tf] | NoSettings | 14820000 | 16486400 | 18187600 | 19935700 | 21638500 | 23361800 | 25093200 | 26757400 | 28388600 | 29966600 | 31475300 | 31643900 | 31736000 | 31796200 | 31827700 | 31830100 | 31782500 | 31609400 | 31414600 | 31208500 | 31046200 | 30865100 | 30753700 | 30521400 | 30289200 | 30146900 | 30169800 | 30217300 | 30257900 | 30433200 | 30631600
Transportation Pollutant Emissions Disaggregated[motorbikes,OC,freight,jet fuel tf] | NoSettings | 0 | 0 | 0 | 0 | 0 | 0 | 0 | 0 | 0 | 0 | 0 | 0 | 0 | 0 | 0 | 0 | 0 | 0 | 0 | 0 | 0 | 0 | 0 | 0 | 0 | 0 | 0 | 0 | 0 | 0 | 0
Transportation Pollutant Emissions Disaggregated[motorbikes,OC,freight,heavy or residual fuel oil tf] | NoSettings | 0 | 0 | 0 | 0 | 0 | 0 | 0 | 0 | 0 | 0 | 0 | 0 | 0 | 0 | 0 | 0 | 0 | 0 | 0 | 0 | 0 | 0 | 0 | 0 | 0 | 0 | 0 | 0 | 0 | 0 | 0
Transportation Pollutant Emissions Disaggregated[motorbikes,OC,freight,LPG propane or butane tf] | NoSettings | 0 | 0 | 0 | 0 | 0 | 0 | 0 | 0 | 0 | 0 | 0 | 0 | 0 | 0 | 0 | 0 | 0 | 0 | 0 | 0 | 0 | 0 | 0 | 0 | 0 | 0 | 0 | 0 | 0 | 0 | 0
Transportation Pollutant Emissions Disaggregated[motorbikes,OC,freight,hydrogen tf] | NoSettings | 0 | 0 | 0 | 0 | 0 | 0 | 0 | 0 | 0 | 0 | 0 | 0 | 0 | 0 | 0 | 0 | 0 | 0 | 0 | 0 | 0 | 0 | 0 | 0 | 0 | 0 | 0 | 0 | 0 | 0 | 0
Transportation Pollutant Emissions Disaggregated[motorbikes,CH4,passenger,electricity tf] | NoSettings | 0 | 0 | 0 | 0 | 0 | 0 | 0 | 0 | 0 | 0 | 0 | 0 | 0 | 0 | 0 | 0 | 0 | 0 | 0 | 0 | 0 | 0 | 0 | 0 | 0 | 0 | 0 | 0 | 0 | 0 | 0
Transportation Pollutant Emissions Disaggregated[motorbikes,CH4,passenger,natural gas tf] | NoSettings | 50.9942 | 51.0902 | 44.6009 | 38.2055 | 32.0141 | 26.3287 | 21.1591 | 16.4964 | 12.3582 | 8.7646 | 5.7372 | 3.3066 | 1.5091 | 0.85635 | 0.38429 | 0.097106 | 0 | 0 | 0 | 0 | 0 | 0 | 0 | 0 | 0 | 0 | 0 | 0 | 0 | 0 | 0
Transportation Pollutant Emissions Disaggregated[motorbikes,CH4,passenger,petroleum gasoline tf] | NoSettings | 10282300 | 11538600 | 11389400 | 11143700 | 10789500 | 10468000 | 10133800 | 9789950 | 9443780 | 9103380 | 8767430 | 8441500 | 8128600 | 7828480 | 7541030 | 7267830 | 7001430 | 6732300 | 6473290 | 6248710 | 6065960 | 5929380 | 5833410 | 5763620 | 5712390 | 5671180 | 5635740 | 5604600 | 5577170 | 5554420 | 5531050
Transportation Pollutant Emissions Disaggregated[motorbikes,CH4,passenger,petroleum diesel tf] | NoSettings | 974.055 | 967.026 | 838.196 | 714.788 | 598.383 | 493.677 | 400.648 | 318.438 | 246.646 | 184.864 | 132.637 | 92.5075 | 59.1174 | 32.7533 | 14.8846 | 3.8123 | 0 | 0 | 0 | 0 | 0 | 0 | 0 | 0 | 0 | 0 | 0 | 0 | 0 | 0 | 0
Transportation Pollutant Emissions Disaggregated[motorbikes,CH4,passenger,biofuel gasoline tf] | NoSettings | 0 | 0 | 0 | 0 | 0 | 0 | 0 | 0 | 0 | 0 | 0 | 0 | 0 | 0 | 0 | 0 | 0 | 0 | 0 | 0 | 0 | 0 | 0 | 0 | 0 | 0 | 0 | 0 | 0 | 0 | 0
Transportation Pollutant Emissions Disaggregated[motorbikes,CH4,passenger,biofuel diesel tf] | NoSettings | 0 | 0 | 0 | 0 | 0 | 0 | 0 | 0 | 0 | 0 | 0 | 0 | 0 | 0 | 0 | 0 | 0 | 0 | 0 | 0 | 0 | 0 | 0 | 0 | 0 | 0 | 0 | 0 | 0 | 0 | 0
Transportation Pollutant Emissions Disaggregated[motorbikes,CH4,passenger,jet fuel tf] | NoSettings | 0 | 0 | 0 | 0 | 0 | 0 | 0 | 0 | 0 | 0 | 0 | 0 | 0 | 0 | 0 | 0 | 0 | 0 | 0 | 0 | 0 | 0 | 0 | 0 | 0 | 0 | 0 | 0 | 0 | 0 | 0
Transportation Pollutant Emissions Disaggregated[motorbikes,CH4,passenger,heavy or residual fuel oil tf] | NoSettings | 0 | 0 | 0 | 0 | 0 | 0 | 0 | 0 | 0 | 0 | 0 | 0 | 0 | 0 | 0 | 0 | 0 | 0 | 0 | 0 | 0 | 0 | 0 | 0 | 0 | 0 | 0 | 0 | 0 | 0 | 0
Transportation Pollutant Emissions Disaggregated[motorbikes,CH4,passenger,LPG propane or butane tf] | NoSettings | 0 | 0 | 0 | 0 | 0 | 0 | 0 | 0 | 0 | 0 | 0 | 0 | 0 | 0 | 0 | 0 | 0 | 0 | 0 | 0 | 0 | 0 | 0 | 0 | 0 | 0 | 0 | 0 | 0 | 0 | 0
Transportation Pollutant Emissions Disaggregated[motorbikes,CH4,passenger,hydrogen tf] | NoSettings | 0 | 0 | 0 | 0 | 0 | 0 | 0 | 0 | 0 | 0 | 0 | 0 | 0 | 0 | 0 | 0 | 0 | 0 | 0 | 0 | 0 | 0 | 0 | 0 | 0 | 0 | 0 | 0 | 0 | 0 | 0
Transportation Pollutant Emissions Disaggregated[motorbikes,CH4,freight,electricity tf] | NoSettings | 0 | 0 | 0 | 0 | 0 | 0 | 0 | 0 | 0 | 0 | 0 | 0 | 0 | 0 | 0 | 0 | 0 | 0 | 0 | 0 | 0 | 0 | 0 | 0 | 0 | 0 | 0 | 0 | 0 | 0 | 0
Transportation Pollutant Emissions Disaggregated[motorbikes,CH4,freight,natural gas tf] | NoSettings | 161280 | 227087 | 361320 | 473982 | 555136 | 628066 | 701393 | 770934 | 842235 | 921196 | 1001890 | 1112790 | 1233400 | 1376900 | 1550740 | 1756240 | 2001140 | 2286690 | 2607070 | 2969520 | 3373980 | 3813660 | 4280750 | 4789600 | 5333010 | 5793570 | 6271820 | 6677980 | 7139490 | 7667570 | 8226250
Transportation Pollutant Emissions Disaggregated[motorbikes,CH4,freight,petroleum gasoline tf] | NoSettings | 0 | 0 | 0 | 0 | 0 | 0 | 0 | 0 | 0 | 0 | 0 | 0 | 0 | 0 | 0 | 0 | 0 | 0 | 0 | 0 | 0 | 0 | 0 | 0 | 0 | 0 | 0 | 0 | 0 | 0 | 0
Transportation Pollutant Emissions Disaggregated[motorbikes,CH4,freight,petroleum diesel tf] | NoSettings | 462805000 | 458077000 | 452898000 | 447584000 | 440211000 | 432469000 | 424189000 | 414283000 | 403595000 | 392017000 | 379547000 | 381580000 | 382691000 | 383417000 | 383797000 | 383825000 | 383251000 | 381164000 | 378816000 | 376331000 | 374373000 | 372189000 | 370846000 | 368045000 | 365245000 | 363529000 | 363805000 | 364378000 | 364867000 | 366981000 | 369373000
Transportation Pollutant Emissions Disaggregated[motorbikes,CH4,freight,biofuel gasoline tf] | NoSettings | 0 | 0 | 0 | 0 | 0 | 0 | 0 | 0 | 0 | 0 | 0 | 0 | 0 | 0 | 0 | 0 | 0 | 0 | 0 | 0 | 0 | 0 | 0 | 0 | 0 | 0 | 0 | 0 | 0 | 0 | 0
Transportation Pollutant Emissions Disaggregated[motorbikes,CH4,freight,biofuel diesel tf] | NoSettings | 0 | 0 | 0 | 0 | 0 | 0 | 0 | 0 | 0 | 0 | 0 | 0 | 0 | 0 | 0 | 0 | 0 | 0 | 0 | 0 | 0 | 0 | 0 | 0 | 0 | 0 | 0 | 0 | 0 | 0 | 0
Transportation Pollutant Emissions Disaggregated[motorbikes,CH4,freight,jet fuel tf] | NoSettings | 0 | 0 | 0 | 0 | 0 | 0 | 0 | 0 | 0 | 0 | 0 | 0 | 0 | 0 | 0 | 0 | 0 | 0 | 0 | 0 | 0 | 0 | 0 | 0 | 0 | 0 | 0 | 0 | 0 | 0 | 0
Transportation Pollutant Emissions Disaggregated[motorbikes,CH4,freight,heavy or residual fuel oil tf] | NoSettings | 0 | 0 | 0 | 0 | 0 | 0 | 0 | 0 | 0 | 0 | 0 | 0 | 0 | 0 | 0 | 0 | 0 | 0 | 0 | 0 | 0 | 0 | 0 | 0 | 0 | 0 | 0 | 0 | 0 | 0 | 0
Transportation Pollutant Emissions Disaggregated[motorbikes,CH4,freight,LPG propane or butane tf] | NoSettings | 0 | 0 | 0 | 0 | 0 | 0 | 0 | 0 | 0 | 0 | 0 | 0 | 0 | 0 | 0 | 0 | 0 | 0 | 0 | 0 | 0 | 0 | 0 | 0 | 0 | 0 | 0 | 0 | 0 | 0 | 0
Transportation Pollutant Emissions Disaggregated[motorbikes,CH4,freight,hydrogen tf] | NoSettings | 0 | 0 | 0 | 0 | 0 | 0 | 0 | 0 | 0 | 0 | 0 | 0 | 0 | 0 | 0 | 0 | 0 | 0 | 0 | 0 | 0 | 0 | 0 | 0 | 0 | 0 | 0 | 0 | 0 | 0 | 0
Transportation Pollutant Emissions Disaggregated[motorbikes,N2O,passenger,electricity tf] | NoSettings | 0 | 0 | 0 | 0 | 0 | 0 | 0 | 0 | 0 | 0 | 0 | 0 | 0 | 0 | 0 | 0 | 0 | 0 | 0 | 0 | 0 | 0 | 0 | 0 | 0 | 0 | 0 | 0 | 0 | 0 | 0
Transportation Pollutant Emissions Disaggregated[motorbikes,N2O,passenger,natural gas tf] | NoSettings | 5.0994 | 5.109 | 4.4601 | 3.8205 | 3.2014 | 2.6329 | 2.1159 | 1.6496 | 1.2358 | 0.87646 | 0.57372 | 0.33065 | 0.15091 | 0.085635 | 0.038429 | 0.0097106 | 0 | 0 | 0 | 0 | 0 | 0 | 0 | 0 | 0 | 0 | 0 | 0 | 0 | 0 | 0
Transportation Pollutant Emissions Disaggregated[motorbikes,N2O,passenger,petroleum gasoline tf] | NoSettings | 2056460 | 2307730 | 2277880 | 2228730 | 2157900 | 2093610 | 2026760 | 1957990 | 1888760 | 1820680 | 1753490 | 1688300 | 1625720 | 1565700 | 1508210 | 1453570 | 1400290 | 1346460 | 1294660 | 1249740 | 1213190 | 1185880 | 1166680 | 1152720 | 1142480 | 1134240 | 1127150 | 1120920 | 1115430 | 1110880 | 1106210
Transportation Pollutant Emissions Disaggregated[motorbikes,N2O,passenger,petroleum diesel tf] | NoSettings | 194.811 | 193.405 | 167.639 | 142.958 | 119.677 | 98.7353 | 80.1296 | 63.6876 | 49.3292 | 36.9728 | 26.5273 | 18.5015 | 11.8235 | 6.5507 | 2.9769 | 0.76247 | 0 | 0 | 0 | 0 | 0 | 0 | 0 | 0 | 0 | 0 | 0 | 0 | 0 | 0 | 0
Transportation Pollutant Emissions Disaggregated[motorbikes,N2O,passenger,biofuel gasoline tf] | NoSettings | 0 | 0 | 0 | 0 | 0 | 0 | 0 | 0 | 0 | 0 | 0 | 0 | 0 | 0 | 0 | 0 | 0 | 0 | 0 | 0 | 0 | 0 | 0 | 0 | 0 | 0 | 0 | 0 | 0 | 0 | 0
Transportation Pollutant Emissions Disaggregated[motorbikes,N2O,passenger,biofuel diesel tf] | NoSettings | 0 | 0 | 0 | 0 | 0 | 0 | 0 | 0 | 0 | 0 | 0 | 0 | 0 | 0 | 0 | 0 | 0 | 0 | 0 | 0 | 0 | 0 | 0 | 0 | 0 | 0 | 0 | 0 | 0 | 0 | 0
Transportation Pollutant Emissions Disaggregated[motorbikes,N2O,passenger,jet fuel tf] | NoSettings | 0 | 0 | 0 | 0 | 0 | 0 | 0 | 0 | 0 | 0 | 0 | 0 | 0 | 0 | 0 | 0 | 0 | 0 | 0 | 0 | 0 | 0 | 0 | 0 | 0 | 0 | 0 | 0 | 0 | 0 | 0
Transportation Pollutant Emissions Disaggregated[motorbikes,N2O,passenger,heavy or residual fuel oil tf] | NoSettings | 0 | 0 | 0 | 0 | 0 | 0 | 0 | 0 | 0 | 0 | 0 | 0 | 0 | 0 | 0 | 0 | 0 | 0 | 0 | 0 | 0 | 0 | 0 | 0 | 0 | 0 | 0 | 0 | 0 | 0 | 0
Transportation Pollutant Emissions Disaggregated[motorbikes,N2O,passenger,LPG propane or butane tf] | NoSettings | 0 | 0 | 0 | 0 | 0 | 0 | 0 | 0 | 0 | 0 | 0 | 0 | 0 | 0 | 0 | 0 | 0 | 0 | 0 | 0 | 0 | 0 | 0 | 0 | 0 | 0 | 0 | 0 | 0 | 0 | 0
Transportation Pollutant Emissions Disaggregated[motorbikes,N2O,passenger,hydrogen tf] | NoSettings | 0 | 0 | 0 | 0 | 0 | 0 | 0 | 0 | 0 | 0 | 0 | 0 | 0 | 0 | 0 | 0 | 0 | 0 | 0 | 0 | 0 | 0 | 0 | 0 | 0 | 0 | 0 | 0 | 0 | 0 | 0
Transportation Pollutant Emissions Disaggregated[motorbikes,N2O,freight,electricity tf] | NoSettings | 0 | 0 | 0 | 0 | 0 | 0 | 0 | 0 | 0 | 0 | 0 | 0 | 0 | 0 | 0 | 0 | 0 | 0 | 0 | 0 | 0 | 0 | 0 | 0 | 0 | 0 | 0 | 0 | 0 | 0 | 0
Transportation Pollutant Emissions Disaggregated[motorbikes,N2O,freight,natural gas tf] | NoSettings | 16128 | 22708.7 | 36132 | 47398.2 | 55513.6 | 62806.6 | 70139.3 | 77093.4 | 84223.5 | 92119.6 | 100189 | 111279 | 123340 | 137690 | 155074 | 175624 | 200114 | 228669 | 260707 | 296952 | 337398 | 381366 | 428075 | 478960 | 533301 | 579357 | 627182 | 667798 | 713949 | 766757 | 822625
Transportation Pollutant Emissions Disaggregated[motorbikes,N2O,freight,petroleum gasoline tf] | NoSettings | 0 | 0 | 0 | 0 | 0 | 0 | 0 | 0 | 0 | 0 | 0 | 0 | 0 | 0 | 0 | 0 | 0 | 0 | 0 | 0 | 0 | 0 | 0 | 0 | 0 | 0 | 0 | 0 | 0 | 0 | 0
Transportation Pollutant Emissions Disaggregated[motorbikes,N2O,freight,petroleum diesel tf] | NoSettings | 92560900 | 91615300 | 90579700 | 89516800 | 88042200 | 86493800 | 84837700 | 82856700 | 80719000 | 78403300 | 75909400 | 76316000 | 76538100 | 76683400 | 76759400 | 76765100 | 76650200 | 76232700 | 75763100 | 75266100 | 74874500 | 74437900 | 74169200 | 73608900 | 73049000 | 72705800 | 72761000 | 72875500 | 72973400 | 73396200 | 73874700
Transportation Pollutant Emissions Disaggregated[motorbikes,N2O,freight,biofuel gasoline tf] | NoSettings | 0 | 0 | 0 | 0 | 0 | 0 | 0 | 0 | 0 | 0 | 0 | 0 | 0 | 0 | 0 | 0 | 0 | 0 | 0 | 0 | 0 | 0 | 0 | 0 | 0 | 0 | 0 | 0 | 0 | 0 | 0
Transportation Pollutant Emissions Disaggregated[motorbikes,N2O,freight,biofuel diesel tf] | NoSettings | 0 | 0 | 0 | 0 | 0 | 0 | 0 | 0 | 0 | 0 | 0 | 0 | 0 | 0 | 0 | 0 | 0 | 0 | 0 | 0 | 0 | 0 | 0 | 0 | 0 | 0 | 0 | 0 | 0 | 0 | 0
Transportation Pollutant Emissions Disaggregated[motorbikes,N2O,freight,jet fuel tf] | NoSettings | 0 | 0 | 0 | 0 | 0 | 0 | 0 | 0 | 0 | 0 | 0 | 0 | 0 | 0 | 0 | 0 | 0 | 0 | 0 | 0 | 0 | 0 | 0 | 0 | 0 | 0 | 0 | 0 | 0 | 0 | 0
Transportation Pollutant Emissions Disaggregated[motorbikes,N2O,freight,heavy or residual fuel oil tf] | NoSettings | 0 | 0 | 0 | 0 | 0 | 0 | 0 | 0 | 0 | 0 | 0 | 0 | 0 | 0 | 0 | 0 | 0 | 0 | 0 | 0 | 0 | 0 | 0 | 0 | 0 | 0 | 0 | 0 | 0 | 0 | 0
Transportation Pollutant Emissions Disaggregated[motorbikes,N2O,freight,LPG propane or butane tf] | NoSettings | 0 | 0 | 0 | 0 | 0 | 0 | 0 | 0 | 0 | 0 | 0 | 0 | 0 | 0 | 0 | 0 | 0 | 0 | 0 | 0 | 0 | 0 | 0 | 0 | 0 | 0 | 0 | 0 | 0 | 0 | 0
Transportation Pollutant Emissions Disaggregated[motorbikes,N2O,freight,hydrogen tf] | NoSettings | 0 | 0 | 0 | 0 | 0 | 0 | 0 | 0 | 0 | 0 | 0 | 0 | 0 | 0 | 0 | 0 | 0 | 0 | 0 | 0 | 0 | 0 | 0 | 0 | 0 | 0 | 0 | 0 | 0 | 0 | 0
Transportation Pollutant Emissions Disaggregated[motorbikes,F gases,passenger,electricity tf] | NoSettings | 0 | 0 | 0 | 0 | 0 | 0 | 0 | 0 | 0 | 0 | 0 | 0 | 0 | 0 | 0 | 0 | 0 | 0 | 0 | 0 | 0 | 0 | 0 | 0 | 0 | 0 | 0 | 0 | 0 | 0 | 0
Transportation Pollutant Emissions Disaggregated[motorbikes,F gases,passenger,natural gas tf] | NoSettings | 0 | 0 | 0 | 0 | 0 | 0 | 0 | 0 | 0 | 0 | 0 | 0 | 0 | 0 | 0 | 0 | 0 | 0 | 0 | 0 | 0 | 0 | 0 | 0 | 0 | 0 | 0 | 0 | 0 | 0 | 0
Transportation Pollutant Emissions Disaggregated[motorbikes,F gases,passenger,petroleum gasoline tf] | NoSettings | 0 | 0 | 0 | 0 | 0 | 0 | 0 | 0 | 0 | 0 | 0 | 0 | 0 | 0 | 0 | 0 | 0 | 0 | 0 | 0 | 0 | 0 | 0 | 0 | 0 | 0 | 0 | 0 | 0 | 0 | 0
Transportation Pollutant Emissions Disaggregated[motorbikes,F gases,passenger,petroleum diesel tf] | NoSettings | 0 | 0 | 0 | 0 | 0 | 0 | 0 | 0 | 0 | 0 | 0 | 0 | 0 | 0 | 0 | 0 | 0 | 0 | 0 | 0 | 0 | 0 | 0 | 0 | 0 | 0 | 0 | 0 | 0 | 0 | 0
Transportation Pollutant Emissions Disaggregated[motorbikes,F gases,passenger,biofuel gasoline tf] | NoSettings | 0 | 0 | 0 | 0 | 0 | 0 | 0 | 0 | 0 | 0 | 0 | 0 | 0 | 0 | 0 | 0 | 0 | 0 | 0 | 0 | 0 | 0 | 0 | 0 | 0 | 0 | 0 | 0 | 0 | 0 | 0
Transportation Pollutant Emissions Disaggregated[motorbikes,F gases,passenger,biofuel diesel tf] | NoSettings | 0 | 0 | 0 | 0 | 0 | 0 | 0 | 0 | 0 | 0 | 0 | 0 | 0 | 0 | 0 | 0 | 0 | 0 | 0 | 0 | 0 | 0 | 0 | 0 | 0 | 0 | 0 | 0 | 0 | 0 | 0
Transportation Pollutant Emissions Disaggregated[motorbikes,F gases,passenger,jet fuel tf] | NoSettings | 0 | 0 | 0 | 0 | 0 | 0 | 0 | 0 | 0 | 0 | 0 | 0 | 0 | 0 | 0 | 0 | 0 | 0 | 0 | 0 | 0 | 0 | 0 | 0 | 0 | 0 | 0 | 0 | 0 | 0 | 0
Transportation Pollutant Emissions Disaggregated[motorbikes,F gases,passenger,heavy or residual fuel oil tf] | NoSettings | 0 | 0 | 0 | 0 | 0 | 0 | 0 | 0 | 0 | 0 | 0 | 0 | 0 | 0 | 0 | 0 | 0 | 0 | 0 | 0 | 0 | 0 | 0 | 0 | 0 | 0 | 0 | 0 | 0 | 0 | 0
Transportation Pollutant Emissions Disaggregated[motorbikes,F gases,passenger,LPG propane or butane tf] | NoSettings | 0 | 0 | 0 | 0 | 0 | 0 | 0 | 0 | 0 | 0 | 0 | 0 | 0 | 0 | 0 | 0 | 0 | 0 | 0 | 0 | 0 | 0 | 0 | 0 | 0 | 0 | 0 | 0 | 0 | 0 | 0
Transportation Pollutant Emissions Disaggregated[motorbikes,F gases,passenger,hydrogen tf] | NoSettings | 0 | 0 | 0 | 0 | 0 | 0 | 0 | 0 | 0 | 0 | 0 | 0 | 0 | 0 | 0 | 0 | 0 | 0 | 0 | 0 | 0 | 0 | 0 | 0 | 0 | 0 | 0 | 0 | 0 | 0 | 0
Transportation Pollutant Emissions Disaggregated[motorbikes,F gases,freight,electricity tf] | NoSettings | 0 | 0 | 0 | 0 | 0 | 0 | 0 | 0 | 0 | 0 | 0 | 0 | 0 | 0 | 0 | 0 | 0 | 0 | 0 | 0 | 0 | 0 | 0 | 0 | 0 | 0 | 0 | 0 | 0 | 0 | 0
Transportation Pollutant Emissions Disaggregated[motorbikes,F gases,freight,natural gas tf] | NoSettings | 0 | 0 | 0 | 0 | 0 | 0 | 0 | 0 | 0 | 0 | 0 | 0 | 0 | 0 | 0 | 0 | 0 | 0 | 0 | 0 | 0 | 0 | 0 | 0 | 0 | 0 | 0 | 0 | 0 | 0 | 0
Transportation Pollutant Emissions Disaggregated[motorbikes,F gases,freight,petroleum gasoline tf] | NoSettings | 0 | 0 | 0 | 0 | 0 | 0 | 0 | 0 | 0 | 0 | 0 | 0 | 0 | 0 | 0 | 0 | 0 | 0 | 0 | 0 | 0 | 0 | 0 | 0 | 0 | 0 | 0 | 0 | 0 | 0 | 0
Transportation Pollutant Emissions Disaggregated[motorbikes,F gases,freight,petroleum diesel tf] | NoSettings | 0 | 0 | 0 | 0 | 0 | 0 | 0 | 0 | 0 | 0 | 0 | 0 | 0 | 0 | 0 | 0 | 0 | 0 | 0 | 0 | 0 | 0 | 0 | 0 | 0 | 0 | 0 | 0 | 0 | 0 | 0
Transportation Pollutant Emissions Disaggregated[motorbikes,F gases,freight,biofuel gasoline tf] | NoSettings | 0 | 0 | 0 | 0 | 0 | 0 | 0 | 0 | 0 | 0 | 0 | 0 | 0 | 0 | 0 | 0 | 0 | 0 | 0 | 0 | 0 | 0 | 0 | 0 | 0 | 0 | 0 | 0 | 0 | 0 | 0
Transportation Pollutant Emissions Disaggregated[motorbikes,F gases,freight,biofuel diesel tf] | NoSettings | 0 | 0 | 0 | 0 | 0 | 0 | 0 | 0 | 0 | 0 | 0 | 0 | 0 | 0 | 0 | 0 | 0 | 0 | 0 | 0 | 0 | 0 | 0 | 0 | 0 | 0 | 0 | 0 | 0 | 0 | 0
Transportation Pollutant Emissions Disaggregated[motorbikes,F gases,freight,jet fuel tf] | NoSettings | 0 | 0 | 0 | 0 | 0 | 0 | 0 | 0 | 0 | 0 | 0 | 0 | 0 | 0 | 0 | 0 | 0 | 0 | 0 | 0 | 0 | 0 | 0 | 0 | 0 | 0 | 0 | 0 | 0 | 0 | 0
Transportation Pollutant Emissions Disaggregated[motorbikes,F gases,freight,heavy or residual fuel oil tf] | NoSettings | 0 | 0 | 0 | 0 | 0 | 0 | 0 | 0 | 0 | 0 | 0 | 0 | 0 | 0 | 0 | 0 | 0 | 0 | 0 | 0 | 0 | 0 | 0 | 0 | 0 | 0 | 0 | 0 | 0 | 0 | 0
Transportation Pollutant Emissions Disaggregated[motorbikes,F gases,freight,LPG propane or butane tf] | NoSettings | 0 | 0 | 0 | 0 | 0 | 0 | 0 | 0 | 0 | 0 | 0 | 0 | 0 | 0 | 0 | 0 | 0 | 0 | 0 | 0 | 0 | 0 | 0 | 0 | 0 | 0 | 0 | 0 | 0 | 0 | 0
Transportation Pollutant Emissions Disaggregated[motorbikes,F gases,freight,hydrogen tf] | NoSettings | 0 | 0 | 0 | 0 | 0 | 0 | 0 | 0 | 0 | 0 | 0 | 0 | 0 | 0 | 0 | 0 | 0 | 0 | 0 | 0 | 0 | 0 | 0 | 0 | 0 | 0 | 0 | 0 | 0 | 0 | 0
Industrial Sector Energy Related Emissions before CCS[electricity if,agriculture and forestry 01T03,CO2] | NoSettings | 0 | 0 | 0 | 0 | 0 | 0 | 0 | 0 | 0 | 0 | 0 | 0 | 0 | 0 | 0 | 0 | 0 | 0 | 0 | 0 | 0 | 0 | 0 | 0 | 0 | 0 | 0 | 0 | 0 | 0 | 0
Industrial Sector Energy Related Emissions before CCS[electricity if,agriculture and forestry 01T03,VOC] | NoSettings | 0 | 0 | 0 | 0 | 0 | 0 | 0 | 0 | 0 | 0 | 0 | 0 | 0 | 0 | 0 | 0 | 0 | 0 | 0 | 0 | 0 | 0 | 0 | 0 | 0 | 0 | 0 | 0 | 0 | 0 | 0
Industrial Sector Energy Related Emissions before CCS[electricity if,agriculture and forestry 01T03,CO] | NoSettings | 0 | 0 | 0 | 0 | 0 | 0 | 0 | 0 | 0 | 0 | 0 | 0 | 0 | 0 | 0 | 0 | 0 | 0 | 0 | 0 | 0 | 0 | 0 | 0 | 0 | 0 | 0 | 0 | 0 | 0 | 0
Industrial Sector Energy Related Emissions before CCS[electricity if,agriculture and forestry 01T03,NOx] | NoSettings | 0 | 0 | 0 | 0 | 0 | 0 | 0 | 0 | 0 | 0 | 0 | 0 | 0 | 0 | 0 | 0 | 0 | 0 | 0 | 0 | 0 | 0 | 0 | 0 | 0 | 0 | 0 | 0 | 0 | 0 | 0
Industrial Sector Energy Related Emissions before CCS[electricity if,agriculture and forestry 01T03,PM10] | NoSettings | 0 | 0 | 0 | 0 | 0 | 0 | 0 | 0 | 0 | 0 | 0 | 0 | 0 | 0 | 0 | 0 | 0 | 0 | 0 | 0 | 0 | 0 | 0 | 0 | 0 | 0 | 0 | 0 | 0 | 0 | 0
Industrial Sector Energy Related Emissions before CCS[electricity if,agriculture and forestry 01T03,PM25] | NoSettings | 0 | 0 | 0 | 0 | 0 | 0 | 0 | 0 | 0 | 0 | 0 | 0 | 0 | 0 | 0 | 0 | 0 | 0 | 0 | 0 | 0 | 0 | 0 | 0 | 0 | 0 | 0 | 0 | 0 | 0 | 0
Industrial Sector Energy Related Emissions before CCS[electricity if,agriculture and forestry 01T03,SOx] | NoSettings | 0 | 0 | 0 | 0 | 0 | 0 | 0 | 0 | 0 | 0 | 0 | 0 | 0 | 0 | 0 | 0 | 0 | 0 | 0 | 0 | 0 | 0 | 0 | 0 | 0 | 0 | 0 | 0 | 0 | 0 | 0
Industrial Sector Energy Related Emissions before CCS[electricity if,agriculture and forestry 01T03,BC] | NoSettings | 0 | 0 | 0 | 0 | 0 | 0 | 0 | 0 | 0 | 0 | 0 | 0 | 0 | 0 | 0 | 0 | 0 | 0 | 0 | 0 | 0 | 0 | 0 | 0 | 0 | 0 | 0 | 0 | 0 | 0 | 0
Industrial Sector Energy Related Emissions before CCS[electricity if,agriculture and forestry 01T03,OC] | NoSettings | 0 | 0 | 0 | 0 | 0 | 0 | 0 | 0 | 0 | 0 | 0 | 0 | 0 | 0 | 0 | 0 | 0 | 0 | 0 | 0 | 0 | 0 | 0 | 0 | 0 | 0 | 0 | 0 | 0 | 0 | 0
Industrial Sector Energy Related Emissions before CCS[electricity if,agriculture and forestry 01T03,CH4] | NoSettings | 0 | 0 | 0 | 0 | 0 | 0 | 0 | 0 | 0 | 0 | 0 | 0 | 0 | 0 | 0 | 0 | 0 | 0 | 0 | 0 | 0 | 0 | 0 | 0 | 0 | 0 | 0 | 0 | 0 | 0 | 0
Industrial Sector Energy Related Emissions before CCS[electricity if,agriculture and forestry 01T03,N2O] | NoSettings | 0 | 0 | 0 | 0 | 0 | 0 | 0 | 0 | 0 | 0 | 0 | 0 | 0 | 0 | 0 | 0 | 0 | 0 | 0 | 0 | 0 | 0 | 0 | 0 | 0 | 0 | 0 | 0 | 0 | 0 | 0
Industrial Sector Energy Related Emissions before CCS[electricity if,agriculture and forestry 01T03,F gases] | NoSettings | 0 | 0 | 0 | 0 | 0 | 0 | 0 | 0 | 0 | 0 | 0 | 0 | 0 | 0 | 0 | 0 | 0 | 0 | 0 | 0 | 0 | 0 | 0 | 0 | 0 | 0 | 0 | 0 | 0 | 0 | 0
Industrial Sector Energy Related Emissions before CCS[electricity if,coal mining 05,CO2] | NoSettings | 0 | 0 | 0 | 0 | 0 | 0 | 0 | 0 | 0 | 0 | 0 | 0 | 0 | 0 | 0 | 0 | 0 | 0 | 0 | 0 | 0 | 0 | 0 | 0 | 0 | 0 | 0 | 0 | 0 | 0 | 0
Industrial Sector Energy Related Emissions before CCS[electricity if,coal mining 05,VOC] | NoSettings | 0 | 0 | 0 | 0 | 0 | 0 | 0 | 0 | 0 | 0 | 0 | 0 | 0 | 0 | 0 | 0 | 0 | 0 | 0 | 0 | 0 | 0 | 0 | 0 | 0 | 0 | 0 | 0 | 0 | 0 | 0
Industrial Sector Energy Related Emissions before CCS[electricity if,coal mining 05,CO] | NoSettings | 0 | 0 | 0 | 0 | 0 | 0 | 0 | 0 | 0 | 0 | 0 | 0 | 0 | 0 | 0 | 0 | 0 | 0 | 0 | 0 | 0 | 0 | 0 | 0 | 0 | 0 | 0 | 0 | 0 | 0 | 0
Industrial Sector Energy Related Emissions before CCS[electricity if,coal mining 05,NOx] | NoSettings | 0 | 0 | 0 | 0 | 0 | 0 | 0 | 0 | 0 | 0 | 0 | 0 | 0 | 0 | 0 | 0 | 0 | 0 | 0 | 0 | 0 | 0 | 0 | 0 | 0 | 0 | 0 | 0 | 0 | 0 | 0
Industrial Sector Energy Related Emissions before CCS[electricity if,coal mining 05,PM10] | NoSettings | 0 | 0 | 0 | 0 | 0 | 0 | 0 | 0 | 0 | 0 | 0 | 0 | 0 | 0 | 0 | 0 | 0 | 0 | 0 | 0 | 0 | 0 | 0 | 0 | 0 | 0 | 0 | 0 | 0 | 0 | 0
Industrial Sector Energy Related Emissions before CCS[electricity if,coal mining 05,PM25] | NoSettings | 0 | 0 | 0 | 0 | 0 | 0 | 0 | 0 | 0 | 0 | 0 | 0 | 0 | 0 | 0 | 0 | 0 | 0 | 0 | 0 | 0 | 0 | 0 | 0 | 0 | 0 | 0 | 0 | 0 | 0 | 0
Industrial Sector Energy Related Emissions before CCS[electricity if,coal mining 05,SOx] | NoSettings | 0 | 0 | 0 | 0 | 0 | 0 | 0 | 0 | 0 | 0 | 0 | 0 | 0 | 0 | 0 | 0 | 0 | 0 | 0 | 0 | 0 | 0 | 0 | 0 | 0 | 0 | 0 | 0 | 0 | 0 | 0
Industrial Sector Energy Related Emissions before CCS[electricity if,coal mining 05,BC] | NoSettings | 0 | 0 | 0 | 0 | 0 | 0 | 0 | 0 | 0 | 0 | 0 | 0 | 0 | 0 | 0 | 0 | 0 | 0 | 0 | 0 | 0 | 0 | 0 | 0 | 0 | 0 | 0 | 0 | 0 | 0 | 0
Industrial Sector Energy Related Emissions before CCS[electricity if,coal mining 05,OC] | NoSettings | 0 | 0 | 0 | 0 | 0 | 0 | 0 | 0 | 0 | 0 | 0 | 0 | 0 | 0 | 0 | 0 | 0 | 0 | 0 | 0 | 0 | 0 | 0 | 0 | 0 | 0 | 0 | 0 | 0 | 0 | 0
Industrial Sector Energy Related Emissions before CCS[electricity if,coal mining 05,CH4] | NoSettings | 0 | 0 | 0 | 0 | 0 | 0 | 0 | 0 | 0 | 0 | 0 | 0 | 0 | 0 | 0 | 0 | 0 | 0 | 0 | 0 | 0 | 0 | 0 | 0 | 0 | 0 | 0 | 0 | 0 | 0 | 0
Industrial Sector Energy Related Emissions before CCS[electricity if,coal mining 05,N2O] | NoSettings | 0 | 0 | 0 | 0 | 0 | 0 | 0 | 0 | 0 | 0 | 0 | 0 | 0 | 0 | 0 | 0 | 0 | 0 | 0 | 0 | 0 | 0 | 0 | 0 | 0 | 0 | 0 | 0 | 0 | 0 | 0
Industrial Sector Energy Related Emissions before CCS[electricity if,coal mining 05,F gases] | NoSettings | 0 | 0 | 0 | 0 | 0 | 0 | 0 | 0 | 0 | 0 | 0 | 0 | 0 | 0 | 0 | 0 | 0 | 0 | 0 | 0 | 0 | 0 | 0 | 0 | 0 | 0 | 0 | 0 | 0 | 0 | 0
Industrial Sector Energy Related Emissions before CCS[electricity if,oil and gas extraction 06,CO2] | NoSettings | 0 | 0 | 0 | 0 | 0 | 0 | 0 | 0 | 0 | 0 | 0 | 0 | 0 | 0 | 0 | 0 | 0 | 0 | 0 | 0 | 0 | 0 | 0 | 0 | 0 | 0 | 0 | 0 | 0 | 0 | 0
Industrial Sector Energy Related Emissions before CCS[electricity if,oil and gas extraction 06,VOC] | NoSettings | 0 | 0 | 0 | 0 | 0 | 0 | 0 | 0 | 0 | 0 | 0 | 0 | 0 | 0 | 0 | 0 | 0 | 0 | 0 | 0 | 0 | 0 | 0 | 0 | 0 | 0 | 0 | 0 | 0 | 0 | 0
Industrial Sector Energy Related Emissions before CCS[electricity if,oil and gas extraction 06,CO] | NoSettings | 0 | 0 | 0 | 0 | 0 | 0 | 0 | 0 | 0 | 0 | 0 | 0 | 0 | 0 | 0 | 0 | 0 | 0 | 0 | 0 | 0 | 0 | 0 | 0 | 0 | 0 | 0 | 0 | 0 | 0 | 0
Industrial Sector Energy Related Emissions before CCS[electricity if,oil and gas extraction 06,NOx] | NoSettings | 0 | 0 | 0 | 0 | 0 | 0 | 0 | 0 | 0 | 0 | 0 | 0 | 0 | 0 | 0 | 0 | 0 | 0 | 0 | 0 | 0 | 0 | 0 | 0 | 0 | 0 | 0 | 0 | 0 | 0 | 0
Industrial Sector Energy Related Emissions before CCS[electricity if,oil and gas extraction 06,PM10] | NoSettings | 0 | 0 | 0 | 0 | 0 | 0 | 0 | 0 | 0 | 0 | 0 | 0 | 0 | 0 | 0 | 0 | 0 | 0 | 0 | 0 | 0 | 0 | 0 | 0 | 0 | 0 | 0 | 0 | 0 | 0 | 0
Industrial Sector Energy Related Emissions before CCS[electricity if,oil and gas extraction 06,PM25] | NoSettings | 0 | 0 | 0 | 0 | 0 | 0 | 0 | 0 | 0 | 0 | 0 | 0 | 0 | 0 | 0 | 0 | 0 | 0 | 0 | 0 | 0 | 0 | 0 | 0 | 0 | 0 | 0 | 0 | 0 | 0 | 0
Industrial Sector Energy Related Emissions before CCS[electricity if,oil and gas extraction 06,SOx] | NoSettings | 0 | 0 | 0 | 0 | 0 | 0 | 0 | 0 | 0 | 0 | 0 | 0 | 0 | 0 | 0 | 0 | 0 | 0 | 0 | 0 | 0 | 0 | 0 | 0 | 0 | 0 | 0 | 0 | 0 | 0 | 0
Industrial Sector Energy Related Emissions before CCS[electricity if,oil and gas extraction 06,BC] | NoSettings | 0 | 0 | 0 | 0 | 0 | 0 | 0 | 0 | 0 | 0 | 0 | 0 | 0 | 0 | 0 | 0 | 0 | 0 | 0 | 0 | 0 | 0 | 0 | 0 | 0 | 0 | 0 | 0 | 0 | 0 | 0
Industrial Sector Energy Related Emissions before CCS[electricity if,oil and gas extraction 06,OC] | NoSettings | 0 | 0 | 0 | 0 | 0 | 0 | 0 | 0 | 0 | 0 | 0 | 0 | 0 | 0 | 0 | 0 | 0 | 0 | 0 | 0 | 0 | 0 | 0 | 0 | 0 | 0 | 0 | 0 | 0 | 0 | 0
Industrial Sector Energy Related Emissions before CCS[electricity if,oil and gas extraction 06,CH4] | NoSettings | 0 | 0 | 0 | 0 | 0 | 0 | 0 | 0 | 0 | 0 | 0 | 0 | 0 | 0 | 0 | 0 | 0 | 0 | 0 | 0 | 0 | 0 | 0 | 0 | 0 | 0 | 0 | 0 | 0 | 0 | 0
Industrial Sector Energy Related Emissions before CCS[electricity if,oil and gas extraction 06,N2O] | NoSettings | 0 | 0 | 0 | 0 | 0 | 0 | 0 | 0 | 0 | 0 | 0 | 0 | 0 | 0 | 0 | 0 | 0 | 0 | 0 | 0 | 0 | 0 | 0 | 0 | 0 | 0 | 0 | 0 | 0 | 0 | 0
Industrial Sector Energy Related Emissions before CCS[electricity if,oil and gas extraction 06,F gases] | NoSettings | 0 | 0 | 0 | 0 | 0 | 0 | 0 | 0 | 0 | 0 | 0 | 0 | 0 | 0 | 0 | 0 | 0 | 0 | 0 | 0 | 0 | 0 | 0 | 0 | 0 | 0 | 0 | 0 | 0 | 0 | 0
Industrial Sector Energy Related Emissions before CCS[electricity if,other mining and quarrying 07T08,CO2] | NoSettings | 0 | 0 | 0 | 0 | 0 | 0 | 0 | 0 | 0 | 0 | 0 | 0 | 0 | 0 | 0 | 0 | 0 | 0 | 0 | 0 | 0 | 0 | 0 | 0 | 0 | 0 | 0 | 0 | 0 | 0 | 0
Industrial Sector Energy Related Emissions before CCS[electricity if,other mining and quarrying 07T08,VOC] | NoSettings | 0 | 0 | 0 | 0 | 0 | 0 | 0 | 0 | 0 | 0 | 0 | 0 | 0 | 0 | 0 | 0 | 0 | 0 | 0 | 0 | 0 | 0 | 0 | 0 | 0 | 0 | 0 | 0 | 0 | 0 | 0
Industrial Sector Energy Related Emissions before CCS[electricity if,other mining and quarrying 07T08,CO] | NoSettings | 0 | 0 | 0 | 0 | 0 | 0 | 0 | 0 | 0 | 0 | 0 | 0 | 0 | 0 | 0 | 0 | 0 | 0 | 0 | 0 | 0 | 0 | 0 | 0 | 0 | 0 | 0 | 0 | 0 | 0 | 0
Industrial Sector Energy Related Emissions before CCS[electricity if,other mining and quarrying 07T08,NOx] | NoSettings | 0 | 0 | 0 | 0 | 0 | 0 | 0 | 0 | 0 | 0 | 0 | 0 | 0 | 0 | 0 | 0 | 0 | 0 | 0 | 0 | 0 | 0 | 0 | 0 | 0 | 0 | 0 | 0 | 0 | 0 | 0
Industrial Sector Energy Related Emissions before CCS[electricity if,other mining and quarrying 07T08,PM10] | NoSettings | 0 | 0 | 0 | 0 | 0 | 0 | 0 | 0 | 0 | 0 | 0 | 0 | 0 | 0 | 0 | 0 | 0 | 0 | 0 | 0 | 0 | 0 | 0 | 0 | 0 | 0 | 0 | 0 | 0 | 0 | 0
Industrial Sector Energy Related Emissions before CCS[electricity if,other mining and quarrying 07T08,PM25] | NoSettings | 0 | 0 | 0 | 0 | 0 | 0 | 0 | 0 | 0 | 0 | 0 | 0 | 0 | 0 | 0 | 0 | 0 | 0 | 0 | 0 | 0 | 0 | 0 | 0 | 0 | 0 | 0 | 0 | 0 | 0 | 0
Industrial Sector Energy Related Emissions before CCS[electricity if,other mining and quarrying 07T08,SOx] | NoSettings | 0 | 0 | 0 | 0 | 0 | 0 | 0 | 0 | 0 | 0 | 0 | 0 | 0 | 0 | 0 | 0 | 0 | 0 | 0 | 0 | 0 | 0 | 0 | 0 | 0 | 0 | 0 | 0 | 0 | 0 | 0
Industrial Sector Energy Related Emissions before CCS[electricity if,other mining and quarrying 07T08,BC] | NoSettings | 0 | 0 | 0 | 0 | 0 | 0 | 0 | 0 | 0 | 0 | 0 | 0 | 0 | 0 | 0 | 0 | 0 | 0 | 0 | 0 | 0 | 0 | 0 | 0 | 0 | 0 | 0 | 0 | 0 | 0 | 0
Industrial Sector Energy Related Emissions before CCS[electricity if,other mining and quarrying 07T08,OC] | NoSettings | 0 | 0 | 0 | 0 | 0 | 0 | 0 | 0 | 0 | 0 | 0 | 0 | 0 | 0 | 0 | 0 | 0 | 0 | 0 | 0 | 0 | 0 | 0 | 0 | 0 | 0 | 0 | 0 | 0 | 0 | 0
Industrial Sector Energy Related Emissions before CCS[electricity if,other mining and quarrying 07T08,CH4] | NoSettings | 0 | 0 | 0 | 0 | 0 | 0 | 0 | 0 | 0 | 0 | 0 | 0 | 0 | 0 | 0 | 0 | 0 | 0 | 0 | 0 | 0 | 0 | 0 | 0 | 0 | 0 | 0 | 0 | 0 | 0 | 0
Industrial Sector Energy Related Emissions before CCS[electricity if,other mining and quarrying 07T08,N2O] | NoSettings | 0 | 0 | 0 | 0 | 0 | 0 | 0 | 0 | 0 | 0 | 0 | 0 | 0 | 0 | 0 | 0 | 0 | 0 | 0 | 0 | 0 | 0 | 0 | 0 | 0 | 0 | 0 | 0 | 0 | 0 | 0
Industrial Sector Energy Related Emissions before CCS[electricity if,other mining and quarrying 07T08,F gases] | NoSettings | 0 | 0 | 0 | 0 | 0 | 0 | 0 | 0 | 0 | 0 | 0 | 0 | 0 | 0 | 0 | 0 | 0 | 0 | 0 | 0 | 0 | 0 | 0 | 0 | 0 | 0 | 0 | 0 | 0 | 0 | 0
Industrial Sector Energy Related Emissions before CCS[electricity if,food beverage and tobacco 10T12,CO2] | NoSettings | 0 | 0 | 0 | 0 | 0 | 0 | 0 | 0 | 0 | 0 | 0 | 0 | 0 | 0 | 0 | 0 | 0 | 0 | 0 | 0 | 0 | 0 | 0 | 0 | 0 | 0 | 0 | 0 | 0 | 0 | 0
Industrial Sector Energy Related Emissions before CCS[electricity if,food beverage and tobacco 10T12,VOC] | NoSettings | 0 | 0 | 0 | 0 | 0 | 0 | 0 | 0 | 0 | 0 | 0 | 0 | 0 | 0 | 0 | 0 | 0 | 0 | 0 | 0 | 0 | 0 | 0 | 0 | 0 | 0 | 0 | 0 | 0 | 0 | 0
Industrial Sector Energy Related Emissions before CCS[electricity if,food beverage and tobacco 10T12,CO] | NoSettings | 0 | 0 | 0 | 0 | 0 | 0 | 0 | 0 | 0 | 0 | 0 | 0 | 0 | 0 | 0 | 0 | 0 | 0 | 0 | 0 | 0 | 0 | 0 | 0 | 0 | 0 | 0 | 0 | 0 | 0 | 0
Industrial Sector Energy Related Emissions before CCS[electricity if,food beverage and tobacco 10T12,NOx] | NoSettings | 0 | 0 | 0 | 0 | 0 | 0 | 0 | 0 | 0 | 0 | 0 | 0 | 0 | 0 | 0 | 0 | 0 | 0 | 0 | 0 | 0 | 0 | 0 | 0 | 0 | 0 | 0 | 0 | 0 | 0 | 0
Industrial Sector Energy Related Emissions before CCS[electricity if,food beverage and tobacco 10T12,PM10] | NoSettings | 0 | 0 | 0 | 0 | 0 | 0 | 0 | 0 | 0 | 0 | 0 | 0 | 0 | 0 | 0 | 0 | 0 | 0 | 0 | 0 | 0 | 0 | 0 | 0 | 0 | 0 | 0 | 0 | 0 | 0 | 0
Industrial Sector Energy Related Emissions before CCS[electricity if,food beverage and tobacco 10T12,PM25] | NoSettings | 0 | 0 | 0 | 0 | 0 | 0 | 0 | 0 | 0 | 0 | 0 | 0 | 0 | 0 | 0 | 0 | 0 | 0 | 0 | 0 | 0 | 0 | 0 | 0 | 0 | 0 | 0 | 0 | 0 | 0 | 0
Industrial Sector Energy Related Emissions before CCS[electricity if,food beverage and tobacco 10T12,SOx] | NoSettings | 0 | 0 | 0 | 0 | 0 | 0 | 0 | 0 | 0 | 0 | 0 | 0 | 0 | 0 | 0 | 0 | 0 | 0 | 0 | 0 | 0 | 0 | 0 | 0 | 0 | 0 | 0 | 0 | 0 | 0 | 0
Industrial Sector Energy Related Emissions before CCS[electricity if,food beverage and tobacco 10T12,BC] | NoSettings | 0 | 0 | 0 | 0 | 0 | 0 | 0 | 0 | 0 | 0 | 0 | 0 | 0 | 0 | 0 | 0 | 0 | 0 | 0 | 0 | 0 | 0 | 0 | 0 | 0 | 0 | 0 | 0 | 0 | 0 | 0
Industrial Sector Energy Related Emissions before CCS[electricity if,food beverage and tobacco 10T12,OC] | NoSettings | 0 | 0 | 0 | 0 | 0 | 0 | 0 | 0 | 0 | 0 | 0 | 0 | 0 | 0 | 0 | 0 | 0 | 0 | 0 | 0 | 0 | 0 | 0 | 0 | 0 | 0 | 0 | 0 | 0 | 0 | 0
Industrial Sector Energy Related Emissions before CCS[electricity if,food beverage and tobacco 10T12,CH4] | NoSettings | 0 | 0 | 0 | 0 | 0 | 0 | 0 | 0 | 0 | 0 | 0 | 0 | 0 | 0 | 0 | 0 | 0 | 0 | 0 | 0 | 0 | 0 | 0 | 0 | 0 | 0 | 0 | 0 | 0 | 0 | 0
Industrial Sector Energy Related Emissions before CCS[electricity if,food beverage and tobacco 10T12,N2O] | NoSettings | 0 | 0 | 0 | 0 | 0 | 0 | 0 | 0 | 0 | 0 | 0 | 0 | 0 | 0 | 0 | 0 | 0 | 0 | 0 | 0 | 0 | 0 | 0 | 0 | 0 | 0 | 0 | 0 | 0 | 0 | 0
Industrial Sector Energy Related Emissions before CCS[electricity if,food beverage and tobacco 10T12,F gases] | NoSettings | 0 | 0 | 0 | 0 | 0 | 0 | 0 | 0 | 0 | 0 | 0 | 0 | 0 | 0 | 0 | 0 | 0 | 0 | 0 | 0 | 0 | 0 | 0 | 0 | 0 | 0 | 0 | 0 | 0 | 0 | 0
Industrial Sector Energy Related Emissions before CCS[electricity if,textiles apparel and leather 13T15,CO2] | NoSettings | 0 | 0 | 0 | 0 | 0 | 0 | 0 | 0 | 0 | 0 | 0 | 0 | 0 | 0 | 0 | 0 | 0 | 0 | 0 | 0 | 0 | 0 | 0 | 0 | 0 | 0 | 0 | 0 | 0 | 0 | 0
Industrial Sector Energy Related Emissions before CCS[electricity if,textiles apparel and leather 13T15,VOC] | NoSettings | 0 | 0 | 0 | 0 | 0 | 0 | 0 | 0 | 0 | 0 | 0 | 0 | 0 | 0 | 0 | 0 | 0 | 0 | 0 | 0 | 0 | 0 | 0 | 0 | 0 | 0 | 0 | 0 | 0 | 0 | 0
Industrial Sector Energy Related Emissions before CCS[electricity if,textiles apparel and leather 13T15,CO] | NoSettings | 0 | 0 | 0 | 0 | 0 | 0 | 0 | 0 | 0 | 0 | 0 | 0 | 0 | 0 | 0 | 0 | 0 | 0 | 0 | 0 | 0 | 0 | 0 | 0 | 0 | 0 | 0 | 0 | 0 | 0 | 0
Industrial Sector Energy Related Emissions before CCS[electricity if,textiles apparel and leather 13T15,NOx] | NoSettings | 0 | 0 | 0 | 0 | 0 | 0 | 0 | 0 | 0 | 0 | 0 | 0 | 0 | 0 | 0 | 0 | 0 | 0 | 0 | 0 | 0 | 0 | 0 | 0 | 0 | 0 | 0 | 0 | 0 | 0 | 0
Industrial Sector Energy Related Emissions before CCS[electricity if,textiles apparel and leather 13T15,PM10] | NoSettings | 0 | 0 | 0 | 0 | 0 | 0 | 0 | 0 | 0 | 0 | 0 | 0 | 0 | 0 | 0 | 0 | 0 | 0 | 0 | 0 | 0 | 0 | 0 | 0 | 0 | 0 | 0 | 0 | 0 | 0 | 0
Industrial Sector Energy Related Emissions before CCS[electricity if,textiles apparel and leather 13T15,PM25] | NoSettings | 0 | 0 | 0 | 0 | 0 | 0 | 0 | 0 | 0 | 0 | 0 | 0 | 0 | 0 | 0 | 0 | 0 | 0 | 0 | 0 | 0 | 0 | 0 | 0 | 0 | 0 | 0 | 0 | 0 | 0 | 0
Industrial Sector Energy Related Emissions before CCS[electricity if,textiles apparel and leather 13T15,SOx] | NoSettings | 0 | 0 | 0 | 0 | 0 | 0 | 0 | 0 | 0 | 0 | 0 | 0 | 0 | 0 | 0 | 0 | 0 | 0 | 0 | 0 | 0 | 0 | 0 | 0 | 0 | 0 | 0 | 0 | 0 | 0 | 0
Industrial Sector Energy Related Emissions before CCS[electricity if,textiles apparel and leather 13T15,BC] | NoSettings | 0 | 0 | 0 | 0 | 0 | 0 | 0 | 0 | 0 | 0 | 0 | 0 | 0 | 0 | 0 | 0 | 0 | 0 | 0 | 0 | 0 | 0 | 0 | 0 | 0 | 0 | 0 | 0 | 0 | 0 | 0
Industrial Sector Energy Related Emissions before CCS[electricity if,textiles apparel and leather 13T15,OC] | NoSettings | 0 | 0 | 0 | 0 | 0 | 0 | 0 | 0 | 0 | 0 | 0 | 0 | 0 | 0 | 0 | 0 | 0 | 0 | 0 | 0 | 0 | 0 | 0 | 0 | 0 | 0 | 0 | 0 | 0 | 0 | 0
Industrial Sector Energy Related Emissions before CCS[electricity if,textiles apparel and leather 13T15,CH4] | NoSettings | 0 | 0 | 0 | 0 | 0 | 0 | 0 | 0 | 0 | 0 | 0 | 0 | 0 | 0 | 0 | 0 | 0 | 0 | 0 | 0 | 0 | 0 | 0 | 0 | 0 | 0 | 0 | 0 | 0 | 0 | 0
Industrial Sector Energy Related Emissions before CCS[electricity if,textiles apparel and leather 13T15,N2O] | NoSettings | 0 | 0 | 0 | 0 | 0 | 0 | 0 | 0 | 0 | 0 | 0 | 0 | 0 | 0 | 0 | 0 | 0 | 0 | 0 | 0 | 0 | 0 | 0 | 0 | 0 | 0 | 0 | 0 | 0 | 0 | 0
Industrial Sector Energy Related Emissions before CCS[electricity if,textiles apparel and leather 13T15,F gases] | NoSettings | 0 | 0 | 0 | 0 | 0 | 0 | 0 | 0 | 0 | 0 | 0 | 0 | 0 | 0 | 0 | 0 | 0 | 0 | 0 | 0 | 0 | 0 | 0 | 0 | 0 | 0 | 0 | 0 | 0 | 0 | 0
Industrial Sector Energy Related Emissions before CCS[electricity if,wood products 16,CO2] | NoSettings | 0 | 0 | 0 | 0 | 0 | 0 | 0 | 0 | 0 | 0 | 0 | 0 | 0 | 0 | 0 | 0 | 0 | 0 | 0 | 0 | 0 | 0 | 0 | 0 | 0 | 0 | 0 | 0 | 0 | 0 | 0
Industrial Sector Energy Related Emissions before CCS[electricity if,wood products 16,VOC] | NoSettings | 0 | 0 | 0 | 0 | 0 | 0 | 0 | 0 | 0 | 0 | 0 | 0 | 0 | 0 | 0 | 0 | 0 | 0 | 0 | 0 | 0 | 0 | 0 | 0 | 0 | 0 | 0 | 0 | 0 | 0 | 0
Industrial Sector Energy Related Emissions before CCS[electricity if,wood products 16,CO] | NoSettings | 0 | 0 | 0 | 0 | 0 | 0 | 0 | 0 | 0 | 0 | 0 | 0 | 0 | 0 | 0 | 0 | 0 | 0 | 0 | 0 | 0 | 0 | 0 | 0 | 0 | 0 | 0 | 0 | 0 | 0 | 0
Industrial Sector Energy Related Emissions before CCS[electricity if,wood products 16,NOx] | NoSettings | 0 | 0 | 0 | 0 | 0 | 0 | 0 | 0 | 0 | 0 | 0 | 0 | 0 | 0 | 0 | 0 | 0 | 0 | 0 | 0 | 0 | 0 | 0 | 0 | 0 | 0 | 0 | 0 | 0 | 0 | 0
Industrial Sector Energy Related Emissions before CCS[electricity if,wood products 16,PM10] | NoSettings | 0 | 0 | 0 | 0 | 0 | 0 | 0 | 0 | 0 | 0 | 0 | 0 | 0 | 0 | 0 | 0 | 0 | 0 | 0 | 0 | 0 | 0 | 0 | 0 | 0 | 0 | 0 | 0 | 0 | 0 | 0
Industrial Sector Energy Related Emissions before CCS[electricity if,wood products 16,PM25] | NoSettings | 0 | 0 | 0 | 0 | 0 | 0 | 0 | 0 | 0 | 0 | 0 | 0 | 0 | 0 | 0 | 0 | 0 | 0 | 0 | 0 | 0 | 0 | 0 | 0 | 0 | 0 | 0 | 0 | 0 | 0 | 0
Industrial Sector Energy Related Emissions before CCS[electricity if,wood products 16,SOx] | NoSettings | 0 | 0 | 0 | 0 | 0 | 0 | 0 | 0 | 0 | 0 | 0 | 0 | 0 | 0 | 0 | 0 | 0 | 0 | 0 | 0 | 0 | 0 | 0 | 0 | 0 | 0 | 0 | 0 | 0 | 0 | 0
Industrial Sector Energy Related Emissions before CCS[electricity if,wood products 16,BC] | NoSettings | 0 | 0 | 0 | 0 | 0 | 0 | 0 | 0 | 0 | 0 | 0 | 0 | 0 | 0 | 0 | 0 | 0 | 0 | 0 | 0 | 0 | 0 | 0 | 0 | 0 | 0 | 0 | 0 | 0 | 0 | 0
Industrial Sector Energy Related Emissions before CCS[electricity if,wood products 16,OC] | NoSettings | 0 | 0 | 0 | 0 | 0 | 0 | 0 | 0 | 0 | 0 | 0 | 0 | 0 | 0 | 0 | 0 | 0 | 0 | 0 | 0 | 0 | 0 | 0 | 0 | 0 | 0 | 0 | 0 | 0 | 0 | 0
Industrial Sector Energy Related Emissions before CCS[electricity if,wood products 16,CH4] | NoSettings | 0 | 0 | 0 | 0 | 0 | 0 | 0 | 0 | 0 | 0 | 0 | 0 | 0 | 0 | 0 | 0 | 0 | 0 | 0 | 0 | 0 | 0 | 0 | 0 | 0 | 0 | 0 | 0 | 0 | 0 | 0
Industrial Sector Energy Related Emissions before CCS[electricity if,wood products 16,N2O] | NoSettings | 0 | 0 | 0 | 0 | 0 | 0 | 0 | 0 | 0 | 0 | 0 | 0 | 0 | 0 | 0 | 0 | 0 | 0 | 0 | 0 | 0 | 0 | 0 | 0 | 0 | 0 | 0 | 0 | 0 | 0 | 0
Industrial Sector Energy Related Emissions before CCS[electricity if,wood products 16,F gases] | NoSettings | 0 | 0 | 0 | 0 | 0 | 0 | 0 | 0 | 0 | 0 | 0 | 0 | 0 | 0 | 0 | 0 | 0 | 0 | 0 | 0 | 0 | 0 | 0 | 0 | 0 | 0 | 0 | 0 | 0 | 0 | 0
Industrial Sector Energy Related Emissions before CCS[electricity if,pulp paper and printing 17T18,CO2] | NoSettings | 0 | 0 | 0 | 0 | 0 | 0 | 0 | 0 | 0 | 0 | 0 | 0 | 0 | 0 | 0 | 0 | 0 | 0 | 0 | 0 | 0 | 0 | 0 | 0 | 0 | 0 | 0 | 0 | 0 | 0 | 0
Industrial Sector Energy Related Emissions before CCS[electricity if,pulp paper and printing 17T18,VOC] | NoSettings | 0 | 0 | 0 | 0 | 0 | 0 | 0 | 0 | 0 | 0 | 0 | 0 | 0 | 0 | 0 | 0 | 0 | 0 | 0 | 0 | 0 | 0 | 0 | 0 | 0 | 0 | 0 | 0 | 0 | 0 | 0
Industrial Sector Energy Related Emissions before CCS[electricity if,pulp paper and printing 17T18,CO] | NoSettings | 0 | 0 | 0 | 0 | 0 | 0 | 0 | 0 | 0 | 0 | 0 | 0 | 0 | 0 | 0 | 0 | 0 | 0 | 0 | 0 | 0 | 0 | 0 | 0 | 0 | 0 | 0 | 0 | 0 | 0 | 0
Industrial Sector Energy Related Emissions before CCS[electricity if,pulp paper and printing 17T18,NOx] | NoSettings | 0 | 0 | 0 | 0 | 0 | 0 | 0 | 0 | 0 | 0 | 0 | 0 | 0 | 0 | 0 | 0 | 0 | 0 | 0 | 0 | 0 | 0 | 0 | 0 | 0 | 0 | 0 | 0 | 0 | 0 | 0
Industrial Sector Energy Related Emissions before CCS[electricity if,pulp paper and printing 17T18,PM10] | NoSettings | 0 | 0 | 0 | 0 | 0 | 0 | 0 | 0 | 0 | 0 | 0 | 0 | 0 | 0 | 0 | 0 | 0 | 0 | 0 | 0 | 0 | 0 | 0 | 0 | 0 | 0 | 0 | 0 | 0 | 0 | 0
Industrial Sector Energy Related Emissions before CCS[electricity if,pulp paper and printing 17T18,PM25] | NoSettings | 0 | 0 | 0 | 0 | 0 | 0 | 0 | 0 | 0 | 0 | 0 | 0 | 0 | 0 | 0 | 0 | 0 | 0 | 0 | 0 | 0 | 0 | 0 | 0 | 0 | 0 | 0 | 0 | 0 | 0 | 0
Industrial Sector Energy Related Emissions before CCS[electricity if,pulp paper and printing 17T18,SOx] | NoSettings | 0 | 0 | 0 | 0 | 0 | 0 | 0 | 0 | 0 | 0 | 0 | 0 | 0 | 0 | 0 | 0 | 0 | 0 | 0 | 0 | 0 | 0 | 0 | 0 | 0 | 0 | 0 | 0 | 0 | 0 | 0
Industrial Sector Energy Related Emissions before CCS[electricity if,pulp paper and printing 17T18,BC] | NoSettings | 0 | 0 | 0 | 0 | 0 | 0 | 0 | 0 | 0 | 0 | 0 | 0 | 0 | 0 | 0 | 0 | 0 | 0 | 0 | 0 | 0 | 0 | 0 | 0 | 0 | 0 | 0 | 0 | 0 | 0 | 0
Industrial Sector Energy Related Emissions before CCS[electricity if,pulp paper and printing 17T18,OC] | NoSettings | 0 | 0 | 0 | 0 | 0 | 0 | 0 | 0 | 0 | 0 | 0 | 0 | 0 | 0 | 0 | 0 | 0 | 0 | 0 | 0 | 0 | 0 | 0 | 0 | 0 | 0 | 0 | 0 | 0 | 0 | 0
Industrial Sector Energy Related Emissions before CCS[electricity if,pulp paper and printing 17T18,CH4] | NoSettings | 0 | 0 | 0 | 0 | 0 | 0 | 0 | 0 | 0 | 0 | 0 | 0 | 0 | 0 | 0 | 0 | 0 | 0 | 0 | 0 | 0 | 0 | 0 | 0 | 0 | 0 | 0 | 0 | 0 | 0 | 0
Industrial Sector Energy Related Emissions before CCS[electricity if,pulp paper and printing 17T18,N2O] | NoSettings | 0 | 0 | 0 | 0 | 0 | 0 | 0 | 0 | 0 | 0 | 0 | 0 | 0 | 0 | 0 | 0 | 0 | 0 | 0 | 0 | 0 | 0 | 0 | 0 | 0 | 0 | 0 | 0 | 0 | 0 | 0
Industrial Sector Energy Related Emissions before CCS[electricity if,pulp paper and printing 17T18,F gases] | NoSettings | 0 | 0 | 0 | 0 | 0 | 0 | 0 | 0 | 0 | 0 | 0 | 0 | 0 | 0 | 0 | 0 | 0 | 0 | 0 | 0 | 0 | 0 | 0 | 0 | 0 | 0 | 0 | 0 | 0 | 0 | 0
Industrial Sector Energy Related Emissions before CCS[electricity if,refined petroleum and coke 19,CO2] | NoSettings | 0 | 0 | 0 | 0 | 0 | 0 | 0 | 0 | 0 | 0 | 0 | 0 | 0 | 0 | 0 | 0 | 0 | 0 | 0 | 0 | 0 | 0 | 0 | 0 | 0 | 0 | 0 | 0 | 0 | 0 | 0
Industrial Sector Energy Related Emissions before CCS[electricity if,refined petroleum and coke 19,VOC] | NoSettings | 0 | 0 | 0 | 0 | 0 | 0 | 0 | 0 | 0 | 0 | 0 | 0 | 0 | 0 | 0 | 0 | 0 | 0 | 0 | 0 | 0 | 0 | 0 | 0 | 0 | 0 | 0 | 0 | 0 | 0 | 0
Industrial Sector Energy Related Emissions before CCS[electricity if,refined petroleum and coke 19,CO] | NoSettings | 0 | 0 | 0 | 0 | 0 | 0 | 0 | 0 | 0 | 0 | 0 | 0 | 0 | 0 | 0 | 0 | 0 | 0 | 0 | 0 | 0 | 0 | 0 | 0 | 0 | 0 | 0 | 0 | 0 | 0 | 0
Industrial Sector Energy Related Emissions before CCS[electricity if,refined petroleum and coke 19,NOx] | NoSettings | 0 | 0 | 0 | 0 | 0 | 0 | 0 | 0 | 0 | 0 | 0 | 0 | 0 | 0 | 0 | 0 | 0 | 0 | 0 | 0 | 0 | 0 | 0 | 0 | 0 | 0 | 0 | 0 | 0 | 0 | 0
Industrial Sector Energy Related Emissions before CCS[electricity if,refined petroleum and coke 19,PM10] | NoSettings | 0 | 0 | 0 | 0 | 0 | 0 | 0 | 0 | 0 | 0 | 0 | 0 | 0 | 0 | 0 | 0 | 0 | 0 | 0 | 0 | 0 | 0 | 0 | 0 | 0 | 0 | 0 | 0 | 0 | 0 | 0
Industrial Sector Energy Related Emissions before CCS[electricity if,refined petroleum and coke 19,PM25] | NoSettings | 0 | 0 | 0 | 0 | 0 | 0 | 0 | 0 | 0 | 0 | 0 | 0 | 0 | 0 | 0 | 0 | 0 | 0 | 0 | 0 | 0 | 0 | 0 | 0 | 0 | 0 | 0 | 0 | 0 | 0 | 0
Industrial Sector Energy Related Emissions before CCS[electricity if,refined petroleum and coke 19,SOx] | NoSettings | 0 | 0 | 0 | 0 | 0 | 0 | 0 | 0 | 0 | 0 | 0 | 0 | 0 | 0 | 0 | 0 | 0 | 0 | 0 | 0 | 0 | 0 | 0 | 0 | 0 | 0 | 0 | 0 | 0 | 0 | 0
Industrial Sector Energy Related Emissions before CCS[electricity if,refined petroleum and coke 19,BC] | NoSettings | 0 | 0 | 0 | 0 | 0 | 0 | 0 | 0 | 0 | 0 | 0 | 0 | 0 | 0 | 0 | 0 | 0 | 0 | 0 | 0 | 0 | 0 | 0 | 0 | 0 | 0 | 0 | 0 | 0 | 0 | 0
Industrial Sector Energy Related Emissions before CCS[electricity if,refined petroleum and coke 19,OC] | NoSettings | 0 | 0 | 0 | 0 | 0 | 0 | 0 | 0 | 0 | 0 | 0 | 0 | 0 | 0 | 0 | 0 | 0 | 0 | 0 | 0 | 0 | 0 | 0 | 0 | 0 | 0 | 0 | 0 | 0 | 0 | 0
Industrial Sector Energy Related Emissions before CCS[electricity if,refined petroleum and coke 19,CH4] | NoSettings | 0 | 0 | 0 | 0 | 0 | 0 | 0 | 0 | 0 | 0 | 0 | 0 | 0 | 0 | 0 | 0 | 0 | 0 | 0 | 0 | 0 | 0 | 0 | 0 | 0 | 0 | 0 | 0 | 0 | 0 | 0
Industrial Sector Energy Related Emissions before CCS[electricity if,refined petroleum and coke 19,N2O] | NoSettings | 0 | 0 | 0 | 0 | 0 | 0 | 0 | 0 | 0 | 0 | 0 | 0 | 0 | 0 | 0 | 0 | 0 | 0 | 0 | 0 | 0 | 0 | 0 | 0 | 0 | 0 | 0 | 0 | 0 | 0 | 0
Industrial Sector Energy Related Emissions before CCS[electricity if,refined petroleum and coke 19,F gases] | NoSettings | 0 | 0 | 0 | 0 | 0 | 0 | 0 | 0 | 0 | 0 | 0 | 0 | 0 | 0 | 0 | 0 | 0 | 0 | 0 | 0 | 0 | 0 | 0 | 0 | 0 | 0 | 0 | 0 | 0 | 0 | 0
Industrial Sector Energy Related Emissions before CCS[electricity if,chemicals 20,CO2] | NoSettings | 0 | 0 | 0 | 0 | 0 | 0 | 0 | 0 | 0 | 0 | 0 | 0 | 0 | 0 | 0 | 0 | 0 | 0 | 0 | 0 | 0 | 0 | 0 | 0 | 0 | 0 | 0 | 0 | 0 | 0 | 0
Industrial Sector Energy Related Emissions before CCS[electricity if,chemicals 20,VOC] | NoSettings | 0 | 0 | 0 | 0 | 0 | 0 | 0 | 0 | 0 | 0 | 0 | 0 | 0 | 0 | 0 | 0 | 0 | 0 | 0 | 0 | 0 | 0 | 0 | 0 | 0 | 0 | 0 | 0 | 0 | 0 | 0
Industrial Sector Energy Related Emissions before CCS[electricity if,chemicals 20,CO] | NoSettings | 0 | 0 | 0 | 0 | 0 | 0 | 0 | 0 | 0 | 0 | 0 | 0 | 0 | 0 | 0 | 0 | 0 | 0 | 0 | 0 | 0 | 0 | 0 | 0 | 0 | 0 | 0 | 0 | 0 | 0 | 0
Industrial Sector Energy Related Emissions before CCS[electricity if,chemicals 20,NOx] | NoSettings | 0 | 0 | 0 | 0 | 0 | 0 | 0 | 0 | 0 | 0 | 0 | 0 | 0 | 0 | 0 | 0 | 0 | 0 | 0 | 0 | 0 | 0 | 0 | 0 | 0 | 0 | 0 | 0 | 0 | 0 | 0
Industrial Sector Energy Related Emissions before CCS[electricity if,chemicals 20,PM10] | NoSettings | 0 | 0 | 0 | 0 | 0 | 0 | 0 | 0 | 0 | 0 | 0 | 0 | 0 | 0 | 0 | 0 | 0 | 0 | 0 | 0 | 0 | 0 | 0 | 0 | 0 | 0 | 0 | 0 | 0 | 0 | 0
Industrial Sector Energy Related Emissions before CCS[electricity if,chemicals 20,PM25] | NoSettings | 0 | 0 | 0 | 0 | 0 | 0 | 0 | 0 | 0 | 0 | 0 | 0 | 0 | 0 | 0 | 0 | 0 | 0 | 0 | 0 | 0 | 0 | 0 | 0 | 0 | 0 | 0 | 0 | 0 | 0 | 0
Industrial Sector Energy Related Emissions before CCS[electricity if,chemicals 20,SOx] | NoSettings | 0 | 0 | 0 | 0 | 0 | 0 | 0 | 0 | 0 | 0 | 0 | 0 | 0 | 0 | 0 | 0 | 0 | 0 | 0 | 0 | 0 | 0 | 0 | 0 | 0 | 0 | 0 | 0 | 0 | 0 | 0
Industrial Sector Energy Related Emissions before CCS[electricity if,chemicals 20,BC] | NoSettings | 0 | 0 | 0 | 0 | 0 | 0 | 0 | 0 | 0 | 0 | 0 | 0 | 0 | 0 | 0 | 0 | 0 | 0 | 0 | 0 | 0 | 0 | 0 | 0 | 0 | 0 | 0 | 0 | 0 | 0 | 0
Industrial Sector Energy Related Emissions before CCS[electricity if,chemicals 20,OC] | NoSettings | 0 | 0 | 0 | 0 | 0 | 0 | 0 | 0 | 0 | 0 | 0 | 0 | 0 | 0 | 0 | 0 | 0 | 0 | 0 | 0 | 0 | 0 | 0 | 0 | 0 | 0 | 0 | 0 | 0 | 0 | 0
Industrial Sector Energy Related Emissions before CCS[electricity if,chemicals 20,CH4] | NoSettings | 0 | 0 | 0 | 0 | 0 | 0 | 0 | 0 | 0 | 0 | 0 | 0 | 0 | 0 | 0 | 0 | 0 | 0 | 0 | 0 | 0 | 0 | 0 | 0 | 0 | 0 | 0 | 0 | 0 | 0 | 0
Industrial Sector Energy Related Emissions before CCS[electricity if,chemicals 20,N2O] | NoSettings | 0 | 0 | 0 | 0 | 0 | 0 | 0 | 0 | 0 | 0 | 0 | 0 | 0 | 0 | 0 | 0 | 0 | 0 | 0 | 0 | 0 | 0 | 0 | 0 | 0 | 0 | 0 | 0 | 0 | 0 | 0
Industrial Sector Energy Related Emissions before CCS[electricity if,chemicals 20,F gases] | NoSettings | 0 | 0 | 0 | 0 | 0 | 0 | 0 | 0 | 0 | 0 | 0 | 0 | 0 | 0 | 0 | 0 | 0 | 0 | 0 | 0 | 0 | 0 | 0 | 0 | 0 | 0 | 0 | 0 | 0 | 0 | 0
Industrial Sector Energy Related Emissions before CCS[electricity if,rubber and plastic products 22,CO2] | NoSettings | 0 | 0 | 0 | 0 | 0 | 0 | 0 | 0 | 0 | 0 | 0 | 0 | 0 | 0 | 0 | 0 | 0 | 0 | 0 | 0 | 0 | 0 | 0 | 0 | 0 | 0 | 0 | 0 | 0 | 0 | 0
Industrial Sector Energy Related Emissions before CCS[electricity if,rubber and plastic products 22,VOC] | NoSettings | 0 | 0 | 0 | 0 | 0 | 0 | 0 | 0 | 0 | 0 | 0 | 0 | 0 | 0 | 0 | 0 | 0 | 0 | 0 | 0 | 0 | 0 | 0 | 0 | 0 | 0 | 0 | 0 | 0 | 0 | 0
Industrial Sector Energy Related Emissions before CCS[electricity if,rubber and plastic products 22,CO] | NoSettings | 0 | 0 | 0 | 0 | 0 | 0 | 0 | 0 | 0 | 0 | 0 | 0 | 0 | 0 | 0 | 0 | 0 | 0 | 0 | 0 | 0 | 0 | 0 | 0 | 0 | 0 | 0 | 0 | 0 | 0 | 0
Industrial Sector Energy Related Emissions before CCS[electricity if,rubber and plastic products 22,NOx] | NoSettings | 0 | 0 | 0 | 0 | 0 | 0 | 0 | 0 | 0 | 0 | 0 | 0 | 0 | 0 | 0 | 0 | 0 | 0 | 0 | 0 | 0 | 0 | 0 | 0 | 0 | 0 | 0 | 0 | 0 | 0 | 0
Industrial Sector Energy Related Emissions before CCS[electricity if,rubber and plastic products 22,PM10] | NoSettings | 0 | 0 | 0 | 0 | 0 | 0 | 0 | 0 | 0 | 0 | 0 | 0 | 0 | 0 | 0 | 0 | 0 | 0 | 0 | 0 | 0 | 0 | 0 | 0 | 0 | 0 | 0 | 0 | 0 | 0 | 0
Industrial Sector Energy Related Emissions before CCS[electricity if,rubber and plastic products 22,PM25] | NoSettings | 0 | 0 | 0 | 0 | 0 | 0 | 0 | 0 | 0 | 0 | 0 | 0 | 0 | 0 | 0 | 0 | 0 | 0 | 0 | 0 | 0 | 0 | 0 | 0 | 0 | 0 | 0 | 0 | 0 | 0 | 0
Industrial Sector Energy Related Emissions before CCS[electricity if,rubber and plastic products 22,SOx] | NoSettings | 0 | 0 | 0 | 0 | 0 | 0 | 0 | 0 | 0 | 0 | 0 | 0 | 0 | 0 | 0 | 0 | 0 | 0 | 0 | 0 | 0 | 0 | 0 | 0 | 0 | 0 | 0 | 0 | 0 | 0 | 0
Industrial Sector Energy Related Emissions before CCS[electricity if,rubber and plastic products 22,BC] | NoSettings | 0 | 0 | 0 | 0 | 0 | 0 | 0 | 0 | 0 | 0 | 0 | 0 | 0 | 0 | 0 | 0 | 0 | 0 | 0 | 0 | 0 | 0 | 0 | 0 | 0 | 0 | 0 | 0 | 0 | 0 | 0
Industrial Sector Energy Related Emissions before CCS[electricity if,rubber and plastic products 22,OC] | NoSettings | 0 | 0 | 0 | 0 | 0 | 0 | 0 | 0 | 0 | 0 | 0 | 0 | 0 | 0 | 0 | 0 | 0 | 0 | 0 | 0 | 0 | 0 | 0 | 0 | 0 | 0 | 0 | 0 | 0 | 0 | 0
Industrial Sector Energy Related Emissions before CCS[electricity if,rubber and plastic products 22,CH4] | NoSettings | 0 | 0 | 0 | 0 | 0 | 0 | 0 | 0 | 0 | 0 | 0 | 0 | 0 | 0 | 0 | 0 | 0 | 0 | 0 | 0 | 0 | 0 | 0 | 0 | 0 | 0 | 0 | 0 | 0 | 0 | 0
Industrial Sector Energy Related Emissions before CCS[electricity if,rubber and plastic products 22,N2O] | NoSettings | 0 | 0 | 0 | 0 | 0 | 0 | 0 | 0 | 0 | 0 | 0 | 0 | 0 | 0 | 0 | 0 | 0 | 0 | 0 | 0 | 0 | 0 | 0 | 0 | 0 | 0 | 0 | 0 | 0 | 0 | 0
Industrial Sector Energy Related Emissions before CCS[electricity if,rubber and plastic products 22,F gases] | NoSettings | 0 | 0 | 0 | 0 | 0 | 0 | 0 | 0 | 0 | 0 | 0 | 0 | 0 | 0 | 0 | 0 | 0 | 0 | 0 | 0 | 0 | 0 | 0 | 0 | 0 | 0 | 0 | 0 | 0 | 0 | 0
Industrial Sector Energy Related Emissions before CCS[electricity if,glass and glass products 231,CO2] | NoSettings | 0 | 0 | 0 | 0 | 0 | 0 | 0 | 0 | 0 | 0 | 0 | 0 | 0 | 0 | 0 | 0 | 0 | 0 | 0 | 0 | 0 | 0 | 0 | 0 | 0 | 0 | 0 | 0 | 0 | 0 | 0
Industrial Sector Energy Related Emissions before CCS[electricity if,glass and glass products 231,VOC] | NoSettings | 0 | 0 | 0 | 0 | 0 | 0 | 0 | 0 | 0 | 0 | 0 | 0 | 0 | 0 | 0 | 0 | 0 | 0 | 0 | 0 | 0 | 0 | 0 | 0 | 0 | 0 | 0 | 0 | 0 | 0 | 0
Industrial Sector Energy Related Emissions before CCS[electricity if,glass and glass products 231,CO] | NoSettings | 0 | 0 | 0 | 0 | 0 | 0 | 0 | 0 | 0 | 0 | 0 | 0 | 0 | 0 | 0 | 0 | 0 | 0 | 0 | 0 | 0 | 0 | 0 | 0 | 0 | 0 | 0 | 0 | 0 | 0 | 0
Industrial Sector Energy Related Emissions before CCS[electricity if,glass and glass products 231,NOx] | NoSettings | 0 | 0 | 0 | 0 | 0 | 0 | 0 | 0 | 0 | 0 | 0 | 0 | 0 | 0 | 0 | 0 | 0 | 0 | 0 | 0 | 0 | 0 | 0 | 0 | 0 | 0 | 0 | 0 | 0 | 0 | 0
Industrial Sector Energy Related Emissions before CCS[electricity if,glass and glass products 231,PM10] | NoSettings | 0 | 0 | 0 | 0 | 0 | 0 | 0 | 0 | 0 | 0 | 0 | 0 | 0 | 0 | 0 | 0 | 0 | 0 | 0 | 0 | 0 | 0 | 0 | 0 | 0 | 0 | 0 | 0 | 0 | 0 | 0
Industrial Sector Energy Related Emissions before CCS[electricity if,glass and glass products 231,PM25] | NoSettings | 0 | 0 | 0 | 0 | 0 | 0 | 0 | 0 | 0 | 0 | 0 | 0 | 0 | 0 | 0 | 0 | 0 | 0 | 0 | 0 | 0 | 0 | 0 | 0 | 0 | 0 | 0 | 0 | 0 | 0 | 0
Industrial Sector Energy Related Emissions before CCS[electricity if,glass and glass products 231,SOx] | NoSettings | 0 | 0 | 0 | 0 | 0 | 0 | 0 | 0 | 0 | 0 | 0 | 0 | 0 | 0 | 0 | 0 | 0 | 0 | 0 | 0 | 0 | 0 | 0 | 0 | 0 | 0 | 0 | 0 | 0 | 0 | 0
Industrial Sector Energy Related Emissions before CCS[electricity if,glass and glass products 231,BC] | NoSettings | 0 | 0 | 0 | 0 | 0 | 0 | 0 | 0 | 0 | 0 | 0 | 0 | 0 | 0 | 0 | 0 | 0 | 0 | 0 | 0 | 0 | 0 | 0 | 0 | 0 | 0 | 0 | 0 | 0 | 0 | 0
Industrial Sector Energy Related Emissions before CCS[electricity if,glass and glass products 231,OC] | NoSettings | 0 | 0 | 0 | 0 | 0 | 0 | 0 | 0 | 0 | 0 | 0 | 0 | 0 | 0 | 0 | 0 | 0 | 0 | 0 | 0 | 0 | 0 | 0 | 0 | 0 | 0 | 0 | 0 | 0 | 0 | 0
Industrial Sector Energy Related Emissions before CCS[electricity if,glass and glass products 231,CH4] | NoSettings | 0 | 0 | 0 | 0 | 0 | 0 | 0 | 0 | 0 | 0 | 0 | 0 | 0 | 0 | 0 | 0 | 0 | 0 | 0 | 0 | 0 | 0 | 0 | 0 | 0 | 0 | 0 | 0 | 0 | 0 | 0
Industrial Sector Energy Related Emissions before CCS[electricity if,glass and glass products 231,N2O] | NoSettings | 0 | 0 | 0 | 0 | 0 | 0 | 0 | 0 | 0 | 0 | 0 | 0 | 0 | 0 | 0 | 0 | 0 | 0 | 0 | 0 | 0 | 0 | 0 | 0 | 0 | 0 | 0 | 0 | 0 | 0 | 0
Industrial Sector Energy Related Emissions before CCS[electricity if,glass and glass products 231,F gases] | NoSettings | 0 | 0 | 0 | 0 | 0 | 0 | 0 | 0 | 0 | 0 | 0 | 0 | 0 | 0 | 0 | 0 | 0 | 0 | 0 | 0 | 0 | 0 | 0 | 0 | 0 | 0 | 0 | 0 | 0 | 0 | 0
Industrial Sector Energy Related Emissions before CCS[electricity if,cement and other nonmetallic minerals 239,CO2] | NoSettings | 0 | 0 | 0 | 0 | 0 | 0 | 0 | 0 | 0 | 0 | 0 | 0 | 0 | 0 | 0 | 0 | 0 | 0 | 0 | 0 | 0 | 0 | 0 | 0 | 0 | 0 | 0 | 0 | 0 | 0 | 0
Industrial Sector Energy Related Emissions before CCS[electricity if,cement and other nonmetallic minerals 239,VOC] | NoSettings | 0 | 0 | 0 | 0 | 0 | 0 | 0 | 0 | 0 | 0 | 0 | 0 | 0 | 0 | 0 | 0 | 0 | 0 | 0 | 0 | 0 | 0 | 0 | 0 | 0 | 0 | 0 | 0 | 0 | 0 | 0
Industrial Sector Energy Related Emissions before CCS[electricity if,cement and other nonmetallic minerals 239,CO] | NoSettings | 0 | 0 | 0 | 0 | 0 | 0 | 0 | 0 | 0 | 0 | 0 | 0 | 0 | 0 | 0 | 0 | 0 | 0 | 0 | 0 | 0 | 0 | 0 | 0 | 0 | 0 | 0 | 0 | 0 | 0 | 0
Industrial Sector Energy Related Emissions before CCS[electricity if,cement and other nonmetallic minerals 239,NOx] | NoSettings | 0 | 0 | 0 | 0 | 0 | 0 | 0 | 0 | 0 | 0 | 0 | 0 | 0 | 0 | 0 | 0 | 0 | 0 | 0 | 0 | 0 | 0 | 0 | 0 | 0 | 0 | 0 | 0 | 0 | 0 | 0
Industrial Sector Energy Related Emissions before CCS[electricity if,cement and other nonmetallic minerals 239,PM10] | NoSettings | 0 | 0 | 0 | 0 | 0 | 0 | 0 | 0 | 0 | 0 | 0 | 0 | 0 | 0 | 0 | 0 | 0 | 0 | 0 | 0 | 0 | 0 | 0 | 0 | 0 | 0 | 0 | 0 | 0 | 0 | 0
Industrial Sector Energy Related Emissions before CCS[electricity if,cement and other nonmetallic minerals 239,PM25] | NoSettings | 0 | 0 | 0 | 0 | 0 | 0 | 0 | 0 | 0 | 0 | 0 | 0 | 0 | 0 | 0 | 0 | 0 | 0 | 0 | 0 | 0 | 0 | 0 | 0 | 0 | 0 | 0 | 0 | 0 | 0 | 0
Industrial Sector Energy Related Emissions before CCS[electricity if,cement and other nonmetallic minerals 239,SOx] | NoSettings | 0 | 0 | 0 | 0 | 0 | 0 | 0 | 0 | 0 | 0 | 0 | 0 | 0 | 0 | 0 | 0 | 0 | 0 | 0 | 0 | 0 | 0 | 0 | 0 | 0 | 0 | 0 | 0 | 0 | 0 | 0
Industrial Sector Energy Related Emissions before CCS[electricity if,cement and other nonmetallic minerals 239,BC] | NoSettings | 0 | 0 | 0 | 0 | 0 | 0 | 0 | 0 | 0 | 0 | 0 | 0 | 0 | 0 | 0 | 0 | 0 | 0 | 0 | 0 | 0 | 0 | 0 | 0 | 0 | 0 | 0 | 0 | 0 | 0 | 0
Industrial Sector Energy Related Emissions before CCS[electricity if,cement and other nonmetallic minerals 239,OC] | NoSettings | 0 | 0 | 0 | 0 | 0 | 0 | 0 | 0 | 0 | 0 | 0 | 0 | 0 | 0 | 0 | 0 | 0 | 0 | 0 | 0 | 0 | 0 | 0 | 0 | 0 | 0 | 0 | 0 | 0 | 0 | 0
Industrial Sector Energy Related Emissions before CCS[electricity if,cement and other nonmetallic minerals 239,CH4] | NoSettings | 0 | 0 | 0 | 0 | 0 | 0 | 0 | 0 | 0 | 0 | 0 | 0 | 0 | 0 | 0 | 0 | 0 | 0 | 0 | 0 | 0 | 0 | 0 | 0 | 0 | 0 | 0 | 0 | 0 | 0 | 0
Industrial Sector Energy Related Emissions before CCS[electricity if,cement and other nonmetallic minerals 239,N2O] | NoSettings | 0 | 0 | 0 | 0 | 0 | 0 | 0 | 0 | 0 | 0 | 0 | 0 | 0 | 0 | 0 | 0 | 0 | 0 | 0 | 0 | 0 | 0 | 0 | 0 | 0 | 0 | 0 | 0 | 0 | 0 | 0
Industrial Sector Energy Related Emissions before CCS[electricity if,cement and other nonmetallic minerals 239,F gases] | NoSettings | 0 | 0 | 0 | 0 | 0 | 0 | 0 | 0 | 0 | 0 | 0 | 0 | 0 | 0 | 0 | 0 | 0 | 0 | 0 | 0 | 0 | 0 | 0 | 0 | 0 | 0 | 0 | 0 | 0 | 0 | 0
Industrial Sector Energy Related Emissions before CCS[electricity if,iron and steel 241,CO2] | NoSettings | 0 | 0 | 0 | 0 | 0 | 0 | 0 | 0 | 0 | 0 | 0 | 0 | 0 | 0 | 0 | 0 | 0 | 0 | 0 | 0 | 0 | 0 | 0 | 0 | 0 | 0 | 0 | 0 | 0 | 0 | 0
Industrial Sector Energy Related Emissions before CCS[electricity if,iron and steel 241,VOC] | NoSettings | 0 | 0 | 0 | 0 | 0 | 0 | 0 | 0 | 0 | 0 | 0 | 0 | 0 | 0 | 0 | 0 | 0 | 0 | 0 | 0 | 0 | 0 | 0 | 0 | 0 | 0 | 0 | 0 | 0 | 0 | 0
Industrial Sector Energy Related Emissions before CCS[electricity if,iron and steel 241,CO] | NoSettings | 0 | 0 | 0 | 0 | 0 | 0 | 0 | 0 | 0 | 0 | 0 | 0 | 0 | 0 | 0 | 0 | 0 | 0 | 0 | 0 | 0 | 0 | 0 | 0 | 0 | 0 | 0 | 0 | 0 | 0 | 0
Industrial Sector Energy Related Emissions before CCS[electricity if,iron and steel 241,NOx] | NoSettings | 0 | 0 | 0 | 0 | 0 | 0 | 0 | 0 | 0 | 0 | 0 | 0 | 0 | 0 | 0 | 0 | 0 | 0 | 0 | 0 | 0 | 0 | 0 | 0 | 0 | 0 | 0 | 0 | 0 | 0 | 0
Industrial Sector Energy Related Emissions before CCS[electricity if,iron and steel 241,PM10] | NoSettings | 0 | 0 | 0 | 0 | 0 | 0 | 0 | 0 | 0 | 0 | 0 | 0 | 0 | 0 | 0 | 0 | 0 | 0 | 0 | 0 | 0 | 0 | 0 | 0 | 0 | 0 | 0 | 0 | 0 | 0 | 0
Industrial Sector Energy Related Emissions before CCS[electricity if,iron and steel 241,PM25] | NoSettings | 0 | 0 | 0 | 0 | 0 | 0 | 0 | 0 | 0 | 0 | 0 | 0 | 0 | 0 | 0 | 0 | 0 | 0 | 0 | 0 | 0 | 0 | 0 | 0 | 0 | 0 | 0 | 0 | 0 | 0 | 0
Industrial Sector Energy Related Emissions before CCS[electricity if,iron and steel 241,SOx] | NoSettings | 0 | 0 | 0 | 0 | 0 | 0 | 0 | 0 | 0 | 0 | 0 | 0 | 0 | 0 | 0 | 0 | 0 | 0 | 0 | 0 | 0 | 0 | 0 | 0 | 0 | 0 | 0 | 0 | 0 | 0 | 0
Industrial Sector Energy Related Emissions before CCS[electricity if,iron and steel 241,BC] | NoSettings | 0 | 0 | 0 | 0 | 0 | 0 | 0 | 0 | 0 | 0 | 0 | 0 | 0 | 0 | 0 | 0 | 0 | 0 | 0 | 0 | 0 | 0 | 0 | 0 | 0 | 0 | 0 | 0 | 0 | 0 | 0
Industrial Sector Energy Related Emissions before CCS[electricity if,iron and steel 241,OC] | NoSettings | 0 | 0 | 0 | 0 | 0 | 0 | 0 | 0 | 0 | 0 | 0 | 0 | 0 | 0 | 0 | 0 | 0 | 0 | 0 | 0 | 0 | 0 | 0 | 0 | 0 | 0 | 0 | 0 | 0 | 0 | 0
Industrial Sector Energy Related Emissions before CCS[electricity if,iron and steel 241,CH4] | NoSettings | 0 | 0 | 0 | 0 | 0 | 0 | 0 | 0 | 0 | 0 | 0 | 0 | 0 | 0 | 0 | 0 | 0 | 0 | 0 | 0 | 0 | 0 | 0 | 0 | 0 | 0 | 0 | 0 | 0 | 0 | 0
Industrial Sector Energy Related Emissions before CCS[electricity if,iron and steel 241,N2O] | NoSettings | 0 | 0 | 0 | 0 | 0 | 0 | 0 | 0 | 0 | 0 | 0 | 0 | 0 | 0 | 0 | 0 | 0 | 0 | 0 | 0 | 0 | 0 | 0 | 0 | 0 | 0 | 0 | 0 | 0 | 0 | 0
Industrial Sector Energy Related Emissions before CCS[electricity if,iron and steel 241,F gases] | NoSettings | 0 | 0 | 0 | 0 | 0 | 0 | 0 | 0 | 0 | 0 | 0 | 0 | 0 | 0 | 0 | 0 | 0 | 0 | 0 | 0 | 0 | 0 | 0 | 0 | 0 | 0 | 0 | 0 | 0 | 0 | 0
Industrial Sector Energy Related Emissions before CCS[electricity if,other metals 242,CO2] | NoSettings | 0 | 0 | 0 | 0 | 0 | 0 | 0 | 0 | 0 | 0 | 0 | 0 | 0 | 0 | 0 | 0 | 0 | 0 | 0 | 0 | 0 | 0 | 0 | 0 | 0 | 0 | 0 | 0 | 0 | 0 | 0
Industrial Sector Energy Related Emissions before CCS[electricity if,other metals 242,VOC] | NoSettings | 0 | 0 | 0 | 0 | 0 | 0 | 0 | 0 | 0 | 0 | 0 | 0 | 0 | 0 | 0 | 0 | 0 | 0 | 0 | 0 | 0 | 0 | 0 | 0 | 0 | 0 | 0 | 0 | 0 | 0 | 0
Industrial Sector Energy Related Emissions before CCS[electricity if,other metals 242,CO] | NoSettings | 0 | 0 | 0 | 0 | 0 | 0 | 0 | 0 | 0 | 0 | 0 | 0 | 0 | 0 | 0 | 0 | 0 | 0 | 0 | 0 | 0 | 0 | 0 | 0 | 0 | 0 | 0 | 0 | 0 | 0 | 0
Industrial Sector Energy Related Emissions before CCS[electricity if,other metals 242,NOx] | NoSettings | 0 | 0 | 0 | 0 | 0 | 0 | 0 | 0 | 0 | 0 | 0 | 0 | 0 | 0 | 0 | 0 | 0 | 0 | 0 | 0 | 0 | 0 | 0 | 0 | 0 | 0 | 0 | 0 | 0 | 0 | 0
Industrial Sector Energy Related Emissions before CCS[electricity if,other metals 242,PM10] | NoSettings | 0 | 0 | 0 | 0 | 0 | 0 | 0 | 0 | 0 | 0 | 0 | 0 | 0 | 0 | 0 | 0 | 0 | 0 | 0 | 0 | 0 | 0 | 0 | 0 | 0 | 0 | 0 | 0 | 0 | 0 | 0
Industrial Sector Energy Related Emissions before CCS[electricity if,other metals 242,PM25] | NoSettings | 0 | 0 | 0 | 0 | 0 | 0 | 0 | 0 | 0 | 0 | 0 | 0 | 0 | 0 | 0 | 0 | 0 | 0 | 0 | 0 | 0 | 0 | 0 | 0 | 0 | 0 | 0 | 0 | 0 | 0 | 0
Industrial Sector Energy Related Emissions before CCS[electricity if,other metals 242,SOx] | NoSettings | 0 | 0 | 0 | 0 | 0 | 0 | 0 | 0 | 0 | 0 | 0 | 0 | 0 | 0 | 0 | 0 | 0 | 0 | 0 | 0 | 0 | 0 | 0 | 0 | 0 | 0 | 0 | 0 | 0 | 0 | 0
Industrial Sector Energy Related Emissions before CCS[electricity if,other metals 242,BC] | NoSettings | 0 | 0 | 0 | 0 | 0 | 0 | 0 | 0 | 0 | 0 | 0 | 0 | 0 | 0 | 0 | 0 | 0 | 0 | 0 | 0 | 0 | 0 | 0 | 0 | 0 | 0 | 0 | 0 | 0 | 0 | 0
Industrial Sector Energy Related Emissions before CCS[electricity if,other metals 242,OC] | NoSettings | 0 | 0 | 0 | 0 | 0 | 0 | 0 | 0 | 0 | 0 | 0 | 0 | 0 | 0 | 0 | 0 | 0 | 0 | 0 | 0 | 0 | 0 | 0 | 0 | 0 | 0 | 0 | 0 | 0 | 0 | 0
Industrial Sector Energy Related Emissions before CCS[electricity if,other metals 242,CH4] | NoSettings | 0 | 0 | 0 | 0 | 0 | 0 | 0 | 0 | 0 | 0 | 0 | 0 | 0 | 0 | 0 | 0 | 0 | 0 | 0 | 0 | 0 | 0 | 0 | 0 | 0 | 0 | 0 | 0 | 0 | 0 | 0
Industrial Sector Energy Related Emissions before CCS[electricity if,other metals 242,N2O] | NoSettings | 0 | 0 | 0 | 0 | 0 | 0 | 0 | 0 | 0 | 0 | 0 | 0 | 0 | 0 | 0 | 0 | 0 | 0 | 0 | 0 | 0 | 0 | 0 | 0 | 0 | 0 | 0 | 0 | 0 | 0 | 0
Industrial Sector Energy Related Emissions before CCS[electricity if,other metals 242,F gases] | NoSettings | 0 | 0 | 0 | 0 | 0 | 0 | 0 | 0 | 0 | 0 | 0 | 0 | 0 | 0 | 0 | 0 | 0 | 0 | 0 | 0 | 0 | 0 | 0 | 0 | 0 | 0 | 0 | 0 | 0 | 0 | 0
Industrial Sector Energy Related Emissions before CCS[electricity if,metal products except machinery and vehicles 25,CO2] | NoSettings | 0 | 0 | 0 | 0 | 0 | 0 | 0 | 0 | 0 | 0 | 0 | 0 | 0 | 0 | 0 | 0 | 0 | 0 | 0 | 0 | 0 | 0 | 0 | 0 | 0 | 0 | 0 | 0 | 0 | 0 | 0
Industrial Sector Energy Related Emissions before CCS[electricity if,metal products except machinery and vehicles 25,VOC] | NoSettings | 0 | 0 | 0 | 0 | 0 | 0 | 0 | 0 | 0 | 0 | 0 | 0 | 0 | 0 | 0 | 0 | 0 | 0 | 0 | 0 | 0 | 0 | 0 | 0 | 0 | 0 | 0 | 0 | 0 | 0 | 0
Industrial Sector Energy Related Emissions before CCS[electricity if,metal products except machinery and vehicles 25,CO] | NoSettings | 0 | 0 | 0 | 0 | 0 | 0 | 0 | 0 | 0 | 0 | 0 | 0 | 0 | 0 | 0 | 0 | 0 | 0 | 0 | 0 | 0 | 0 | 0 | 0 | 0 | 0 | 0 | 0 | 0 | 0 | 0
Industrial Sector Energy Related Emissions before CCS[electricity if,metal products except machinery and vehicles 25,NOx] | NoSettings | 0 | 0 | 0 | 0 | 0 | 0 | 0 | 0 | 0 | 0 | 0 | 0 | 0 | 0 | 0 | 0 | 0 | 0 | 0 | 0 | 0 | 0 | 0 | 0 | 0 | 0 | 0 | 0 | 0 | 0 | 0
Industrial Sector Energy Related Emissions before CCS[electricity if,metal products except machinery and vehicles 25,PM10] | NoSettings | 0 | 0 | 0 | 0 | 0 | 0 | 0 | 0 | 0 | 0 | 0 | 0 | 0 | 0 | 0 | 0 | 0 | 0 | 0 | 0 | 0 | 0 | 0 | 0 | 0 | 0 | 0 | 0 | 0 | 0 | 0
Industrial Sector Energy Related Emissions before CCS[electricity if,metal products except machinery and vehicles 25,PM25] | NoSettings | 0 | 0 | 0 | 0 | 0 | 0 | 0 | 0 | 0 | 0 | 0 | 0 | 0 | 0 | 0 | 0 | 0 | 0 | 0 | 0 | 0 | 0 | 0 | 0 | 0 | 0 | 0 | 0 | 0 | 0 | 0
Industrial Sector Energy Related Emissions before CCS[electricity if,metal products except machinery and vehicles 25,SOx] | NoSettings | 0 | 0 | 0 | 0 | 0 | 0 | 0 | 0 | 0 | 0 | 0 | 0 | 0 | 0 | 0 | 0 | 0 | 0 | 0 | 0 | 0 | 0 | 0 | 0 | 0 | 0 | 0 | 0 | 0 | 0 | 0
Industrial Sector Energy Related Emissions before CCS[electricity if,metal products except machinery and vehicles 25,BC] | NoSettings | 0 | 0 | 0 | 0 | 0 | 0 | 0 | 0 | 0 | 0 | 0 | 0 | 0 | 0 | 0 | 0 | 0 | 0 | 0 | 0 | 0 | 0 | 0 | 0 | 0 | 0 | 0 | 0 | 0 | 0 | 0
Industrial Sector Energy Related Emissions before CCS[electricity if,metal products except machinery and vehicles 25,OC] | NoSettings | 0 | 0 | 0 | 0 | 0 | 0 | 0 | 0 | 0 | 0 | 0 | 0 | 0 | 0 | 0 | 0 | 0 | 0 | 0 | 0 | 0 | 0 | 0 | 0 | 0 | 0 | 0 | 0 | 0 | 0 | 0
Industrial Sector Energy Related Emissions before CCS[electricity if,metal products except machinery and vehicles 25,CH4] | NoSettings | 0 | 0 | 0 | 0 | 0 | 0 | 0 | 0 | 0 | 0 | 0 | 0 | 0 | 0 | 0 | 0 | 0 | 0 | 0 | 0 | 0 | 0 | 0 | 0 | 0 | 0 | 0 | 0 | 0 | 0 | 0
Industrial Sector Energy Related Emissions before CCS[electricity if,metal products except machinery and vehicles 25,N2O] | NoSettings | 0 | 0 | 0 | 0 | 0 | 0 | 0 | 0 | 0 | 0 | 0 | 0 | 0 | 0 | 0 | 0 | 0 | 0 | 0 | 0 | 0 | 0 | 0 | 0 | 0 | 0 | 0 | 0 | 0 | 0 | 0
Industrial Sector Energy Related Emissions before CCS[electricity if,metal products except machinery and vehicles 25,F gases] | NoSettings | 0 | 0 | 0 | 0 | 0 | 0 | 0 | 0 | 0 | 0 | 0 | 0 | 0 | 0 | 0 | 0 | 0 | 0 | 0 | 0 | 0 | 0 | 0 | 0 | 0 | 0 | 0 | 0 | 0 | 0 | 0
Industrial Sector Energy Related Emissions before CCS[electricity if,computers and electronics 26,CO2] | NoSettings | 0 | 0 | 0 | 0 | 0 | 0 | 0 | 0 | 0 | 0 | 0 | 0 | 0 | 0 | 0 | 0 | 0 | 0 | 0 | 0 | 0 | 0 | 0 | 0 | 0 | 0 | 0 | 0 | 0 | 0 | 0
Industrial Sector Energy Related Emissions before CCS[electricity if,computers and electronics 26,VOC] | NoSettings | 0 | 0 | 0 | 0 | 0 | 0 | 0 | 0 | 0 | 0 | 0 | 0 | 0 | 0 | 0 | 0 | 0 | 0 | 0 | 0 | 0 | 0 | 0 | 0 | 0 | 0 | 0 | 0 | 0 | 0 | 0
Industrial Sector Energy Related Emissions before CCS[electricity if,computers and electronics 26,CO] | NoSettings | 0 | 0 | 0 | 0 | 0 | 0 | 0 | 0 | 0 | 0 | 0 | 0 | 0 | 0 | 0 | 0 | 0 | 0 | 0 | 0 | 0 | 0 | 0 | 0 | 0 | 0 | 0 | 0 | 0 | 0 | 0
Industrial Sector Energy Related Emissions before CCS[electricity if,computers and electronics 26,NOx] | NoSettings | 0 | 0 | 0 | 0 | 0 | 0 | 0 | 0 | 0 | 0 | 0 | 0 | 0 | 0 | 0 | 0 | 0 | 0 | 0 | 0 | 0 | 0 | 0 | 0 | 0 | 0 | 0 | 0 | 0 | 0 | 0
Industrial Sector Energy Related Emissions before CCS[electricity if,computers and electronics 26,PM10] | NoSettings | 0 | 0 | 0 | 0 | 0 | 0 | 0 | 0 | 0 | 0 | 0 | 0 | 0 | 0 | 0 | 0 | 0 | 0 | 0 | 0 | 0 | 0 | 0 | 0 | 0 | 0 | 0 | 0 | 0 | 0 | 0
Industrial Sector Energy Related Emissions before CCS[electricity if,computers and electronics 26,PM25] | NoSettings | 0 | 0 | 0 | 0 | 0 | 0 | 0 | 0 | 0 | 0 | 0 | 0 | 0 | 0 | 0 | 0 | 0 | 0 | 0 | 0 | 0 | 0 | 0 | 0 | 0 | 0 | 0 | 0 | 0 | 0 | 0
Industrial Sector Energy Related Emissions before CCS[electricity if,computers and electronics 26,SOx] | NoSettings | 0 | 0 | 0 | 0 | 0 | 0 | 0 | 0 | 0 | 0 | 0 | 0 | 0 | 0 | 0 | 0 | 0 | 0 | 0 | 0 | 0 | 0 | 0 | 0 | 0 | 0 | 0 | 0 | 0 | 0 | 0
Industrial Sector Energy Related Emissions before CCS[electricity if,computers and electronics 26,BC] | NoSettings | 0 | 0 | 0 | 0 | 0 | 0 | 0 | 0 | 0 | 0 | 0 | 0 | 0 | 0 | 0 | 0 | 0 | 0 | 0 | 0 | 0 | 0 | 0 | 0 | 0 | 0 | 0 | 0 | 0 | 0 | 0
Industrial Sector Energy Related Emissions before CCS[electricity if,computers and electronics 26,OC] | NoSettings | 0 | 0 | 0 | 0 | 0 | 0 | 0 | 0 | 0 | 0 | 0 | 0 | 0 | 0 | 0 | 0 | 0 | 0 | 0 | 0 | 0 | 0 | 0 | 0 | 0 | 0 | 0 | 0 | 0 | 0 | 0
Industrial Sector Energy Related Emissions before CCS[electricity if,computers and electronics 26,CH4] | NoSettings | 0 | 0 | 0 | 0 | 0 | 0 | 0 | 0 | 0 | 0 | 0 | 0 | 0 | 0 | 0 | 0 | 0 | 0 | 0 | 0 | 0 | 0 | 0 | 0 | 0 | 0 | 0 | 0 | 0 | 0 | 0
Industrial Sector Energy Related Emissions before CCS[electricity if,computers and electronics 26,N2O] | NoSettings | 0 | 0 | 0 | 0 | 0 | 0 | 0 | 0 | 0 | 0 | 0 | 0 | 0 | 0 | 0 | 0 | 0 | 0 | 0 | 0 | 0 | 0 | 0 | 0 | 0 | 0 | 0 | 0 | 0 | 0 | 0
Industrial Sector Energy Related Emissions before CCS[electricity if,computers and electronics 26,F gases] | NoSettings | 0 | 0 | 0 | 0 | 0 | 0 | 0 | 0 | 0 | 0 | 0 | 0 | 0 | 0 | 0 | 0 | 0 | 0 | 0 | 0 | 0 | 0 | 0 | 0 | 0 | 0 | 0 | 0 | 0 | 0 | 0
Industrial Sector Energy Related Emissions before CCS[electricity if,appliances and electrical equipment 27,CO2] | NoSettings | 0 | 0 | 0 | 0 | 0 | 0 | 0 | 0 | 0 | 0 | 0 | 0 | 0 | 0 | 0 | 0 | 0 | 0 | 0 | 0 | 0 | 0 | 0 | 0 | 0 | 0 | 0 | 0 | 0 | 0 | 0
Industrial Sector Energy Related Emissions before CCS[electricity if,appliances and electrical equipment 27,VOC] | NoSettings | 0 | 0 | 0 | 0 | 0 | 0 | 0 | 0 | 0 | 0 | 0 | 0 | 0 | 0 | 0 | 0 | 0 | 0 | 0 | 0 | 0 | 0 | 0 | 0 | 0 | 0 | 0 | 0 | 0 | 0 | 0
Industrial Sector Energy Related Emissions before CCS[electricity if,appliances and electrical equipment 27,CO] | NoSettings | 0 | 0 | 0 | 0 | 0 | 0 | 0 | 0 | 0 | 0 | 0 | 0 | 0 | 0 | 0 | 0 | 0 | 0 | 0 | 0 | 0 | 0 | 0 | 0 | 0 | 0 | 0 | 0 | 0 | 0 | 0
Industrial Sector Energy Related Emissions before CCS[electricity if,appliances and electrical equipment 27,NOx] | NoSettings | 0 | 0 | 0 | 0 | 0 | 0 | 0 | 0 | 0 | 0 | 0 | 0 | 0 | 0 | 0 | 0 | 0 | 0 | 0 | 0 | 0 | 0 | 0 | 0 | 0 | 0 | 0 | 0 | 0 | 0 | 0
Industrial Sector Energy Related Emissions before CCS[electricity if,appliances and electrical equipment 27,PM10] | NoSettings | 0 | 0 | 0 | 0 | 0 | 0 | 0 | 0 | 0 | 0 | 0 | 0 | 0 | 0 | 0 | 0 | 0 | 0 | 0 | 0 | 0 | 0 | 0 | 0 | 0 | 0 | 0 | 0 | 0 | 0 | 0
Industrial Sector Energy Related Emissions before CCS[electricity if,appliances and electrical equipment 27,PM25] | NoSettings | 0 | 0 | 0 | 0 | 0 | 0 | 0 | 0 | 0 | 0 | 0 | 0 | 0 | 0 | 0 | 0 | 0 | 0 | 0 | 0 | 0 | 0 | 0 | 0 | 0 | 0 | 0 | 0 | 0 | 0 | 0
Industrial Sector Energy Related Emissions before CCS[electricity if,appliances and electrical equipment 27,SOx] | NoSettings | 0 | 0 | 0 | 0 | 0 | 0 | 0 | 0 | 0 | 0 | 0 | 0 | 0 | 0 | 0 | 0 | 0 | 0 | 0 | 0 | 0 | 0 | 0 | 0 | 0 | 0 | 0 | 0 | 0 | 0 | 0
Industrial Sector Energy Related Emissions before CCS[electricity if,appliances and electrical equipment 27,BC] | NoSettings | 0 | 0 | 0 | 0 | 0 | 0 | 0 | 0 | 0 | 0 | 0 | 0 | 0 | 0 | 0 | 0 | 0 | 0 | 0 | 0 | 0 | 0 | 0 | 0 | 0 | 0 | 0 | 0 | 0 | 0 | 0
Industrial Sector Energy Related Emissions before CCS[electricity if,appliances and electrical equipment 27,OC] | NoSettings | 0 | 0 | 0 | 0 | 0 | 0 | 0 | 0 | 0 | 0 | 0 | 0 | 0 | 0 | 0 | 0 | 0 | 0 | 0 | 0 | 0 | 0 | 0 | 0 | 0 | 0 | 0 | 0 | 0 | 0 | 0
Industrial Sector Energy Related Emissions before CCS[electricity if,appliances and electrical equipment 27,CH4] | NoSettings | 0 | 0 | 0 | 0 | 0 | 0 | 0 | 0 | 0 | 0 | 0 | 0 | 0 | 0 | 0 | 0 | 0 | 0 | 0 | 0 | 0 | 0 | 0 | 0 | 0 | 0 | 0 | 0 | 0 | 0 | 0
Industrial Sector Energy Related Emissions before CCS[electricity if,appliances and electrical equipment 27,N2O] | NoSettings | 0 | 0 | 0 | 0 | 0 | 0 | 0 | 0 | 0 | 0 | 0 | 0 | 0 | 0 | 0 | 0 | 0 | 0 | 0 | 0 | 0 | 0 | 0 | 0 | 0 | 0 | 0 | 0 | 0 | 0 | 0
Industrial Sector Energy Related Emissions before CCS[electricity if,appliances and electrical equipment 27,F gases] | NoSettings | 0 | 0 | 0 | 0 | 0 | 0 | 0 | 0 | 0 | 0 | 0 | 0 | 0 | 0 | 0 | 0 | 0 | 0 | 0 | 0 | 0 | 0 | 0 | 0 | 0 | 0 | 0 | 0 | 0 | 0 | 0
Industrial Sector Energy Related Emissions before CCS[electricity if,other machinery 28,CO2] | NoSettings | 0 | 0 | 0 | 0 | 0 | 0 | 0 | 0 | 0 | 0 | 0 | 0 | 0 | 0 | 0 | 0 | 0 | 0 | 0 | 0 | 0 | 0 | 0 | 0 | 0 | 0 | 0 | 0 | 0 | 0 | 0
Industrial Sector Energy Related Emissions before CCS[electricity if,other machinery 28,VOC] | NoSettings | 0 | 0 | 0 | 0 | 0 | 0 | 0 | 0 | 0 | 0 | 0 | 0 | 0 | 0 | 0 | 0 | 0 | 0 | 0 | 0 | 0 | 0 | 0 | 0 | 0 | 0 | 0 | 0 | 0 | 0 | 0
Industrial Sector Energy Related Emissions before CCS[electricity if,other machinery 28,CO] | NoSettings | 0 | 0 | 0 | 0 | 0 | 0 | 0 | 0 | 0 | 0 | 0 | 0 | 0 | 0 | 0 | 0 | 0 | 0 | 0 | 0 | 0 | 0 | 0 | 0 | 0 | 0 | 0 | 0 | 0 | 0 | 0
Industrial Sector Energy Related Emissions before CCS[electricity if,other machinery 28,NOx] | NoSettings | 0 | 0 | 0 | 0 | 0 | 0 | 0 | 0 | 0 | 0 | 0 | 0 | 0 | 0 | 0 | 0 | 0 | 0 | 0 | 0 | 0 | 0 | 0 | 0 | 0 | 0 | 0 | 0 | 0 | 0 | 0
Industrial Sector Energy Related Emissions before CCS[electricity if,other machinery 28,PM10] | NoSettings | 0 | 0 | 0 | 0 | 0 | 0 | 0 | 0 | 0 | 0 | 0 | 0 | 0 | 0 | 0 | 0 | 0 | 0 | 0 | 0 | 0 | 0 | 0 | 0 | 0 | 0 | 0 | 0 | 0 | 0 | 0
Industrial Sector Energy Related Emissions before CCS[electricity if,other machinery 28,PM25] | NoSettings | 0 | 0 | 0 | 0 | 0 | 0 | 0 | 0 | 0 | 0 | 0 | 0 | 0 | 0 | 0 | 0 | 0 | 0 | 0 | 0 | 0 | 0 | 0 | 0 | 0 | 0 | 0 | 0 | 0 | 0 | 0
Industrial Sector Energy Related Emissions before CCS[electricity if,other machinery 28,SOx] | NoSettings | 0 | 0 | 0 | 0 | 0 | 0 | 0 | 0 | 0 | 0 | 0 | 0 | 0 | 0 | 0 | 0 | 0 | 0 | 0 | 0 | 0 | 0 | 0 | 0 | 0 | 0 | 0 | 0 | 0 | 0 | 0
Industrial Sector Energy Related Emissions before CCS[electricity if,other machinery 28,BC] | NoSettings | 0 | 0 | 0 | 0 | 0 | 0 | 0 | 0 | 0 | 0 | 0 | 0 | 0 | 0 | 0 | 0 | 0 | 0 | 0 | 0 | 0 | 0 | 0 | 0 | 0 | 0 | 0 | 0 | 0 | 0 | 0
Industrial Sector Energy Related Emissions before CCS[electricity if,other machinery 28,OC] | NoSettings | 0 | 0 | 0 | 0 | 0 | 0 | 0 | 0 | 0 | 0 | 0 | 0 | 0 | 0 | 0 | 0 | 0 | 0 | 0 | 0 | 0 | 0 | 0 | 0 | 0 | 0 | 0 | 0 | 0 | 0 | 0
Industrial Sector Energy Related Emissions before CCS[electricity if,other machinery 28,CH4] | NoSettings | 0 | 0 | 0 | 0 | 0 | 0 | 0 | 0 | 0 | 0 | 0 | 0 | 0 | 0 | 0 | 0 | 0 | 0 | 0 | 0 | 0 | 0 | 0 | 0 | 0 | 0 | 0 | 0 | 0 | 0 | 0
Industrial Sector Energy Related Emissions before CCS[electricity if,other machinery 28,N2O] | NoSettings | 0 | 0 | 0 | 0 | 0 | 0 | 0 | 0 | 0 | 0 | 0 | 0 | 0 | 0 | 0 | 0 | 0 | 0 | 0 | 0 | 0 | 0 | 0 | 0 | 0 | 0 | 0 | 0 | 0 | 0 | 0
Industrial Sector Energy Related Emissions before CCS[electricity if,other machinery 28,F gases] | NoSettings | 0 | 0 | 0 | 0 | 0 | 0 | 0 | 0 | 0 | 0 | 0 | 0 | 0 | 0 | 0 | 0 | 0 | 0 | 0 | 0 | 0 | 0 | 0 | 0 | 0 | 0 | 0 | 0 | 0 | 0 | 0
Industrial Sector Energy Related Emissions before CCS[electricity if,road vehicles 29,CO2] | NoSettings | 0 | 0 | 0 | 0 | 0 | 0 | 0 | 0 | 0 | 0 | 0 | 0 | 0 | 0 | 0 | 0 | 0 | 0 | 0 | 0 | 0 | 0 | 0 | 0 | 0 | 0 | 0 | 0 | 0 | 0 | 0
Industrial Sector Energy Related Emissions before CCS[electricity if,road vehicles 29,VOC] | NoSettings | 0 | 0 | 0 | 0 | 0 | 0 | 0 | 0 | 0 | 0 | 0 | 0 | 0 | 0 | 0 | 0 | 0 | 0 | 0 | 0 | 0 | 0 | 0 | 0 | 0 | 0 | 0 | 0 | 0 | 0 | 0
Industrial Sector Energy Related Emissions before CCS[electricity if,road vehicles 29,CO] | NoSettings | 0 | 0 | 0 | 0 | 0 | 0 | 0 | 0 | 0 | 0 | 0 | 0 | 0 | 0 | 0 | 0 | 0 | 0 | 0 | 0 | 0 | 0 | 0 | 0 | 0 | 0 | 0 | 0 | 0 | 0 | 0
Industrial Sector Energy Related Emissions before CCS[electricity if,road vehicles 29,NOx] | NoSettings | 0 | 0 | 0 | 0 | 0 | 0 | 0 | 0 | 0 | 0 | 0 | 0 | 0 | 0 | 0 | 0 | 0 | 0 | 0 | 0 | 0 | 0 | 0 | 0 | 0 | 0 | 0 | 0 | 0 | 0 | 0
Industrial Sector Energy Related Emissions before CCS[electricity if,road vehicles 29,PM10] | NoSettings | 0 | 0 | 0 | 0 | 0 | 0 | 0 | 0 | 0 | 0 | 0 | 0 | 0 | 0 | 0 | 0 | 0 | 0 | 0 | 0 | 0 | 0 | 0 | 0 | 0 | 0 | 0 | 0 | 0 | 0 | 0
Industrial Sector Energy Related Emissions before CCS[electricity if,road vehicles 29,PM25] | NoSettings | 0 | 0 | 0 | 0 | 0 | 0 | 0 | 0 | 0 | 0 | 0 | 0 | 0 | 0 | 0 | 0 | 0 | 0 | 0 | 0 | 0 | 0 | 0 | 0 | 0 | 0 | 0 | 0 | 0 | 0 | 0
Industrial Sector Energy Related Emissions before CCS[electricity if,road vehicles 29,SOx] | NoSettings | 0 | 0 | 0 | 0 | 0 | 0 | 0 | 0 | 0 | 0 | 0 | 0 | 0 | 0 | 0 | 0 | 0 | 0 | 0 | 0 | 0 | 0 | 0 | 0 | 0 | 0 | 0 | 0 | 0 | 0 | 0
Industrial Sector Energy Related Emissions before CCS[electricity if,road vehicles 29,BC] | NoSettings | 0 | 0 | 0 | 0 | 0 | 0 | 0 | 0 | 0 | 0 | 0 | 0 | 0 | 0 | 0 | 0 | 0 | 0 | 0 | 0 | 0 | 0 | 0 | 0 | 0 | 0 | 0 | 0 | 0 | 0 | 0
Industrial Sector Energy Related Emissions before CCS[electricity if,road vehicles 29,OC] | NoSettings | 0 | 0 | 0 | 0 | 0 | 0 | 0 | 0 | 0 | 0 | 0 | 0 | 0 | 0 | 0 | 0 | 0 | 0 | 0 | 0 | 0 | 0 | 0 | 0 | 0 | 0 | 0 | 0 | 0 | 0 | 0
Industrial Sector Energy Related Emissions before CCS[electricity if,road vehicles 29,CH4] | NoSettings | 0 | 0 | 0 | 0 | 0 | 0 | 0 | 0 | 0 | 0 | 0 | 0 | 0 | 0 | 0 | 0 | 0 | 0 | 0 | 0 | 0 | 0 | 0 | 0 | 0 | 0 | 0 | 0 | 0 | 0 | 0
Industrial Sector Energy Related Emissions before CCS[electricity if,road vehicles 29,N2O] | NoSettings | 0 | 0 | 0 | 0 | 0 | 0 | 0 | 0 | 0 | 0 | 0 | 0 | 0 | 0 | 0 | 0 | 0 | 0 | 0 | 0 | 0 | 0 | 0 | 0 | 0 | 0 | 0 | 0 | 0 | 0 | 0
Industrial Sector Energy Related Emissions before CCS[electricity if,road vehicles 29,F gases] | NoSettings | 0 | 0 | 0 | 0 | 0 | 0 | 0 | 0 | 0 | 0 | 0 | 0 | 0 | 0 | 0 | 0 | 0 | 0 | 0 | 0 | 0 | 0 | 0 | 0 | 0 | 0 | 0 | 0 | 0 | 0 | 0
Industrial Sector Energy Related Emissions before CCS[electricity if,nonroad vehicles 30,CO2] | NoSettings | 0 | 0 | 0 | 0 | 0 | 0 | 0 | 0 | 0 | 0 | 0 | 0 | 0 | 0 | 0 | 0 | 0 | 0 | 0 | 0 | 0 | 0 | 0 | 0 | 0 | 0 | 0 | 0 | 0 | 0 | 0
Industrial Sector Energy Related Emissions before CCS[electricity if,nonroad vehicles 30,VOC] | NoSettings | 0 | 0 | 0 | 0 | 0 | 0 | 0 | 0 | 0 | 0 | 0 | 0 | 0 | 0 | 0 | 0 | 0 | 0 | 0 | 0 | 0 | 0 | 0 | 0 | 0 | 0 | 0 | 0 | 0 | 0 | 0
Industrial Sector Energy Related Emissions before CCS[electricity if,nonroad vehicles 30,CO] | NoSettings | 0 | 0 | 0 | 0 | 0 | 0 | 0 | 0 | 0 | 0 | 0 | 0 | 0 | 0 | 0 | 0 | 0 | 0 | 0 | 0 | 0 | 0 | 0 | 0 | 0 | 0 | 0 | 0 | 0 | 0 | 0
Industrial Sector Energy Related Emissions before CCS[electricity if,nonroad vehicles 30,NOx] | NoSettings | 0 | 0 | 0 | 0 | 0 | 0 | 0 | 0 | 0 | 0 | 0 | 0 | 0 | 0 | 0 | 0 | 0 | 0 | 0 | 0 | 0 | 0 | 0 | 0 | 0 | 0 | 0 | 0 | 0 | 0 | 0
Industrial Sector Energy Related Emissions before CCS[electricity if,nonroad vehicles 30,PM10] | NoSettings | 0 | 0 | 0 | 0 | 0 | 0 | 0 | 0 | 0 | 0 | 0 | 0 | 0 | 0 | 0 | 0 | 0 | 0 | 0 | 0 | 0 | 0 | 0 | 0 | 0 | 0 | 0 | 0 | 0 | 0 | 0
Industrial Sector Energy Related Emissions before CCS[electricity if,nonroad vehicles 30,PM25] | NoSettings | 0 | 0 | 0 | 0 | 0 | 0 | 0 | 0 | 0 | 0 | 0 | 0 | 0 | 0 | 0 | 0 | 0 | 0 | 0 | 0 | 0 | 0 | 0 | 0 | 0 | 0 | 0 | 0 | 0 | 0 | 0
Industrial Sector Energy Related Emissions before CCS[electricity if,nonroad vehicles 30,SOx] | NoSettings | 0 | 0 | 0 | 0 | 0 | 0 | 0 | 0 | 0 | 0 | 0 | 0 | 0 | 0 | 0 | 0 | 0 | 0 | 0 | 0 | 0 | 0 | 0 | 0 | 0 | 0 | 0 | 0 | 0 | 0 | 0
Industrial Sector Energy Related Emissions before CCS[electricity if,nonroad vehicles 30,BC] | NoSettings | 0 | 0 | 0 | 0 | 0 | 0 | 0 | 0 | 0 | 0 | 0 | 0 | 0 | 0 | 0 | 0 | 0 | 0 | 0 | 0 | 0 | 0 | 0 | 0 | 0 | 0 | 0 | 0 | 0 | 0 | 0
Industrial Sector Energy Related Emissions before CCS[electricity if,nonroad vehicles 30,OC] | NoSettings | 0 | 0 | 0 | 0 | 0 | 0 | 0 | 0 | 0 | 0 | 0 | 0 | 0 | 0 | 0 | 0 | 0 | 0 | 0 | 0 | 0 | 0 | 0 | 0 | 0 | 0 | 0 | 0 | 0 | 0 | 0
Industrial Sector Energy Related Emissions before CCS[electricity if,nonroad vehicles 30,CH4] | NoSettings | 0 | 0 | 0 | 0 | 0 | 0 | 0 | 0 | 0 | 0 | 0 | 0 | 0 | 0 | 0 | 0 | 0 | 0 | 0 | 0 | 0 | 0 | 0 | 0 | 0 | 0 | 0 | 0 | 0 | 0 | 0
Industrial Sector Energy Related Emissions before CCS[electricity if,nonroad vehicles 30,N2O] | NoSettings | 0 | 0 | 0 | 0 | 0 | 0 | 0 | 0 | 0 | 0 | 0 | 0 | 0 | 0 | 0 | 0 | 0 | 0 | 0 | 0 | 0 | 0 | 0 | 0 | 0 | 0 | 0 | 0 | 0 | 0 | 0
Industrial Sector Energy Related Emissions before CCS[electricity if,nonroad vehicles 30,F gases] | NoSettings | 0 | 0 | 0 | 0 | 0 | 0 | 0 | 0 | 0 | 0 | 0 | 0 | 0 | 0 | 0 | 0 | 0 | 0 | 0 | 0 | 0 | 0 | 0 | 0 | 0 | 0 | 0 | 0 | 0 | 0 | 0
Industrial Sector Energy Related Emissions before CCS[electricity if,other manufacturing 31T33,CO2] | NoSettings | 0 | 0 | 0 | 0 | 0 | 0 | 0 | 0 | 0 | 0 | 0 | 0 | 0 | 0 | 0 | 0 | 0 | 0 | 0 | 0 | 0 | 0 | 0 | 0 | 0 | 0 | 0 | 0 | 0 | 0 | 0
Industrial Sector Energy Related Emissions before CCS[electricity if,other manufacturing 31T33,VOC] | NoSettings | 0 | 0 | 0 | 0 | 0 | 0 | 0 | 0 | 0 | 0 | 0 | 0 | 0 | 0 | 0 | 0 | 0 | 0 | 0 | 0 | 0 | 0 | 0 | 0 | 0 | 0 | 0 | 0 | 0 | 0 | 0
Industrial Sector Energy Related Emissions before CCS[electricity if,other manufacturing 31T33,CO] | NoSettings | 0 | 0 | 0 | 0 | 0 | 0 | 0 | 0 | 0 | 0 | 0 | 0 | 0 | 0 | 0 | 0 | 0 | 0 | 0 | 0 | 0 | 0 | 0 | 0 | 0 | 0 | 0 | 0 | 0 | 0 | 0
Industrial Sector Energy Related Emissions before CCS[electricity if,other manufacturing 31T33,NOx] | NoSettings | 0 | 0 | 0 | 0 | 0 | 0 | 0 | 0 | 0 | 0 | 0 | 0 | 0 | 0 | 0 | 0 | 0 | 0 | 0 | 0 | 0 | 0 | 0 | 0 | 0 | 0 | 0 | 0 | 0 | 0 | 0
Industrial Sector Energy Related Emissions before CCS[electricity if,other manufacturing 31T33,PM10] | NoSettings | 0 | 0 | 0 | 0 | 0 | 0 | 0 | 0 | 0 | 0 | 0 | 0 | 0 | 0 | 0 | 0 | 0 | 0 | 0 | 0 | 0 | 0 | 0 | 0 | 0 | 0 | 0 | 0 | 0 | 0 | 0
Industrial Sector Energy Related Emissions before CCS[electricity if,other manufacturing 31T33,PM25] | NoSettings | 0 | 0 | 0 | 0 | 0 | 0 | 0 | 0 | 0 | 0 | 0 | 0 | 0 | 0 | 0 | 0 | 0 | 0 | 0 | 0 | 0 | 0 | 0 | 0 | 0 | 0 | 0 | 0 | 0 | 0 | 0
Industrial Sector Energy Related Emissions before CCS[electricity if,other manufacturing 31T33,SOx] | NoSettings | 0 | 0 | 0 | 0 | 0 | 0 | 0 | 0 | 0 | 0 | 0 | 0 | 0 | 0 | 0 | 0 | 0 | 0 | 0 | 0 | 0 | 0 | 0 | 0 | 0 | 0 | 0 | 0 | 0 | 0 | 0
Industrial Sector Energy Related Emissions before CCS[electricity if,other manufacturing 31T33,BC] | NoSettings | 0 | 0 | 0 | 0 | 0 | 0 | 0 | 0 | 0 | 0 | 0 | 0 | 0 | 0 | 0 | 0 | 0 | 0 | 0 | 0 | 0 | 0 | 0 | 0 | 0 | 0 | 0 | 0 | 0 | 0 | 0
Industrial Sector Energy Related Emissions before CCS[electricity if,other manufacturing 31T33,OC] | NoSettings | 0 | 0 | 0 | 0 | 0 | 0 | 0 | 0 | 0 | 0 | 0 | 0 | 0 | 0 | 0 | 0 | 0 | 0 | 0 | 0 | 0 | 0 | 0 | 0 | 0 | 0 | 0 | 0 | 0 | 0 | 0
Industrial Sector Energy Related Emissions before CCS[electricity if,other manufacturing 31T33,CH4] | NoSettings | 0 | 0 | 0 | 0 | 0 | 0 | 0 | 0 | 0 | 0 | 0 | 0 | 0 | 0 | 0 | 0 | 0 | 0 | 0 | 0 | 0 | 0 | 0 | 0 | 0 | 0 | 0 | 0 | 0 | 0 | 0
Industrial Sector Energy Related Emissions before CCS[electricity if,other manufacturing 31T33,N2O] | NoSettings | 0 | 0 | 0 | 0 | 0 | 0 | 0 | 0 | 0 | 0 | 0 | 0 | 0 | 0 | 0 | 0 | 0 | 0 | 0 | 0 | 0 | 0 | 0 | 0 | 0 | 0 | 0 | 0 | 0 | 0 | 0
Industrial Sector Energy Related Emissions before CCS[electricity if,other manufacturing 31T33,F gases] | NoSettings | 0 | 0 | 0 | 0 | 0 | 0 | 0 | 0 | 0 | 0 | 0 | 0 | 0 | 0 | 0 | 0 | 0 | 0 | 0 | 0 | 0 | 0 | 0 | 0 | 0 | 0 | 0 | 0 | 0 | 0 | 0
Industrial Sector Energy Related Emissions before CCS[electricity if,energy pipelines and gas processing 352T353,CO2] | NoSettings | 0 | 0 | 0 | 0 | 0 | 0 | 0 | 0 | 0 | 0 | 0 | 0 | 0 | 0 | 0 | 0 | 0 | 0 | 0 | 0 | 0 | 0 | 0 | 0 | 0 | 0 | 0 | 0 | 0 | 0 | 0
Industrial Sector Energy Related Emissions before CCS[electricity if,energy pipelines and gas processing 352T353,VOC] | NoSettings | 0 | 0 | 0 | 0 | 0 | 0 | 0 | 0 | 0 | 0 | 0 | 0 | 0 | 0 | 0 | 0 | 0 | 0 | 0 | 0 | 0 | 0 | 0 | 0 | 0 | 0 | 0 | 0 | 0 | 0 | 0
Industrial Sector Energy Related Emissions before CCS[electricity if,energy pipelines and gas processing 352T353,CO] | NoSettings | 0 | 0 | 0 | 0 | 0 | 0 | 0 | 0 | 0 | 0 | 0 | 0 | 0 | 0 | 0 | 0 | 0 | 0 | 0 | 0 | 0 | 0 | 0 | 0 | 0 | 0 | 0 | 0 | 0 | 0 | 0
Industrial Sector Energy Related Emissions before CCS[electricity if,energy pipelines and gas processing 352T353,NOx] | NoSettings | 0 | 0 | 0 | 0 | 0 | 0 | 0 | 0 | 0 | 0 | 0 | 0 | 0 | 0 | 0 | 0 | 0 | 0 | 0 | 0 | 0 | 0 | 0 | 0 | 0 | 0 | 0 | 0 | 0 | 0 | 0
Industrial Sector Energy Related Emissions before CCS[electricity if,energy pipelines and gas processing 352T353,PM10] | NoSettings | 0 | 0 | 0 | 0 | 0 | 0 | 0 | 0 | 0 | 0 | 0 | 0 | 0 | 0 | 0 | 0 | 0 | 0 | 0 | 0 | 0 | 0 | 0 | 0 | 0 | 0 | 0 | 0 | 0 | 0 | 0
Industrial Sector Energy Related Emissions before CCS[electricity if,energy pipelines and gas processing 352T353,PM25] | NoSettings | 0 | 0 | 0 | 0 | 0 | 0 | 0 | 0 | 0 | 0 | 0 | 0 | 0 | 0 | 0 | 0 | 0 | 0 | 0 | 0 | 0 | 0 | 0 | 0 | 0 | 0 | 0 | 0 | 0 | 0 | 0
Industrial Sector Energy Related Emissions before CCS[electricity if,energy pipelines and gas processing 352T353,SOx] | NoSettings | 0 | 0 | 0 | 0 | 0 | 0 | 0 | 0 | 0 | 0 | 0 | 0 | 0 | 0 | 0 | 0 | 0 | 0 | 0 | 0 | 0 | 0 | 0 | 0 | 0 | 0 | 0 | 0 | 0 | 0 | 0
Industrial Sector Energy Related Emissions before CCS[electricity if,energy pipelines and gas processing 352T353,BC] | NoSettings | 0 | 0 | 0 | 0 | 0 | 0 | 0 | 0 | 0 | 0 | 0 | 0 | 0 | 0 | 0 | 0 | 0 | 0 | 0 | 0 | 0 | 0 | 0 | 0 | 0 | 0 | 0 | 0 | 0 | 0 | 0
Industrial Sector Energy Related Emissions before CCS[electricity if,energy pipelines and gas processing 352T353,OC] | NoSettings | 0 | 0 | 0 | 0 | 0 | 0 | 0 | 0 | 0 | 0 | 0 | 0 | 0 | 0 | 0 | 0 | 0 | 0 | 0 | 0 | 0 | 0 | 0 | 0 | 0 | 0 | 0 | 0 | 0 | 0 | 0
Industrial Sector Energy Related Emissions before CCS[electricity if,energy pipelines and gas processing 352T353,CH4] | NoSettings | 0 | 0 | 0 | 0 | 0 | 0 | 0 | 0 | 0 | 0 | 0 | 0 | 0 | 0 | 0 | 0 | 0 | 0 | 0 | 0 | 0 | 0 | 0 | 0 | 0 | 0 | 0 | 0 | 0 | 0 | 0
Industrial Sector Energy Related Emissions before CCS[electricity if,energy pipelines and gas processing 352T353,N2O] | NoSettings | 0 | 0 | 0 | 0 | 0 | 0 | 0 | 0 | 0 | 0 | 0 | 0 | 0 | 0 | 0 | 0 | 0 | 0 | 0 | 0 | 0 | 0 | 0 | 0 | 0 | 0 | 0 | 0 | 0 | 0 | 0
Industrial Sector Energy Related Emissions before CCS[electricity if,energy pipelines and gas processing 352T353,F gases] | NoSettings | 0 | 0 | 0 | 0 | 0 | 0 | 0 | 0 | 0 | 0 | 0 | 0 | 0 | 0 | 0 | 0 | 0 | 0 | 0 | 0 | 0 | 0 | 0 | 0 | 0 | 0 | 0 | 0 | 0 | 0 | 0
Industrial Sector Energy Related Emissions before CCS[electricity if,water and waste 36T39,CO2] | NoSettings | 0 | 0 | 0 | 0 | 0 | 0 | 0 | 0 | 0 | 0 | 0 | 0 | 0 | 0 | 0 | 0 | 0 | 0 | 0 | 0 | 0 | 0 | 0 | 0 | 0 | 0 | 0 | 0 | 0 | 0 | 0
Industrial Sector Energy Related Emissions before CCS[electricity if,water and waste 36T39,VOC] | NoSettings | 0 | 0 | 0 | 0 | 0 | 0 | 0 | 0 | 0 | 0 | 0 | 0 | 0 | 0 | 0 | 0 | 0 | 0 | 0 | 0 | 0 | 0 | 0 | 0 | 0 | 0 | 0 | 0 | 0 | 0 | 0
Industrial Sector Energy Related Emissions before CCS[electricity if,water and waste 36T39,CO] | NoSettings | 0 | 0 | 0 | 0 | 0 | 0 | 0 | 0 | 0 | 0 | 0 | 0 | 0 | 0 | 0 | 0 | 0 | 0 | 0 | 0 | 0 | 0 | 0 | 0 | 0 | 0 | 0 | 0 | 0 | 0 | 0
Industrial Sector Energy Related Emissions before CCS[electricity if,water and waste 36T39,NOx] | NoSettings | 0 | 0 | 0 | 0 | 0 | 0 | 0 | 0 | 0 | 0 | 0 | 0 | 0 | 0 | 0 | 0 | 0 | 0 | 0 | 0 | 0 | 0 | 0 | 0 | 0 | 0 | 0 | 0 | 0 | 0 | 0
Industrial Sector Energy Related Emissions before CCS[electricity if,water and waste 36T39,PM10] | NoSettings | 0 | 0 | 0 | 0 | 0 | 0 | 0 | 0 | 0 | 0 | 0 | 0 | 0 | 0 | 0 | 0 | 0 | 0 | 0 | 0 | 0 | 0 | 0 | 0 | 0 | 0 | 0 | 0 | 0 | 0 | 0
Industrial Sector Energy Related Emissions before CCS[electricity if,water and waste 36T39,PM25] | NoSettings | 0 | 0 | 0 | 0 | 0 | 0 | 0 | 0 | 0 | 0 | 0 | 0 | 0 | 0 | 0 | 0 | 0 | 0 | 0 | 0 | 0 | 0 | 0 | 0 | 0 | 0 | 0 | 0 | 0 | 0 | 0
Industrial Sector Energy Related Emissions before CCS[electricity if,water and waste 36T39,SOx] | NoSettings | 0 | 0 | 0 | 0 | 0 | 0 | 0 | 0 | 0 | 0 | 0 | 0 | 0 | 0 | 0 | 0 | 0 | 0 | 0 | 0 | 0 | 0 | 0 | 0 | 0 | 0 | 0 | 0 | 0 | 0 | 0
Industrial Sector Energy Related Emissions before CCS[electricity if,water and waste 36T39,BC] | NoSettings | 0 | 0 | 0 | 0 | 0 | 0 | 0 | 0 | 0 | 0 | 0 | 0 | 0 | 0 | 0 | 0 | 0 | 0 | 0 | 0 | 0 | 0 | 0 | 0 | 0 | 0 | 0 | 0 | 0 | 0 | 0
Industrial Sector Energy Related Emissions before CCS[electricity if,water and waste 36T39,OC] | NoSettings | 0 | 0 | 0 | 0 | 0 | 0 | 0 | 0 | 0 | 0 | 0 | 0 | 0 | 0 | 0 | 0 | 0 | 0 | 0 | 0 | 0 | 0 | 0 | 0 | 0 | 0 | 0 | 0 | 0 | 0 | 0
Industrial Sector Energy Related Emissions before CCS[electricity if,water and waste 36T39,CH4] | NoSettings | 0 | 0 | 0 | 0 | 0 | 0 | 0 | 0 | 0 | 0 | 0 | 0 | 0 | 0 | 0 | 0 | 0 | 0 | 0 | 0 | 0 | 0 | 0 | 0 | 0 | 0 | 0 | 0 | 0 | 0 | 0
Industrial Sector Energy Related Emissions before CCS[electricity if,water and waste 36T39,N2O] | NoSettings | 0 | 0 | 0 | 0 | 0 | 0 | 0 | 0 | 0 | 0 | 0 | 0 | 0 | 0 | 0 | 0 | 0 | 0 | 0 | 0 | 0 | 0 | 0 | 0 | 0 | 0 | 0 | 0 | 0 | 0 | 0
Industrial Sector Energy Related Emissions before CCS[electricity if,water and waste 36T39,F gases] | NoSettings | 0 | 0 | 0 | 0 | 0 | 0 | 0 | 0 | 0 | 0 | 0 | 0 | 0 | 0 | 0 | 0 | 0 | 0 | 0 | 0 | 0 | 0 | 0 | 0 | 0 | 0 | 0 | 0 | 0 | 0 | 0
Industrial Sector Energy Related Emissions before CCS[electricity if,construction 41T43,CO2] | NoSettings | 0 | 0 | 0 | 0 | 0 | 0 | 0 | 0 | 0 | 0 | 0 | 0 | 0 | 0 | 0 | 0 | 0 | 0 | 0 | 0 | 0 | 0 | 0 | 0 | 0 | 0 | 0 | 0 | 0 | 0 | 0
Industrial Sector Energy Related Emissions before CCS[electricity if,construction 41T43,VOC] | NoSettings | 0 | 0 | 0 | 0 | 0 | 0 | 0 | 0 | 0 | 0 | 0 | 0 | 0 | 0 | 0 | 0 | 0 | 0 | 0 | 0 | 0 | 0 | 0 | 0 | 0 | 0 | 0 | 0 | 0 | 0 | 0
Industrial Sector Energy Related Emissions before CCS[electricity if,construction 41T43,CO] | NoSettings | 0 | 0 | 0 | 0 | 0 | 0 | 0 | 0 | 0 | 0 | 0 | 0 | 0 | 0 | 0 | 0 | 0 | 0 | 0 | 0 | 0 | 0 | 0 | 0 | 0 | 0 | 0 | 0 | 0 | 0 | 0
Industrial Sector Energy Related Emissions before CCS[electricity if,construction 41T43,NOx] | NoSettings | 0 | 0 | 0 | 0 | 0 | 0 | 0 | 0 | 0 | 0 | 0 | 0 | 0 | 0 | 0 | 0 | 0 | 0 | 0 | 0 | 0 | 0 | 0 | 0 | 0 | 0 | 0 | 0 | 0 | 0 | 0
Industrial Sector Energy Related Emissions before CCS[electricity if,construction 41T43,PM10] | NoSettings | 0 | 0 | 0 | 0 | 0 | 0 | 0 | 0 | 0 | 0 | 0 | 0 | 0 | 0 | 0 | 0 | 0 | 0 | 0 | 0 | 0 | 0 | 0 | 0 | 0 | 0 | 0 | 0 | 0 | 0 | 0
Industrial Sector Energy Related Emissions before CCS[electricity if,construction 41T43,PM25] | NoSettings | 0 | 0 | 0 | 0 | 0 | 0 | 0 | 0 | 0 | 0 | 0 | 0 | 0 | 0 | 0 | 0 | 0 | 0 | 0 | 0 | 0 | 0 | 0 | 0 | 0 | 0 | 0 | 0 | 0 | 0 | 0
Industrial Sector Energy Related Emissions before CCS[electricity if,construction 41T43,SOx] | NoSettings | 0 | 0 | 0 | 0 | 0 | 0 | 0 | 0 | 0 | 0 | 0 | 0 | 0 | 0 | 0 | 0 | 0 | 0 | 0 | 0 | 0 | 0 | 0 | 0 | 0 | 0 | 0 | 0 | 0 | 0 | 0
Industrial Sector Energy Related Emissions before CCS[electricity if,construction 41T43,BC] | NoSettings | 0 | 0 | 0 | 0 | 0 | 0 | 0 | 0 | 0 | 0 | 0 | 0 | 0 | 0 | 0 | 0 | 0 | 0 | 0 | 0 | 0 | 0 | 0 | 0 | 0 | 0 | 0 | 0 | 0 | 0 | 0
Industrial Sector Energy Related Emissions before CCS[electricity if,construction 41T43,OC] | NoSettings | 0 | 0 | 0 | 0 | 0 | 0 | 0 | 0 | 0 | 0 | 0 | 0 | 0 | 0 | 0 | 0 | 0 | 0 | 0 | 0 | 0 | 0 | 0 | 0 | 0 | 0 | 0 | 0 | 0 | 0 | 0
Industrial Sector Energy Related Emissions before CCS[electricity if,construction 41T43,CH4] | NoSettings | 0 | 0 | 0 | 0 | 0 | 0 | 0 | 0 | 0 | 0 | 0 | 0 | 0 | 0 | 0 | 0 | 0 | 0 | 0 | 0 | 0 | 0 | 0 | 0 | 0 | 0 | 0 | 0 | 0 | 0 | 0
Industrial Sector Energy Related Emissions before CCS[electricity if,construction 41T43,N2O] | NoSettings | 0 | 0 | 0 | 0 | 0 | 0 | 0 | 0 | 0 | 0 | 0 | 0 | 0 | 0 | 0 | 0 | 0 | 0 | 0 | 0 | 0 | 0 | 0 | 0 | 0 | 0 | 0 | 0 | 0 | 0 | 0
Industrial Sector Energy Related Emissions before CCS[electricity if,construction 41T43,F gases] | NoSettings | 0 | 0 | 0 | 0 | 0 | 0 | 0 | 0 | 0 | 0 | 0 | 0 | 0 | 0 | 0 | 0 | 0 | 0 | 0 | 0 | 0 | 0 | 0 | 0 | 0 | 0 | 0 | 0 | 0 | 0 | 0
Industrial Sector Energy Related Emissions before CCS[hard coal if,agriculture and forestry 01T03,CO2] | NoSettings | 0 | 0 | 0 | 0 | 0 | 0 | 0 | 0 | 0 | 0 | 0 | 0 | 0 | 0 | 0 | 0 | 0 | 0 | 0 | 0 | 0 | 0 | 0 | 0 | 0 | 0 | 0 | 0 | 0 | 0 | 0
Industrial Sector Energy Related Emissions before CCS[hard coal if,agriculture and forestry 01T03,VOC] | NoSettings | 0 | 0 | 0 | 0 | 0 | 0 | 0 | 0 | 0 | 0 | 0 | 0 | 0 | 0 | 0 | 0 | 0 | 0 | 0 | 0 | 0 | 0 | 0 | 0 | 0 | 0 | 0 | 0 | 0 | 0 | 0
Industrial Sector Energy Related Emissions before CCS[hard coal if,agriculture and forestry 01T03,CO] | NoSettings | 0 | 0 | 0 | 0 | 0 | 0 | 0 | 0 | 0 | 0 | 0 | 0 | 0 | 0 | 0 | 0 | 0 | 0 | 0 | 0 | 0 | 0 | 0 | 0 | 0 | 0 | 0 | 0 | 0 | 0 | 0
Industrial Sector Energy Related Emissions before CCS[hard coal if,agriculture and forestry 01T03,NOx] | NoSettings | 0 | 0 | 0 | 0 | 0 | 0 | 0 | 0 | 0 | 0 | 0 | 0 | 0 | 0 | 0 | 0 | 0 | 0 | 0 | 0 | 0 | 0 | 0 | 0 | 0 | 0 | 0 | 0 | 0 | 0 | 0
Industrial Sector Energy Related Emissions before CCS[hard coal if,agriculture and forestry 01T03,PM10] | NoSettings | 0 | 0 | 0 | 0 | 0 | 0 | 0 | 0 | 0 | 0 | 0 | 0 | 0 | 0 | 0 | 0 | 0 | 0 | 0 | 0 | 0 | 0 | 0 | 0 | 0 | 0 | 0 | 0 | 0 | 0 | 0
Industrial Sector Energy Related Emissions before CCS[hard coal if,agriculture and forestry 01T03,PM25] | NoSettings | 0 | 0 | 0 | 0 | 0 | 0 | 0 | 0 | 0 | 0 | 0 | 0 | 0 | 0 | 0 | 0 | 0 | 0 | 0 | 0 | 0 | 0 | 0 | 0 | 0 | 0 | 0 | 0 | 0 | 0 | 0
Industrial Sector Energy Related Emissions before CCS[hard coal if,agriculture and forestry 01T03,SOx] | NoSettings | 0 | 0 | 0 | 0 | 0 | 0 | 0 | 0 | 0 | 0 | 0 | 0 | 0 | 0 | 0 | 0 | 0 | 0 | 0 | 0 | 0 | 0 | 0 | 0 | 0 | 0 | 0 | 0 | 0 | 0 | 0
Industrial Sector Energy Related Emissions before CCS[hard coal if,agriculture and forestry 01T03,BC] | NoSettings | 0 | 0 | 0 | 0 | 0 | 0 | 0 | 0 | 0 | 0 | 0 | 0 | 0 | 0 | 0 | 0 | 0 | 0 | 0 | 0 | 0 | 0 | 0 | 0 | 0 | 0 | 0 | 0 | 0 | 0 | 0
Industrial Sector Energy Related Emissions before CCS[hard coal if,agriculture and forestry 01T03,OC] | NoSettings | 0 | 0 | 0 | 0 | 0 | 0 | 0 | 0 | 0 | 0 | 0 | 0 | 0 | 0 | 0 | 0 | 0 | 0 | 0 | 0 | 0 | 0 | 0 | 0 | 0 | 0 | 0 | 0 | 0 | 0 | 0
Industrial Sector Energy Related Emissions before CCS[hard coal if,agriculture and forestry 01T03,CH4] | NoSettings | 0 | 0 | 0 | 0 | 0 | 0 | 0 | 0 | 0 | 0 | 0 | 0 | 0 | 0 | 0 | 0 | 0 | 0 | 0 | 0 | 0 | 0 | 0 | 0 | 0 | 0 | 0 | 0 | 0 | 0 | 0
Industrial Sector Energy Related Emissions before CCS[hard coal if,agriculture and forestry 01T03,N2O] | NoSettings | 0 | 0 | 0 | 0 | 0 | 0 | 0 | 0 | 0 | 0 | 0 | 0 | 0 | 0 | 0 | 0 | 0 | 0 | 0 | 0 | 0 | 0 | 0 | 0 | 0 | 0 | 0 | 0 | 0 | 0 | 0
Industrial Sector Energy Related Emissions before CCS[hard coal if,agriculture and forestry 01T03,F gases] | NoSettings | 0 | 0 | 0 | 0 | 0 | 0 | 0 | 0 | 0 | 0 | 0 | 0 | 0 | 0 | 0 | 0 | 0 | 0 | 0 | 0 | 0 | 0 | 0 | 0 | 0 | 0 | 0 | 0 | 0 | 0 | 0
Industrial Sector Energy Related Emissions before CCS[hard coal if,coal mining 05,CO2] | NoSettings | 0 | 0 | 0 | 0 | 0 | 0 | 0 | 0 | 0 | 0 | 0 | 0 | 0 | 0 | 0 | 0 | 0 | 0 | 0 | 0 | 0 | 0 | 0 | 0 | 0 | 0 | 0 | 0 | 0 | 0 | 0
Industrial Sector Energy Related Emissions before CCS[hard coal if,coal mining 05,VOC] | NoSettings | 0 | 0 | 0 | 0 | 0 | 0 | 0 | 0 | 0 | 0 | 0 | 0 | 0 | 0 | 0 | 0 | 0 | 0 | 0 | 0 | 0 | 0 | 0 | 0 | 0 | 0 | 0 | 0 | 0 | 0 | 0
Industrial Sector Energy Related Emissions before CCS[hard coal if,coal mining 05,CO] | NoSettings | 0 | 0 | 0 | 0 | 0 | 0 | 0 | 0 | 0 | 0 | 0 | 0 | 0 | 0 | 0 | 0 | 0 | 0 | 0 | 0 | 0 | 0 | 0 | 0 | 0 | 0 | 0 | 0 | 0 | 0 | 0
Industrial Sector Energy Related Emissions before CCS[hard coal if,coal mining 05,NOx] | NoSettings | 0 | 0 | 0 | 0 | 0 | 0 | 0 | 0 | 0 | 0 | 0 | 0 | 0 | 0 | 0 | 0 | 0 | 0 | 0 | 0 | 0 | 0 | 0 | 0 | 0 | 0 | 0 | 0 | 0 | 0 | 0
Industrial Sector Energy Related Emissions before CCS[hard coal if,coal mining 05,PM10] | NoSettings | 0 | 0 | 0 | 0 | 0 | 0 | 0 | 0 | 0 | 0 | 0 | 0 | 0 | 0 | 0 | 0 | 0 | 0 | 0 | 0 | 0 | 0 | 0 | 0 | 0 | 0 | 0 | 0 | 0 | 0 | 0
Industrial Sector Energy Related Emissions before CCS[hard coal if,coal mining 05,PM25] | NoSettings | 0 | 0 | 0 | 0 | 0 | 0 | 0 | 0 | 0 | 0 | 0 | 0 | 0 | 0 | 0 | 0 | 0 | 0 | 0 | 0 | 0 | 0 | 0 | 0 | 0 | 0 | 0 | 0 | 0 | 0 | 0
Industrial Sector Energy Related Emissions before CCS[hard coal if,coal mining 05,SOx] | NoSettings | 0 | 0 | 0 | 0 | 0 | 0 | 0 | 0 | 0 | 0 | 0 | 0 | 0 | 0 | 0 | 0 | 0 | 0 | 0 | 0 | 0 | 0 | 0 | 0 | 0 | 0 | 0 | 0 | 0 | 0 | 0
Industrial Sector Energy Related Emissions before CCS[hard coal if,coal mining 05,BC] | NoSettings | 0 | 0 | 0 | 0 | 0 | 0 | 0 | 0 | 0 | 0 | 0 | 0 | 0 | 0 | 0 | 0 | 0 | 0 | 0 | 0 | 0 | 0 | 0 | 0 | 0 | 0 | 0 | 0 | 0 | 0 | 0
Industrial Sector Energy Related Emissions before CCS[hard coal if,coal mining 05,OC] | NoSettings | 0 | 0 | 0 | 0 | 0 | 0 | 0 | 0 | 0 | 0 | 0 | 0 | 0 | 0 | 0 | 0 | 0 | 0 | 0 | 0 | 0 | 0 | 0 | 0 | 0 | 0 | 0 | 0 | 0 | 0 | 0
Industrial Sector Energy Related Emissions before CCS[hard coal if,coal mining 05,CH4] | NoSettings | 0 | 0 | 0 | 0 | 0 | 0 | 0 | 0 | 0 | 0 | 0 | 0 | 0 | 0 | 0 | 0 | 0 | 0 | 0 | 0 | 0 | 0 | 0 | 0 | 0 | 0 | 0 | 0 | 0 | 0 | 0
Industrial Sector Energy Related Emissions before CCS[hard coal if,coal mining 05,N2O] | NoSettings | 0 | 0 | 0 | 0 | 0 | 0 | 0 | 0 | 0 | 0 | 0 | 0 | 0 | 0 | 0 | 0 | 0 | 0 | 0 | 0 | 0 | 0 | 0 | 0 | 0 | 0 | 0 | 0 | 0 | 0 | 0
Industrial Sector Energy Related Emissions before CCS[hard coal if,coal mining 05,F gases] | NoSettings | 0 | 0 | 0 | 0 | 0 | 0 | 0 | 0 | 0 | 0 | 0 | 0 | 0 | 0 | 0 | 0 | 0 | 0 | 0 | 0 | 0 | 0 | 0 | 0 | 0 | 0 | 0 | 0 | 0 | 0 | 0
Industrial Sector Energy Related Emissions before CCS[hard coal if,oil and gas extraction 06,CO2] | NoSettings | 0 | 0 | 0 | 0 | 0 | 0 | 0 | 0 | 0 | 0 | 0 | 0 | 0 | 0 | 0 | 0 | 0 | 0 | 0 | 0 | 0 | 0 | 0 | 0 | 0 | 0 | 0 | 0 | 0 | 0 | 0
Industrial Sector Energy Related Emissions before CCS[hard coal if,oil and gas extraction 06,VOC] | NoSettings | 0 | 0 | 0 | 0 | 0 | 0 | 0 | 0 | 0 | 0 | 0 | 0 | 0 | 0 | 0 | 0 | 0 | 0 | 0 | 0 | 0 | 0 | 0 | 0 | 0 | 0 | 0 | 0 | 0 | 0 | 0
Industrial Sector Energy Related Emissions before CCS[hard coal if,oil and gas extraction 06,CO] | NoSettings | 0 | 0 | 0 | 0 | 0 | 0 | 0 | 0 | 0 | 0 | 0 | 0 | 0 | 0 | 0 | 0 | 0 | 0 | 0 | 0 | 0 | 0 | 0 | 0 | 0 | 0 | 0 | 0 | 0 | 0 | 0
Industrial Sector Energy Related Emissions before CCS[hard coal if,oil and gas extraction 06,NOx] | NoSettings | 0 | 0 | 0 | 0 | 0 | 0 | 0 | 0 | 0 | 0 | 0 | 0 | 0 | 0 | 0 | 0 | 0 | 0 | 0 | 0 | 0 | 0 | 0 | 0 | 0 | 0 | 0 | 0 | 0 | 0 | 0
Industrial Sector Energy Related Emissions before CCS[hard coal if,oil and gas extraction 06,PM10] | NoSettings | 0 | 0 | 0 | 0 | 0 | 0 | 0 | 0 | 0 | 0 | 0 | 0 | 0 | 0 | 0 | 0 | 0 | 0 | 0 | 0 | 0 | 0 | 0 | 0 | 0 | 0 | 0 | 0 | 0 | 0 | 0
Industrial Sector Energy Related Emissions before CCS[hard coal if,oil and gas extraction 06,PM25] | NoSettings | 0 | 0 | 0 | 0 | 0 | 0 | 0 | 0 | 0 | 0 | 0 | 0 | 0 | 0 | 0 | 0 | 0 | 0 | 0 | 0 | 0 | 0 | 0 | 0 | 0 | 0 | 0 | 0 | 0 | 0 | 0
Industrial Sector Energy Related Emissions before CCS[hard coal if,oil and gas extraction 06,SOx] | NoSettings | 0 | 0 | 0 | 0 | 0 | 0 | 0 | 0 | 0 | 0 | 0 | 0 | 0 | 0 | 0 | 0 | 0 | 0 | 0 | 0 | 0 | 0 | 0 | 0 | 0 | 0 | 0 | 0 | 0 | 0 | 0
Industrial Sector Energy Related Emissions before CCS[hard coal if,oil and gas extraction 06,BC] | NoSettings | 0 | 0 | 0 | 0 | 0 | 0 | 0 | 0 | 0 | 0 | 0 | 0 | 0 | 0 | 0 | 0 | 0 | 0 | 0 | 0 | 0 | 0 | 0 | 0 | 0 | 0 | 0 | 0 | 0 | 0 | 0
Industrial Sector Energy Related Emissions before CCS[hard coal if,oil and gas extraction 06,OC] | NoSettings | 0 | 0 | 0 | 0 | 0 | 0 | 0 | 0 | 0 | 0 | 0 | 0 | 0 | 0 | 0 | 0 | 0 | 0 | 0 | 0 | 0 | 0 | 0 | 0 | 0 | 0 | 0 | 0 | 0 | 0 | 0
Industrial Sector Energy Related Emissions before CCS[hard coal if,oil and gas extraction 06,CH4] | NoSettings | 0 | 0 | 0 | 0 | 0 | 0 | 0 | 0 | 0 | 0 | 0 | 0 | 0 | 0 | 0 | 0 | 0 | 0 | 0 | 0 | 0 | 0 | 0 | 0 | 0 | 0 | 0 | 0 | 0 | 0 | 0
Industrial Sector Energy Related Emissions before CCS[hard coal if,oil and gas extraction 06,N2O] | NoSettings | 0 | 0 | 0 | 0 | 0 | 0 | 0 | 0 | 0 | 0 | 0 | 0 | 0 | 0 | 0 | 0 | 0 | 0 | 0 | 0 | 0 | 0 | 0 | 0 | 0 | 0 | 0 | 0 | 0 | 0 | 0
Industrial Sector Energy Related Emissions before CCS[hard coal if,oil and gas extraction 06,F gases] | NoSettings | 0 | 0 | 0 | 0 | 0 | 0 | 0 | 0 | 0 | 0 | 0 | 0 | 0 | 0 | 0 | 0 | 0 | 0 | 0 | 0 | 0 | 0 | 0 | 0 | 0 | 0 | 0 | 0 | 0 | 0 | 0
Industrial Sector Energy Related Emissions before CCS[hard coal if,other mining and quarrying 07T08,CO2] | NoSettings | 0 | 0 | 0 | 0 | 0 | 0 | 0 | 0 | 0 | 0 | 0 | 0 | 0 | 0 | 0 | 0 | 0 | 0 | 0 | 0 | 0 | 0 | 0 | 0 | 0 | 0 | 0 | 0 | 0 | 0 | 0
Industrial Sector Energy Related Emissions before CCS[hard coal if,other mining and quarrying 07T08,VOC] | NoSettings | 0 | 0 | 0 | 0 | 0 | 0 | 0 | 0 | 0 | 0 | 0 | 0 | 0 | 0 | 0 | 0 | 0 | 0 | 0 | 0 | 0 | 0 | 0 | 0 | 0 | 0 | 0 | 0 | 0 | 0 | 0
Industrial Sector Energy Related Emissions before CCS[hard coal if,other mining and quarrying 07T08,CO] | NoSettings | 0 | 0 | 0 | 0 | 0 | 0 | 0 | 0 | 0 | 0 | 0 | 0 | 0 | 0 | 0 | 0 | 0 | 0 | 0 | 0 | 0 | 0 | 0 | 0 | 0 | 0 | 0 | 0 | 0 | 0 | 0
Industrial Sector Energy Related Emissions before CCS[hard coal if,other mining and quarrying 07T08,NOx] | NoSettings | 0 | 0 | 0 | 0 | 0 | 0 | 0 | 0 | 0 | 0 | 0 | 0 | 0 | 0 | 0 | 0 | 0 | 0 | 0 | 0 | 0 | 0 | 0 | 0 | 0 | 0 | 0 | 0 | 0 | 0 | 0
Industrial Sector Energy Related Emissions before CCS[hard coal if,other mining and quarrying 07T08,PM10] | NoSettings | 0 | 0 | 0 | 0 | 0 | 0 | 0 | 0 | 0 | 0 | 0 | 0 | 0 | 0 | 0 | 0 | 0 | 0 | 0 | 0 | 0 | 0 | 0 | 0 | 0 | 0 | 0 | 0 | 0 | 0 | 0
Industrial Sector Energy Related Emissions before CCS[hard coal if,other mining and quarrying 07T08,PM25] | NoSettings | 0 | 0 | 0 | 0 | 0 | 0 | 0 | 0 | 0 | 0 | 0 | 0 | 0 | 0 | 0 | 0 | 0 | 0 | 0 | 0 | 0 | 0 | 0 | 0 | 0 | 0 | 0 | 0 | 0 | 0 | 0
Industrial Sector Energy Related Emissions before CCS[hard coal if,other mining and quarrying 07T08,SOx] | NoSettings | 0 | 0 | 0 | 0 | 0 | 0 | 0 | 0 | 0 | 0 | 0 | 0 | 0 | 0 | 0 | 0 | 0 | 0 | 0 | 0 | 0 | 0 | 0 | 0 | 0 | 0 | 0 | 0 | 0 | 0 | 0
Industrial Sector Energy Related Emissions before CCS[hard coal if,other mining and quarrying 07T08,BC] | NoSettings | 0 | 0 | 0 | 0 | 0 | 0 | 0 | 0 | 0 | 0 | 0 | 0 | 0 | 0 | 0 | 0 | 0 | 0 | 0 | 0 | 0 | 0 | 0 | 0 | 0 | 0 | 0 | 0 | 0 | 0 | 0
Industrial Sector Energy Related Emissions before CCS[hard coal if,other mining and quarrying 07T08,OC] | NoSettings | 0 | 0 | 0 | 0 | 0 | 0 | 0 | 0 | 0 | 0 | 0 | 0 | 0 | 0 | 0 | 0 | 0 | 0 | 0 | 0 | 0 | 0 | 0 | 0 | 0 | 0 | 0 | 0 | 0 | 0 | 0
Industrial Sector Energy Related Emissions before CCS[hard coal if,other mining and quarrying 07T08,CH4] | NoSettings | 0 | 0 | 0 | 0 | 0 | 0 | 0 | 0 | 0 | 0 | 0 | 0 | 0 | 0 | 0 | 0 | 0 | 0 | 0 | 0 | 0 | 0 | 0 | 0 | 0 | 0 | 0 | 0 | 0 | 0 | 0
Industrial Sector Energy Related Emissions before CCS[hard coal if,other mining and quarrying 07T08,N2O] | NoSettings | 0 | 0 | 0 | 0 | 0 | 0 | 0 | 0 | 0 | 0 | 0 | 0 | 0 | 0 | 0 | 0 | 0 | 0 | 0 | 0 | 0 | 0 | 0 | 0 | 0 | 0 | 0 | 0 | 0 | 0 | 0
Industrial Sector Energy Related Emissions before CCS[hard coal if,other mining and quarrying 07T08,F gases] | NoSettings | 0 | 0 | 0 | 0 | 0 | 0 | 0 | 0 | 0 | 0 | 0 | 0 | 0 | 0 | 0 | 0 | 0 | 0 | 0 | 0 | 0 | 0 | 0 | 0 | 0 | 0 | 0 | 0 | 0 | 0 | 0
Industrial Sector Energy Related Emissions before CCS[hard coal if,food beverage and tobacco 10T12,CO2] | NoSettings | 0 | 0 | 0 | 0 | 0 | 0 | 0 | 0 | 0 | 0 | 0 | 0 | 0 | 0 | 0 | 0 | 0 | 0 | 0 | 0 | 0 | 0 | 0 | 0 | 0 | 0 | 0 | 0 | 0 | 0 | 0
Industrial Sector Energy Related Emissions before CCS[hard coal if,food beverage and tobacco 10T12,VOC] | NoSettings | 0 | 0 | 0 | 0 | 0 | 0 | 0 | 0 | 0 | 0 | 0 | 0 | 0 | 0 | 0 | 0 | 0 | 0 | 0 | 0 | 0 | 0 | 0 | 0 | 0 | 0 | 0 | 0 | 0 | 0 | 0
Industrial Sector Energy Related Emissions before CCS[hard coal if,food beverage and tobacco 10T12,CO] | NoSettings | 0 | 0 | 0 | 0 | 0 | 0 | 0 | 0 | 0 | 0 | 0 | 0 | 0 | 0 | 0 | 0 | 0 | 0 | 0 | 0 | 0 | 0 | 0 | 0 | 0 | 0 | 0 | 0 | 0 | 0 | 0
Industrial Sector Energy Related Emissions before CCS[hard coal if,food beverage and tobacco 10T12,NOx] | NoSettings | 0 | 0 | 0 | 0 | 0 | 0 | 0 | 0 | 0 | 0 | 0 | 0 | 0 | 0 | 0 | 0 | 0 | 0 | 0 | 0 | 0 | 0 | 0 | 0 | 0 | 0 | 0 | 0 | 0 | 0 | 0
Industrial Sector Energy Related Emissions before CCS[hard coal if,food beverage and tobacco 10T12,PM10] | NoSettings | 0 | 0 | 0 | 0 | 0 | 0 | 0 | 0 | 0 | 0 | 0 | 0 | 0 | 0 | 0 | 0 | 0 | 0 | 0 | 0 | 0 | 0 | 0 | 0 | 0 | 0 | 0 | 0 | 0 | 0 | 0
Industrial Sector Energy Related Emissions before CCS[hard coal if,food beverage and tobacco 10T12,PM25] | NoSettings | 0 | 0 | 0 | 0 | 0 | 0 | 0 | 0 | 0 | 0 | 0 | 0 | 0 | 0 | 0 | 0 | 0 | 0 | 0 | 0 | 0 | 0 | 0 | 0 | 0 | 0 | 0 | 0 | 0 | 0 | 0
Industrial Sector Energy Related Emissions before CCS[hard coal if,food beverage and tobacco 10T12,SOx] | NoSettings | 0 | 0 | 0 | 0 | 0 | 0 | 0 | 0 | 0 | 0 | 0 | 0 | 0 | 0 | 0 | 0 | 0 | 0 | 0 | 0 | 0 | 0 | 0 | 0 | 0 | 0 | 0 | 0 | 0 | 0 | 0
Industrial Sector Energy Related Emissions before CCS[hard coal if,food beverage and tobacco 10T12,BC] | NoSettings | 0 | 0 | 0 | 0 | 0 | 0 | 0 | 0 | 0 | 0 | 0 | 0 | 0 | 0 | 0 | 0 | 0 | 0 | 0 | 0 | 0 | 0 | 0 | 0 | 0 | 0 | 0 | 0 | 0 | 0 | 0
Industrial Sector Energy Related Emissions before CCS[hard coal if,food beverage and tobacco 10T12,OC] | NoSettings | 0 | 0 | 0 | 0 | 0 | 0 | 0 | 0 | 0 | 0 | 0 | 0 | 0 | 0 | 0 | 0 | 0 | 0 | 0 | 0 | 0 | 0 | 0 | 0 | 0 | 0 | 0 | 0 | 0 | 0 | 0
Industrial Sector Energy Related Emissions before CCS[hard coal if,food beverage and tobacco 10T12,CH4] | NoSettings | 0 | 0 | 0 | 0 | 0 | 0 | 0 | 0 | 0 | 0 | 0 | 0 | 0 | 0 | 0 | 0 | 0 | 0 | 0 | 0 | 0 | 0 | 0 | 0 | 0 | 0 | 0 | 0 | 0 | 0 | 0
Industrial Sector Energy Related Emissions before CCS[hard coal if,food beverage and tobacco 10T12,N2O] | NoSettings | 0 | 0 | 0 | 0 | 0 | 0 | 0 | 0 | 0 | 0 | 0 | 0 | 0 | 0 | 0 | 0 | 0 | 0 | 0 | 0 | 0 | 0 | 0 | 0 | 0 | 0 | 0 | 0 | 0 | 0 | 0
Industrial Sector Energy Related Emissions before CCS[hard coal if,food beverage and tobacco 10T12,F gases] | NoSettings | 0 | 0 | 0 | 0 | 0 | 0 | 0 | 0 | 0 | 0 | 0 | 0 | 0 | 0 | 0 | 0 | 0 | 0 | 0 | 0 | 0 | 0 | 0 | 0 | 0 | 0 | 0 | 0 | 0 | 0 | 0
Industrial Sector Energy Related Emissions before CCS[hard coal if,textiles apparel and leather 13T15,CO2] | NoSettings | 0 | 0 | 0 | 0 | 0 | 0 | 0 | 0 | 0 | 0 | 0 | 0 | 0 | 0 | 0 | 0 | 0 | 0 | 0 | 0 | 0 | 0 | 0 | 0 | 0 | 0 | 0 | 0 | 0 | 0 | 0
Industrial Sector Energy Related Emissions before CCS[hard coal if,textiles apparel and leather 13T15,VOC] | NoSettings | 0 | 0 | 0 | 0 | 0 | 0 | 0 | 0 | 0 | 0 | 0 | 0 | 0 | 0 | 0 | 0 | 0 | 0 | 0 | 0 | 0 | 0 | 0 | 0 | 0 | 0 | 0 | 0 | 0 | 0 | 0
Industrial Sector Energy Related Emissions before CCS[hard coal if,textiles apparel and leather 13T15,CO] | NoSettings | 0 | 0 | 0 | 0 | 0 | 0 | 0 | 0 | 0 | 0 | 0 | 0 | 0 | 0 | 0 | 0 | 0 | 0 | 0 | 0 | 0 | 0 | 0 | 0 | 0 | 0 | 0 | 0 | 0 | 0 | 0
Industrial Sector Energy Related Emissions before CCS[hard coal if,textiles apparel and leather 13T15,NOx] | NoSettings | 0 | 0 | 0 | 0 | 0 | 0 | 0 | 0 | 0 | 0 | 0 | 0 | 0 | 0 | 0 | 0 | 0 | 0 | 0 | 0 | 0 | 0 | 0 | 0 | 0 | 0 | 0 | 0 | 0 | 0 | 0
Industrial Sector Energy Related Emissions before CCS[hard coal if,textiles apparel and leather 13T15,PM10] | NoSettings | 0 | 0 | 0 | 0 | 0 | 0 | 0 | 0 | 0 | 0 | 0 | 0 | 0 | 0 | 0 | 0 | 0 | 0 | 0 | 0 | 0 | 0 | 0 | 0 | 0 | 0 | 0 | 0 | 0 | 0 | 0
Industrial Sector Energy Related Emissions before CCS[hard coal if,textiles apparel and leather 13T15,PM25] | NoSettings | 0 | 0 | 0 | 0 | 0 | 0 | 0 | 0 | 0 | 0 | 0 | 0 | 0 | 0 | 0 | 0 | 0 | 0 | 0 | 0 | 0 | 0 | 0 | 0 | 0 | 0 | 0 | 0 | 0 | 0 | 0
Industrial Sector Energy Related Emissions before CCS[hard coal if,textiles apparel and leather 13T15,SOx] | NoSettings | 0 | 0 | 0 | 0 | 0 | 0 | 0 | 0 | 0 | 0 | 0 | 0 | 0 | 0 | 0 | 0 | 0 | 0 | 0 | 0 | 0 | 0 | 0 | 0 | 0 | 0 | 0 | 0 | 0 | 0 | 0
Industrial Sector Energy Related Emissions before CCS[hard coal if,textiles apparel and leather 13T15,BC] | NoSettings | 0 | 0 | 0 | 0 | 0 | 0 | 0 | 0 | 0 | 0 | 0 | 0 | 0 | 0 | 0 | 0 | 0 | 0 | 0 | 0 | 0 | 0 | 0 | 0 | 0 | 0 | 0 | 0 | 0 | 0 | 0
Industrial Sector Energy Related Emissions before CCS[hard coal if,textiles apparel and leather 13T15,OC] | NoSettings | 0 | 0 | 0 | 0 | 0 | 0 | 0 | 0 | 0 | 0 | 0 | 0 | 0 | 0 | 0 | 0 | 0 | 0 | 0 | 0 | 0 | 0 | 0 | 0 | 0 | 0 | 0 | 0 | 0 | 0 | 0
Industrial Sector Energy Related Emissions before CCS[hard coal if,textiles apparel and leather 13T15,CH4] | NoSettings | 0 | 0 | 0 | 0 | 0 | 0 | 0 | 0 | 0 | 0 | 0 | 0 | 0 | 0 | 0 | 0 | 0 | 0 | 0 | 0 | 0 | 0 | 0 | 0 | 0 | 0 | 0 | 0 | 0 | 0 | 0
Industrial Sector Energy Related Emissions before CCS[hard coal if,textiles apparel and leather 13T15,N2O] | NoSettings | 0 | 0 | 0 | 0 | 0 | 0 | 0 | 0 | 0 | 0 | 0 | 0 | 0 | 0 | 0 | 0 | 0 | 0 | 0 | 0 | 0 | 0 | 0 | 0 | 0 | 0 | 0 | 0 | 0 | 0 | 0
Industrial Sector Energy Related Emissions before CCS[hard coal if,textiles apparel and leather 13T15,F gases] | NoSettings | 0 | 0 | 0 | 0 | 0 | 0 | 0 | 0 | 0 | 0 | 0 | 0 | 0 | 0 | 0 | 0 | 0 | 0 | 0 | 0 | 0 | 0 | 0 | 0 | 0 | 0 | 0 | 0 | 0 | 0 | 0
Industrial Sector Energy Related Emissions before CCS[hard coal if,wood products 16,CO2] | NoSettings | 0 | 0 | 0 | 0 | 0 | 0 | 0 | 0 | 0 | 0 | 0 | 0 | 0 | 0 | 0 | 0 | 0 | 0 | 0 | 0 | 0 | 0 | 0 | 0 | 0 | 0 | 0 | 0 | 0 | 0 | 0
Industrial Sector Energy Related Emissions before CCS[hard coal if,wood products 16,VOC] | NoSettings | 0 | 0 | 0 | 0 | 0 | 0 | 0 | 0 | 0 | 0 | 0 | 0 | 0 | 0 | 0 | 0 | 0 | 0 | 0 | 0 | 0 | 0 | 0 | 0 | 0 | 0 | 0 | 0 | 0 | 0 | 0
Industrial Sector Energy Related Emissions before CCS[hard coal if,wood products 16,CO] | NoSettings | 0 | 0 | 0 | 0 | 0 | 0 | 0 | 0 | 0 | 0 | 0 | 0 | 0 | 0 | 0 | 0 | 0 | 0 | 0 | 0 | 0 | 0 | 0 | 0 | 0 | 0 | 0 | 0 | 0 | 0 | 0
Industrial Sector Energy Related Emissions before CCS[hard coal if,wood products 16,NOx] | NoSettings | 0 | 0 | 0 | 0 | 0 | 0 | 0 | 0 | 0 | 0 | 0 | 0 | 0 | 0 | 0 | 0 | 0 | 0 | 0 | 0 | 0 | 0 | 0 | 0 | 0 | 0 | 0 | 0 | 0 | 0 | 0
Industrial Sector Energy Related Emissions before CCS[hard coal if,wood products 16,PM10] | NoSettings | 0 | 0 | 0 | 0 | 0 | 0 | 0 | 0 | 0 | 0 | 0 | 0 | 0 | 0 | 0 | 0 | 0 | 0 | 0 | 0 | 0 | 0 | 0 | 0 | 0 | 0 | 0 | 0 | 0 | 0 | 0
Industrial Sector Energy Related Emissions before CCS[hard coal if,wood products 16,PM25] | NoSettings | 0 | 0 | 0 | 0 | 0 | 0 | 0 | 0 | 0 | 0 | 0 | 0 | 0 | 0 | 0 | 0 | 0 | 0 | 0 | 0 | 0 | 0 | 0 | 0 | 0 | 0 | 0 | 0 | 0 | 0 | 0
Industrial Sector Energy Related Emissions before CCS[hard coal if,wood products 16,SOx] | NoSettings | 0 | 0 | 0 | 0 | 0 | 0 | 0 | 0 | 0 | 0 | 0 | 0 | 0 | 0 | 0 | 0 | 0 | 0 | 0 | 0 | 0 | 0 | 0 | 0 | 0 | 0 | 0 | 0 | 0 | 0 | 0
Industrial Sector Energy Related Emissions before CCS[hard coal if,wood products 16,BC] | NoSettings | 0 | 0 | 0 | 0 | 0 | 0 | 0 | 0 | 0 | 0 | 0 | 0 | 0 | 0 | 0 | 0 | 0 | 0 | 0 | 0 | 0 | 0 | 0 | 0 | 0 | 0 | 0 | 0 | 0 | 0 | 0
Industrial Sector Energy Related Emissions before CCS[hard coal if,wood products 16,OC] | NoSettings | 0 | 0 | 0 | 0 | 0 | 0 | 0 | 0 | 0 | 0 | 0 | 0 | 0 | 0 | 0 | 0 | 0 | 0 | 0 | 0 | 0 | 0 | 0 | 0 | 0 | 0 | 0 | 0 | 0 | 0 | 0
Industrial Sector Energy Related Emissions before CCS[hard coal if,wood products 16,CH4] | NoSettings | 0 | 0 | 0 | 0 | 0 | 0 | 0 | 0 | 0 | 0 | 0 | 0 | 0 | 0 | 0 | 0 | 0 | 0 | 0 | 0 | 0 | 0 | 0 | 0 | 0 | 0 | 0 | 0 | 0 | 0 | 0
Industrial Sector Energy Related Emissions before CCS[hard coal if,wood products 16,N2O] | NoSettings | 0 | 0 | 0 | 0 | 0 | 0 | 0 | 0 | 0 | 0 | 0 | 0 | 0 | 0 | 0 | 0 | 0 | 0 | 0 | 0 | 0 | 0 | 0 | 0 | 0 | 0 | 0 | 0 | 0 | 0 | 0
Industrial Sector Energy Related Emissions before CCS[hard coal if,wood products 16,F gases] | NoSettings | 0 | 0 | 0 | 0 | 0 | 0 | 0 | 0 | 0 | 0 | 0 | 0 | 0 | 0 | 0 | 0 | 0 | 0 | 0 | 0 | 0 | 0 | 0 | 0 | 0 | 0 | 0 | 0 | 0 | 0 | 0
Industrial Sector Energy Related Emissions before CCS[hard coal if,pulp paper and printing 17T18,CO2] | NoSettings | 0 | 0 | 0 | 0 | 0 | 0 | 0 | 0 | 0 | 0 | 0 | 0 | 0 | 0 | 0 | 0 | 0 | 0 | 0 | 0 | 0 | 0 | 0 | 0 | 0 | 0 | 0 | 0 | 0 | 0 | 0
Industrial Sector Energy Related Emissions before CCS[hard coal if,pulp paper and printing 17T18,VOC] | NoSettings | 0 | 0 | 0 | 0 | 0 | 0 | 0 | 0 | 0 | 0 | 0 | 0 | 0 | 0 | 0 | 0 | 0 | 0 | 0 | 0 | 0 | 0 | 0 | 0 | 0 | 0 | 0 | 0 | 0 | 0 | 0
Industrial Sector Energy Related Emissions before CCS[hard coal if,pulp paper and printing 17T18,CO] | NoSettings | 0 | 0 | 0 | 0 | 0 | 0 | 0 | 0 | 0 | 0 | 0 | 0 | 0 | 0 | 0 | 0 | 0 | 0 | 0 | 0 | 0 | 0 | 0 | 0 | 0 | 0 | 0 | 0 | 0 | 0 | 0
Industrial Sector Energy Related Emissions before CCS[hard coal if,pulp paper and printing 17T18,NOx] | NoSettings | 0 | 0 | 0 | 0 | 0 | 0 | 0 | 0 | 0 | 0 | 0 | 0 | 0 | 0 | 0 | 0 | 0 | 0 | 0 | 0 | 0 | 0 | 0 | 0 | 0 | 0 | 0 | 0 | 0 | 0 | 0
Industrial Sector Energy Related Emissions before CCS[hard coal if,pulp paper and printing 17T18,PM10] | NoSettings | 0 | 0 | 0 | 0 | 0 | 0 | 0 | 0 | 0 | 0 | 0 | 0 | 0 | 0 | 0 | 0 | 0 | 0 | 0 | 0 | 0 | 0 | 0 | 0 | 0 | 0 | 0 | 0 | 0 | 0 | 0
Industrial Sector Energy Related Emissions before CCS[hard coal if,pulp paper and printing 17T18,PM25] | NoSettings | 0 | 0 | 0 | 0 | 0 | 0 | 0 | 0 | 0 | 0 | 0 | 0 | 0 | 0 | 0 | 0 | 0 | 0 | 0 | 0 | 0 | 0 | 0 | 0 | 0 | 0 | 0 | 0 | 0 | 0 | 0
Industrial Sector Energy Related Emissions before CCS[hard coal if,pulp paper and printing 17T18,SOx] | NoSettings | 0 | 0 | 0 | 0 | 0 | 0 | 0 | 0 | 0 | 0 | 0 | 0 | 0 | 0 | 0 | 0 | 0 | 0 | 0 | 0 | 0 | 0 | 0 | 0 | 0 | 0 | 0 | 0 | 0 | 0 | 0
Industrial Sector Energy Related Emissions before CCS[hard coal if,pulp paper and printing 17T18,BC] | NoSettings | 0 | 0 | 0 | 0 | 0 | 0 | 0 | 0 | 0 | 0 | 0 | 0 | 0 | 0 | 0 | 0 | 0 | 0 | 0 | 0 | 0 | 0 | 0 | 0 | 0 | 0 | 0 | 0 | 0 | 0 | 0
Industrial Sector Energy Related Emissions before CCS[hard coal if,pulp paper and printing 17T18,OC] | NoSettings | 0 | 0 | 0 | 0 | 0 | 0 | 0 | 0 | 0 | 0 | 0 | 0 | 0 | 0 | 0 | 0 | 0 | 0 | 0 | 0 | 0 | 0 | 0 | 0 | 0 | 0 | 0 | 0 | 0 | 0 | 0
Industrial Sector Energy Related Emissions before CCS[hard coal if,pulp paper and printing 17T18,CH4] | NoSettings | 0 | 0 | 0 | 0 | 0 | 0 | 0 | 0 | 0 | 0 | 0 | 0 | 0 | 0 | 0 | 0 | 0 | 0 | 0 | 0 | 0 | 0 | 0 | 0 | 0 | 0 | 0 | 0 | 0 | 0 | 0
Industrial Sector Energy Related Emissions before CCS[hard coal if,pulp paper and printing 17T18,N2O] | NoSettings | 0 | 0 | 0 | 0 | 0 | 0 | 0 | 0 | 0 | 0 | 0 | 0 | 0 | 0 | 0 | 0 | 0 | 0 | 0 | 0 | 0 | 0 | 0 | 0 | 0 | 0 | 0 | 0 | 0 | 0 | 0
Industrial Sector Energy Related Emissions before CCS[hard coal if,pulp paper and printing 17T18,F gases] | NoSettings | 0 | 0 | 0 | 0 | 0 | 0 | 0 | 0 | 0 | 0 | 0 | 0 | 0 | 0 | 0 | 0 | 0 | 0 | 0 | 0 | 0 | 0 | 0 | 0 | 0 | 0 | 0 | 0 | 0 | 0 | 0
Industrial Sector Energy Related Emissions before CCS[hard coal if,refined petroleum and coke 19,CO2] | NoSettings | 5498550000000 | 5499650000000 | 5500000000000 | 5500450000000 | 5500720000000 | 5500930000000 | 5501120000000 | 5501330000000 | 5501280000000 | 5502670000000 | 5503910000000 | 5505100000000 | 5506430000000 | 5507600000000 | 5508740000000 | 5509760000000 | 5510960000000 | 5510780000000 | 5510590000000 | 5510500000000 | 5510360000000 | 5510340000000 | 5510220000000 | 5510100000000 | 5509970000000 | 3816570000000 | 4155130000000 | 3816490000000 | 3477770000000 | 3139060000000 | 2800400000000
Industrial Sector Energy Related Emissions before CCS[hard coal if,refined petroleum and coke 19,VOC] | NoSettings | 25788100 | 25793200 | 25794800 | 25797000 | 25798300 | 25799200 | 25800100 | 25801100 | 25800900 | 25807400 | 25813200 | 25818800 | 25825000 | 25830500 | 25835900 | 25840700 | 25846300 | 25845400 | 25844500 | 25844100 | 25843400 | 25843400 | 25842800 | 25842200 | 25841600 | 17899600 | 19487400 | 17899200 | 16310700 | 14722100 | 13133800
Industrial Sector Energy Related Emissions before CCS[hard coal if,refined petroleum and coke 19,CO] | NoSettings | 1310600000 | 1310870000 | 1310950000 | 1311060000 | 1311120000 | 1311170000 | 1311220000 | 1311270000 | 1311250000 | 1311580000 | 1311880000 | 1312160000 | 1312480000 | 1312760000 | 1313030000 | 1313280000 | 1313560000 | 1313520000 | 1313470000 | 1313450000 | 1313420000 | 1313410000 | 1313390000 | 1313360000 | 1313330000 | 909695000 | 990392000 | 909676000 | 828942000 | 748209000 | 667486000
Industrial Sector Energy Related Emissions before CCS[hard coal if,refined petroleum and coke 19,NOx] | NoSettings | 6654600000 | 6655930000 | 6656350000 | 6656900000 | 6657230000 | 6657480000 | 6657710000 | 6657960000 | 6657900000 | 6659580000 | 6661080000 | 6662530000 | 6664130000 | 6665550000 | 6666930000 | 6668170000 | 6669610000 | 6669400000 | 6669170000 | 6669060000 | 6668890000 | 6668870000 | 6668730000 | 6668580000 | 6668420000 | 4618990000 | 5028720000 | 4618890000 | 4208960000 | 3799040000 | 3389170000
Industrial Sector Energy Related Emissions before CCS[hard coal if,refined petroleum and coke 19,PM10] | NoSettings | 145726000 | 145755000 | 145764000 | 145776000 | 145783000 | 145789000 | 145794000 | 145799000 | 145798000 | 145835000 | 145868000 | 145899000 | 145935000 | 145966000 | 145996000 | 146023000 | 146055000 | 146050000 | 146045000 | 146043000 | 146039000 | 146038000 | 146035000 | 146032000 | 146028000 | 101149000 | 110122000 | 101147000 | 92170000 | 83193300 | 74217700
Industrial Sector Energy Related Emissions before CCS[hard coal if,refined petroleum and coke 19,PM25] | NoSettings | 137943000 | 137971000 | 137979000 | 137991000 | 137997000 | 138003000 | 138007000 | 138013000 | 138011000 | 138046000 | 138077000 | 138107000 | 138141000 | 138170000 | 138199000 | 138224000 | 138254000 | 138250000 | 138245000 | 138243000 | 138239000 | 138239000 | 138236000 | 138233000 | 138229000 | 95746800 | 104240000 | 95744800 | 87247400 | 78750200 | 70253900
Industrial Sector Energy Related Emissions before CCS[hard coal if,refined petroleum and coke 19,SOx] | NoSettings | 29785000000 | 29791000000 | 29792800000 | 29795300000 | 29796800000 | 29797900000 | 29798900000 | 29800000000 | 29799800000 | 29807300000 | 29814000000 | 29820500000 | 29827700000 | 29834000000 | 29840200000 | 29845700000 | 29852200000 | 29851200000 | 29850200000 | 29849700000 | 29848900000 | 29848900000 | 29848200000 | 29847600000 | 29846800000 | 20673900000 | 22507800000 | 20673500000 | 18838700000 | 17003900000 | 15169400000
Industrial Sector Energy Related Emissions before CCS[hard coal if,refined petroleum and coke 19,BC] | NoSettings | 5924280 | 5925470 | 5925840 | 5926340 | 5926630 | 5926850 | 5927060 | 5927280 | 5927220 | 5928720 | 5930060 | 5931350 | 5932770 | 5934040 | 5935270 | 5936370 | 5937650 | 5937470 | 5937260 | 5937160 | 5937000 | 5936990 | 5936860 | 5936730 | 5936590 | 4112070 | 4476840 | 4111990 | 3747050 | 3382110 | 3017220
Industrial Sector Energy Related Emissions before CCS[hard coal if,refined petroleum and coke 19,OC] | NoSettings | 11151600 | 11153800 | 11154500 | 11155500 | 11156000 | 11156400 | 11156800 | 11157200 | 11157100 | 11159900 | 11162500 | 11164900 | 11167600 | 11169900 | 11172300 | 11174300 | 11176800 | 11176400 | 11176000 | 11175800 | 11175500 | 11175500 | 11175300 | 11175000 | 11174800 | 7740370 | 8427000 | 7740210 | 7053260 | 6366330 | 5679480
Industrial Sector Energy Related Emissions before CCS[hard coal if,refined petroleum and coke 19,CH4] | NoSettings | 638893000 | 639022000 | 639062000 | 639115000 | 639146000 | 639171000 | 639192000 | 639217000 | 639210000 | 639372000 | 639516000 | 639655000 | 639809000 | 639945000 | 640078000 | 640196000 | 640335000 | 640315000 | 640293000 | 640282000 | 640265000 | 640264000 | 640250000 | 640236000 | 640221000 | 443459000 | 482797000 | 443450000 | 404093000 | 364738000 | 325387000
Industrial Sector Energy Related Emissions before CCS[hard coal if,refined petroleum and coke 19,N2O] | NoSettings | 92929900 | 92948600 | 92954400 | 92962100 | 92966700 | 92970300 | 92973500 | 92977000 | 92976000 | 92999500 | 93020500 | 93040700 | 93063100 | 93082900 | 93102200 | 93119500 | 93139700 | 93136700 | 93133500 | 93132000 | 93129500 | 93129300 | 93127300 | 93125200 | 93123000 | 64503100 | 70225000 | 64501800 | 58777200 | 53052700 | 47329000
Industrial Sector Energy Related Emissions before CCS[hard coal if,refined petroleum and coke 19,F gases] | NoSettings | 0 | 0 | 0 | 0 | 0 | 0 | 0 | 0 | 0 | 0 | 0 | 0 | 0 | 0 | 0 | 0 | 0 | 0 | 0 | 0 | 0 | 0 | 0 | 0 | 0 | 0 | 0 | 0 | 0 | 0 | 0
Industrial Sector Energy Related Emissions before CCS[hard coal if,chemicals 20,CO2] | NoSettings | 0 | 32468200 | 56690500 | 73451800 | 81571800 | 83445800 | 81354500 | 83946300 | 131548000 | 126017000 | 120111000 | 112080000 | 114627000 | 116451000 | 117956000 | 118478000 | 119866000 | 115648000 | 112816000 | 109905000 | 107519000 | 105223000 | 101610000 | 97920100 | 93936400 | 71318800 | 71821600 | 66892700 | 62218700 | 57565400 | 52804700
Industrial Sector Energy Related Emissions before CCS[hard coal if,chemicals 20,VOC] | NoSettings | 0 | 152.275 | 265.877 | 344.487 | 382.57 | 391.359 | 381.55 | 393.706 | 616.958 | 591.019 | 563.318 | 525.651 | 537.599 | 546.154 | 553.211 | 555.659 | 562.17 | 542.388 | 529.105 | 515.454 | 504.26 | 493.492 | 476.549 | 459.243 | 440.56 | 334.483 | 336.841 | 313.725 | 291.804 | 269.98 | 247.653
Industrial Sector Energy Related Emissions before CCS[hard coal if,chemicals 20,CO] | NoSettings | 0 | 7738.92 | 13512.4 | 17507.5 | 19443 | 19889.7 | 19391.2 | 20009 | 31355.1 | 30036.8 | 28629 | 26714.7 | 27321.9 | 27756.7 | 28115.3 | 28239.7 | 28570.6 | 27565.3 | 26890.2 | 26196.4 | 25627.5 | 25080.3 | 24219.2 | 23339.7 | 22390.2 | 16999.1 | 17119 | 15944.2 | 14830.1 | 13721 | 12586.2
Industrial Sector Energy Related Emissions before CCS[hard coal if,chemicals 20,NOx] | NoSettings | 0 | 39294.5 | 68609.4 | 88894.7 | 98722 | 100990 | 98458.9 | 101596 | 159206 | 152512 | 145364 | 135644 | 138727 | 140935 | 142756 | 143387 | 145068 | 139963 | 136535 | 133013 | 130124 | 127346 | 122973 | 118507 | 113686 | 86313.3 | 86921.8 | 80956.6 | 75299.9 | 69668.3 | 63906.7
Industrial Sector Energy Related Emissions before CCS[hard coal if,chemicals 20,PM10] | NoSettings | 0 | 860.49 | 1502.44 | 1946.66 | 2161.86 | 2211.53 | 2156.1 | 2224.79 | 3486.37 | 3339.79 | 3183.26 | 2970.4 | 3037.92 | 3086.26 | 3126.14 | 3139.97 | 3176.76 | 3064.98 | 2989.92 | 2912.78 | 2849.52 | 2788.68 | 2692.93 | 2595.14 | 2489.56 | 1890.13 | 1903.46 | 1772.83 | 1648.96 | 1525.63 | 1399.46
Industrial Sector Energy Related Emissions before CCS[hard coal if,chemicals 20,PM25] | NoSettings | 0 | 814.533 | 1422.2 | 1842.7 | 2046.4 | 2093.42 | 2040.95 | 2105.97 | 3300.17 | 3161.42 | 3013.25 | 2811.76 | 2875.67 | 2921.43 | 2959.18 | 2972.27 | 3007.1 | 2901.29 | 2830.24 | 2757.21 | 2697.34 | 2639.74 | 2549.11 | 2456.54 | 2356.6 | 1789.18 | 1801.8 | 1678.15 | 1560.89 | 1444.15 | 1324.72
Industrial Sector Energy Related Emissions before CCS[hard coal if,chemicals 20,SOx] | NoSettings | 0 | 175876 | 307085 | 397879 | 441865 | 452016 | 440687 | 454727 | 712581 | 682621 | 650628 | 607123 | 620922 | 630803 | 638953 | 641781 | 649301 | 626453 | 611112 | 595344 | 582415 | 569979 | 550410 | 530422 | 508842 | 386325 | 389049 | 362350 | 337031 | 311825 | 286037
Industrial Sector Energy Related Emissions before CCS[hard coal if,chemicals 20,BC] | NoSettings | 0 | 34.9821 | 61.0798 | 79.1389 | 87.8877 | 89.9068 | 87.6535 | 90.446 | 141.734 | 135.775 | 129.411 | 120.758 | 123.502 | 125.468 | 127.089 | 127.651 | 129.147 | 124.603 | 121.551 | 118.415 | 115.843 | 113.37 | 109.478 | 105.502 | 101.21 | 76.8408 | 77.3825 | 72.072 | 67.0361 | 62.0225 | 56.8932
Industrial Sector Energy Related Emissions before CCS[hard coal if,chemicals 20,OC] | NoSettings | 0 | 65.8486 | 114.974 | 148.967 | 165.436 | 169.236 | 164.995 | 170.251 | 266.793 | 255.576 | 243.597 | 227.309 | 232.475 | 236.175 | 239.226 | 240.285 | 243.1 | 234.546 | 228.802 | 222.899 | 218.058 | 213.402 | 206.075 | 198.592 | 190.512 | 144.641 | 145.661 | 135.665 | 126.186 | 116.748 | 107.093
Industrial Sector Energy Related Emissions before CCS[hard coal if,chemicals 20,CH4] | NoSettings | 0 | 3772.58 | 6587.04 | 8534.59 | 9478.08 | 9695.83 | 9452.83 | 9753.98 | 15285 | 14642.4 | 13956.1 | 13022.9 | 13318.9 | 13530.8 | 13705.7 | 13766.3 | 13927.6 | 13437.5 | 13108.5 | 12770.2 | 12492.9 | 12226.2 | 11806.4 | 11377.6 | 10914.8 | 8286.75 | 8345.17 | 7772.47 | 7229.38 | 6688.7 | 6135.55
Industrial Sector Energy Related Emissions before CCS[hard coal if,chemicals 20,N2O] | NoSettings | 0 | 548.738 | 958.115 | 1241.39 | 1378.63 | 1410.3 | 1374.96 | 1418.76 | 2223.27 | 2129.8 | 2029.98 | 1894.24 | 1937.29 | 1968.12 | 1993.55 | 2002.37 | 2025.84 | 1954.55 | 1906.69 | 1857.49 | 1817.15 | 1778.35 | 1717.29 | 1654.93 | 1587.6 | 1205.35 | 1213.84 | 1130.54 | 1051.55 | 972.903 | 892.443
Industrial Sector Energy Related Emissions before CCS[hard coal if,chemicals 20,F gases] | NoSettings | 0 | 0 | 0 | 0 | 0 | 0 | 0 | 0 | 0 | 0 | 0 | 0 | 0 | 0 | 0 | 0 | 0 | 0 | 0 | 0 | 0 | 0 | 0 | 0 | 0 | 0 | 0 | 0 | 0 | 0 | 0
Industrial Sector Energy Related Emissions before CCS[hard coal if,rubber and plastic products 22,CO2] | NoSettings | 0 | 0 | 0 | 0 | 0 | 0 | 0 | 0 | 0 | 0 | 0 | 0 | 0 | 0 | 0 | 0 | 0 | 0 | 0 | 0 | 0 | 0 | 0 | 0 | 0 | 0 | 0 | 0 | 0 | 0 | 0
Industrial Sector Energy Related Emissions before CCS[hard coal if,rubber and plastic products 22,VOC] | NoSettings | 0 | 0 | 0 | 0 | 0 | 0 | 0 | 0 | 0 | 0 | 0 | 0 | 0 | 0 | 0 | 0 | 0 | 0 | 0 | 0 | 0 | 0 | 0 | 0 | 0 | 0 | 0 | 0 | 0 | 0 | 0
Industrial Sector Energy Related Emissions before CCS[hard coal if,rubber and plastic products 22,CO] | NoSettings | 0 | 0 | 0 | 0 | 0 | 0 | 0 | 0 | 0 | 0 | 0 | 0 | 0 | 0 | 0 | 0 | 0 | 0 | 0 | 0 | 0 | 0 | 0 | 0 | 0 | 0 | 0 | 0 | 0 | 0 | 0
Industrial Sector Energy Related Emissions before CCS[hard coal if,rubber and plastic products 22,NOx] | NoSettings | 0 | 0 | 0 | 0 | 0 | 0 | 0 | 0 | 0 | 0 | 0 | 0 | 0 | 0 | 0 | 0 | 0 | 0 | 0 | 0 | 0 | 0 | 0 | 0 | 0 | 0 | 0 | 0 | 0 | 0 | 0
Industrial Sector Energy Related Emissions before CCS[hard coal if,rubber and plastic products 22,PM10] | NoSettings | 0 | 0 | 0 | 0 | 0 | 0 | 0 | 0 | 0 | 0 | 0 | 0 | 0 | 0 | 0 | 0 | 0 | 0 | 0 | 0 | 0 | 0 | 0 | 0 | 0 | 0 | 0 | 0 | 0 | 0 | 0
Industrial Sector Energy Related Emissions before CCS[hard coal if,rubber and plastic products 22,PM25] | NoSettings | 0 | 0 | 0 | 0 | 0 | 0 | 0 | 0 | 0 | 0 | 0 | 0 | 0 | 0 | 0 | 0 | 0 | 0 | 0 | 0 | 0 | 0 | 0 | 0 | 0 | 0 | 0 | 0 | 0 | 0 | 0
Industrial Sector Energy Related Emissions before CCS[hard coal if,rubber and plastic products 22,SOx] | NoSettings | 0 | 0 | 0 | 0 | 0 | 0 | 0 | 0 | 0 | 0 | 0 | 0 | 0 | 0 | 0 | 0 | 0 | 0 | 0 | 0 | 0 | 0 | 0 | 0 | 0 | 0 | 0 | 0 | 0 | 0 | 0
Industrial Sector Energy Related Emissions before CCS[hard coal if,rubber and plastic products 22,BC] | NoSettings | 0 | 0 | 0 | 0 | 0 | 0 | 0 | 0 | 0 | 0 | 0 | 0 | 0 | 0 | 0 | 0 | 0 | 0 | 0 | 0 | 0 | 0 | 0 | 0 | 0 | 0 | 0 | 0 | 0 | 0 | 0
Industrial Sector Energy Related Emissions before CCS[hard coal if,rubber and plastic products 22,OC] | NoSettings | 0 | 0 | 0 | 0 | 0 | 0 | 0 | 0 | 0 | 0 | 0 | 0 | 0 | 0 | 0 | 0 | 0 | 0 | 0 | 0 | 0 | 0 | 0 | 0 | 0 | 0 | 0 | 0 | 0 | 0 | 0
Industrial Sector Energy Related Emissions before CCS[hard coal if,rubber and plastic products 22,CH4] | NoSettings | 0 | 0 | 0 | 0 | 0 | 0 | 0 | 0 | 0 | 0 | 0 | 0 | 0 | 0 | 0 | 0 | 0 | 0 | 0 | 0 | 0 | 0 | 0 | 0 | 0 | 0 | 0 | 0 | 0 | 0 | 0
Industrial Sector Energy Related Emissions before CCS[hard coal if,rubber and plastic products 22,N2O] | NoSettings | 0 | 0 | 0 | 0 | 0 | 0 | 0 | 0 | 0 | 0 | 0 | 0 | 0 | 0 | 0 | 0 | 0 | 0 | 0 | 0 | 0 | 0 | 0 | 0 | 0 | 0 | 0 | 0 | 0 | 0 | 0
Industrial Sector Energy Related Emissions before CCS[hard coal if,rubber and plastic products 22,F gases] | NoSettings | 0 | 0 | 0 | 0 | 0 | 0 | 0 | 0 | 0 | 0 | 0 | 0 | 0 | 0 | 0 | 0 | 0 | 0 | 0 | 0 | 0 | 0 | 0 | 0 | 0 | 0 | 0 | 0 | 0 | 0 | 0
Industrial Sector Energy Related Emissions before CCS[hard coal if,glass and glass products 231,CO2] | NoSettings | 0 | 0 | 0 | 0 | 0 | 0 | 0 | 0 | 0 | 0 | 0 | 0 | 0 | 0 | 0 | 0 | 0 | 0 | 0 | 0 | 0 | 0 | 0 | 0 | 0 | 0 | 0 | 0 | 0 | 0 | 0
Industrial Sector Energy Related Emissions before CCS[hard coal if,glass and glass products 231,VOC] | NoSettings | 0 | 0 | 0 | 0 | 0 | 0 | 0 | 0 | 0 | 0 | 0 | 0 | 0 | 0 | 0 | 0 | 0 | 0 | 0 | 0 | 0 | 0 | 0 | 0 | 0 | 0 | 0 | 0 | 0 | 0 | 0
Industrial Sector Energy Related Emissions before CCS[hard coal if,glass and glass products 231,CO] | NoSettings | 0 | 0 | 0 | 0 | 0 | 0 | 0 | 0 | 0 | 0 | 0 | 0 | 0 | 0 | 0 | 0 | 0 | 0 | 0 | 0 | 0 | 0 | 0 | 0 | 0 | 0 | 0 | 0 | 0 | 0 | 0
Industrial Sector Energy Related Emissions before CCS[hard coal if,glass and glass products 231,NOx] | NoSettings | 0 | 0 | 0 | 0 | 0 | 0 | 0 | 0 | 0 | 0 | 0 | 0 | 0 | 0 | 0 | 0 | 0 | 0 | 0 | 0 | 0 | 0 | 0 | 0 | 0 | 0 | 0 | 0 | 0 | 0 | 0
Industrial Sector Energy Related Emissions before CCS[hard coal if,glass and glass products 231,PM10] | NoSettings | 0 | 0 | 0 | 0 | 0 | 0 | 0 | 0 | 0 | 0 | 0 | 0 | 0 | 0 | 0 | 0 | 0 | 0 | 0 | 0 | 0 | 0 | 0 | 0 | 0 | 0 | 0 | 0 | 0 | 0 | 0
Industrial Sector Energy Related Emissions before CCS[hard coal if,glass and glass products 231,PM25] | NoSettings | 0 | 0 | 0 | 0 | 0 | 0 | 0 | 0 | 0 | 0 | 0 | 0 | 0 | 0 | 0 | 0 | 0 | 0 | 0 | 0 | 0 | 0 | 0 | 0 | 0 | 0 | 0 | 0 | 0 | 0 | 0
Industrial Sector Energy Related Emissions before CCS[hard coal if,glass and glass products 231,SOx] | NoSettings | 0 | 0 | 0 | 0 | 0 | 0 | 0 | 0 | 0 | 0 | 0 | 0 | 0 | 0 | 0 | 0 | 0 | 0 | 0 | 0 | 0 | 0 | 0 | 0 | 0 | 0 | 0 | 0 | 0 | 0 | 0
Industrial Sector Energy Related Emissions before CCS[hard coal if,glass and glass products 231,BC] | NoSettings | 0 | 0 | 0 | 0 | 0 | 0 | 0 | 0 | 0 | 0 | 0 | 0 | 0 | 0 | 0 | 0 | 0 | 0 | 0 | 0 | 0 | 0 | 0 | 0 | 0 | 0 | 0 | 0 | 0 | 0 | 0
Industrial Sector Energy Related Emissions before CCS[hard coal if,glass and glass products 231,OC] | NoSettings | 0 | 0 | 0 | 0 | 0 | 0 | 0 | 0 | 0 | 0 | 0 | 0 | 0 | 0 | 0 | 0 | 0 | 0 | 0 | 0 | 0 | 0 | 0 | 0 | 0 | 0 | 0 | 0 | 0 | 0 | 0
Industrial Sector Energy Related Emissions before CCS[hard coal if,glass and glass products 231,CH4] | NoSettings | 0 | 0 | 0 | 0 | 0 | 0 | 0 | 0 | 0 | 0 | 0 | 0 | 0 | 0 | 0 | 0 | 0 | 0 | 0 | 0 | 0 | 0 | 0 | 0 | 0 | 0 | 0 | 0 | 0 | 0 | 0
Industrial Sector Energy Related Emissions before CCS[hard coal if,glass and glass products 231,N2O] | NoSettings | 0 | 0 | 0 | 0 | 0 | 0 | 0 | 0 | 0 | 0 | 0 | 0 | 0 | 0 | 0 | 0 | 0 | 0 | 0 | 0 | 0 | 0 | 0 | 0 | 0 | 0 | 0 | 0 | 0 | 0 | 0
Industrial Sector Energy Related Emissions before CCS[hard coal if,glass and glass products 231,F gases] | NoSettings | 0 | 0 | 0 | 0 | 0 | 0 | 0 | 0 | 0 | 0 | 0 | 0 | 0 | 0 | 0 | 0 | 0 | 0 | 0 | 0 | 0 | 0 | 0 | 0 | 0 | 0 | 0 | 0 | 0 | 0 | 0
Industrial Sector Energy Related Emissions before CCS[hard coal if,cement and other nonmetallic minerals 239,CO2] | NoSettings | 3386890000000 | 3301810000000 | 3216890000000 | 3131970000000 | 3047020000000 | 2962040000000 | 2877050000000 | 2792060000000 | 2707290000000 | 2623360000000 | 2539340000000 | 2455200000000 | 2371120000000 | 2286970000000 | 2202770000000 | 2118540000000 | 2119410000000 | 2119270000000 | 2119140000000 | 2119010000000 | 2118900000000 | 2118790000000 | 2118660000000 | 2118510000000 | 2118350000000 | 2116610000000 | 2116830000000 | 2116430000000 | 2116040000000 | 2115650000000 | 2115280000000
Industrial Sector Energy Related Emissions before CCS[hard coal if,cement and other nonmetallic minerals 239,VOC] | NoSettings | 15884500 | 15485400 | 15087100 | 14688900 | 14290400 | 13891900 | 13493300 | 13094700 | 12697100 | 12303500 | 11909400 | 11514800 | 11120500 | 10725800 | 10330900 | 9935890 | 9939960 | 9939340 | 9938720 | 9938090 | 9937570 | 9937060 | 9936450 | 9935760 | 9935020 | 9926830 | 9927860 | 9925990 | 9924160 | 9922370 | 9920610
Industrial Sector Energy Related Emissions before CCS[hard coal if,cement and other nonmetallic minerals 239,CO] | NoSettings | 807281000 | 787000000 | 766759000 | 746518000 | 726269000 | 706015000 | 685756000 | 665500000 | 645294000 | 625289000 | 605262000 | 585208000 | 565166000 | 545108000 | 525039000 | 504962000 | 505170000 | 505138000 | 505106000 | 505074000 | 505048000 | 505022000 | 504991000 | 504956000 | 504918000 | 504502000 | 504554000 | 504459000 | 504366000 | 504275000 | 504186000
Industrial Sector Energy Related Emissions before CCS[hard coal if,cement and other nonmetallic minerals 239,NOx] | NoSettings | 4098980000 | 3996000000 | 3893230000 | 3790450000 | 3687640000 | 3584800000 | 3481930000 | 3379080000 | 3276490000 | 3174910000 | 3073220000 | 2971400000 | 2869640000 | 2767790000 | 2665890000 | 2563950000 | 2565000000 | 2564840000 | 2564680000 | 2564520000 | 2564390000 | 2564250000 | 2564100000 | 2563920000 | 2563730000 | 2561610000 | 2561880000 | 2561400000 | 2560930000 | 2560460000 | 2560010000
Industrial Sector Energy Related Emissions before CCS[hard coal if,cement and other nonmetallic minerals 239,PM10] | NoSettings | 89761500 | 87506400 | 85255900 | 83005200 | 80753800 | 78501700 | 76249200 | 73996900 | 71750200 | 69525800 | 67299000 | 65069200 | 62840800 | 60610500 | 58379000 | 56146700 | 56169800 | 56166200 | 56162700 | 56159200 | 56156200 | 56153300 | 56149900 | 56146000 | 56141800 | 56095500 | 56101300 | 56090800 | 56080400 | 56070300 | 56060400
Industrial Sector Energy Related Emissions before CCS[hard coal if,cement and other nonmetallic minerals 239,PM25] | NoSettings | 84967500 | 82832900 | 80702500 | 78572100 | 76440900 | 74309100 | 72176900 | 70044900 | 67918100 | 65812600 | 63704800 | 61594000 | 59484600 | 57373400 | 55261100 | 53148100 | 53169900 | 53166500 | 53163200 | 53159800 | 53157100 | 53154300 | 53151000 | 53147300 | 53143400 | 53099600 | 53105100 | 53095100 | 53085300 | 53075700 | 53066300
Industrial Sector Energy Related Emissions before CCS[hard coal if,cement and other nonmetallic minerals 239,SOx] | NoSettings | 18346400000 | 17885500000 | 17425500000 | 16965500000 | 16505300000 | 16045000000 | 15584600000 | 15124300000 | 14665100000 | 14210400000 | 13755300000 | 13299500000 | 12844100000 | 12388200000 | 11932100000 | 11475900000 | 11480600000 | 11479800000 | 11479100000 | 11478400000 | 11477800000 | 11477200000 | 11476500000 | 11475700000 | 11474900000 | 11465400000 | 11466600000 | 11464400000 | 11462300000 | 11460200000 | 11458200000
Industrial Sector Energy Related Emissions before CCS[hard coal if,cement and other nonmetallic minerals 239,BC] | NoSettings | 3649130 | 3557450 | 3465960 | 3374470 | 3282940 | 3191380 | 3099810 | 3008240 | 2916910 | 2826480 | 2735950 | 2645300 | 2554710 | 2464040 | 2373320 | 2282570 | 2283510 | 2283360 | 2283220 | 2283080 | 2282960 | 2282840 | 2282700 | 2282540 | 2282370 | 2280490 | 2280720 | 2280300 | 2279870 | 2279460 | 2279060
Industrial Sector Energy Related Emissions before CCS[hard coal if,cement and other nonmetallic minerals 239,OC] | NoSettings | 6868950 | 6696380 | 6524160 | 6351940 | 6179640 | 6007310 | 5834930 | 5662570 | 5490650 | 5320430 | 5150030 | 4979390 | 4808860 | 4638190 | 4467420 | 4296600 | 4298360 | 4298090 | 4297830 | 4297550 | 4297330 | 4297110 | 4296840 | 4296540 | 4296230 | 4292680 | 4293130 | 4292320 | 4291530 | 4290750 | 4289990
Industrial Sector Energy Related Emissions before CCS[hard coal if,cement and other nonmetallic minerals 239,CH4] | NoSettings | 393534000 | 383647000 | 373780000 | 363913000 | 354042000 | 344169000 | 334293000 | 324418000 | 314568000 | 304816000 | 295054000 | 285278000 | 275508000 | 265730000 | 255946000 | 246159000 | 246260000 | 246245000 | 246230000 | 246214000 | 246201000 | 246188000 | 246173000 | 246156000 | 246138000 | 245935000 | 245960000 | 245914000 | 245869000 | 245824000 | 245781000
Industrial Sector Energy Related Emissions before CCS[hard coal if,cement and other nonmetallic minerals 239,N2O] | NoSettings | 57241300 | 55803200 | 54368000 | 52932800 | 51497000 | 50060900 | 48624400 | 47188100 | 45755400 | 44336900 | 42916900 | 41494900 | 40073800 | 38651600 | 37228500 | 35805000 | 35819700 | 35817400 | 35815200 | 35812900 | 35811100 | 35809200 | 35807000 | 35804500 | 35801900 | 35772400 | 35776100 | 35769300 | 35762700 | 35756300 | 35749900
Industrial Sector Energy Related Emissions before CCS[hard coal if,cement and other nonmetallic minerals 239,F gases] | NoSettings | 0 | 0 | 0 | 0 | 0 | 0 | 0 | 0 | 0 | 0 | 0 | 0 | 0 | 0 | 0 | 0 | 0 | 0 | 0 | 0 | 0 | 0 | 0 | 0 | 0 | 0 | 0 | 0 | 0 | 0 | 0
Industrial Sector Energy Related Emissions before CCS[hard coal if,iron and steel 241,CO2] | NoSettings | 0 | 0 | 0 | 0 | 0 | 0 | 0 | 0 | 0 | 0 | 0 | 0 | 0 | 0 | 0 | 0 | 0 | 0 | 0 | 0 | 0 | 0 | 0 | 0 | 0 | 0 | 0 | 0 | 0 | 0 | 0
Industrial Sector Energy Related Emissions before CCS[hard coal if,iron and steel 241,VOC] | NoSettings | 0 | 0 | 0 | 0 | 0 | 0 | 0 | 0 | 0 | 0 | 0 | 0 | 0 | 0 | 0 | 0 | 0 | 0 | 0 | 0 | 0 | 0 | 0 | 0 | 0 | 0 | 0 | 0 | 0 | 0 | 0
Industrial Sector Energy Related Emissions before CCS[hard coal if,iron and steel 241,CO] | NoSettings | 0 | 0 | 0 | 0 | 0 | 0 | 0 | 0 | 0 | 0 | 0 | 0 | 0 | 0 | 0 | 0 | 0 | 0 | 0 | 0 | 0 | 0 | 0 | 0 | 0 | 0 | 0 | 0 | 0 | 0 | 0
Industrial Sector Energy Related Emissions before CCS[hard coal if,iron and steel 241,NOx] | NoSettings | 0 | 0 | 0 | 0 | 0 | 0 | 0 | 0 | 0 | 0 | 0 | 0 | 0 | 0 | 0 | 0 | 0 | 0 | 0 | 0 | 0 | 0 | 0 | 0 | 0 | 0 | 0 | 0 | 0 | 0 | 0
Industrial Sector Energy Related Emissions before CCS[hard coal if,iron and steel 241,PM10] | NoSettings | 0 | 0 | 0 | 0 | 0 | 0 | 0 | 0 | 0 | 0 | 0 | 0 | 0 | 0 | 0 | 0 | 0 | 0 | 0 | 0 | 0 | 0 | 0 | 0 | 0 | 0 | 0 | 0 | 0 | 0 | 0
Industrial Sector Energy Related Emissions before CCS[hard coal if,iron and steel 241,PM25] | NoSettings | 0 | 0 | 0 | 0 | 0 | 0 | 0 | 0 | 0 | 0 | 0 | 0 | 0 | 0 | 0 | 0 | 0 | 0 | 0 | 0 | 0 | 0 | 0 | 0 | 0 | 0 | 0 | 0 | 0 | 0 | 0
Industrial Sector Energy Related Emissions before CCS[hard coal if,iron and steel 241,SOx] | NoSettings | 0 | 0 | 0 | 0 | 0 | 0 | 0 | 0 | 0 | 0 | 0 | 0 | 0 | 0 | 0 | 0 | 0 | 0 | 0 | 0 | 0 | 0 | 0 | 0 | 0 | 0 | 0 | 0 | 0 | 0 | 0
Industrial Sector Energy Related Emissions before CCS[hard coal if,iron and steel 241,BC] | NoSettings | 0 | 0 | 0 | 0 | 0 | 0 | 0 | 0 | 0 | 0 | 0 | 0 | 0 | 0 | 0 | 0 | 0 | 0 | 0 | 0 | 0 | 0 | 0 | 0 | 0 | 0 | 0 | 0 | 0 | 0 | 0
Industrial Sector Energy Related Emissions before CCS[hard coal if,iron and steel 241,OC] | NoSettings | 0 | 0 | 0 | 0 | 0 | 0 | 0 | 0 | 0 | 0 | 0 | 0 | 0 | 0 | 0 | 0 | 0 | 0 | 0 | 0 | 0 | 0 | 0 | 0 | 0 | 0 | 0 | 0 | 0 | 0 | 0
Industrial Sector Energy Related Emissions before CCS[hard coal if,iron and steel 241,CH4] | NoSettings | 0 | 0 | 0 | 0 | 0 | 0 | 0 | 0 | 0 | 0 | 0 | 0 | 0 | 0 | 0 | 0 | 0 | 0 | 0 | 0 | 0 | 0 | 0 | 0 | 0 | 0 | 0 | 0 | 0 | 0 | 0
Industrial Sector Energy Related Emissions before CCS[hard coal if,iron and steel 241,N2O] | NoSettings | 0 | 0 | 0 | 0 | 0 | 0 | 0 | 0 | 0 | 0 | 0 | 0 | 0 | 0 | 0 | 0 | 0 | 0 | 0 | 0 | 0 | 0 | 0 | 0 | 0 | 0 | 0 | 0 | 0 | 0 | 0
Industrial Sector Energy Related Emissions before CCS[hard coal if,iron and steel 241,F gases] | NoSettings | 0 | 0 | 0 | 0 | 0 | 0 | 0 | 0 | 0 | 0 | 0 | 0 | 0 | 0 | 0 | 0 | 0 | 0 | 0 | 0 | 0 | 0 | 0 | 0 | 0 | 0 | 0 | 0 | 0 | 0 | 0
Industrial Sector Energy Related Emissions before CCS[hard coal if,other metals 242,CO2] | NoSettings | 0 | 0 | 0 | 0 | 0 | 0 | 0 | 0 | 0 | 0 | 0 | 0 | 0 | 0 | 0 | 0 | 0 | 0 | 0 | 0 | 0 | 0 | 0 | 0 | 0 | 0 | 0 | 0 | 0 | 0 | 0
Industrial Sector Energy Related Emissions before CCS[hard coal if,other metals 242,VOC] | NoSettings | 0 | 0 | 0 | 0 | 0 | 0 | 0 | 0 | 0 | 0 | 0 | 0 | 0 | 0 | 0 | 0 | 0 | 0 | 0 | 0 | 0 | 0 | 0 | 0 | 0 | 0 | 0 | 0 | 0 | 0 | 0
Industrial Sector Energy Related Emissions before CCS[hard coal if,other metals 242,CO] | NoSettings | 0 | 0 | 0 | 0 | 0 | 0 | 0 | 0 | 0 | 0 | 0 | 0 | 0 | 0 | 0 | 0 | 0 | 0 | 0 | 0 | 0 | 0 | 0 | 0 | 0 | 0 | 0 | 0 | 0 | 0 | 0
Industrial Sector Energy Related Emissions before CCS[hard coal if,other metals 242,NOx] | NoSettings | 0 | 0 | 0 | 0 | 0 | 0 | 0 | 0 | 0 | 0 | 0 | 0 | 0 | 0 | 0 | 0 | 0 | 0 | 0 | 0 | 0 | 0 | 0 | 0 | 0 | 0 | 0 | 0 | 0 | 0 | 0
Industrial Sector Energy Related Emissions before CCS[hard coal if,other metals 242,PM10] | NoSettings | 0 | 0 | 0 | 0 | 0 | 0 | 0 | 0 | 0 | 0 | 0 | 0 | 0 | 0 | 0 | 0 | 0 | 0 | 0 | 0 | 0 | 0 | 0 | 0 | 0 | 0 | 0 | 0 | 0 | 0 | 0
Industrial Sector Energy Related Emissions before CCS[hard coal if,other metals 242,PM25] | NoSettings | 0 | 0 | 0 | 0 | 0 | 0 | 0 | 0 | 0 | 0 | 0 | 0 | 0 | 0 | 0 | 0 | 0 | 0 | 0 | 0 | 0 | 0 | 0 | 0 | 0 | 0 | 0 | 0 | 0 | 0 | 0
Industrial Sector Energy Related Emissions before CCS[hard coal if,other metals 242,SOx] | NoSettings | 0 | 0 | 0 | 0 | 0 | 0 | 0 | 0 | 0 | 0 | 0 | 0 | 0 | 0 | 0 | 0 | 0 | 0 | 0 | 0 | 0 | 0 | 0 | 0 | 0 | 0 | 0 | 0 | 0 | 0 | 0
Industrial Sector Energy Related Emissions before CCS[hard coal if,other metals 242,BC] | NoSettings | 0 | 0 | 0 | 0 | 0 | 0 | 0 | 0 | 0 | 0 | 0 | 0 | 0 | 0 | 0 | 0 | 0 | 0 | 0 | 0 | 0 | 0 | 0 | 0 | 0 | 0 | 0 | 0 | 0 | 0 | 0
Industrial Sector Energy Related Emissions before CCS[hard coal if,other metals 242,OC] | NoSettings | 0 | 0 | 0 | 0 | 0 | 0 | 0 | 0 | 0 | 0 | 0 | 0 | 0 | 0 | 0 | 0 | 0 | 0 | 0 | 0 | 0 | 0 | 0 | 0 | 0 | 0 | 0 | 0 | 0 | 0 | 0
Industrial Sector Energy Related Emissions before CCS[hard coal if,other metals 242,CH4] | NoSettings | 0 | 0 | 0 | 0 | 0 | 0 | 0 | 0 | 0 | 0 | 0 | 0 | 0 | 0 | 0 | 0 | 0 | 0 | 0 | 0 | 0 | 0 | 0 | 0 | 0 | 0 | 0 | 0 | 0 | 0 | 0
Industrial Sector Energy Related Emissions before CCS[hard coal if,other metals 242,N2O] | NoSettings | 0 | 0 | 0 | 0 | 0 | 0 | 0 | 0 | 0 | 0 | 0 | 0 | 0 | 0 | 0 | 0 | 0 | 0 | 0 | 0 | 0 | 0 | 0 | 0 | 0 | 0 | 0 | 0 | 0 | 0 | 0
Industrial Sector Energy Related Emissions before CCS[hard coal if,other metals 242,F gases] | NoSettings | 0 | 0 | 0 | 0 | 0 | 0 | 0 | 0 | 0 | 0 | 0 | 0 | 0 | 0 | 0 | 0 | 0 | 0 | 0 | 0 | 0 | 0 | 0 | 0 | 0 | 0 | 0 | 0 | 0 | 0 | 0
Industrial Sector Energy Related Emissions before CCS[hard coal if,metal products except machinery and vehicles 25,CO2] | NoSettings | 0 | 0 | 0 | 0 | 0 | 0 | 0 | 0 | 0 | 0 | 0 | 0 | 0 | 0 | 0 | 0 | 0 | 0 | 0 | 0 | 0 | 0 | 0 | 0 | 0 | 0 | 0 | 0 | 0 | 0 | 0
Industrial Sector Energy Related Emissions before CCS[hard coal if,metal products except machinery and vehicles 25,VOC] | NoSettings | 0 | 0 | 0 | 0 | 0 | 0 | 0 | 0 | 0 | 0 | 0 | 0 | 0 | 0 | 0 | 0 | 0 | 0 | 0 | 0 | 0 | 0 | 0 | 0 | 0 | 0 | 0 | 0 | 0 | 0 | 0
Industrial Sector Energy Related Emissions before CCS[hard coal if,metal products except machinery and vehicles 25,CO] | NoSettings | 0 | 0 | 0 | 0 | 0 | 0 | 0 | 0 | 0 | 0 | 0 | 0 | 0 | 0 | 0 | 0 | 0 | 0 | 0 | 0 | 0 | 0 | 0 | 0 | 0 | 0 | 0 | 0 | 0 | 0 | 0
Industrial Sector Energy Related Emissions before CCS[hard coal if,metal products except machinery and vehicles 25,NOx] | NoSettings | 0 | 0 | 0 | 0 | 0 | 0 | 0 | 0 | 0 | 0 | 0 | 0 | 0 | 0 | 0 | 0 | 0 | 0 | 0 | 0 | 0 | 0 | 0 | 0 | 0 | 0 | 0 | 0 | 0 | 0 | 0
Industrial Sector Energy Related Emissions before CCS[hard coal if,metal products except machinery and vehicles 25,PM10] | NoSettings | 0 | 0 | 0 | 0 | 0 | 0 | 0 | 0 | 0 | 0 | 0 | 0 | 0 | 0 | 0 | 0 | 0 | 0 | 0 | 0 | 0 | 0 | 0 | 0 | 0 | 0 | 0 | 0 | 0 | 0 | 0
Industrial Sector Energy Related Emissions before CCS[hard coal if,metal products except machinery and vehicles 25,PM25] | NoSettings | 0 | 0 | 0 | 0 | 0 | 0 | 0 | 0 | 0 | 0 | 0 | 0 | 0 | 0 | 0 | 0 | 0 | 0 | 0 | 0 | 0 | 0 | 0 | 0 | 0 | 0 | 0 | 0 | 0 | 0 | 0
Industrial Sector Energy Related Emissions before CCS[hard coal if,metal products except machinery and vehicles 25,SOx] | NoSettings | 0 | 0 | 0 | 0 | 0 | 0 | 0 | 0 | 0 | 0 | 0 | 0 | 0 | 0 | 0 | 0 | 0 | 0 | 0 | 0 | 0 | 0 | 0 | 0 | 0 | 0 | 0 | 0 | 0 | 0 | 0
Industrial Sector Energy Related Emissions before CCS[hard coal if,metal products except machinery and vehicles 25,BC] | NoSettings | 0 | 0 | 0 | 0 | 0 | 0 | 0 | 0 | 0 | 0 | 0 | 0 | 0 | 0 | 0 | 0 | 0 | 0 | 0 | 0 | 0 | 0 | 0 | 0 | 0 | 0 | 0 | 0 | 0 | 0 | 0
Industrial Sector Energy Related Emissions before CCS[hard coal if,metal products except machinery and vehicles 25,OC] | NoSettings | 0 | 0 | 0 | 0 | 0 | 0 | 0 | 0 | 0 | 0 | 0 | 0 | 0 | 0 | 0 | 0 | 0 | 0 | 0 | 0 | 0 | 0 | 0 | 0 | 0 | 0 | 0 | 0 | 0 | 0 | 0
Industrial Sector Energy Related Emissions before CCS[hard coal if,metal products except machinery and vehicles 25,CH4] | NoSettings | 0 | 0 | 0 | 0 | 0 | 0 | 0 | 0 | 0 | 0 | 0 | 0 | 0 | 0 | 0 | 0 | 0 | 0 | 0 | 0 | 0 | 0 | 0 | 0 | 0 | 0 | 0 | 0 | 0 | 0 | 0
Industrial Sector Energy Related Emissions before CCS[hard coal if,metal products except machinery and vehicles 25,N2O] | NoSettings | 0 | 0 | 0 | 0 | 0 | 0 | 0 | 0 | 0 | 0 | 0 | 0 | 0 | 0 | 0 | 0 | 0 | 0 | 0 | 0 | 0 | 0 | 0 | 0 | 0 | 0 | 0 | 0 | 0 | 0 | 0
Industrial Sector Energy Related Emissions before CCS[hard coal if,metal products except machinery and vehicles 25,F gases] | NoSettings | 0 | 0 | 0 | 0 | 0 | 0 | 0 | 0 | 0 | 0 | 0 | 0 | 0 | 0 | 0 | 0 | 0 | 0 | 0 | 0 | 0 | 0 | 0 | 0 | 0 | 0 | 0 | 0 | 0 | 0 | 0
Industrial Sector Energy Related Emissions before CCS[hard coal if,computers and electronics 26,CO2] | NoSettings | 0 | 0 | 0 | 0 | 0 | 0 | 0 | 0 | 0 | 0 | 0 | 0 | 0 | 0 | 0 | 0 | 0 | 0 | 0 | 0 | 0 | 0 | 0 | 0 | 0 | 0 | 0 | 0 | 0 | 0 | 0
Industrial Sector Energy Related Emissions before CCS[hard coal if,computers and electronics 26,VOC] | NoSettings | 0 | 0 | 0 | 0 | 0 | 0 | 0 | 0 | 0 | 0 | 0 | 0 | 0 | 0 | 0 | 0 | 0 | 0 | 0 | 0 | 0 | 0 | 0 | 0 | 0 | 0 | 0 | 0 | 0 | 0 | 0
Industrial Sector Energy Related Emissions before CCS[hard coal if,computers and electronics 26,CO] | NoSettings | 0 | 0 | 0 | 0 | 0 | 0 | 0 | 0 | 0 | 0 | 0 | 0 | 0 | 0 | 0 | 0 | 0 | 0 | 0 | 0 | 0 | 0 | 0 | 0 | 0 | 0 | 0 | 0 | 0 | 0 | 0
Industrial Sector Energy Related Emissions before CCS[hard coal if,computers and electronics 26,NOx] | NoSettings | 0 | 0 | 0 | 0 | 0 | 0 | 0 | 0 | 0 | 0 | 0 | 0 | 0 | 0 | 0 | 0 | 0 | 0 | 0 | 0 | 0 | 0 | 0 | 0 | 0 | 0 | 0 | 0 | 0 | 0 | 0
Industrial Sector Energy Related Emissions before CCS[hard coal if,computers and electronics 26,PM10] | NoSettings | 0 | 0 | 0 | 0 | 0 | 0 | 0 | 0 | 0 | 0 | 0 | 0 | 0 | 0 | 0 | 0 | 0 | 0 | 0 | 0 | 0 | 0 | 0 | 0 | 0 | 0 | 0 | 0 | 0 | 0 | 0
Industrial Sector Energy Related Emissions before CCS[hard coal if,computers and electronics 26,PM25] | NoSettings | 0 | 0 | 0 | 0 | 0 | 0 | 0 | 0 | 0 | 0 | 0 | 0 | 0 | 0 | 0 | 0 | 0 | 0 | 0 | 0 | 0 | 0 | 0 | 0 | 0 | 0 | 0 | 0 | 0 | 0 | 0
Industrial Sector Energy Related Emissions before CCS[hard coal if,computers and electronics 26,SOx] | NoSettings | 0 | 0 | 0 | 0 | 0 | 0 | 0 | 0 | 0 | 0 | 0 | 0 | 0 | 0 | 0 | 0 | 0 | 0 | 0 | 0 | 0 | 0 | 0 | 0 | 0 | 0 | 0 | 0 | 0 | 0 | 0
Industrial Sector Energy Related Emissions before CCS[hard coal if,computers and electronics 26,BC] | NoSettings | 0 | 0 | 0 | 0 | 0 | 0 | 0 | 0 | 0 | 0 | 0 | 0 | 0 | 0 | 0 | 0 | 0 | 0 | 0 | 0 | 0 | 0 | 0 | 0 | 0 | 0 | 0 | 0 | 0 | 0 | 0
Industrial Sector Energy Related Emissions before CCS[hard coal if,computers and electronics 26,OC] | NoSettings | 0 | 0 | 0 | 0 | 0 | 0 | 0 | 0 | 0 | 0 | 0 | 0 | 0 | 0 | 0 | 0 | 0 | 0 | 0 | 0 | 0 | 0 | 0 | 0 | 0 | 0 | 0 | 0 | 0 | 0 | 0
Industrial Sector Energy Related Emissions before CCS[hard coal if,computers and electronics 26,CH4] | NoSettings | 0 | 0 | 0 | 0 | 0 | 0 | 0 | 0 | 0 | 0 | 0 | 0 | 0 | 0 | 0 | 0 | 0 | 0 | 0 | 0 | 0 | 0 | 0 | 0 | 0 | 0 | 0 | 0 | 0 | 0 | 0
Industrial Sector Energy Related Emissions before CCS[hard coal if,computers and electronics 26,N2O] | NoSettings | 0 | 0 | 0 | 0 | 0 | 0 | 0 | 0 | 0 | 0 | 0 | 0 | 0 | 0 | 0 | 0 | 0 | 0 | 0 | 0 | 0 | 0 | 0 | 0 | 0 | 0 | 0 | 0 | 0 | 0 | 0
Industrial Sector Energy Related Emissions before CCS[hard coal if,computers and electronics 26,F gases] | NoSettings | 0 | 0 | 0 | 0 | 0 | 0 | 0 | 0 | 0 | 0 | 0 | 0 | 0 | 0 | 0 | 0 | 0 | 0 | 0 | 0 | 0 | 0 | 0 | 0 | 0 | 0 | 0 | 0 | 0 | 0 | 0
Industrial Sector Energy Related Emissions before CCS[hard coal if,appliances and electrical equipment 27,CO2] | NoSettings | 0 | 0 | 0 | 0 | 0 | 0 | 0 | 0 | 0 | 0 | 0 | 0 | 0 | 0 | 0 | 0 | 0 | 0 | 0 | 0 | 0 | 0 | 0 | 0 | 0 | 0 | 0 | 0 | 0 | 0 | 0
Industrial Sector Energy Related Emissions before CCS[hard coal if,appliances and electrical equipment 27,VOC] | NoSettings | 0 | 0 | 0 | 0 | 0 | 0 | 0 | 0 | 0 | 0 | 0 | 0 | 0 | 0 | 0 | 0 | 0 | 0 | 0 | 0 | 0 | 0 | 0 | 0 | 0 | 0 | 0 | 0 | 0 | 0 | 0
Industrial Sector Energy Related Emissions before CCS[hard coal if,appliances and electrical equipment 27,CO] | NoSettings | 0 | 0 | 0 | 0 | 0 | 0 | 0 | 0 | 0 | 0 | 0 | 0 | 0 | 0 | 0 | 0 | 0 | 0 | 0 | 0 | 0 | 0 | 0 | 0 | 0 | 0 | 0 | 0 | 0 | 0 | 0
Industrial Sector Energy Related Emissions before CCS[hard coal if,appliances and electrical equipment 27,NOx] | NoSettings | 0 | 0 | 0 | 0 | 0 | 0 | 0 | 0 | 0 | 0 | 0 | 0 | 0 | 0 | 0 | 0 | 0 | 0 | 0 | 0 | 0 | 0 | 0 | 0 | 0 | 0 | 0 | 0 | 0 | 0 | 0
Industrial Sector Energy Related Emissions before CCS[hard coal if,appliances and electrical equipment 27,PM10] | NoSettings | 0 | 0 | 0 | 0 | 0 | 0 | 0 | 0 | 0 | 0 | 0 | 0 | 0 | 0 | 0 | 0 | 0 | 0 | 0 | 0 | 0 | 0 | 0 | 0 | 0 | 0 | 0 | 0 | 0 | 0 | 0
Industrial Sector Energy Related Emissions before CCS[hard coal if,appliances and electrical equipment 27,PM25] | NoSettings | 0 | 0 | 0 | 0 | 0 | 0 | 0 | 0 | 0 | 0 | 0 | 0 | 0 | 0 | 0 | 0 | 0 | 0 | 0 | 0 | 0 | 0 | 0 | 0 | 0 | 0 | 0 | 0 | 0 | 0 | 0
Industrial Sector Energy Related Emissions before CCS[hard coal if,appliances and electrical equipment 27,SOx] | NoSettings | 0 | 0 | 0 | 0 | 0 | 0 | 0 | 0 | 0 | 0 | 0 | 0 | 0 | 0 | 0 | 0 | 0 | 0 | 0 | 0 | 0 | 0 | 0 | 0 | 0 | 0 | 0 | 0 | 0 | 0 | 0
Industrial Sector Energy Related Emissions before CCS[hard coal if,appliances and electrical equipment 27,BC] | NoSettings | 0 | 0 | 0 | 0 | 0 | 0 | 0 | 0 | 0 | 0 | 0 | 0 | 0 | 0 | 0 | 0 | 0 | 0 | 0 | 0 | 0 | 0 | 0 | 0 | 0 | 0 | 0 | 0 | 0 | 0 | 0
Industrial Sector Energy Related Emissions before CCS[hard coal if,appliances and electrical equipment 27,OC] | NoSettings | 0 | 0 | 0 | 0 | 0 | 0 | 0 | 0 | 0 | 0 | 0 | 0 | 0 | 0 | 0 | 0 | 0 | 0 | 0 | 0 | 0 | 0 | 0 | 0 | 0 | 0 | 0 | 0 | 0 | 0 | 0
Industrial Sector Energy Related Emissions before CCS[hard coal if,appliances and electrical equipment 27,CH4] | NoSettings | 0 | 0 | 0 | 0 | 0 | 0 | 0 | 0 | 0 | 0 | 0 | 0 | 0 | 0 | 0 | 0 | 0 | 0 | 0 | 0 | 0 | 0 | 0 | 0 | 0 | 0 | 0 | 0 | 0 | 0 | 0
Industrial Sector Energy Related Emissions before CCS[hard coal if,appliances and electrical equipment 27,N2O] | NoSettings | 0 | 0 | 0 | 0 | 0 | 0 | 0 | 0 | 0 | 0 | 0 | 0 | 0 | 0 | 0 | 0 | 0 | 0 | 0 | 0 | 0 | 0 | 0 | 0 | 0 | 0 | 0 | 0 | 0 | 0 | 0
Industrial Sector Energy Related Emissions before CCS[hard coal if,appliances and electrical equipment 27,F gases] | NoSettings | 0 | 0 | 0 | 0 | 0 | 0 | 0 | 0 | 0 | 0 | 0 | 0 | 0 | 0 | 0 | 0 | 0 | 0 | 0 | 0 | 0 | 0 | 0 | 0 | 0 | 0 | 0 | 0 | 0 | 0 | 0
Industrial Sector Energy Related Emissions before CCS[hard coal if,other machinery 28,CO2] | NoSettings | 0 | 0 | 0 | 0 | 0 | 0 | 0 | 0 | 0 | 0 | 0 | 0 | 0 | 0 | 0 | 0 | 0 | 0 | 0 | 0 | 0 | 0 | 0 | 0 | 0 | 0 | 0 | 0 | 0 | 0 | 0
Industrial Sector Energy Related Emissions before CCS[hard coal if,other machinery 28,VOC] | NoSettings | 0 | 0 | 0 | 0 | 0 | 0 | 0 | 0 | 0 | 0 | 0 | 0 | 0 | 0 | 0 | 0 | 0 | 0 | 0 | 0 | 0 | 0 | 0 | 0 | 0 | 0 | 0 | 0 | 0 | 0 | 0
Industrial Sector Energy Related Emissions before CCS[hard coal if,other machinery 28,CO] | NoSettings | 0 | 0 | 0 | 0 | 0 | 0 | 0 | 0 | 0 | 0 | 0 | 0 | 0 | 0 | 0 | 0 | 0 | 0 | 0 | 0 | 0 | 0 | 0 | 0 | 0 | 0 | 0 | 0 | 0 | 0 | 0
Industrial Sector Energy Related Emissions before CCS[hard coal if,other machinery 28,NOx] | NoSettings | 0 | 0 | 0 | 0 | 0 | 0 | 0 | 0 | 0 | 0 | 0 | 0 | 0 | 0 | 0 | 0 | 0 | 0 | 0 | 0 | 0 | 0 | 0 | 0 | 0 | 0 | 0 | 0 | 0 | 0 | 0
Industrial Sector Energy Related Emissions before CCS[hard coal if,other machinery 28,PM10] | NoSettings | 0 | 0 | 0 | 0 | 0 | 0 | 0 | 0 | 0 | 0 | 0 | 0 | 0 | 0 | 0 | 0 | 0 | 0 | 0 | 0 | 0 | 0 | 0 | 0 | 0 | 0 | 0 | 0 | 0 | 0 | 0
Industrial Sector Energy Related Emissions before CCS[hard coal if,other machinery 28,PM25] | NoSettings | 0 | 0 | 0 | 0 | 0 | 0 | 0 | 0 | 0 | 0 | 0 | 0 | 0 | 0 | 0 | 0 | 0 | 0 | 0 | 0 | 0 | 0 | 0 | 0 | 0 | 0 | 0 | 0 | 0 | 0 | 0
Industrial Sector Energy Related Emissions before CCS[hard coal if,other machinery 28,SOx] | NoSettings | 0 | 0 | 0 | 0 | 0 | 0 | 0 | 0 | 0 | 0 | 0 | 0 | 0 | 0 | 0 | 0 | 0 | 0 | 0 | 0 | 0 | 0 | 0 | 0 | 0 | 0 | 0 | 0 | 0 | 0 | 0
Industrial Sector Energy Related Emissions before CCS[hard coal if,other machinery 28,BC] | NoSettings | 0 | 0 | 0 | 0 | 0 | 0 | 0 | 0 | 0 | 0 | 0 | 0 | 0 | 0 | 0 | 0 | 0 | 0 | 0 | 0 | 0 | 0 | 0 | 0 | 0 | 0 | 0 | 0 | 0 | 0 | 0
Industrial Sector Energy Related Emissions before CCS[hard coal if,other machinery 28,OC] | NoSettings | 0 | 0 | 0 | 0 | 0 | 0 | 0 | 0 | 0 | 0 | 0 | 0 | 0 | 0 | 0 | 0 | 0 | 0 | 0 | 0 | 0 | 0 | 0 | 0 | 0 | 0 | 0 | 0 | 0 | 0 | 0
Industrial Sector Energy Related Emissions before CCS[hard coal if,other machinery 28,CH4] | NoSettings | 0 | 0 | 0 | 0 | 0 | 0 | 0 | 0 | 0 | 0 | 0 | 0 | 0 | 0 | 0 | 0 | 0 | 0 | 0 | 0 | 0 | 0 | 0 | 0 | 0 | 0 | 0 | 0 | 0 | 0 | 0
Industrial Sector Energy Related Emissions before CCS[hard coal if,other machinery 28,N2O] | NoSettings | 0 | 0 | 0 | 0 | 0 | 0 | 0 | 0 | 0 | 0 | 0 | 0 | 0 | 0 | 0 | 0 | 0 | 0 | 0 | 0 | 0 | 0 | 0 | 0 | 0 | 0 | 0 | 0 | 0 | 0 | 0
Industrial Sector Energy Related Emissions before CCS[hard coal if,other machinery 28,F gases] | NoSettings | 0 | 0 | 0 | 0 | 0 | 0 | 0 | 0 | 0 | 0 | 0 | 0 | 0 | 0 | 0 | 0 | 0 | 0 | 0 | 0 | 0 | 0 | 0 | 0 | 0 | 0 | 0 | 0 | 0 | 0 | 0
Industrial Sector Energy Related Emissions before CCS[hard coal if,road vehicles 29,CO2] | NoSettings | 0 | 0 | 0 | 0 | 0 | 0 | 0 | 0 | 0 | 0 | 0 | 0 | 0 | 0 | 0 | 0 | 0 | 0 | 0 | 0 | 0 | 0 | 0 | 0 | 0 | 0 | 0 | 0 | 0 | 0 | 0
Industrial Sector Energy Related Emissions before CCS[hard coal if,road vehicles 29,VOC] | NoSettings | 0 | 0 | 0 | 0 | 0 | 0 | 0 | 0 | 0 | 0 | 0 | 0 | 0 | 0 | 0 | 0 | 0 | 0 | 0 | 0 | 0 | 0 | 0 | 0 | 0 | 0 | 0 | 0 | 0 | 0 | 0
Industrial Sector Energy Related Emissions before CCS[hard coal if,road vehicles 29,CO] | NoSettings | 0 | 0 | 0 | 0 | 0 | 0 | 0 | 0 | 0 | 0 | 0 | 0 | 0 | 0 | 0 | 0 | 0 | 0 | 0 | 0 | 0 | 0 | 0 | 0 | 0 | 0 | 0 | 0 | 0 | 0 | 0
Industrial Sector Energy Related Emissions before CCS[hard coal if,road vehicles 29,NOx] | NoSettings | 0 | 0 | 0 | 0 | 0 | 0 | 0 | 0 | 0 | 0 | 0 | 0 | 0 | 0 | 0 | 0 | 0 | 0 | 0 | 0 | 0 | 0 | 0 | 0 | 0 | 0 | 0 | 0 | 0 | 0 | 0
Industrial Sector Energy Related Emissions before CCS[hard coal if,road vehicles 29,PM10] | NoSettings | 0 | 0 | 0 | 0 | 0 | 0 | 0 | 0 | 0 | 0 | 0 | 0 | 0 | 0 | 0 | 0 | 0 | 0 | 0 | 0 | 0 | 0 | 0 | 0 | 0 | 0 | 0 | 0 | 0 | 0 | 0
Industrial Sector Energy Related Emissions before CCS[hard coal if,road vehicles 29,PM25] | NoSettings | 0 | 0 | 0 | 0 | 0 | 0 | 0 | 0 | 0 | 0 | 0 | 0 | 0 | 0 | 0 | 0 | 0 | 0 | 0 | 0 | 0 | 0 | 0 | 0 | 0 | 0 | 0 | 0 | 0 | 0 | 0
Industrial Sector Energy Related Emissions before CCS[hard coal if,road vehicles 29,SOx] | NoSettings | 0 | 0 | 0 | 0 | 0 | 0 | 0 | 0 | 0 | 0 | 0 | 0 | 0 | 0 | 0 | 0 | 0 | 0 | 0 | 0 | 0 | 0 | 0 | 0 | 0 | 0 | 0 | 0 | 0 | 0 | 0
Industrial Sector Energy Related Emissions before CCS[hard coal if,road vehicles 29,BC] | NoSettings | 0 | 0 | 0 | 0 | 0 | 0 | 0 | 0 | 0 | 0 | 0 | 0 | 0 | 0 | 0 | 0 | 0 | 0 | 0 | 0 | 0 | 0 | 0 | 0 | 0 | 0 | 0 | 0 | 0 | 0 | 0
Industrial Sector Energy Related Emissions before CCS[hard coal if,road vehicles 29,OC] | NoSettings | 0 | 0 | 0 | 0 | 0 | 0 | 0 | 0 | 0 | 0 | 0 | 0 | 0 | 0 | 0 | 0 | 0 | 0 | 0 | 0 | 0 | 0 | 0 | 0 | 0 | 0 | 0 | 0 | 0 | 0 | 0
Industrial Sector Energy Related Emissions before CCS[hard coal if,road vehicles 29,CH4] | NoSettings | 0 | 0 | 0 | 0 | 0 | 0 | 0 | 0 | 0 | 0 | 0 | 0 | 0 | 0 | 0 | 0 | 0 | 0 | 0 | 0 | 0 | 0 | 0 | 0 | 0 | 0 | 0 | 0 | 0 | 0 | 0
Industrial Sector Energy Related Emissions before CCS[hard coal if,road vehicles 29,N2O] | NoSettings | 0 | 0 | 0 | 0 | 0 | 0 | 0 | 0 | 0 | 0 | 0 | 0 | 0 | 0 | 0 | 0 | 0 | 0 | 0 | 0 | 0 | 0 | 0 | 0 | 0 | 0 | 0 | 0 | 0 | 0 | 0
Industrial Sector Energy Related Emissions before CCS[hard coal if,road vehicles 29,F gases] | NoSettings | 0 | 0 | 0 | 0 | 0 | 0 | 0 | 0 | 0 | 0 | 0 | 0 | 0 | 0 | 0 | 0 | 0 | 0 | 0 | 0 | 0 | 0 | 0 | 0 | 0 | 0 | 0 | 0 | 0 | 0 | 0
Industrial Sector Energy Related Emissions before CCS[hard coal if,nonroad vehicles 30,CO2] | NoSettings | 0 | 0 | 0 | 0 | 0 | 0 | 0 | 0 | 0 | 0 | 0 | 0 | 0 | 0 | 0 | 0 | 0 | 0 | 0 | 0 | 0 | 0 | 0 | 0 | 0 | 0 | 0 | 0 | 0 | 0 | 0
Industrial Sector Energy Related Emissions before CCS[hard coal if,nonroad vehicles 30,VOC] | NoSettings | 0 | 0 | 0 | 0 | 0 | 0 | 0 | 0 | 0 | 0 | 0 | 0 | 0 | 0 | 0 | 0 | 0 | 0 | 0 | 0 | 0 | 0 | 0 | 0 | 0 | 0 | 0 | 0 | 0 | 0 | 0
Industrial Sector Energy Related Emissions before CCS[hard coal if,nonroad vehicles 30,CO] | NoSettings | 0 | 0 | 0 | 0 | 0 | 0 | 0 | 0 | 0 | 0 | 0 | 0 | 0 | 0 | 0 | 0 | 0 | 0 | 0 | 0 | 0 | 0 | 0 | 0 | 0 | 0 | 0 | 0 | 0 | 0 | 0
Industrial Sector Energy Related Emissions before CCS[hard coal if,nonroad vehicles 30,NOx] | NoSettings | 0 | 0 | 0 | 0 | 0 | 0 | 0 | 0 | 0 | 0 | 0 | 0 | 0 | 0 | 0 | 0 | 0 | 0 | 0 | 0 | 0 | 0 | 0 | 0 | 0 | 0 | 0 | 0 | 0 | 0 | 0
Industrial Sector Energy Related Emissions before CCS[hard coal if,nonroad vehicles 30,PM10] | NoSettings | 0 | 0 | 0 | 0 | 0 | 0 | 0 | 0 | 0 | 0 | 0 | 0 | 0 | 0 | 0 | 0 | 0 | 0 | 0 | 0 | 0 | 0 | 0 | 0 | 0 | 0 | 0 | 0 | 0 | 0 | 0
Industrial Sector Energy Related Emissions before CCS[hard coal if,nonroad vehicles 30,PM25] | NoSettings | 0 | 0 | 0 | 0 | 0 | 0 | 0 | 0 | 0 | 0 | 0 | 0 | 0 | 0 | 0 | 0 | 0 | 0 | 0 | 0 | 0 | 0 | 0 | 0 | 0 | 0 | 0 | 0 | 0 | 0 | 0
Industrial Sector Energy Related Emissions before CCS[hard coal if,nonroad vehicles 30,SOx] | NoSettings | 0 | 0 | 0 | 0 | 0 | 0 | 0 | 0 | 0 | 0 | 0 | 0 | 0 | 0 | 0 | 0 | 0 | 0 | 0 | 0 | 0 | 0 | 0 | 0 | 0 | 0 | 0 | 0 | 0 | 0 | 0
Industrial Sector Energy Related Emissions before CCS[hard coal if,nonroad vehicles 30,BC] | NoSettings | 0 | 0 | 0 | 0 | 0 | 0 | 0 | 0 | 0 | 0 | 0 | 0 | 0 | 0 | 0 | 0 | 0 | 0 | 0 | 0 | 0 | 0 | 0 | 0 | 0 | 0 | 0 | 0 | 0 | 0 | 0
Industrial Sector Energy Related Emissions before CCS[hard coal if,nonroad vehicles 30,OC] | NoSettings | 0 | 0 | 0 | 0 | 0 | 0 | 0 | 0 | 0 | 0 | 0 | 0 | 0 | 0 | 0 | 0 | 0 | 0 | 0 | 0 | 0 | 0 | 0 | 0 | 0 | 0 | 0 | 0 | 0 | 0 | 0
Industrial Sector Energy Related Emissions before CCS[hard coal if,nonroad vehicles 30,CH4] | NoSettings | 0 | 0 | 0 | 0 | 0 | 0 | 0 | 0 | 0 | 0 | 0 | 0 | 0 | 0 | 0 | 0 | 0 | 0 | 0 | 0 | 0 | 0 | 0 | 0 | 0 | 0 | 0 | 0 | 0 | 0 | 0
Industrial Sector Energy Related Emissions before CCS[hard coal if,nonroad vehicles 30,N2O] | NoSettings | 0 | 0 | 0 | 0 | 0 | 0 | 0 | 0 | 0 | 0 | 0 | 0 | 0 | 0 | 0 | 0 | 0 | 0 | 0 | 0 | 0 | 0 | 0 | 0 | 0 | 0 | 0 | 0 | 0 | 0 | 0
Industrial Sector Energy Related Emissions before CCS[hard coal if,nonroad vehicles 30,F gases] | NoSettings | 0 | 0 | 0 | 0 | 0 | 0 | 0 | 0 | 0 | 0 | 0 | 0 | 0 | 0 | 0 | 0 | 0 | 0 | 0 | 0 | 0 | 0 | 0 | 0 | 0 | 0 | 0 | 0 | 0 | 0 | 0
Industrial Sector Energy Related Emissions before CCS[hard coal if,other manufacturing 31T33,CO2] | NoSettings | 36271500000 | 33294900000 | 32568600000 | 31491700000 | 29735200000 | 28058400000 | 26286700000 | 24570300000 | 22737400000 | 21004200000 | 19430200000 | 18111900000 | 16688200000 | 15373700000 | 13796900000 | 13909100000 | 13467400000 | 12995500000 | 12617200000 | 12273800000 | 11998400000 | 11764700000 | 11526700000 | 11322200000 | 11141600000 | 40712200000 | 34546400000 | 40297400000 | 46048400000 | 51799400000 | 57550400000
Industrial Sector Energy Related Emissions before CCS[hard coal if,other manufacturing 31T33,VOC] | NoSettings | 170112 | 156152 | 152746 | 147695 | 139457 | 131593 | 123284 | 115234 | 106638 | 98509.4 | 91127 | 84944.3 | 78267.4 | 72102.5 | 64707.2 | 65233.4 | 63161.7 | 60948.8 | 59174.5 | 57563.7 | 56272.1 | 55176.3 | 54060.1 | 53100.6 | 52253.9 | 190939 | 162022 | 188994 | 215966 | 242938 | 269910
Industrial Sector Energy Related Emissions before CCS[hard coal if,other manufacturing 31T33,CO] | NoSettings | 8645460 | 7935980 | 7762860 | 7506180 | 7087510 | 6687840 | 6265560 | 5856430 | 5419550 | 5006450 | 4631260 | 4317050 | 3977710 | 3664400 | 3288560 | 3315290 | 3210010 | 3097540 | 3007370 | 2925510 | 2859870 | 2804180 | 2747450 | 2698680 | 2655650 | 9703920 | 8234280 | 9605060 | 10975800 | 12346600 | 13717400
Industrial Sector Energy Related Emissions before CCS[hard coal if,other manufacturing 31T33,NOx] | NoSettings | 43897400 | 40295000 | 39416000 | 38112700 | 35986900 | 33957600 | 31813400 | 29736100 | 27517800 | 25420300 | 23515300 | 21919800 | 20196900 | 18606000 | 16697700 | 16833400 | 16298800 | 15727800 | 15270000 | 14854300 | 14521000 | 14238200 | 13950200 | 13702600 | 13484100 | 49271700 | 41809700 | 48769800 | 55729900 | 62690000 | 69650100
Industrial Sector Energy Related Emissions before CCS[hard coal if,other manufacturing 31T33,PM10] | NoSettings | 961288 | 882400 | 863151 | 834611 | 788059 | 743620 | 696667 | 651176 | 602599 | 556667 | 514950 | 480012 | 442282 | 407444 | 365654 | 368627 | 356920 | 344415 | 334389 | 325287 | 317988 | 311796 | 305488 | 300066 | 295282 | 1078980 | 915569 | 1067990 | 1220400 | 1372820 | 1525230
Industrial Sector Energy Related Emissions before CCS[hard coal if,other manufacturing 31T33,PM25] | NoSettings | 909948 | 835273 | 817052 | 790037 | 745971 | 703905 | 659459 | 616398 | 570416 | 526937 | 487447 | 454376 | 418660 | 385683 | 346125 | 348940 | 337858 | 326021 | 316531 | 307914 | 301005 | 295144 | 289173 | 284041 | 279511 | 1021350 | 866671 | 1010950 | 1155220 | 1299500 | 1443770
Industrial Sector Energy Related Emissions before CCS[hard coal if,other manufacturing 31T33,SOx] | NoSettings | 196478000 | 180354000 | 176420000 | 170587000 | 161072000 | 151989000 | 142392000 | 133094000 | 123166000 | 113777000 | 105251000 | 98109900 | 90398200 | 83277700 | 74736300 | 75344000 | 72951200 | 70395300 | 68346100 | 66485600 | 64993800 | 63728200 | 62438900 | 61330700 | 60352800 | 220533000 | 187134000 | 218286000 | 249439000 | 280591000 | 311743000
Industrial Sector Energy Related Emissions before CCS[hard coal if,other manufacturing 31T33,BC] | NoSettings | 39079.9 | 35872.8 | 35090.2 | 33930 | 32037.5 | 30230.9 | 28322 | 26472.7 | 24497.8 | 22630.5 | 20934.6 | 19514.2 | 17980.4 | 16564.1 | 14865.2 | 14986 | 14510.1 | 14001.7 | 13594.2 | 13224.1 | 12927.4 | 12675.6 | 12419.2 | 12198.8 | 12004.3 | 43864.4 | 37221.2 | 43417.5 | 49613.8 | 55810 | 62006.3
Industrial Sector Energy Related Emissions before CCS[hard coal if,other manufacturing 31T33,OC] | NoSettings | 73562.1 | 67525.2 | 66052.2 | 63868.2 | 60305.9 | 56905.2 | 53312.1 | 49830.9 | 46113.6 | 42598.7 | 39406.3 | 36732.7 | 33845.4 | 31179.5 | 27981.5 | 28209 | 27313.2 | 26356.2 | 25589 | 24892.4 | 24333.9 | 23860 | 23377.3 | 22962.4 | 22596.3 | 82568.3 | 70063.5 | 81727.1 | 93390.7 | 105054 | 116718
Industrial Sector Energy Related Emissions before CCS[hard coal if,other manufacturing 31T33,CH4] | NoSettings | 4214500 | 3868630 | 3784240 | 3659120 | 3455020 | 3260190 | 3054340 | 2854900 | 2641930 | 2440550 | 2257650 | 2104480 | 1939060 | 1786320 | 1603110 | 1616140 | 1564820 | 1509990 | 1466040 | 1426130 | 1394130 | 1366980 | 1339330 | 1315560 | 1294580 | 4730470 | 4014050 | 4682280 | 5350510 | 6018730 | 6686960
Industrial Sector Energy Related Emissions before CCS[hard coal if,other manufacturing 31T33,N2O] | NoSettings | 613018 | 562710 | 550435 | 532235 | 502549 | 474210 | 444267 | 415258 | 384280 | 354989 | 328386 | 306106 | 282045 | 259829 | 233179 | 235075 | 227610 | 219635 | 213242 | 207437 | 202782 | 198834 | 194811 | 191354 | 188302 | 688069 | 583862 | 681059 | 778256 | 875451 | 972648
Industrial Sector Energy Related Emissions before CCS[hard coal if,other manufacturing 31T33,F gases] | NoSettings | 0 | 0 | 0 | 0 | 0 | 0 | 0 | 0 | 0 | 0 | 0 | 0 | 0 | 0 | 0 | 0 | 0 | 0 | 0 | 0 | 0 | 0 | 0 | 0 | 0 | 0 | 0 | 0 | 0 | 0 | 0
Industrial Sector Energy Related Emissions before CCS[hard coal if,energy pipelines and gas processing 352T353,CO2] | NoSettings | 0 | 242709000 | 255148000 | 254473000 | 236178000 | 216377000 | 199363000 | 197338000 | 194571000 | 193185000 | 187439000 | 181707000 | 183360000 | 183785000 | 184832000 | 185587000 | 188408000 | 186204000 | 181692000 | 178337000 | 175258000 | 172565000 | 170725000 | 169303000 | 166678000 | 129714000 | 135403000 | 128468000 | 121101000 | 114046000 | 107320000
Industrial Sector Energy Related Emissions before CCS[hard coal if,energy pipelines and gas processing 352T353,VOC] | NoSettings | 0 | 1138.3 | 1196.64 | 1193.47 | 1107.67 | 1014.8 | 935.01 | 925.51 | 912.535 | 906.034 | 879.082 | 852.203 | 859.956 | 861.947 | 866.858 | 870.397 | 883.63 | 873.293 | 852.133 | 836.396 | 821.955 | 809.327 | 800.695 | 794.029 | 781.715 | 608.358 | 635.035 | 602.51 | 567.962 | 534.875 | 503.326
Industrial Sector Energy Related Emissions before CCS[hard coal if,energy pipelines and gas processing 352T353,CO] | NoSettings | 0 | 57850.6 | 60815.6 | 60654.8 | 56294.1 | 51574.3 | 47519.1 | 47036.3 | 46376.9 | 46046.5 | 44676.8 | 43310.7 | 43704.7 | 43805.9 | 44055.5 | 44235.4 | 44907.9 | 44382.6 | 43307.1 | 42507.4 | 41773.5 | 41131.7 | 40693 | 40354.2 | 39728.4 | 30918 | 32273.8 | 30620.8 | 28865 | 27183.5 | 25580.1
Industrial Sector Energy Related Emissions before CCS[hard coal if,energy pipelines and gas processing 352T353,NOx] | NoSettings | 0 | 293737 | 308792 | 307975 | 285834 | 261869 | 241279 | 238827 | 235479 | 233802 | 226847 | 219911 | 221911 | 222425 | 223692 | 224606 | 228020 | 225353 | 219892 | 215832 | 212105 | 208846 | 206619 | 204899 | 201721 | 156986 | 163871 | 155477 | 146562 | 138024 | 129883
Industrial Sector Energy Related Emissions before CCS[hard coal if,energy pipelines and gas processing 352T353,PM10] | NoSettings | 0 | 6432.41 | 6762.08 | 6744.2 | 6259.33 | 5734.54 | 5283.65 | 5229.97 | 5156.65 | 5119.91 | 4967.61 | 4815.72 | 4859.52 | 4870.78 | 4898.53 | 4918.53 | 4993.3 | 4934.89 | 4815.32 | 4726.39 | 4644.79 | 4573.43 | 4524.65 | 4486.98 | 4417.39 | 3437.77 | 3588.52 | 3404.72 | 3209.5 | 3022.53 | 2844.25
Industrial Sector Energy Related Emissions before CCS[hard coal if,energy pipelines and gas processing 352T353,PM25] | NoSettings | 0 | 6088.87 | 6400.94 | 6384.01 | 5925.04 | 5428.27 | 5001.46 | 4950.64 | 4881.24 | 4846.47 | 4702.3 | 4558.52 | 4599.99 | 4610.64 | 4636.91 | 4655.84 | 4726.62 | 4671.33 | 4558.14 | 4473.96 | 4396.72 | 4329.17 | 4282.99 | 4247.34 | 4181.47 | 3254.17 | 3396.87 | 3222.88 | 3038.09 | 2861.1 | 2692.34
Industrial Sector Energy Related Emissions before CCS[hard coal if,energy pipelines and gas processing 352T353,SOx] | NoSettings | 0 | 1314720 | 1382110 | 1378450 | 1279350 | 1172090 | 1079930 | 1068960 | 1053970 | 1046460 | 1015330 | 984287 | 993241 | 995541 | 1001210 | 1005300 | 1020580 | 1008650 | 984205 | 966030 | 949351 | 934765 | 924795 | 917096 | 902874 | 702648 | 733460 | 695893 | 655992 | 617776 | 581337
Industrial Sector Energy Related Emissions before CCS[hard coal if,energy pipelines and gas processing 352T353,BC] | NoSettings | 0 | 261.501 | 274.903 | 274.176 | 254.465 | 233.13 | 214.8 | 212.617 | 209.637 | 208.143 | 201.951 | 195.776 | 197.557 | 198.015 | 199.143 | 199.956 | 202.996 | 200.621 | 195.76 | 192.145 | 188.828 | 185.926 | 183.943 | 182.412 | 179.583 | 139.758 | 145.886 | 138.414 | 130.478 | 122.877 | 115.629
Industrial Sector Energy Related Emissions before CCS[hard coal if,energy pipelines and gas processing 352T353,OC] | NoSettings | 0 | 492.237 | 517.465 | 516.097 | 478.992 | 438.833 | 404.329 | 400.221 | 394.61 | 391.799 | 380.144 | 368.52 | 371.873 | 372.734 | 374.858 | 376.388 | 382.11 | 377.64 | 368.49 | 361.685 | 355.44 | 349.979 | 346.246 | 343.364 | 338.039 | 263.074 | 274.61 | 260.545 | 245.605 | 231.297 | 217.655
Industrial Sector Energy Related Emissions before CCS[hard coal if,energy pipelines and gas processing 352T353,CH4] | NoSettings | 0 | 28201.1 | 29646.4 | 29568 | 27442.3 | 25141.5 | 23164.7 | 22929.3 | 22607.9 | 22446.8 | 21779.1 | 21113.1 | 21305.2 | 21354.5 | 21476.2 | 21563.9 | 21891.7 | 21635.6 | 21111.4 | 20721.5 | 20363.8 | 20050.9 | 19837 | 19671.9 | 19366.8 | 15071.9 | 15732.9 | 14927 | 14071.1 | 13251.4 | 12469.8
Industrial Sector Energy Related Emissions before CCS[hard coal if,energy pipelines and gas processing 352T353,N2O] | NoSettings | 0 | 4101.97 | 4312.21 | 4300.81 | 3991.6 | 3656.94 | 3369.4 | 3335.17 | 3288.42 | 3264.99 | 3167.86 | 3071 | 3098.94 | 3106.12 | 3123.81 | 3136.57 | 3184.25 | 3147 | 3070.75 | 3014.04 | 2962 | 2916.49 | 2885.39 | 2861.36 | 2816.99 | 2192.28 | 2288.41 | 2171.21 | 2046.71 | 1927.48 | 1813.79
Industrial Sector Energy Related Emissions before CCS[hard coal if,energy pipelines and gas processing 352T353,F gases] | NoSettings | 0 | 0 | 0 | 0 | 0 | 0 | 0 | 0 | 0 | 0 | 0 | 0 | 0 | 0 | 0 | 0 | 0 | 0 | 0 | 0 | 0 | 0 | 0 | 0 | 0 | 0 | 0 | 0 | 0 | 0 | 0
Industrial Sector Energy Related Emissions before CCS[hard coal if,water and waste 36T39,CO2] | NoSettings | 0 | 0 | 0 | 0 | 0 | 0 | 0 | 0 | 0 | 0 | 0 | 0 | 0 | 0 | 0 | 0 | 0 | 0 | 0 | 0 | 0 | 0 | 0 | 0 | 0 | 0 | 0 | 0 | 0 | 0 | 0
Industrial Sector Energy Related Emissions before CCS[hard coal if,water and waste 36T39,VOC] | NoSettings | 0 | 0 | 0 | 0 | 0 | 0 | 0 | 0 | 0 | 0 | 0 | 0 | 0 | 0 | 0 | 0 | 0 | 0 | 0 | 0 | 0 | 0 | 0 | 0 | 0 | 0 | 0 | 0 | 0 | 0 | 0
Industrial Sector Energy Related Emissions before CCS[hard coal if,water and waste 36T39,CO] | NoSettings | 0 | 0 | 0 | 0 | 0 | 0 | 0 | 0 | 0 | 0 | 0 | 0 | 0 | 0 | 0 | 0 | 0 | 0 | 0 | 0 | 0 | 0 | 0 | 0 | 0 | 0 | 0 | 0 | 0 | 0 | 0
Industrial Sector Energy Related Emissions before CCS[hard coal if,water and waste 36T39,NOx] | NoSettings | 0 | 0 | 0 | 0 | 0 | 0 | 0 | 0 | 0 | 0 | 0 | 0 | 0 | 0 | 0 | 0 | 0 | 0 | 0 | 0 | 0 | 0 | 0 | 0 | 0 | 0 | 0 | 0 | 0 | 0 | 0
Industrial Sector Energy Related Emissions before CCS[hard coal if,water and waste 36T39,PM10] | NoSettings | 0 | 0 | 0 | 0 | 0 | 0 | 0 | 0 | 0 | 0 | 0 | 0 | 0 | 0 | 0 | 0 | 0 | 0 | 0 | 0 | 0 | 0 | 0 | 0 | 0 | 0 | 0 | 0 | 0 | 0 | 0
Industrial Sector Energy Related Emissions before CCS[hard coal if,water and waste 36T39,PM25] | NoSettings | 0 | 0 | 0 | 0 | 0 | 0 | 0 | 0 | 0 | 0 | 0 | 0 | 0 | 0 | 0 | 0 | 0 | 0 | 0 | 0 | 0 | 0 | 0 | 0 | 0 | 0 | 0 | 0 | 0 | 0 | 0
Industrial Sector Energy Related Emissions before CCS[hard coal if,water and waste 36T39,SOx] | NoSettings | 0 | 0 | 0 | 0 | 0 | 0 | 0 | 0 | 0 | 0 | 0 | 0 | 0 | 0 | 0 | 0 | 0 | 0 | 0 | 0 | 0 | 0 | 0 | 0 | 0 | 0 | 0 | 0 | 0 | 0 | 0
Industrial Sector Energy Related Emissions before CCS[hard coal if,water and waste 36T39,BC] | NoSettings | 0 | 0 | 0 | 0 | 0 | 0 | 0 | 0 | 0 | 0 | 0 | 0 | 0 | 0 | 0 | 0 | 0 | 0 | 0 | 0 | 0 | 0 | 0 | 0 | 0 | 0 | 0 | 0 | 0 | 0 | 0
Industrial Sector Energy Related Emissions before CCS[hard coal if,water and waste 36T39,OC] | NoSettings | 0 | 0 | 0 | 0 | 0 | 0 | 0 | 0 | 0 | 0 | 0 | 0 | 0 | 0 | 0 | 0 | 0 | 0 | 0 | 0 | 0 | 0 | 0 | 0 | 0 | 0 | 0 | 0 | 0 | 0 | 0
Industrial Sector Energy Related Emissions before CCS[hard coal if,water and waste 36T39,CH4] | NoSettings | 0 | 0 | 0 | 0 | 0 | 0 | 0 | 0 | 0 | 0 | 0 | 0 | 0 | 0 | 0 | 0 | 0 | 0 | 0 | 0 | 0 | 0 | 0 | 0 | 0 | 0 | 0 | 0 | 0 | 0 | 0
Industrial Sector Energy Related Emissions before CCS[hard coal if,water and waste 36T39,N2O] | NoSettings | 0 | 0 | 0 | 0 | 0 | 0 | 0 | 0 | 0 | 0 | 0 | 0 | 0 | 0 | 0 | 0 | 0 | 0 | 0 | 0 | 0 | 0 | 0 | 0 | 0 | 0 | 0 | 0 | 0 | 0 | 0
Industrial Sector Energy Related Emissions before CCS[hard coal if,water and waste 36T39,F gases] | NoSettings | 0 | 0 | 0 | 0 | 0 | 0 | 0 | 0 | 0 | 0 | 0 | 0 | 0 | 0 | 0 | 0 | 0 | 0 | 0 | 0 | 0 | 0 | 0 | 0 | 0 | 0 | 0 | 0 | 0 | 0 | 0
Industrial Sector Energy Related Emissions before CCS[hard coal if,construction 41T43,CO2] | NoSettings | 0 | 0 | 0 | 0 | 0 | 0 | 0 | 0 | 0 | 0 | 0 | 0 | 0 | 0 | 0 | 0 | 0 | 0 | 0 | 0 | 0 | 0 | 0 | 0 | 0 | 0 | 0 | 0 | 0 | 0 | 0
Industrial Sector Energy Related Emissions before CCS[hard coal if,construction 41T43,VOC] | NoSettings | 0 | 0 | 0 | 0 | 0 | 0 | 0 | 0 | 0 | 0 | 0 | 0 | 0 | 0 | 0 | 0 | 0 | 0 | 0 | 0 | 0 | 0 | 0 | 0 | 0 | 0 | 0 | 0 | 0 | 0 | 0
Industrial Sector Energy Related Emissions before CCS[hard coal if,construction 41T43,CO] | NoSettings | 0 | 0 | 0 | 0 | 0 | 0 | 0 | 0 | 0 | 0 | 0 | 0 | 0 | 0 | 0 | 0 | 0 | 0 | 0 | 0 | 0 | 0 | 0 | 0 | 0 | 0 | 0 | 0 | 0 | 0 | 0
Industrial Sector Energy Related Emissions before CCS[hard coal if,construction 41T43,NOx] | NoSettings | 0 | 0 | 0 | 0 | 0 | 0 | 0 | 0 | 0 | 0 | 0 | 0 | 0 | 0 | 0 | 0 | 0 | 0 | 0 | 0 | 0 | 0 | 0 | 0 | 0 | 0 | 0 | 0 | 0 | 0 | 0
Industrial Sector Energy Related Emissions before CCS[hard coal if,construction 41T43,PM10] | NoSettings | 0 | 0 | 0 | 0 | 0 | 0 | 0 | 0 | 0 | 0 | 0 | 0 | 0 | 0 | 0 | 0 | 0 | 0 | 0 | 0 | 0 | 0 | 0 | 0 | 0 | 0 | 0 | 0 | 0 | 0 | 0
Industrial Sector Energy Related Emissions before CCS[hard coal if,construction 41T43,PM25] | NoSettings | 0 | 0 | 0 | 0 | 0 | 0 | 0 | 0 | 0 | 0 | 0 | 0 | 0 | 0 | 0 | 0 | 0 | 0 | 0 | 0 | 0 | 0 | 0 | 0 | 0 | 0 | 0 | 0 | 0 | 0 | 0
Industrial Sector Energy Related Emissions before CCS[hard coal if,construction 41T43,SOx] | NoSettings | 0 | 0 | 0 | 0 | 0 | 0 | 0 | 0 | 0 | 0 | 0 | 0 | 0 | 0 | 0 | 0 | 0 | 0 | 0 | 0 | 0 | 0 | 0 | 0 | 0 | 0 | 0 | 0 | 0 | 0 | 0
Industrial Sector Energy Related Emissions before CCS[hard coal if,construction 41T43,BC] | NoSettings | 0 | 0 | 0 | 0 | 0 | 0 | 0 | 0 | 0 | 0 | 0 | 0 | 0 | 0 | 0 | 0 | 0 | 0 | 0 | 0 | 0 | 0 | 0 | 0 | 0 | 0 | 0 | 0 | 0 | 0 | 0
Industrial Sector Energy Related Emissions before CCS[hard coal if,construction 41T43,OC] | NoSettings | 0 | 0 | 0 | 0 | 0 | 0 | 0 | 0 | 0 | 0 | 0 | 0 | 0 | 0 | 0 | 0 | 0 | 0 | 0 | 0 | 0 | 0 | 0 | 0 | 0 | 0 | 0 | 0 | 0 | 0 | 0
Industrial Sector Energy Related Emissions before CCS[hard coal if,construction 41T43,CH4] | NoSettings | 0 | 0 | 0 | 0 | 0 | 0 | 0 | 0 | 0 | 0 | 0 | 0 | 0 | 0 | 0 | 0 | 0 | 0 | 0 | 0 | 0 | 0 | 0 | 0 | 0 | 0 | 0 | 0 | 0 | 0 | 0
Industrial Sector Energy Related Emissions before CCS[hard coal if,construction 41T43,N2O] | NoSettings | 0 | 0 | 0 | 0 | 0 | 0 | 0 | 0 | 0 | 0 | 0 | 0 | 0 | 0 | 0 | 0 | 0 | 0 | 0 | 0 | 0 | 0 | 0 | 0 | 0 | 0 | 0 | 0 | 0 | 0 | 0
Industrial Sector Energy Related Emissions before CCS[hard coal if,construction 41T43,F gases] | NoSettings | 0 | 0 | 0 | 0 | 0 | 0 | 0 | 0 | 0 | 0 | 0 | 0 | 0 | 0 | 0 | 0 | 0 | 0 | 0 | 0 | 0 | 0 | 0 | 0 | 0 | 0 | 0 | 0 | 0 | 0 | 0
Industrial Sector Energy Related Emissions before CCS[natural gas if,agriculture and forestry 01T03,CO2] | NoSettings | 655482000000 | 633207000000 | 610928000000 | 588648000000 | 566373000000 | 544093000000 | 521816000000 | 499538000000 | 477260000000 | 454982000000 | 432704000000 | 410427000000 | 388149000000 | 365871000000 | 343593000000 | 321315000000 | 299037000000 | 276759000000 | 254482000000 | 232204000000 | 209926000000 | 187648000000 | 165370000000 | 143092000000 | 120947000000 | 100122000000 | 77592800000 | 55645100000 | 33697600000 | 11749900000 | 0
Industrial Sector Energy Related Emissions before CCS[natural gas if,agriculture and forestry 01T03,VOC] | NoSettings | 28326800 | 27364200 | 26401400 | 25438500 | 24475900 | 23513100 | 22550400 | 21587700 | 20624900 | 19662200 | 18699400 | 17736700 | 16773900 | 15811200 | 14848500 | 13885700 | 12923000 | 11960200 | 10997500 | 10034700 | 9072000 | 8109240 | 7146500 | 6183760 | 5226730 | 4326780 | 3353190 | 2404710 | 1456250 | 507776 | 0
Industrial Sector Energy Related Emissions before CCS[natural gas if,agriculture and forestry 01T03,CO] | NoSettings | 247665000 | 239249000 | 230831000 | 222413000 | 213996000 | 205578000 | 197161000 | 188744000 | 180326000 | 171909000 | 163491000 | 155074000 | 146657000 | 138239000 | 129822000 | 121404000 | 112987000 | 104570000 | 96152400 | 87735100 | 79317700 | 70900200 | 62482800 | 54065400 | 45698000 | 37829600 | 29317400 | 21024700 | 12732200 | 4439550 | 0
Industrial Sector Energy Related Emissions before CCS[natural gas if,agriculture and forestry 01T03,NOx] | NoSettings | 405902000 | 392109000 | 378312000 | 364516000 | 350722000 | 336926000 | 323131000 | 309335000 | 295540000 | 281744000 | 267949000 | 254153000 | 240358000 | 226563000 | 212767000 | 198972000 | 185176000 | 171381000 | 157586000 | 143790000 | 129995000 | 116199000 | 102404000 | 88608800 | 74895200 | 61999500 | 48048800 | 34457800 | 20867000 | 7276050 | 0
Industrial Sector Energy Related Emissions before CCS[natural gas if,agriculture and forestry 01T03,PM10] | NoSettings | 39111500 | 37782400 | 36453000 | 35123600 | 33794500 | 32465100 | 31135900 | 29806600 | 28477300 | 27148000 | 25818700 | 24489500 | 23160200 | 21830900 | 20501600 | 19172300 | 17843000 | 16513800 | 15184500 | 13855200 | 12525900 | 11196600 | 9867350 | 8538070 | 7216680 | 5974080 | 4629830 | 3320250 | 2010680 | 701098 | 0
Industrial Sector Energy Related Emissions before CCS[natural gas if,agriculture and forestry 01T03,PM25] | NoSettings | 39111500 | 37782400 | 36453000 | 35123600 | 33794500 | 32465100 | 31135900 | 29806600 | 28477300 | 27148000 | 25818700 | 24489500 | 23160200 | 21830900 | 20501600 | 19172300 | 17843000 | 16513800 | 15184500 | 13855200 | 12525900 | 11196600 | 9867350 | 8538070 | 7216680 | 5974080 | 4629830 | 3320250 | 2010680 | 701098 | 0
Industrial Sector Energy Related Emissions before CCS[natural gas if,agriculture and forestry 01T03,SOx] | NoSettings | 2989570 | 2887980 | 2786360 | 2684750 | 2583160 | 2481540 | 2379940 | 2278330 | 2176720 | 2075120 | 1973510 | 1871900 | 1770300 | 1668690 | 1567090 | 1465480 | 1363870 | 1262260 | 1160660 | 1059050 | 957446 | 855838 | 754232 | 652626 | 551622 | 456642 | 353891 | 253790 | 153690 | 53589.9 | 0
Industrial Sector Energy Related Emissions before CCS[natural gas if,agriculture and forestry 01T03,BC] | NoSettings | 6448580 | 6229440 | 6010260 | 5791070 | 5571930 | 5352740 | 5133580 | 4914420 | 4695240 | 4476080 | 4256910 | 4037740 | 3818580 | 3599410 | 3380240 | 3161070 | 2941900 | 2722740 | 2503570 | 2284400 | 2065240 | 1846060 | 1626900 | 1407730 | 1189860 | 984988 | 763352 | 547432 | 331514 | 115595 | 0
Industrial Sector Energy Related Emissions before CCS[natural gas if,agriculture and forestry 01T03,OC] | NoSettings | 16739100 | 16170300 | 15601300 | 15032400 | 14463500 | 13894600 | 13325700 | 12756800 | 12187800 | 11618900 | 11050000 | 10481100 | 9912200 | 9343290 | 8774380 | 8205460 | 7636550 | 7067640 | 6498730 | 5929820 | 5360910 | 4791980 | 4223070 | 3654160 | 3088630 | 2556820 | 1981500 | 1421020 | 860539 | 300059 | 0
Industrial Sector Energy Related Emissions before CCS[natural gas if,agriculture and forestry 01T03,CH4] | NoSettings | 12353600 | 11933800 | 11513900 | 11094000 | 10674200 | 10254300 | 9834450 | 9414590 | 8994720 | 8574860 | 8155000 | 7735140 | 7315280 | 6895420 | 6475560 | 6055690 | 5635830 | 5215970 | 4796110 | 4376250 | 3956390 | 3536520 | 3116660 | 2696800 | 2279430 | 1886950 | 1462360 | 1048720 | 635084 | 221446 | 0
Industrial Sector Energy Related Emissions before CCS[natural gas if,agriculture and forestry 01T03,N2O] | NoSettings | 1235360 | 1193380 | 1151390 | 1109400 | 1067420 | 1025430 | 983445 | 941459 | 899472 | 857486 | 815500 | 773514 | 731528 | 689542 | 647556 | 605569 | 563583 | 521597 | 479611 | 437625 | 395639 | 353652 | 311666 | 269680 | 227943 | 188695 | 146236 | 104872 | 63508.4 | 22144.6 | 0
Industrial Sector Energy Related Emissions before CCS[natural gas if,agriculture and forestry 01T03,F gases] | NoSettings | 0 | 0 | 0 | 0 | 0 | 0 | 0 | 0 | 0 | 0 | 0 | 0 | 0 | 0 | 0 | 0 | 0 | 0 | 0 | 0 | 0 | 0 | 0 | 0 | 0 | 0 | 0 | 0 | 0 | 0 | 0
Industrial Sector Energy Related Emissions before CCS[natural gas if,coal mining 05,CO2] | NoSettings | 1581190 | 1581190 | 1602410 | 1639550 | 1671390 | 1703230 | 1719140 | 1724450 | 1724450 | 1729760 | 1735060 | 1740370 | 1740370 | 1745670 | 1756290 | 1766900 | 1777510 | 1788120 | 1804040 | 1814650 | 1819960 | 1835880 | 1857100 | 1883630 | 1899550 | 1915470 | 1936690 | 1957910 | 1979140 | 2000360 | 2016280
Industrial Sector Energy Related Emissions before CCS[natural gas if,coal mining 05,VOC] | NoSettings | 68.3314 | 68.3314 | 69.2486 | 70.8537 | 72.2295 | 73.6053 | 74.2932 | 74.5225 | 74.5225 | 74.7518 | 74.9811 | 75.2104 | 75.2104 | 75.4397 | 75.8983 | 76.3569 | 76.8155 | 77.2741 | 77.962 | 78.4206 | 78.6499 | 79.3378 | 80.255 | 81.4015 | 82.0894 | 82.7773 | 83.6945 | 84.6117 | 85.5289 | 86.4461 | 87.134
Industrial Sector Energy Related Emissions before CCS[natural gas if,coal mining 05,CO] | NoSettings | 597.43 | 597.43 | 605.45 | 619.483 | 631.512 | 643.541 | 649.555 | 651.56 | 651.56 | 653.565 | 655.57 | 657.574 | 657.574 | 659.579 | 663.589 | 667.598 | 671.608 | 675.618 | 681.632 | 685.642 | 687.646 | 693.661 | 701.68 | 711.704 | 717.718 | 723.733 | 731.752 | 739.771 | 747.79 | 755.81 | 761.824
Industrial Sector Energy Related Emissions before CCS[natural gas if,coal mining 05,NOx] | NoSettings | 979.139 | 979.139 | 992.281 | 1015.28 | 1035 | 1054.71 | 1064.57 | 1067.85 | 1067.85 | 1071.14 | 1074.42 | 1077.71 | 1077.71 | 1081 | 1087.57 | 1094.14 | 1100.71 | 1107.28 | 1117.14 | 1123.71 | 1127 | 1136.85 | 1150 | 1166.42 | 1176.28 | 1186.14 | 1199.28 | 1212.42 | 1225.57 | 1238.71 | 1248.57
Industrial Sector Energy Related Emissions before CCS[natural gas if,coal mining 05,PM10] | NoSettings | 94.3468 | 94.3468 | 95.6132 | 97.8294 | 99.729 | 101.629 | 102.578 | 102.895 | 102.895 | 103.212 | 103.528 | 103.845 | 103.845 | 104.161 | 104.795 | 105.428 | 106.061 | 106.694 | 107.644 | 108.277 | 108.594 | 109.544 | 110.81 | 112.393 | 113.343 | 114.293 | 115.559 | 116.825 | 118.092 | 119.358 | 120.308
Industrial Sector Energy Related Emissions before CCS[natural gas if,coal mining 05,PM25] | NoSettings | 94.3468 | 94.3468 | 95.6132 | 97.8294 | 99.729 | 101.629 | 102.578 | 102.895 | 102.895 | 103.212 | 103.528 | 103.845 | 103.845 | 104.161 | 104.795 | 105.428 | 106.061 | 106.694 | 107.644 | 108.277 | 108.594 | 109.544 | 110.81 | 112.393 | 113.343 | 114.293 | 115.559 | 116.825 | 118.092 | 119.358 | 120.308
Industrial Sector Energy Related Emissions before CCS[natural gas if,coal mining 05,SOx] | NoSettings | 7.2116 | 7.2116 | 7.3084 | 7.4778 | 7.623 | 7.7682 | 7.8408 | 7.865 | 7.865 | 7.8892 | 7.9134 | 7.9376 | 7.9376 | 7.9618 | 8.0102 | 8.0586 | 8.107 | 8.1554 | 8.228 | 8.2764 | 8.3006 | 8.3732 | 8.47 | 8.591 | 8.6636 | 8.7362 | 8.833 | 8.9298 | 9.0266 | 9.1234 | 9.196
Industrial Sector Energy Related Emissions before CCS[natural gas if,coal mining 05,BC] | NoSettings | 15.5556 | 15.5556 | 15.7644 | 16.1298 | 16.443 | 16.7562 | 16.9128 | 16.965 | 16.965 | 17.0172 | 17.0694 | 17.1216 | 17.1216 | 17.1738 | 17.2782 | 17.3826 | 17.487 | 17.5914 | 17.748 | 17.8524 | 17.9046 | 18.0612 | 18.27 | 18.531 | 18.6876 | 18.8442 | 19.053 | 19.2618 | 19.4706 | 19.6794 | 19.836
Industrial Sector Energy Related Emissions before CCS[natural gas if,coal mining 05,OC] | NoSettings | 40.379 | 40.379 | 40.921 | 41.8695 | 42.6825 | 43.4955 | 43.902 | 44.0375 | 44.0375 | 44.173 | 44.3085 | 44.444 | 44.444 | 44.5795 | 44.8505 | 45.1215 | 45.3925 | 45.6635 | 46.07 | 46.341 | 46.4765 | 46.883 | 47.425 | 48.1025 | 48.509 | 48.9155 | 49.4575 | 49.9995 | 50.5415 | 51.0835 | 51.49
Industrial Sector Energy Related Emissions before CCS[natural gas if,coal mining 05,CH4] | NoSettings | 29.8 | 29.8 | 30.2 | 30.9 | 31.5 | 32.1 | 32.4 | 32.5 | 32.5 | 32.6 | 32.7 | 32.8 | 32.8 | 32.9 | 33.1 | 33.3 | 33.5 | 33.7 | 34 | 34.2 | 34.3 | 34.6 | 35 | 35.5 | 35.8 | 36.1 | 36.5 | 36.9 | 37.3 | 37.7 | 38
Industrial Sector Energy Related Emissions before CCS[natural gas if,coal mining 05,N2O] | NoSettings | 2.98 | 2.98 | 3.02 | 3.09 | 3.15 | 3.21 | 3.24 | 3.25 | 3.25 | 3.26 | 3.27 | 3.28 | 3.28 | 3.29 | 3.31 | 3.33 | 3.35 | 3.37 | 3.4 | 3.42 | 3.43 | 3.46 | 3.5 | 3.55 | 3.58 | 3.61 | 3.65 | 3.69 | 3.73 | 3.77 | 3.8
Industrial Sector Energy Related Emissions before CCS[natural gas if,coal mining 05,F gases] | NoSettings | 0 | 0 | 0 | 0 | 0 | 0 | 0 | 0 | 0 | 0 | 0 | 0 | 0 | 0 | 0 | 0 | 0 | 0 | 0 | 0 | 0 | 0 | 0 | 0 | 0 | 0 | 0 | 0 | 0 | 0 | 0
Industrial Sector Energy Related Emissions before CCS[natural gas if,oil and gas extraction 06,CO2] | NoSettings | 13345900000000 | 12231100000000 | 12762100000000 | 13352900000000 | 13644700000000 | 14105300000000 | 14229200000000 | 14228900000000 | 14364700000000 | 14232700000000 | 14039100000000 | 14023000000000 | 13917200000000 | 14039400000000 | 14172300000000 | 14134200000000 | 14046900000000 | 14107500000000 | 14203700000000 | 14255700000000 | 14136200000000 | 13981300000000 | 13905900000000 | 13911700000000 | 13987800000000 | 14041200000000 | 14026100000000 | 14046300000000 | 14066400000000 | 14086600000000 | 14106700000000
Industrial Sector Energy Related Emissions before CCS[natural gas if,oil and gas extraction 06,VOC] | NoSettings | 576747000 | 528571000 | 551517000 | 577050000 | 589659000 | 609562000 | 614918000 | 614907000 | 620772000 | 615067000 | 606705000 | 606008000 | 601433000 | 606714000 | 612460000 | 610812000 | 607042000 | 609661000 | 613818000 | 616063000 | 610901000 | 604206000 | 600947000 | 601197000 | 604488000 | 606794000 | 606141000 | 607012000 | 607883000 | 608755000 | 609626000
Industrial Sector Energy Related Emissions before CCS[natural gas if,oil and gas extraction 06,CO] | NoSettings | 5042570000 | 4621360000 | 4821990000 | 5045220000 | 5155460000 | 5329480000 | 5376310000 | 5376210000 | 5427490000 | 5377620000 | 5304500000 | 5298410000 | 5258410000 | 5304580000 | 5354820000 | 5340410000 | 5307450000 | 5330340000 | 5366690000 | 5386320000 | 5341190000 | 5282650000 | 5254160000 | 5256350000 | 5285110000 | 5305280000 | 5299570000 | 5307190000 | 5314800000 | 5322420000 | 5330040000
Industrial Sector Energy Related Emissions before CCS[natural gas if,oil and gas extraction 06,NOx] | NoSettings | 8264360000 | 7574030000 | 7902830000 | 8268690000 | 8449370000 | 8734570000 | 8811330000 | 8811160000 | 8895210000 | 8813460000 | 8693630000 | 8683650000 | 8618100000 | 8693770000 | 8776100000 | 8752480000 | 8698460000 | 8735990000 | 8795560000 | 8827720000 | 8753760000 | 8657820000 | 8611130000 | 8614710000 | 8661860000 | 8694920000 | 8685550000 | 8698040000 | 8710520000 | 8723010000 | 8735490000
Industrial Sector Energy Related Emissions before CCS[natural gas if,oil and gas extraction 06,PM10] | NoSettings | 796328000 | 729810000 | 761493000 | 796746000 | 814156000 | 841637000 | 849033000 | 849017000 | 857115000 | 849238000 | 837692000 | 836729000 | 830413000 | 837705000 | 845639000 | 843362000 | 838157000 | 841773000 | 847513000 | 850612000 | 843486000 | 834241000 | 829742000 | 830087000 | 834630000 | 837815000 | 836913000 | 838116000 | 839319000 | 840522000 | 841725000
Industrial Sector Energy Related Emissions before CCS[natural gas if,oil and gas extraction 06,PM25] | NoSettings | 796328000 | 729810000 | 761493000 | 796746000 | 814156000 | 841637000 | 849033000 | 849017000 | 857115000 | 849238000 | 837692000 | 836729000 | 830413000 | 837705000 | 845639000 | 843362000 | 838157000 | 841773000 | 847513000 | 850612000 | 843486000 | 834241000 | 829742000 | 830087000 | 834630000 | 837815000 | 836913000 | 838116000 | 839319000 | 840522000 | 841725000
Industrial Sector Energy Related Emissions before CCS[natural gas if,oil and gas extraction 06,SOx] | NoSettings | 60869100 | 55784600 | 58206300 | 60901000 | 62231800 | 64332300 | 64897600 | 64896400 | 65515500 | 64913400 | 64030800 | 63957200 | 63474400 | 64031700 | 64638200 | 64464200 | 64066400 | 64342700 | 64781500 | 65018400 | 64473600 | 63767000 | 63423100 | 63449500 | 63796800 | 64040200 | 63971200 | 64063200 | 64155200 | 64247100 | 64339100
Industrial Sector Energy Related Emissions before CCS[natural gas if,oil and gas extraction 06,BC] | NoSettings | 131296000 | 120329000 | 125552000 | 131365000 | 134235000 | 138766000 | 139986000 | 139983000 | 141318000 | 140020000 | 138116000 | 137957000 | 136916000 | 138118000 | 139426000 | 139051000 | 138193000 | 138789000 | 139735000 | 140246000 | 139071000 | 137547000 | 136805000 | 136862000 | 137611000 | 138136000 | 137988000 | 138186000 | 138384000 | 138583000 | 138781000
Industrial Sector Energy Related Emissions before CCS[natural gas if,oil and gas extraction 06,OC] | NoSettings | 340816000 | 312348000 | 325907000 | 340995000 | 348446000 | 360208000 | 363373000 | 363366000 | 366832000 | 363461000 | 358519000 | 358108000 | 355404000 | 358525000 | 361921000 | 360946000 | 358719000 | 360266000 | 362723000 | 364049000 | 360999000 | 357043000 | 355117000 | 355265000 | 357209000 | 358572000 | 358186000 | 358701000 | 359216000 | 359731000 | 360246000
Industrial Sector Energy Related Emissions before CCS[natural gas if,oil and gas extraction 06,CH4] | NoSettings | 251525000 | 230515000 | 240522000 | 251657000 | 257156000 | 265836000 | 268172000 | 268167000 | 270725000 | 268237000 | 264590000 | 264286000 | 262291000 | 264594000 | 267100000 | 266381000 | 264737000 | 265879000 | 267692000 | 268671000 | 266420000 | 263500000 | 262079000 | 262188000 | 263623000 | 264629000 | 264344000 | 264724000 | 265104000 | 265484000 | 265864000
Industrial Sector Energy Related Emissions before CCS[natural gas if,oil and gas extraction 06,N2O] | NoSettings | 25152500 | 23051500 | 24052200 | 25165700 | 25715600 | 26583600 | 26817200 | 26816700 | 27072500 | 26823700 | 26459000 | 26428600 | 26229100 | 26459400 | 26710000 | 26638100 | 26473700 | 26587900 | 26769200 | 26867100 | 26642000 | 26350000 | 26207900 | 26218800 | 26362300 | 26462900 | 26434400 | 26472400 | 26510400 | 26548400 | 26586400
Industrial Sector Energy Related Emissions before CCS[natural gas if,oil and gas extraction 06,F gases] | NoSettings | 0 | 0 | 0 | 0 | 0 | 0 | 0 | 0 | 0 | 0 | 0 | 0 | 0 | 0 | 0 | 0 | 0 | 0 | 0 | 0 | 0 | 0 | 0 | 0 | 0 | 0 | 0 | 0 | 0 | 0 | 0
Industrial Sector Energy Related Emissions before CCS[natural gas if,other mining and quarrying 07T08,CO2] | NoSettings | 442902000000 | 442159000000 | 449316000000 | 458842000000 | 468144000000 | 476218000000 | 480621000000 | 482836000000 | 483348000000 | 483809000000 | 485098000000 | 486896000000 | 487431000000 | 488637000000 | 491275000000 | 494953000000 | 497581000000 | 500497000000 | 504537000000 | 507776000000 | 510076000000 | 513900000000 | 520259000000 | 526818000000 | 531645000000 | 536198000000 | 542560000000 | 548158000000 | 553755000000 | 559353000000 | 564956000000
Industrial Sector Energy Related Emissions before CCS[natural gas if,other mining and quarrying 07T08,VOC] | NoSettings | 19140100 | 19108000 | 19417300 | 19829000 | 20230900 | 20579900 | 20770100 | 20865900 | 20888000 | 20907900 | 20963600 | 21041300 | 21064500 | 21116600 | 21230600 | 21389500 | 21503100 | 21629100 | 21803700 | 21943600 | 22043100 | 22208300 | 22483100 | 22766600 | 22975200 | 23171900 | 23446800 | 23688800 | 23930700 | 24172600 | 24414700
Industrial Sector Energy Related Emissions before CCS[natural gas if,other mining and quarrying 07T08,CO] | NoSettings | 167344000 | 167064000 | 169768000 | 173367000 | 176882000 | 179933000 | 181596000 | 182433000 | 182626000 | 182801000 | 183288000 | 183967000 | 184169000 | 184625000 | 185622000 | 187011000 | 188004000 | 189106000 | 190633000 | 191856000 | 192725000 | 194170000 | 196573000 | 199051000 | 200875000 | 202595000 | 204999000 | 207114000 | 209229000 | 211344000 | 213461000
Industrial Sector Energy Related Emissions before CCS[natural gas if,other mining and quarrying 07T08,NOx] | NoSettings | 274264000 | 273804000 | 278235000 | 284135000 | 289894000 | 294895000 | 297621000 | 298993000 | 299310000 | 299595000 | 300393000 | 301506000 | 301838000 | 302585000 | 304218000 | 306496000 | 308123000 | 309929000 | 312431000 | 314436000 | 315861000 | 318229000 | 322166000 | 326228000 | 329217000 | 332036000 | 335976000 | 339442000 | 342909000 | 346375000 | 349845000
Industrial Sector Energy Related Emissions before CCS[natural gas if,other mining and quarrying 07T08,PM10] | NoSettings | 26427200 | 26382900 | 26809900 | 27378300 | 27933300 | 28415100 | 28677800 | 28810000 | 28840600 | 28868100 | 28945000 | 29052200 | 29084200 | 29156200 | 29313600 | 29533000 | 29689800 | 29863800 | 30104900 | 30298100 | 30435400 | 30663500 | 31042900 | 31434400 | 31722400 | 31994000 | 32373600 | 32707600 | 33041600 | 33375700 | 33710000
Industrial Sector Energy Related Emissions before CCS[natural gas if,other mining and quarrying 07T08,PM25] | NoSettings | 26427200 | 26382900 | 26809900 | 27378300 | 27933300 | 28415100 | 28677800 | 28810000 | 28840600 | 28868100 | 28945000 | 29052200 | 29084200 | 29156200 | 29313600 | 29533000 | 29689800 | 29863800 | 30104900 | 30298100 | 30435400 | 30663500 | 31042900 | 31434400 | 31722400 | 31994000 | 32373600 | 32707600 | 33041600 | 33375700 | 33710000
Industrial Sector Energy Related Emissions before CCS[natural gas if,other mining and quarrying 07T08,SOx] | NoSettings | 2020020 | 2016630 | 2049270 | 2092720 | 2135140 | 2171970 | 2192050 | 2202160 | 2204490 | 2206590 | 2212470 | 2220670 | 2223110 | 2228610 | 2240640 | 2257420 | 2269410 | 2282710 | 2301130 | 2315900 | 2326390 | 2343830 | 2372830 | 2402750 | 2424770 | 2445530 | 2474550 | 2500080 | 2525610 | 2551140 | 2576700
Industrial Sector Energy Related Emissions before CCS[natural gas if,other mining and quarrying 07T08,BC] | NoSettings | 4357230 | 4349930 | 4420330 | 4514050 | 4605560 | 4685000 | 4728310 | 4750110 | 4755140 | 4759670 | 4772350 | 4790040 | 4795310 | 4807180 | 4833120 | 4869310 | 4895160 | 4923850 | 4963600 | 4995460 | 5018090 | 5055710 | 5118260 | 5182800 | 5230280 | 5275070 | 5337660 | 5392730 | 5447800 | 5502870 | 5558000
Industrial Sector Energy Related Emissions before CCS[natural gas if,other mining and quarrying 07T08,OC] | NoSettings | 11310400 | 11291500 | 11474200 | 11717500 | 11955000 | 12161200 | 12273700 | 12330300 | 12343300 | 12355100 | 12388000 | 12433900 | 12447600 | 12478400 | 12545800 | 12639700 | 12706800 | 12781300 | 12884400 | 12967100 | 13025900 | 13123500 | 13285900 | 13453400 | 13576700 | 13693000 | 13855400 | 13998400 | 14141300 | 14284300 | 14427400
Industrial Sector Energy Related Emissions before CCS[natural gas if,other mining and quarrying 07T08,CH4] | NoSettings | 8347190 | 8333190 | 8468070 | 8647610 | 8822910 | 8975090 | 9058060 | 9099820 | 9109460 | 9118150 | 9142440 | 9176320 | 9186420 | 9209150 | 9258860 | 9328180 | 9377710 | 9432670 | 9508810 | 9569840 | 9613200 | 9685260 | 9805100 | 9928730 | 10019700 | 10105500 | 10225400 | 10330900 | 10436400 | 10541900 | 10647500
Industrial Sector Energy Related Emissions before CCS[natural gas if,other mining and quarrying 07T08,N2O] | NoSettings | 834719 | 833319 | 846807 | 864761 | 882291 | 897509 | 905806 | 909982 | 910946 | 911815 | 914244 | 917632 | 918642 | 920915 | 925886 | 932818 | 937771 | 943267 | 950881 | 956984 | 961320 | 968526 | 980510 | 992873 | 1001970 | 1010550 | 1022540 | 1033090 | 1043640 | 1054190 | 1064750
Industrial Sector Energy Related Emissions before CCS[natural gas if,other mining and quarrying 07T08,F gases] | NoSettings | 0 | 0 | 0 | 0 | 0 | 0 | 0 | 0 | 0 | 0 | 0 | 0 | 0 | 0 | 0 | 0 | 0 | 0 | 0 | 0 | 0 | 0 | 0 | 0 | 0 | 0 | 0 | 0 | 0 | 0 | 0
Industrial Sector Energy Related Emissions before CCS[natural gas if,food beverage and tobacco 10T12,CO2] | NoSettings | 3567170000000 | 3561190000000 | 3618830000000 | 3695560000000 | 3770480000000 | 3835510000000 | 3870960000000 | 3888810000000 | 3892930000000 | 3896640000000 | 3907030000000 | 3921510000000 | 3925820000000 | 3935530000000 | 3956780000000 | 3986400000000 | 4007570000000 | 4031060000000 | 4063590000000 | 4089670000000 | 4108200000000 | 4139000000000 | 4190210000000 | 4243040000000 | 4281930000000 | 4318600000000 | 4369830000000 | 4414920000000 | 4460010000000 | 4505100000000 | 4550200000000
Industrial Sector Energy Related Emissions before CCS[natural gas if,food beverage and tobacco 10T12,VOC] | NoSettings | 154156000 | 153898000 | 156389000 | 159704000 | 162942000 | 165752000 | 167284000 | 168056000 | 168234000 | 168394000 | 168843000 | 169469000 | 169655000 | 170075000 | 170993000 | 172273000 | 173188000 | 174203000 | 175609000 | 176736000 | 177537000 | 178868000 | 181081000 | 183364000 | 185044000 | 186629000 | 188843000 | 190792000 | 192740000 | 194689000 | 196638000
Industrial Sector Energy Related Emissions before CCS[natural gas if,food beverage and tobacco 10T12,CO] | NoSettings | 1347810000 | 1345550000 | 1367330000 | 1396320000 | 1424620000 | 1449190000 | 1462590000 | 1469330000 | 1470890000 | 1472290000 | 1476220000 | 1481690000 | 1483320000 | 1486990000 | 1495020000 | 1506210000 | 1514210000 | 1523080000 | 1535370000 | 1545230000 | 1552230000 | 1563860000 | 1583210000 | 1603180000 | 1617870000 | 1631720000 | 1651080000 | 1668120000 | 1685150000 | 1702190000 | 1719230000
Industrial Sector Energy Related Emissions before CCS[natural gas if,food beverage and tobacco 10T12,NOx] | NoSettings | 2208940000 | 2205240000 | 2240930000 | 2288450000 | 2334840000 | 2375110000 | 2397060000 | 2408120000 | 2410670000 | 2412970000 | 2419400000 | 2428360000 | 2431030000 | 2437050000 | 2450210000 | 2468550000 | 2481660000 | 2496200000 | 2516350000 | 2532500000 | 2543970000 | 2563040000 | 2594760000 | 2627470000 | 2651550000 | 2674260000 | 2705980000 | 2733910000 | 2761830000 | 2789750000 | 2817680000
Industrial Sector Energy Related Emissions before CCS[natural gas if,food beverage and tobacco 10T12,PM10] | NoSettings | 212847000 | 212490000 | 215929000 | 220508000 | 224978000 | 228858000 | 230974000 | 232039000 | 232284000 | 232506000 | 233126000 | 233990000 | 234247000 | 234827000 | 236094000 | 237862000 | 239125000 | 240526000 | 242468000 | 244024000 | 245129000 | 246967000 | 250023000 | 253175000 | 255495000 | 257683000 | 260740000 | 263431000 | 266121000 | 268812000 | 271503000
Industrial Sector Energy Related Emissions before CCS[natural gas if,food beverage and tobacco 10T12,PM25] | NoSettings | 212847000 | 212490000 | 215929000 | 220508000 | 224978000 | 228858000 | 230974000 | 232039000 | 232284000 | 232506000 | 233126000 | 233990000 | 234247000 | 234827000 | 236094000 | 237862000 | 239125000 | 240526000 | 242468000 | 244024000 | 245129000 | 246967000 | 250023000 | 253175000 | 255495000 | 257683000 | 260740000 | 263431000 | 266121000 | 268812000 | 271503000
Industrial Sector Energy Related Emissions before CCS[natural gas if,food beverage and tobacco 10T12,SOx] | NoSettings | 16269400 | 16242100 | 16505000 | 16855000 | 17196700 | 17493300 | 17655000 | 17736400 | 17755200 | 17772100 | 17819500 | 17885500 | 17905200 | 17949500 | 18046400 | 18181500 | 18278000 | 18385200 | 18533500 | 18652500 | 18737000 | 18877500 | 19111000 | 19352000 | 19529300 | 19696600 | 19930200 | 20135900 | 20341600 | 20547200 | 20752900
Industrial Sector Energy Related Emissions before CCS[natural gas if,food beverage and tobacco 10T12,BC] | NoSettings | 35093500 | 35034700 | 35601800 | 36356600 | 37093600 | 37733400 | 38082200 | 38257800 | 38298300 | 38334800 | 38437000 | 38579500 | 38621900 | 38717500 | 38926500 | 39217900 | 39426100 | 39657200 | 39977300 | 40233900 | 40416200 | 40719100 | 41223000 | 41742700 | 42125200 | 42486000 | 42990000 | 43433600 | 43877200 | 44320800 | 44764500
Industrial Sector Energy Related Emissions before CCS[natural gas if,food beverage and tobacco 10T12,OC] | NoSettings | 91095300 | 90942600 | 92414500 | 94374000 | 96287100 | 97947800 | 98853200 | 99309000 | 99414200 | 99509000 | 99774200 | 100144000 | 100254000 | 100502000 | 101045000 | 101801000 | 102342000 | 102942000 | 103773000 | 104439000 | 104912000 | 105698000 | 107006000 | 108355000 | 109348000 | 110285000 | 111593000 | 112744000 | 113896000 | 115047000 | 116199000
Industrial Sector Energy Related Emissions before CCS[natural gas if,food beverage and tobacco 10T12,CH4] | NoSettings | 67229000 | 67116300 | 68202600 | 69648700 | 71060600 | 72286200 | 72954400 | 73290800 | 73368400 | 73438400 | 73634100 | 73907000 | 73988300 | 74171400 | 74571800 | 75130000 | 75529000 | 75971700 | 76584900 | 77076400 | 77425600 | 78006000 | 78971200 | 79966900 | 80699700 | 81390800 | 82356400 | 83206200 | 84056000 | 84905800 | 85755700
Industrial Sector Energy Related Emissions before CCS[natural gas if,food beverage and tobacco 10T12,N2O] | NoSettings | 6722900 | 6711630 | 6820260 | 6964870 | 7106060 | 7228620 | 7295440 | 7329080 | 7336840 | 7343840 | 7363410 | 7390700 | 7398830 | 7417140 | 7457180 | 7513000 | 7552900 | 7597170 | 7658490 | 7707640 | 7742560 | 7800600 | 7897120 | 7996690 | 8069970 | 8139080 | 8235640 | 8320620 | 8405600 | 8490580 | 8575570
Industrial Sector Energy Related Emissions before CCS[natural gas if,food beverage and tobacco 10T12,F gases] | NoSettings | 0 | 0 | 0 | 0 | 0 | 0 | 0 | 0 | 0 | 0 | 0 | 0 | 0 | 0 | 0 | 0 | 0 | 0 | 0 | 0 | 0 | 0 | 0 | 0 | 0 | 0 | 0 | 0 | 0 | 0 | 0
Industrial Sector Energy Related Emissions before CCS[natural gas if,textiles apparel and leather 13T15,CO2] | NoSettings | 165712000000 | 165434000000 | 168112000000 | 171676000000 | 175156000000 | 178177000000 | 179824000000 | 180653000000 | 180844000000 | 181017000000 | 181499000000 | 182172000000 | 182373000000 | 182824000000 | 183810000000 | 185187000000 | 186170000000 | 187261000000 | 188773000000 | 189984000000 | 190845000000 | 192276000000 | 194655000000 | 197109000000 | 198915000000 | 200619000000 | 202999000000 | 205093000000 | 207188000000 | 209283000000 | 211377000000
Industrial Sector Energy Related Emissions before CCS[natural gas if,textiles apparel and leather 13T15,VOC] | NoSettings | 7161270 | 7149250 | 7264980 | 7419000 | 7569400 | 7699960 | 7771140 | 7806950 | 7815230 | 7822680 | 7843530 | 7872600 | 7881270 | 7900760 | 7943410 | 8002890 | 8045380 | 8092520 | 8157850 | 8210200 | 8247420 | 8309240 | 8412050 | 8518110 | 8596160 | 8669790 | 8772630 | 8863160 | 8953680 | 9044210 | 9134720
Industrial Sector Energy Related Emissions before CCS[natural gas if,textiles apparel and leather 13T15,CO] | NoSettings | 62611900 | 62506900 | 63518700 | 64865300 | 66180300 | 67321800 | 67944100 | 68257200 | 68329600 | 68394800 | 68577000 | 68831200 | 68907000 | 69077400 | 69450300 | 69970300 | 70341800 | 70754000 | 71325200 | 71782900 | 72108200 | 72648700 | 73547700 | 74474900 | 75157300 | 75801100 | 76700200 | 77491700 | 78283200 | 79074700 | 79866000
Industrial Sector Energy Related Emissions before CCS[natural gas if,textiles apparel and leather 13T15,NOx] | NoSettings | 102616000 | 102444000 | 104102000 | 106309000 | 108464000 | 110335000 | 111355000 | 111868000 | 111987000 | 112093000 | 112392000 | 112809000 | 112933000 | 113212000 | 113823000 | 114676000 | 115284000 | 115960000 | 116896000 | 117646000 | 118179000 | 119065000 | 120539000 | 122058000 | 123177000 | 124232000 | 125705000 | 127002000 | 128300000 | 129597000 | 130894000
Industrial Sector Energy Related Emissions before CCS[natural gas if,textiles apparel and leather 13T15,PM10] | NoSettings | 9887730 | 9871140 | 10030900 | 10243600 | 10451300 | 10631500 | 10729800 | 10779200 | 10790700 | 10801000 | 10829700 | 10869900 | 10881900 | 10908800 | 10967700 | 11049800 | 11108400 | 11173500 | 11263700 | 11336000 | 11387400 | 11472800 | 11614700 | 11761200 | 11868900 | 11970600 | 12112600 | 12237600 | 12362600 | 12487600 | 12612500
Industrial Sector Energy Related Emissions before CCS[natural gas if,textiles apparel and leather 13T15,PM25] | NoSettings | 9887730 | 9871140 | 10030900 | 10243600 | 10451300 | 10631500 | 10729800 | 10779200 | 10790700 | 10801000 | 10829700 | 10869900 | 10881900 | 10908800 | 10967700 | 11049800 | 11108400 | 11173500 | 11263700 | 11336000 | 11387400 | 11472800 | 11614700 | 11761200 | 11868900 | 11970600 | 12112600 | 12237600 | 12362600 | 12487600 | 12612500
Industrial Sector Energy Related Emissions before CCS[natural gas if,textiles apparel and leather 13T15,SOx] | NoSettings | 755790 | 754522 | 766736 | 782991 | 798864 | 812643 | 820155 | 823935 | 824809 | 825595 | 827795 | 830863 | 831778 | 833835 | 838336 | 844614 | 849098 | 854074 | 860968 | 866493 | 870421 | 876945 | 887796 | 898989 | 907227 | 914997 | 925851 | 935405 | 944959 | 954513 | 964065
Industrial Sector Energy Related Emissions before CCS[natural gas if,textiles apparel and leather 13T15,BC] | NoSettings | 1630260 | 1627520 | 1653870 | 1688930 | 1723170 | 1752890 | 1769090 | 1777250 | 1779130 | 1780830 | 1785570 | 1792190 | 1794170 | 1798600 | 1808310 | 1821850 | 1831530 | 1842260 | 1857130 | 1869050 | 1877520 | 1891590 | 1915000 | 1939140 | 1956910 | 1973670 | 1997080 | 2017690 | 2038300 | 2058910 | 2079510
Industrial Sector Energy Related Emissions before CCS[natural gas if,textiles apparel and leather 13T15,OC] | NoSettings | 4231800 | 4224700 | 4293090 | 4384100 | 4472980 | 4550130 | 4592190 | 4613350 | 4618250 | 4622650 | 4634970 | 4652150 | 4657270 | 4668790 | 4693990 | 4729140 | 4754250 | 4782110 | 4820710 | 4851650 | 4873640 | 4910170 | 4970930 | 5033590 | 5079720 | 5123230 | 5184000 | 5237500 | 5290990 | 5344490 | 5397970
Industrial Sector Energy Related Emissions before CCS[natural gas if,textiles apparel and leather 13T15,CH4] | NoSettings | 3123100 | 3117860 | 3168330 | 3235500 | 3301090 | 3358030 | 3389070 | 3404690 | 3408300 | 3411550 | 3420640 | 3433320 | 3437100 | 3445600 | 3464200 | 3490140 | 3508670 | 3529230 | 3557720 | 3580550 | 3596780 | 3623740 | 3668580 | 3714830 | 3748870 | 3780980 | 3825830 | 3865310 | 3904790 | 3944270 | 3983740
Industrial Sector Energy Related Emissions before CCS[natural gas if,textiles apparel and leather 13T15,N2O] | NoSettings | 312310 | 311786 | 316833 | 323550 | 330109 | 335803 | 338907 | 340469 | 340830 | 341155 | 342064 | 343332 | 343710 | 344560 | 346420 | 349014 | 350867 | 352923 | 355772 | 358055 | 359678 | 362374 | 366858 | 371483 | 374887 | 378098 | 382583 | 386531 | 390479 | 394427 | 398374
Industrial Sector Energy Related Emissions before CCS[natural gas if,textiles apparel and leather 13T15,F gases] | NoSettings | 0 | 0 | 0 | 0 | 0 | 0 | 0 | 0 | 0 | 0 | 0 | 0 | 0 | 0 | 0 | 0 | 0 | 0 | 0 | 0 | 0 | 0 | 0 | 0 | 0 | 0 | 0 | 0 | 0 | 0 | 0
Industrial Sector Energy Related Emissions before CCS[natural gas if,wood products 16,CO2] | NoSettings | 728254000000 | 727028000000 | 738797000000 | 754460000000 | 769757000000 | 783033000000 | 790270000000 | 793916000000 | 794754000000 | 795513000000 | 797635000000 | 800591000000 | 801471000000 | 803456000000 | 807791000000 | 813840000000 | 818159000000 | 822955000000 | 829598000000 | 834920000000 | 838704000000 | 844991000000 | 855449000000 | 866236000000 | 874174000000 | 881661000000 | 892119000000 | 901325000000 | 910531000000 | 919737000000 | 928937000000
Industrial Sector Energy Related Emissions before CCS[natural gas if,wood products 16,VOC] | NoSettings | 31471700 | 31418700 | 31927300 | 32604200 | 33265200 | 33838900 | 34151700 | 34309200 | 34345500 | 34378300 | 34470000 | 34597700 | 34635800 | 34721500 | 34908900 | 35170300 | 35356900 | 35564200 | 35851300 | 36081300 | 36244800 | 36516500 | 36968400 | 37434600 | 37777600 | 38101200 | 38553100 | 38951000 | 39348800 | 39746600 | 40144200
Industrial Sector Energy Related Emissions before CCS[natural gas if,wood products 16,CO] | NoSettings | 275161000 | 274698000 | 279144000 | 285063000 | 290842000 | 295858000 | 298593000 | 299970000 | 300287000 | 300574000 | 301376000 | 302492000 | 302825000 | 303575000 | 305213000 | 307498000 | 309130000 | 310942000 | 313452000 | 315463000 | 316893000 | 319268000 | 323220000 | 327296000 | 330295000 | 333124000 | 337075000 | 340553000 | 344032000 | 347510000 | 350986000
Industrial Sector Energy Related Emissions before CCS[natural gas if,wood products 16,NOx] | NoSettings | 450966000 | 450207000 | 457494000 | 467194000 | 476666000 | 484887000 | 489369000 | 491626000 | 492145000 | 492615000 | 493929000 | 495760000 | 496305000 | 497534000 | 500218000 | 503964000 | 506639000 | 509609000 | 513722000 | 517018000 | 519361000 | 523254000 | 529730000 | 536410000 | 541326000 | 545962000 | 552438000 | 558139000 | 563839000 | 569540000 | 575237000
Industrial Sector Energy Related Emissions before CCS[natural gas if,wood products 16,PM10] | NoSettings | 43453700 | 43380500 | 44082800 | 45017400 | 45930100 | 46722200 | 47154100 | 47371600 | 47421600 | 47466900 | 47593500 | 47769900 | 47822400 | 47940800 | 48199500 | 48560400 | 48818100 | 49104300 | 49500700 | 49818300 | 50044000 | 50419200 | 51043200 | 51686800 | 52160500 | 52607200 | 53231200 | 53780500 | 54329800 | 54879100 | 55428100
Industrial Sector Energy Related Emissions before CCS[natural gas if,wood products 16,PM25] | NoSettings | 43453700 | 43380500 | 44082800 | 45017400 | 45930100 | 46722200 | 47154100 | 47371600 | 47421600 | 47466900 | 47593500 | 47769900 | 47822400 | 47940800 | 48199500 | 48560400 | 48818100 | 49104300 | 49500700 | 49818300 | 50044000 | 50419200 | 51043200 | 51686800 | 52160500 | 52607200 | 53231200 | 53780500 | 54329800 | 54879100 | 55428100
Industrial Sector Energy Related Emissions before CCS[natural gas if,wood products 16,SOx] | NoSettings | 3321470 | 3315880 | 3369560 | 3441000 | 3510770 | 3571320 | 3604320 | 3620950 | 3624770 | 3628230 | 3637910 | 3651390 | 3655410 | 3664460 | 3684230 | 3711820 | 3731520 | 3753400 | 3783690 | 3807970 | 3825220 | 3853900 | 3901600 | 3950800 | 3987000 | 4021140 | 4068840 | 4110830 | 4152820 | 4194800 | 4236770
Industrial Sector Energy Related Emissions before CCS[natural gas if,wood products 16,BC] | NoSettings | 7164500 | 7152440 | 7268220 | 7422320 | 7572810 | 7703420 | 7774620 | 7810480 | 7818720 | 7826190 | 7847070 | 7876140 | 7884810 | 7904330 | 7946980 | 8006490 | 8048980 | 8096170 | 8161520 | 8213880 | 8251100 | 8312950 | 8415840 | 8521960 | 8600050 | 8673710 | 8776590 | 8867160 | 8957730 | 9048300 | 9138810
Industrial Sector Energy Related Emissions before CCS[natural gas if,wood products 16,OC] | NoSettings | 18597500 | 18566200 | 18866700 | 19266700 | 19657400 | 19996400 | 20181200 | 20274300 | 20295700 | 20315100 | 20369300 | 20444800 | 20467300 | 20518000 | 20628700 | 20783100 | 20893400 | 21015900 | 21185600 | 21321500 | 21418100 | 21578600 | 21845700 | 22121200 | 22323900 | 22515100 | 22782200 | 23017200 | 23252300 | 23487400 | 23722400
Industrial Sector Energy Related Emissions before CCS[natural gas if,wood products 16,CH4] | NoSettings | 13725100 | 13702000 | 13923800 | 14219000 | 14507300 | 14757500 | 14893900 | 14962600 | 14978400 | 14992700 | 15032700 | 15088400 | 15105000 | 15142400 | 15224100 | 15338100 | 15419500 | 15509900 | 15635100 | 15735400 | 15806700 | 15925200 | 16122300 | 16325600 | 16475200 | 16616300 | 16813400 | 16986900 | 17160400 | 17333900 | 17507300
Industrial Sector Energy Related Emissions before CCS[natural gas if,wood products 16,N2O] | NoSettings | 1372510 | 1370200 | 1392380 | 1421900 | 1450730 | 1475750 | 1489390 | 1496260 | 1497840 | 1499270 | 1503270 | 1508840 | 1510500 | 1514240 | 1522410 | 1533810 | 1541950 | 1550990 | 1563510 | 1573540 | 1580670 | 1592520 | 1612230 | 1632560 | 1647520 | 1661630 | 1681340 | 1698690 | 1716040 | 1733390 | 1750730
Industrial Sector Energy Related Emissions before CCS[natural gas if,wood products 16,F gases] | NoSettings | 0 | 0 | 0 | 0 | 0 | 0 | 0 | 0 | 0 | 0 | 0 | 0 | 0 | 0 | 0 | 0 | 0 | 0 | 0 | 0 | 0 | 0 | 0 | 0 | 0 | 0 | 0 | 0 | 0 | 0 | 0
Industrial Sector Energy Related Emissions before CCS[natural gas if,pulp paper and printing 17T18,CO2] | NoSettings | 955998000000 | 954396000000 | 969841000000 | 990407000000 | 1010480000000 | 1027910000000 | 1037410000000 | 1042190000000 | 1043300000000 | 1044300000000 | 1047080000000 | 1050960000000 | 1052120000000 | 1054720000000 | 1060410000000 | 1068350000000 | 1074020000000 | 1080320000000 | 1089040000000 | 1096030000000 | 1101000000000 | 1109250000000 | 1122970000000 | 1137130000000 | 1147550000000 | 1157380000000 | 1171110000000 | 1183200000000 | 1195280000000 | 1207360000000 | 1219450000000
Industrial Sector Energy Related Emissions before CCS[natural gas if,pulp paper and printing 17T18,VOC] | NoSettings | 41313700 | 41244400 | 41911900 | 42800700 | 43668100 | 44421400 | 44832000 | 45038600 | 45086300 | 45129500 | 45249600 | 45417500 | 45467400 | 45579800 | 45825800 | 46169100 | 46414200 | 46686200 | 47062900 | 47365100 | 47579800 | 47936300 | 48529500 | 49141300 | 49591600 | 50016300 | 50609700 | 51132100 | 51654200 | 52176500 | 52698600
Industrial Sector Energy Related Emissions before CCS[natural gas if,pulp paper and printing 17T18,CO] | NoSettings | 361211000 | 360605000 | 366441000 | 374212000 | 381796000 | 388382000 | 391972000 | 393779000 | 394196000 | 394573000 | 395623000 | 397091000 | 397528000 | 398510000 | 400661000 | 403662000 | 405806000 | 408183000 | 411477000 | 414120000 | 415996000 | 419113000 | 424300000 | 429649000 | 433586000 | 437299000 | 442487000 | 447054000 | 451619000 | 456186000 | 460751000
Industrial Sector Energy Related Emissions before CCS[natural gas if,pulp paper and printing 17T18,NOx] | NoSettings | 591994000 | 591002000 | 600567000 | 613302000 | 625732000 | 636526000 | 642410000 | 645371000 | 646054000 | 646672000 | 648393000 | 650799000 | 651515000 | 653125000 | 656650000 | 661569000 | 665082000 | 668978000 | 674377000 | 678707000 | 681783000 | 686892000 | 695392000 | 704158000 | 710611000 | 716697000 | 725200000 | 732685000 | 740166000 | 747651000 | 755133000
Industrial Sector Energy Related Emissions before CCS[natural gas if,pulp paper and printing 17T18,PM10] | NoSettings | 57042800 | 56947200 | 57868800 | 59095900 | 60293600 | 61333700 | 61900700 | 62185900 | 62251800 | 62311300 | 62477200 | 62709000 | 62778000 | 62933100 | 63272800 | 63746800 | 64085200 | 64460700 | 64980900 | 65398200 | 65694500 | 66186800 | 67005900 | 67850500 | 68472300 | 69058700 | 69878100 | 70599300 | 71320200 | 72041400 | 72762300
Industrial Sector Energy Related Emissions before CCS[natural gas if,pulp paper and printing 17T18,PM25] | NoSettings | 57042800 | 56947200 | 57868800 | 59095900 | 60293600 | 61333700 | 61900700 | 62185900 | 62251800 | 62311300 | 62477200 | 62709000 | 62778000 | 62933100 | 63272800 | 63746800 | 64085200 | 64460700 | 64980900 | 65398200 | 65694500 | 66186800 | 67005900 | 67850500 | 68472300 | 69058700 | 69878100 | 70599300 | 71320200 | 72041400 | 72762300
Industrial Sector Energy Related Emissions before CCS[natural gas if,pulp paper and printing 17T18,SOx] | NoSettings | 4360190 | 4352880 | 4423320 | 4517120 | 4608670 | 4688170 | 4731510 | 4753320 | 4758350 | 4762900 | 4775580 | 4793290 | 4798570 | 4810430 | 4836390 | 4872620 | 4898490 | 4927190 | 4966950 | 4998850 | 5021500 | 5059130 | 5121740 | 5186300 | 5233830 | 5278650 | 5341280 | 5396410 | 5451510 | 5506640 | 5561740
Industrial Sector Energy Related Emissions before CCS[natural gas if,pulp paper and printing 17T18,BC] | NoSettings | 9405030 | 9389270 | 9541220 | 9743550 | 9941020 | 10112500 | 10206000 | 10253000 | 10263900 | 10273700 | 10301000 | 10339300 | 10350600 | 10376200 | 10432200 | 10510400 | 10566200 | 10628100 | 10713800 | 10782600 | 10831500 | 10912700 | 11047700 | 11187000 | 11289500 | 11386200 | 11521300 | 11640200 | 11759000 | 11878000 | 11996800
Industrial Sector Energy Related Emissions before CCS[natural gas if,pulp paper and printing 17T18,OC] | NoSettings | 24413400 | 24372500 | 24767000 | 25292200 | 25804800 | 26249900 | 26492600 | 26614600 | 26642800 | 26668300 | 26739300 | 26838500 | 26868000 | 26934400 | 27079800 | 27282700 | 27427500 | 27588200 | 27810800 | 27989400 | 28116300 | 28327000 | 28677500 | 29039000 | 29305100 | 29556100 | 29906700 | 30215400 | 30523900 | 30832600 | 31141200
Industrial Sector Energy Related Emissions before CCS[natural gas if,pulp paper and printing 17T18,CH4] | NoSettings | 18017300 | 17987100 | 18278200 | 18665800 | 19044100 | 19372600 | 19551700 | 19641800 | 19662600 | 19681400 | 19733800 | 19807000 | 19828800 | 19877800 | 19985100 | 20134800 | 20241700 | 20360300 | 20524600 | 20656400 | 20750000 | 20905500 | 21164200 | 21431000 | 21627400 | 21812600 | 22071400 | 22299200 | 22526900 | 22754700 | 22982400
Industrial Sector Energy Related Emissions before CCS[natural gas if,pulp paper and printing 17T18,N2O] | NoSettings | 1801730 | 1798710 | 1827820 | 1866580 | 1904410 | 1937260 | 1955170 | 1964180 | 1966260 | 1968140 | 1973380 | 1980700 | 1982880 | 1987780 | 1998510 | 2013480 | 2024170 | 2036030 | 2052460 | 2065640 | 2075000 | 2090550 | 2116420 | 2143100 | 2162740 | 2181260 | 2207140 | 2229920 | 2252690 | 2275470 | 2298240
Industrial Sector Energy Related Emissions before CCS[natural gas if,pulp paper and printing 17T18,F gases] | NoSettings | 0 | 0 | 0 | 0 | 0 | 0 | 0 | 0 | 0 | 0 | 0 | 0 | 0 | 0 | 0 | 0 | 0 | 0 | 0 | 0 | 0 | 0 | 0 | 0 | 0 | 0 | 0 | 0 | 0 | 0 | 0
Industrial Sector Energy Related Emissions before CCS[natural gas if,refined petroleum and coke 19,CO2] | NoSettings | 8401650000000 | 8986470000000 | 8410320000000 | 8573380000000 | 8499380000000 | 8413830000000 | 8228530000000 | 8177510000000 | 7848870000000 | 7680610000000 | 7514950000000 | 7393580000000 | 7205180000000 | 7168610000000 | 6947100000000 | 6818210000000 | 6848220000000 | 6662950000000 | 6575410000000 | 6556890000000 | 6534260000000 | 6442010000000 | 6398540000000 | 6368820000000 | 6347970000000 | 6301650000000 | 6272370000000 | 6240050000000 | 6207170000000 | 6174330000000 | 6141690000000
Industrial Sector Energy Related Emissions before CCS[natural gas if,refined petroleum and coke 19,VOC] | NoSettings | 363079000 | 388352000 | 363454000 | 370501000 | 367303000 | 363606000 | 355598000 | 353393000 | 339191000 | 331919000 | 324760000 | 319515000 | 311374000 | 309793000 | 300220000 | 294650000 | 295947000 | 287941000 | 284158000 | 283357000 | 282379000 | 278393000 | 276514000 | 275230000 | 274329000 | 272327000 | 271062000 | 269665000 | 268244000 | 266825000 | 265415000
Industrial Sector Energy Related Emissions before CCS[natural gas if,refined petroleum and coke 19,CO] | NoSettings | 3174450000 | 3395420000 | 3177720000 | 3239330000 | 3211380000 | 3179050000 | 3109040000 | 3089760000 | 2965590000 | 2902020000 | 2839420000 | 2793570000 | 2722380000 | 2708560000 | 2624870000 | 2576170000 | 2587510000 | 2517510000 | 2484430000 | 2477430000 | 2468880000 | 2434020000 | 2417600000 | 2406370000 | 2398500000 | 2380990000 | 2369930000 | 2357720000 | 2345290000 | 2332890000 | 2320550000
Industrial Sector Energy Related Emissions before CCS[natural gas if,refined petroleum and coke 19,NOx] | NoSettings | 5202660000 | 5564800000 | 5208020000 | 5309000000 | 5263180000 | 5210200000 | 5095450000 | 5063860000 | 4860350000 | 4756160000 | 4653570000 | 4578420000 | 4461750000 | 4439110000 | 4301940000 | 4222120000 | 4240710000 | 4125980000 | 4071770000 | 4060300000 | 4046290000 | 3989160000 | 3962240000 | 3943840000 | 3930930000 | 3902250000 | 3884120000 | 3864100000 | 3843740000 | 3823410000 | 3803190000
Industrial Sector Energy Related Emissions before CCS[natural gas if,refined petroleum and coke 19,PM10] | NoSettings | 501312000 | 536208000 | 501829000 | 511559000 | 507144000 | 502039000 | 490982000 | 487938000 | 468329000 | 458289000 | 448404000 | 441163000 | 429921000 | 427739000 | 414521000 | 406831000 | 408622000 | 397567000 | 392343000 | 391238000 | 389888000 | 384384000 | 381790000 | 380017000 | 378773000 | 376009000 | 374262000 | 372333000 | 370371000 | 368412000 | 366464000
Industrial Sector Energy Related Emissions before CCS[natural gas if,refined petroleum and coke 19,PM25] | NoSettings | 501312000 | 536208000 | 501829000 | 511559000 | 507144000 | 502039000 | 490982000 | 487938000 | 468329000 | 458289000 | 448404000 | 441163000 | 429921000 | 427739000 | 414521000 | 406831000 | 408622000 | 397567000 | 392343000 | 391238000 | 389888000 | 384384000 | 381790000 | 380017000 | 378773000 | 376009000 | 374262000 | 372333000 | 370371000 | 368412000 | 366464000
Industrial Sector Energy Related Emissions before CCS[natural gas if,refined petroleum and coke 19,SOx] | NoSettings | 38318900 | 40986200 | 38358400 | 39102100 | 38764600 | 38374400 | 37529300 | 37296600 | 35797700 | 35030300 | 34274700 | 33721200 | 32861900 | 32695100 | 31684800 | 31097000 | 31233900 | 30388900 | 29989600 | 29905100 | 29801900 | 29381200 | 29182900 | 29047400 | 28952300 | 28741000 | 28607500 | 28460100 | 28310100 | 28160300 | 28011500
Industrial Sector Energy Related Emissions before CCS[natural gas if,refined petroleum and coke 19,BC] | NoSettings | 82654700 | 88408200 | 82740000 | 84344200 | 83616200 | 82774600 | 80951600 | 80449700 | 77216500 | 75561200 | 73931500 | 72737500 | 70884000 | 70524200 | 68345000 | 67077000 | 67372300 | 65549600 | 64688300 | 64506100 | 64283500 | 63375900 | 62948300 | 62655900 | 62450800 | 61995100 | 61707100 | 61389100 | 61065600 | 60742600 | 60421400
Industrial Sector Energy Related Emissions before CCS[natural gas if,refined petroleum and coke 19,OC] | NoSettings | 214554000 | 229489000 | 214775000 | 218939000 | 217050000 | 214865000 | 210133000 | 208830000 | 200438000 | 196141000 | 191910000 | 188811000 | 184000000 | 183066000 | 177409000 | 174117000 | 174884000 | 170153000 | 167917000 | 167444000 | 166866000 | 164510000 | 163400000 | 162641000 | 162109000 | 160926000 | 160178000 | 159353000 | 158513000 | 157675000 | 156841000
Industrial Sector Energy Related Emissions before CCS[natural gas if,refined petroleum and coke 19,CH4] | NoSettings | 158342000 | 169364000 | 158506000 | 161579000 | 160184000 | 158572000 | 155080000 | 154118000 | 147924000 | 144753000 | 141631000 | 139344000 | 135793000 | 135104000 | 130929000 | 128500000 | 129066000 | 125574000 | 123924000 | 123575000 | 123148000 | 121410000 | 120591000 | 120031000 | 119638000 | 118765000 | 118213000 | 117604000 | 116984000 | 116365000 | 115750000
Industrial Sector Energy Related Emissions before CCS[natural gas if,refined petroleum and coke 19,N2O] | NoSettings | 15834200 | 16936400 | 15850600 | 16157900 | 16018400 | 15857200 | 15508000 | 15411800 | 14792400 | 14475300 | 14163100 | 13934400 | 13579300 | 13510400 | 13092900 | 12850000 | 12906600 | 12557400 | 12392400 | 12357500 | 12314800 | 12141000 | 12059100 | 12003100 | 11963800 | 11876500 | 11821300 | 11760400 | 11698400 | 11636500 | 11575000
Industrial Sector Energy Related Emissions before CCS[natural gas if,refined petroleum and coke 19,F gases] | NoSettings | 0 | 0 | 0 | 0 | 0 | 0 | 0 | 0 | 0 | 0 | 0 | 0 | 0 | 0 | 0 | 0 | 0 | 0 | 0 | 0 | 0 | 0 | 0 | 0 | 0 | 0 | 0 | 0 | 0 | 0 | 0
Industrial Sector Energy Related Emissions before CCS[natural gas if,chemicals 20,CO2] | NoSettings | 7707070000000 | 7694270000000 | 7818920000000 | 7984820000000 | 8146700000000 | 8287220000000 | 8363840000000 | 8402430000000 | 8411540000000 | 8419520000000 | 8441940000000 | 8473210000000 | 8482560000000 | 8503540000000 | 8549450000000 | 8613450000000 | 8659190000000 | 8709950000000 | 8780240000000 | 8836520000000 | 8876570000000 | 8943090000000 | 9053700000000 | 9167870000000 | 9251850000000 | 9331050000000 | 9441710000000 | 9539130000000 | 9636540000000 | 9733950000000 | 9831420000000
Industrial Sector Energy Related Emissions before CCS[natural gas if,chemicals 20,VOC] | NoSettings | 333063000 | 332510000 | 337896000 | 345066000 | 352061000 | 358134000 | 361445000 | 363113000 | 363506000 | 363852000 | 364820000 | 366172000 | 366576000 | 367482000 | 369466000 | 372232000 | 374209000 | 376402000 | 379440000 | 381872000 | 383603000 | 386478000 | 391258000 | 396192000 | 399821000 | 403244000 | 408026000 | 412236000 | 416445000 | 420655000 | 424867000
Industrial Sector Energy Related Emissions before CCS[natural gas if,chemicals 20,CO] | NoSettings | 2912010000 | 2907180000 | 2954270000 | 3016960000 | 3078120000 | 3131210000 | 3160160000 | 3174740000 | 3178180000 | 3181200000 | 3189670000 | 3201490000 | 3205020000 | 3212950000 | 3230290000 | 3254470000 | 3271760000 | 3290940000 | 3317490000 | 3338760000 | 3353890000 | 3379030000 | 3420820000 | 3463960000 | 3495680000 | 3525610000 | 3567420000 | 3604230000 | 3641040000 | 3677840000 | 3714670000
Industrial Sector Energy Related Emissions before CCS[natural gas if,chemicals 20,NOx] | NoSettings | 4772540000 | 4764620000 | 4841800000 | 4944540000 | 5044780000 | 5131800000 | 5179240000 | 5203140000 | 5208780000 | 5213720000 | 5227610000 | 5246970000 | 5252760000 | 5265750000 | 5294180000 | 5333810000 | 5362140000 | 5393570000 | 5437100000 | 5471950000 | 5496750000 | 5537940000 | 5606440000 | 5677130000 | 5729140000 | 5778180000 | 5846710000 | 5907030000 | 5967350000 | 6027680000 | 6088030000
Industrial Sector Energy Related Emissions before CCS[natural gas if,chemicals 20,PM10] | NoSettings | 459868000 | 459104000 | 466541000 | 476441000 | 486100000 | 494484000 | 499056000 | 501359000 | 501902000 | 502379000 | 503716000 | 505582000 | 506140000 | 507392000 | 510131000 | 513950000 | 516679000 | 519708000 | 523902000 | 527260000 | 529650000 | 533619000 | 540219000 | 547031000 | 552042000 | 556768000 | 563371000 | 569183000 | 574996000 | 580808000 | 586624000
Industrial Sector Energy Related Emissions before CCS[natural gas if,chemicals 20,PM25] | NoSettings | 459868000 | 459104000 | 466541000 | 476441000 | 486100000 | 494484000 | 499056000 | 501359000 | 501902000 | 502379000 | 503716000 | 505582000 | 506140000 | 507392000 | 510131000 | 513950000 | 516679000 | 519708000 | 523902000 | 527260000 | 529650000 | 533619000 | 540219000 | 547031000 | 552042000 | 556768000 | 563371000 | 569183000 | 574996000 | 580808000 | 586624000
Industrial Sector Energy Related Emissions before CCS[natural gas if,chemicals 20,SOx] | NoSettings | 35151000 | 35092600 | 35661100 | 36417800 | 37156100 | 37797000 | 38146400 | 38322400 | 38364000 | 38400400 | 38502600 | 38645200 | 38687900 | 38783600 | 38993000 | 39284900 | 39493500 | 39725000 | 40045600 | 40302300 | 40484900 | 40788300 | 41292800 | 41813500 | 42196500 | 42557800 | 43062500 | 43506800 | 43951000 | 44395300 | 44839900
Industrial Sector Energy Related Emissions before CCS[natural gas if,chemicals 20,BC] | NoSettings | 75821500 | 75695600 | 76921900 | 78554000 | 80146600 | 81529000 | 82282700 | 82662400 | 82752000 | 82830600 | 83051100 | 83358700 | 83450700 | 83657100 | 84108800 | 84738400 | 85188400 | 85687800 | 86379300 | 86933000 | 87327000 | 87981400 | 89069600 | 90192800 | 91018900 | 91798100 | 92886800 | 93845200 | 94803500 | 95761800 | 96720700
Industrial Sector Energy Related Emissions before CCS[natural gas if,chemicals 20,OC] | NoSettings | 196816000 | 196490000 | 199673000 | 203909000 | 208043000 | 211632000 | 213588000 | 214574000 | 214806000 | 215010000 | 215583000 | 216381000 | 216620000 | 217156000 | 218328000 | 219963000 | 221131000 | 222427000 | 224222000 | 225659000 | 226682000 | 228381000 | 231206000 | 234121000 | 236266000 | 238288000 | 241114000 | 243602000 | 246090000 | 248577000 | 251066000
Industrial Sector Energy Related Emissions before CCS[natural gas if,chemicals 20,CH4] | NoSettings | 145252000 | 145011000 | 147360000 | 150487000 | 153537000 | 156186000 | 157630000 | 158357000 | 158529000 | 158679000 | 159102000 | 159691000 | 159867000 | 160263000 | 161128000 | 162334000 | 163196000 | 164153000 | 165478000 | 166538000 | 167293000 | 168547000 | 170631000 | 172783000 | 174366000 | 175859000 | 177944000 | 179780000 | 181616000 | 183452000 | 185289000
Industrial Sector Energy Related Emissions before CCS[natural gas if,chemicals 20,N2O] | NoSettings | 14525200 | 14501100 | 14736000 | 15048700 | 15353700 | 15618600 | 15763000 | 15835700 | 15852900 | 15867900 | 15910200 | 15969100 | 15986700 | 16026300 | 16112800 | 16233400 | 16319600 | 16415300 | 16547800 | 16653800 | 16729300 | 16854700 | 17063100 | 17278300 | 17436600 | 17585900 | 17794400 | 17978000 | 18161600 | 18345200 | 18528900
Industrial Sector Energy Related Emissions before CCS[natural gas if,chemicals 20,F gases] | NoSettings | 0 | 0 | 0 | 0 | 0 | 0 | 0 | 0 | 0 | 0 | 0 | 0 | 0 | 0 | 0 | 0 | 0 | 0 | 0 | 0 | 0 | 0 | 0 | 0 | 0 | 0 | 0 | 0 | 0 | 0 | 0
Industrial Sector Energy Related Emissions before CCS[natural gas if,rubber and plastic products 22,CO2] | NoSettings | 86948900000 | 86803000000 | 88208000000 | 90078400000 | 91904200000 | 93489600000 | 94353400000 | 94788500000 | 94888800000 | 94979500000 | 95232600000 | 95585500000 | 95690500000 | 95927700000 | 96445600000 | 97167200000 | 97683500000 | 98256000000 | 99048700000 | 99684400000 | 100136000000 | 100887000000 | 102135000000 | 103423000000 | 104371000000 | 105265000000 | 106513000000 | 107613000000 | 108711000000 | 109811000000 | 110910000000
Industrial Sector Energy Related Emissions before CCS[natural gas if,rubber and plastic products 22,VOC] | NoSettings | 3757520 | 3751210 | 3811930 | 3892760 | 3971660 | 4040170 | 4077500 | 4096310 | 4100640 | 4104560 | 4115500 | 4130750 | 4135290 | 4145540 | 4167920 | 4199100 | 4221410 | 4246150 | 4280410 | 4307880 | 4327420 | 4359840 | 4413800 | 4469450 | 4510400 | 4549040 | 4602990 | 4650500 | 4697990 | 4745500 | 4792990
Industrial Sector Energy Related Emissions before CCS[natural gas if,rubber and plastic products 22,CO] | NoSettings | 32852500 | 32797300 | 33328200 | 34034900 | 34724700 | 35323800 | 35650200 | 35814500 | 35852400 | 35886700 | 35982400 | 36115700 | 36155400 | 36245000 | 36440600 | 36713300 | 36908400 | 37124700 | 37424200 | 37664400 | 37835200 | 38118700 | 38590400 | 39077000 | 39435000 | 39772800 | 40244600 | 40660000 | 41075100 | 41490500 | 41905700
Industrial Sector Energy Related Emissions before CCS[natural gas if,rubber and plastic products 22,NOx] | NoSettings | 53842400 | 53752100 | 54622100 | 55780300 | 56911000 | 57892700 | 58427600 | 58697100 | 58759200 | 58815300 | 58972100 | 59190600 | 59255600 | 59402500 | 59723200 | 60170000 | 60489700 | 60844300 | 61335100 | 61728800 | 62008700 | 62473300 | 63246400 | 64043900 | 64630700 | 65184300 | 65957500 | 66638300 | 67318700 | 67999500 | 68680000
Industrial Sector Energy Related Emissions before CCS[natural gas if,rubber and plastic products 22,PM10] | NoSettings | 5188090 | 5179390 | 5263220 | 5374820 | 5483770 | 5578370 | 5629910 | 5655870 | 5661850 | 5667270 | 5682370 | 5703420 | 5709690 | 5723840 | 5754740 | 5797800 | 5828610 | 5862770 | 5910070 | 5948000 | 5974970 | 6019740 | 6094230 | 6171070 | 6227620 | 6280960 | 6355460 | 6421060 | 6486630 | 6552230 | 6617790
Industrial Sector Energy Related Emissions before CCS[natural gas if,rubber and plastic products 22,PM25] | NoSettings | 5188090 | 5179390 | 5263220 | 5374820 | 5483770 | 5578370 | 5629910 | 5655870 | 5661850 | 5667270 | 5682370 | 5703420 | 5709690 | 5723840 | 5754740 | 5797800 | 5828610 | 5862770 | 5910070 | 5948000 | 5974970 | 6019740 | 6094230 | 6171070 | 6227620 | 6280960 | 6355460 | 6421060 | 6486630 | 6552230 | 6617790
Industrial Sector Energy Related Emissions before CCS[natural gas if,rubber and plastic products 22,SOx] | NoSettings | 396563 | 395897 | 402306 | 410836 | 419163 | 426394 | 430334 | 432318 | 432776 | 433190 | 434344 | 435953 | 436432 | 437514 | 439876 | 443167 | 445522 | 448133 | 451749 | 454648 | 456710 | 460132 | 465826 | 471699 | 476021 | 480099 | 485793 | 490807 | 495819 | 500834 | 505845
Industrial Sector Energy Related Emissions before CCS[natural gas if,rubber and plastic products 22,BC] | NoSettings | 855396 | 853961 | 867783 | 886184 | 904146 | 919743 | 928241 | 932522 | 933508 | 934401 | 936891 | 940362 | 941396 | 943729 | 948824 | 955923 | 961002 | 966634 | 974433 | 980687 | 985134 | 992515 | 1004800 | 1017470 | 1026790 | 1035590 | 1047870 | 1058680 | 1069490 | 1080310 | 1091120
Industrial Sector Energy Related Emissions before CCS[natural gas if,rubber and plastic products 22,OC] | NoSettings | 2220420 | 2216700 | 2252580 | 2300340 | 2346970 | 2387460 | 2409520 | 2420630 | 2423190 | 2425500 | 2431970 | 2440980 | 2443660 | 2449720 | 2462940 | 2481370 | 2494560 | 2509180 | 2529420 | 2545650 | 2557200 | 2576360 | 2608240 | 2641130 | 2665330 | 2688160 | 2720040 | 2748120 | 2776180 | 2804250 | 2832320
Industrial Sector Energy Related Emissions before CCS[natural gas if,rubber and plastic products 22,CH4] | NoSettings | 1638690 | 1635940 | 1662420 | 1697670 | 1732080 | 1761960 | 1778240 | 1786440 | 1788330 | 1790040 | 1794810 | 1801460 | 1803440 | 1807910 | 1817670 | 1831270 | 1841000 | 1851790 | 1866730 | 1878710 | 1887230 | 1901370 | 1924900 | 1949170 | 1967030 | 1983880 | 2007410 | 2028130 | 2048840 | 2069560 | 2090270
Industrial Sector Energy Related Emissions before CCS[natural gas if,rubber and plastic products 22,N2O] | NoSettings | 163869 | 163594 | 166242 | 169767 | 173208 | 176196 | 177824 | 178644 | 178833 | 179004 | 179481 | 180146 | 180344 | 180791 | 181767 | 183127 | 184100 | 185179 | 186673 | 187871 | 188723 | 190137 | 192490 | 194917 | 196703 | 198388 | 200741 | 202813 | 204884 | 206956 | 209027
Industrial Sector Energy Related Emissions before CCS[natural gas if,rubber and plastic products 22,F gases] | NoSettings | 0 | 0 | 0 | 0 | 0 | 0 | 0 | 0 | 0 | 0 | 0 | 0 | 0 | 0 | 0 | 0 | 0 | 0 | 0 | 0 | 0 | 0 | 0 | 0 | 0 | 0 | 0 | 0 | 0 | 0 | 0
Industrial Sector Energy Related Emissions before CCS[natural gas if,glass and glass products 231,CO2] | NoSettings | 726588000000 | 725367000000 | 737110000000 | 752741000000 | 768001000000 | 781245000000 | 788466000000 | 792101000000 | 792939000000 | 793698000000 | 795810000000 | 798760000000 | 799641000000 | 801620000000 | 805944000000 | 811982000000 | 816291000000 | 821077000000 | 827704000000 | 833015000000 | 836788000000 | 843060000000 | 853497000000 | 864257000000 | 872174000000 | 879645000000 | 890082000000 | 899266000000 | 908451000000 | 917636000000 | 926820000000
Industrial Sector Energy Related Emissions before CCS[natural gas if,glass and glass products 231,VOC] | NoSettings | 31399700 | 31346900 | 31854400 | 32529900 | 33189300 | 33761700 | 34073800 | 34230800 | 34267100 | 34299800 | 34391100 | 34518600 | 34556700 | 34642200 | 34829100 | 35090000 | 35276200 | 35483000 | 35769400 | 35999000 | 36162000 | 36433000 | 36884100 | 37349100 | 37691200 | 38014000 | 38465100 | 38862000 | 39258900 | 39655800 | 40052700
Industrial Sector Energy Related Emissions before CCS[natural gas if,glass and glass products 231,CO] | NoSettings | 274531000 | 274070000 | 278507000 | 284413000 | 290179000 | 295183000 | 297911000 | 299285000 | 299601000 | 299888000 | 300686000 | 301801000 | 302133000 | 302881000 | 304515000 | 306797000 | 308424000 | 310233000 | 312737000 | 314744000 | 316169000 | 318539000 | 322482000 | 326548000 | 329539000 | 332362000 | 336305000 | 339776000 | 343246000 | 346716000 | 350186000
Industrial Sector Energy Related Emissions before CCS[natural gas if,glass and glass products 231,NOx] | NoSettings | 449934000 | 449178000 | 456449000 | 466129000 | 475579000 | 483780000 | 488252000 | 490502000 | 491022000 | 491491000 | 492799000 | 494626000 | 495171000 | 496397000 | 499075000 | 502814000 | 505482000 | 508446000 | 512549000 | 515838000 | 518175000 | 522058000 | 528521000 | 535185000 | 540087000 | 544713000 | 551176000 | 556864000 | 562551000 | 568239000 | 573926000
Industrial Sector Energy Related Emissions before CCS[natural gas if,glass and glass products 231,PM10] | NoSettings | 43354300 | 43281400 | 43982100 | 44914800 | 45825300 | 46615600 | 47046400 | 47263300 | 47313300 | 47358600 | 47484600 | 47660600 | 47713200 | 47831300 | 48089300 | 48449600 | 48706700 | 48992300 | 49387700 | 49704600 | 49929700 | 50303900 | 50926700 | 51568800 | 52041100 | 52486900 | 53109700 | 53657700 | 54205700 | 54753800 | 55301800
Industrial Sector Energy Related Emissions before CCS[natural gas if,glass and glass products 231,PM25] | NoSettings | 43354300 | 43281400 | 43982100 | 44914800 | 45825300 | 46615600 | 47046400 | 47263300 | 47313300 | 47358600 | 47484600 | 47660600 | 47713200 | 47831300 | 48089300 | 48449600 | 48706700 | 48992300 | 49387700 | 49704600 | 49929700 | 50303900 | 50926700 | 51568800 | 52041100 | 52486900 | 53109700 | 53657700 | 54205700 | 54753800 | 55301800
Industrial Sector Energy Related Emissions before CCS[natural gas if,glass and glass products 231,SOx] | NoSettings | 3313880 | 3308310 | 3361860 | 3433160 | 3502760 | 3563160 | 3596100 | 3612670 | 3616500 | 3619960 | 3629590 | 3643040 | 3647060 | 3656090 | 3675810 | 3703350 | 3723000 | 3744830 | 3775050 | 3799280 | 3816490 | 3845090 | 3892690 | 3941770 | 3977880 | 4011950 | 4059550 | 4101440 | 4143330 | 4185220 | 4227110
Industrial Sector Energy Related Emissions before CCS[natural gas if,glass and glass products 231,BC] | NoSettings | 7148110 | 7136110 | 7251620 | 7405410 | 7555530 | 7685820 | 7756870 | 7792620 | 7800870 | 7808340 | 7829110 | 7858140 | 7866800 | 7886270 | 7928810 | 7988220 | 8030600 | 8077690 | 8142890 | 8195140 | 8232250 | 8293950 | 8396630 | 8502490 | 8580380 | 8653870 | 8756550 | 8846910 | 8937270 | 9027620 | 9117980
Industrial Sector Energy Related Emissions before CCS[natural gas if,glass and glass products 231,OC] | NoSettings | 18555000 | 18523800 | 18823700 | 19222800 | 19612500 | 19950700 | 20135200 | 20228000 | 20249400 | 20268800 | 20322700 | 20398000 | 20420500 | 20471100 | 20581500 | 20735700 | 20845700 | 20967900 | 21137200 | 21272800 | 21369200 | 21529300 | 21795900 | 22070600 | 22272800 | 22463600 | 22730100 | 22964700 | 23199200 | 23433800 | 23668300
Industrial Sector Energy Related Emissions before CCS[natural gas if,glass and glass products 231,CH4] | NoSettings | 13693700 | 13670700 | 13892000 | 14186600 | 14474200 | 14723800 | 14859900 | 14928400 | 14944200 | 14958500 | 14998300 | 15053900 | 15070500 | 15107800 | 15189300 | 15303100 | 15384300 | 15474500 | 15599400 | 15699500 | 15770600 | 15888800 | 16085500 | 16288300 | 16437500 | 16578300 | 16775000 | 16948100 | 17121200 | 17294300 | 17467400
Industrial Sector Energy Related Emissions before CCS[natural gas if,glass and glass products 231,N2O] | NoSettings | 1369370 | 1367070 | 1389200 | 1418660 | 1447420 | 1472380 | 1485990 | 1492840 | 1494420 | 1495850 | 1499830 | 1505390 | 1507050 | 1510780 | 1518930 | 1530310 | 1538430 | 1547450 | 1559940 | 1569950 | 1577060 | 1588880 | 1608550 | 1628830 | 1643750 | 1657830 | 1677500 | 1694810 | 1712120 | 1729430 | 1746740
Industrial Sector Energy Related Emissions before CCS[natural gas if,glass and glass products 231,F gases] | NoSettings | 0 | 0 | 0 | 0 | 0 | 0 | 0 | 0 | 0 | 0 | 0 | 0 | 0 | 0 | 0 | 0 | 0 | 0 | 0 | 0 | 0 | 0 | 0 | 0 | 0 | 0 | 0 | 0 | 0 | 0 | 0
Industrial Sector Energy Related Emissions before CCS[natural gas if,cement and other nonmetallic minerals 239,CO2] | NoSettings | 247181000000 | 241778000000 | 237164000000 | 232594000000 | 227897000000 | 223125000000 | 218242000000 | 213417000000 | 209666000000 | 210273000000 | 210428000000 | 210197000000 | 210143000000 | 210082000000 | 209814000000 | 209454000000 | 214191000000 | 213439000000 | 212897000000 | 212325000000 | 211646000000 | 210928000000 | 210342000000 | 209766000000 | 209145000000 | 209002000000 | 208400000000 | 208118000000 | 207834000000 | 207548000000 | 207273000000
Industrial Sector Energy Related Emissions before CCS[natural gas if,cement and other nonmetallic minerals 239,VOC] | NoSettings | 10682000 | 10448500 | 10249100 | 10051600 | 9848610 | 9642410 | 9431370 | 9222860 | 9060750 | 9087000 | 9093680 | 9083710 | 9081390 | 9078760 | 9067140 | 9051620 | 9256310 | 9223800 | 9200390 | 9175680 | 9146320 | 9115320 | 9089970 | 9065100 | 9038260 | 9032070 | 9006070 | 8993850 | 8981610 | 8969230 | 8957360
Industrial Sector Energy Related Emissions before CCS[natural gas if,cement and other nonmetallic minerals 239,CO] | NoSettings | 93394000 | 91352500 | 89609300 | 87882600 | 86107700 | 84304900 | 82459700 | 80636700 | 79219400 | 79448900 | 79507300 | 79420100 | 79399800 | 79376800 | 79275200 | 79139500 | 80929100 | 80644900 | 80440200 | 80224100 | 79967500 | 79696400 | 79474800 | 79257400 | 79022700 | 78968500 | 78741300 | 78634400 | 78527400 | 78419200 | 78315400
Industrial Sector Energy Related Emissions before CCS[natural gas if,cement and other nonmetallic minerals 239,NOx] | NoSettings | 153065000 | 149719000 | 146862000 | 144032000 | 141123000 | 138169000 | 135145000 | 132157000 | 129834000 | 130210000 | 130306000 | 130163000 | 130130000 | 130092000 | 129925000 | 129703000 | 132636000 | 132170000 | 131835000 | 131481000 | 131060000 | 130616000 | 130253000 | 129896000 | 129512000 | 129423000 | 129050000 | 128875000 | 128700000 | 128522000 | 128352000
Industrial Sector Energy Related Emissions before CCS[natural gas if,cement and other nonmetallic minerals 239,PM10] | NoSettings | 14748900 | 14426500 | 14151200 | 13878500 | 13598200 | 13313500 | 13022100 | 12734200 | 12510400 | 12546600 | 12555900 | 12542100 | 12538900 | 12535300 | 12519200 | 12497800 | 12780400 | 12735500 | 12703200 | 12669100 | 12628500 | 12585700 | 12550700 | 12516400 | 12479300 | 12470800 | 12434900 | 12418000 | 12401100 | 12384000 | 12367600
Industrial Sector Energy Related Emissions before CCS[natural gas if,cement and other nonmetallic minerals 239,PM25] | NoSettings | 14748900 | 14426500 | 14151200 | 13878500 | 13598200 | 13313500 | 13022100 | 12734200 | 12510400 | 12546600 | 12555900 | 12542100 | 12538900 | 12535300 | 12519200 | 12497800 | 12780400 | 12735500 | 12703200 | 12669100 | 12628500 | 12585700 | 12550700 | 12516400 | 12479300 | 12470800 | 12434900 | 12418000 | 12401100 | 12384000 | 12367600
Industrial Sector Energy Related Emissions before CCS[natural gas if,cement and other nonmetallic minerals 239,SOx] | NoSettings | 1127360 | 1102720 | 1081680 | 1060830 | 1039410 | 1017650 | 995374 | 973368 | 956259 | 959030 | 959735 | 958682 | 958437 | 958160 | 956933 | 955295 | 976898 | 973467 | 970996 | 968388 | 965290 | 962018 | 959343 | 956718 | 953886 | 953232 | 950488 | 949199 | 947907 | 946600 | 945348
Industrial Sector Energy Related Emissions before CCS[natural gas if,cement and other nonmetallic minerals 239,BC] | NoSettings | 2431750 | 2378590 | 2333200 | 2288250 | 2242030 | 2195090 | 2147050 | 2099580 | 2062670 | 2068650 | 2070170 | 2067900 | 2067370 | 2066770 | 2064130 | 2060600 | 2107190 | 2099790 | 2094460 | 2088840 | 2082150 | 2075100 | 2069330 | 2063670 | 2057550 | 2056140 | 2050230 | 2047440 | 2044660 | 2041840 | 2039140
Industrial Sector Energy Related Emissions before CCS[natural gas if,cement and other nonmetallic minerals 239,OC] | NoSettings | 6312290 | 6174310 | 6056490 | 5939790 | 5819830 | 5697980 | 5573270 | 5450060 | 5354260 | 5369770 | 5373720 | 5367830 | 5366450 | 5364900 | 5358040 | 5348870 | 5469820 | 5450610 | 5436770 | 5422170 | 5404820 | 5386510 | 5371530 | 5356830 | 5340970 | 5337310 | 5321950 | 5314730 | 5307490 | 5300180 | 5293170
Industrial Sector Energy Related Emissions before CCS[natural gas if,cement and other nonmetallic minerals 239,CH4] | NoSettings | 4658520 | 4556690 | 4469740 | 4383610 | 4295080 | 4205150 | 4113120 | 4022180 | 3951480 | 3962930 | 3965850 | 3961500 | 3960480 | 3959340 | 3954270 | 3947500 | 4036770 | 4022590 | 4012380 | 4001600 | 3988800 | 3975280 | 3964230 | 3953380 | 3941680 | 3938970 | 3927640 | 3922310 | 3916970 | 3911570 | 3906400
Industrial Sector Energy Related Emissions before CCS[natural gas if,cement and other nonmetallic minerals 239,N2O] | NoSettings | 465852 | 455669 | 446974 | 438361 | 429508 | 420515 | 411312 | 402218 | 395148 | 396293 | 396585 | 396150 | 396048 | 395934 | 395427 | 394750 | 403677 | 402259 | 401238 | 400160 | 398880 | 397528 | 396423 | 395338 | 394168 | 393897 | 392764 | 392231 | 391697 | 391157 | 390640
Industrial Sector Energy Related Emissions before CCS[natural gas if,cement and other nonmetallic minerals 239,F gases] | NoSettings | 0 | 0 | 0 | 0 | 0 | 0 | 0 | 0 | 0 | 0 | 0 | 0 | 0 | 0 | 0 | 0 | 0 | 0 | 0 | 0 | 0 | 0 | 0 | 0 | 0 | 0 | 0 | 0 | 0 | 0 | 0
Industrial Sector Energy Related Emissions before CCS[natural gas if,iron and steel 241,CO2] | NoSettings | 0 | 0 | 0 | 0 | 0 | 0 | 0 | 0 | 0 | 0 | 0 | 0 | 0 | 0 | 0 | 0 | 0 | 0 | 0 | 0 | 0 | 0 | 0 | 0 | 0 | 0 | 0 | 0 | 0 | 0 | 0
Industrial Sector Energy Related Emissions before CCS[natural gas if,iron and steel 241,VOC] | NoSettings | 0 | 0 | 0 | 0 | 0 | 0 | 0 | 0 | 0 | 0 | 0 | 0 | 0 | 0 | 0 | 0 | 0 | 0 | 0 | 0 | 0 | 0 | 0 | 0 | 0 | 0 | 0 | 0 | 0 | 0 | 0
Industrial Sector Energy Related Emissions before CCS[natural gas if,iron and steel 241,CO] | NoSettings | 0 | 0 | 0 | 0 | 0 | 0 | 0 | 0 | 0 | 0 | 0 | 0 | 0 | 0 | 0 | 0 | 0 | 0 | 0 | 0 | 0 | 0 | 0 | 0 | 0 | 0 | 0 | 0 | 0 | 0 | 0
Industrial Sector Energy Related Emissions before CCS[natural gas if,iron and steel 241,NOx] | NoSettings | 0 | 0 | 0 | 0 | 0 | 0 | 0 | 0 | 0 | 0 | 0 | 0 | 0 | 0 | 0 | 0 | 0 | 0 | 0 | 0 | 0 | 0 | 0 | 0 | 0 | 0 | 0 | 0 | 0 | 0 | 0
Industrial Sector Energy Related Emissions before CCS[natural gas if,iron and steel 241,PM10] | NoSettings | 0 | 0 | 0 | 0 | 0 | 0 | 0 | 0 | 0 | 0 | 0 | 0 | 0 | 0 | 0 | 0 | 0 | 0 | 0 | 0 | 0 | 0 | 0 | 0 | 0 | 0 | 0 | 0 | 0 | 0 | 0
Industrial Sector Energy Related Emissions before CCS[natural gas if,iron and steel 241,PM25] | NoSettings | 0 | 0 | 0 | 0 | 0 | 0 | 0 | 0 | 0 | 0 | 0 | 0 | 0 | 0 | 0 | 0 | 0 | 0 | 0 | 0 | 0 | 0 | 0 | 0 | 0 | 0 | 0 | 0 | 0 | 0 | 0
Industrial Sector Energy Related Emissions before CCS[natural gas if,iron and steel 241,SOx] | NoSettings | 0 | 0 | 0 | 0 | 0 | 0 | 0 | 0 | 0 | 0 | 0 | 0 | 0 | 0 | 0 | 0 | 0 | 0 | 0 | 0 | 0 | 0 | 0 | 0 | 0 | 0 | 0 | 0 | 0 | 0 | 0
Industrial Sector Energy Related Emissions before CCS[natural gas if,iron and steel 241,BC] | NoSettings | 0 | 0 | 0 | 0 | 0 | 0 | 0 | 0 | 0 | 0 | 0 | 0 | 0 | 0 | 0 | 0 | 0 | 0 | 0 | 0 | 0 | 0 | 0 | 0 | 0 | 0 | 0 | 0 | 0 | 0 | 0
Industrial Sector Energy Related Emissions before CCS[natural gas if,iron and steel 241,OC] | NoSettings | 0 | 0 | 0 | 0 | 0 | 0 | 0 | 0 | 0 | 0 | 0 | 0 | 0 | 0 | 0 | 0 | 0 | 0 | 0 | 0 | 0 | 0 | 0 | 0 | 0 | 0 | 0 | 0 | 0 | 0 | 0
Industrial Sector Energy Related Emissions before CCS[natural gas if,iron and steel 241,CH4] | NoSettings | 0 | 0 | 0 | 0 | 0 | 0 | 0 | 0 | 0 | 0 | 0 | 0 | 0 | 0 | 0 | 0 | 0 | 0 | 0 | 0 | 0 | 0 | 0 | 0 | 0 | 0 | 0 | 0 | 0 | 0 | 0
Industrial Sector Energy Related Emissions before CCS[natural gas if,iron and steel 241,N2O] | NoSettings | 0 | 0 | 0 | 0 | 0 | 0 | 0 | 0 | 0 | 0 | 0 | 0 | 0 | 0 | 0 | 0 | 0 | 0 | 0 | 0 | 0 | 0 | 0 | 0 | 0 | 0 | 0 | 0 | 0 | 0 | 0
Industrial Sector Energy Related Emissions before CCS[natural gas if,iron and steel 241,F gases] | NoSettings | 0 | 0 | 0 | 0 | 0 | 0 | 0 | 0 | 0 | 0 | 0 | 0 | 0 | 0 | 0 | 0 | 0 | 0 | 0 | 0 | 0 | 0 | 0 | 0 | 0 | 0 | 0 | 0 | 0 | 0 | 0
Industrial Sector Energy Related Emissions before CCS[natural gas if,other metals 242,CO2] | NoSettings | 0 | 0 | 0 | 0 | 0 | 0 | 0 | 0 | 0 | 0 | 0 | 0 | 0 | 0 | 0 | 0 | 0 | 0 | 0 | 0 | 0 | 0 | 0 | 0 | 0 | 0 | 0 | 0 | 0 | 0 | 0
Industrial Sector Energy Related Emissions before CCS[natural gas if,other metals 242,VOC] | NoSettings | 0 | 0 | 0 | 0 | 0 | 0 | 0 | 0 | 0 | 0 | 0 | 0 | 0 | 0 | 0 | 0 | 0 | 0 | 0 | 0 | 0 | 0 | 0 | 0 | 0 | 0 | 0 | 0 | 0 | 0 | 0
Industrial Sector Energy Related Emissions before CCS[natural gas if,other metals 242,CO] | NoSettings | 0 | 0 | 0 | 0 | 0 | 0 | 0 | 0 | 0 | 0 | 0 | 0 | 0 | 0 | 0 | 0 | 0 | 0 | 0 | 0 | 0 | 0 | 0 | 0 | 0 | 0 | 0 | 0 | 0 | 0 | 0
Industrial Sector Energy Related Emissions before CCS[natural gas if,other metals 242,NOx] | NoSettings | 0 | 0 | 0 | 0 | 0 | 0 | 0 | 0 | 0 | 0 | 0 | 0 | 0 | 0 | 0 | 0 | 0 | 0 | 0 | 0 | 0 | 0 | 0 | 0 | 0 | 0 | 0 | 0 | 0 | 0 | 0
Industrial Sector Energy Related Emissions before CCS[natural gas if,other metals 242,PM10] | NoSettings | 0 | 0 | 0 | 0 | 0 | 0 | 0 | 0 | 0 | 0 | 0 | 0 | 0 | 0 | 0 | 0 | 0 | 0 | 0 | 0 | 0 | 0 | 0 | 0 | 0 | 0 | 0 | 0 | 0 | 0 | 0
Industrial Sector Energy Related Emissions before CCS[natural gas if,other metals 242,PM25] | NoSettings | 0 | 0 | 0 | 0 | 0 | 0 | 0 | 0 | 0 | 0 | 0 | 0 | 0 | 0 | 0 | 0 | 0 | 0 | 0 | 0 | 0 | 0 | 0 | 0 | 0 | 0 | 0 | 0 | 0 | 0 | 0
Industrial Sector Energy Related Emissions before CCS[natural gas if,other metals 242,SOx] | NoSettings | 0 | 0 | 0 | 0 | 0 | 0 | 0 | 0 | 0 | 0 | 0 | 0 | 0 | 0 | 0 | 0 | 0 | 0 | 0 | 0 | 0 | 0 | 0 | 0 | 0 | 0 | 0 | 0 | 0 | 0 | 0
Industrial Sector Energy Related Emissions before CCS[natural gas if,other metals 242,BC] | NoSettings | 0 | 0 | 0 | 0 | 0 | 0 | 0 | 0 | 0 | 0 | 0 | 0 | 0 | 0 | 0 | 0 | 0 | 0 | 0 | 0 | 0 | 0 | 0 | 0 | 0 | 0 | 0 | 0 | 0 | 0 | 0
Industrial Sector Energy Related Emissions before CCS[natural gas if,other metals 242,OC] | NoSettings | 0 | 0 | 0 | 0 | 0 | 0 | 0 | 0 | 0 | 0 | 0 | 0 | 0 | 0 | 0 | 0 | 0 | 0 | 0 | 0 | 0 | 0 | 0 | 0 | 0 | 0 | 0 | 0 | 0 | 0 | 0
Industrial Sector Energy Related Emissions before CCS[natural gas if,other metals 242,CH4] | NoSettings | 0 | 0 | 0 | 0 | 0 | 0 | 0 | 0 | 0 | 0 | 0 | 0 | 0 | 0 | 0 | 0 | 0 | 0 | 0 | 0 | 0 | 0 | 0 | 0 | 0 | 0 | 0 | 0 | 0 | 0 | 0
Industrial Sector Energy Related Emissions before CCS[natural gas if,other metals 242,N2O] | NoSettings | 0 | 0 | 0 | 0 | 0 | 0 | 0 | 0 | 0 | 0 | 0 | 0 | 0 | 0 | 0 | 0 | 0 | 0 | 0 | 0 | 0 | 0 | 0 | 0 | 0 | 0 | 0 | 0 | 0 | 0 | 0
Industrial Sector Energy Related Emissions before CCS[natural gas if,other metals 242,F gases] | NoSettings | 0 | 0 | 0 | 0 | 0 | 0 | 0 | 0 | 0 | 0 | 0 | 0 | 0 | 0 | 0 | 0 | 0 | 0 | 0 | 0 | 0 | 0 | 0 | 0 | 0 | 0 | 0 | 0 | 0 | 0 | 0
Industrial Sector Energy Related Emissions before CCS[natural gas if,metal products except machinery and vehicles 25,CO2] | NoSettings | 411438000000 | 410748000000 | 417396000000 | 426246000000 | 434887000000 | 442388000000 | 446478000000 | 448536000000 | 449011000000 | 449439000000 | 450637000000 | 452307000000 | 452804000000 | 453925000000 | 456375000000 | 459792000000 | 462234000000 | 464942000000 | 468695000000 | 471703000000 | 473841000000 | 477392000000 | 483300000000 | 489394000000 | 493878000000 | 498108000000 | 504017000000 | 509218000000 | 514419000000 | 519619000000 | 524820000000
Industrial Sector Energy Related Emissions before CCS[natural gas if,metal products except machinery and vehicles 25,VOC] | NoSettings | 17780400 | 17750600 | 18037900 | 18420300 | 18793700 | 19117900 | 19294600 | 19383600 | 19404100 | 19422600 | 19474400 | 19546500 | 19568000 | 19616500 | 19722400 | 19870000 | 19975500 | 20092600 | 20254800 | 20384800 | 20477100 | 20630600 | 20885900 | 21149300 | 21343100 | 21525800 | 21781200 | 22006000 | 22230700 | 22455500 | 22680200
Industrial Sector Energy Related Emissions before CCS[natural gas if,metal products except machinery and vehicles 25,CO] | NoSettings | 155456000 | 155196000 | 157708000 | 161051000 | 164316000 | 167150000 | 168695000 | 169473000 | 169653000 | 169815000 | 170267000 | 170898000 | 171086000 | 171509000 | 172435000 | 173726000 | 174649000 | 175672000 | 177090000 | 178227000 | 179034000 | 180376000 | 182608000 | 184911000 | 186605000 | 188203000 | 190436000 | 192401000 | 194366000 | 196331000 | 198296000
Industrial Sector Energy Related Emissions before CCS[natural gas if,metal products except machinery and vehicles 25,NOx] | NoSettings | 254780000 | 254353000 | 258470000 | 263950000 | 269301000 | 273945000 | 276478000 | 277752000 | 278047000 | 278312000 | 279054000 | 280088000 | 280396000 | 281090000 | 282607000 | 284723000 | 286235000 | 287912000 | 290236000 | 292099000 | 293422000 | 295622000 | 299280000 | 303053000 | 305830000 | 308449000 | 312109000 | 315329000 | 318550000 | 321770000 | 324991000
Industrial Sector Energy Related Emissions before CCS[natural gas if,metal products except machinery and vehicles 25,PM10] | NoSettings | 24549800 | 24508600 | 24905300 | 25433400 | 25949000 | 26396500 | 26640600 | 26763400 | 26791700 | 26817300 | 26888700 | 26988400 | 27018100 | 27084900 | 27231100 | 27435000 | 27580700 | 27742300 | 27966300 | 28145700 | 28273300 | 28485200 | 28837700 | 29201300 | 29468900 | 29721200 | 30073800 | 30384200 | 30694500 | 31004800 | 31315100
Industrial Sector Energy Related Emissions before CCS[natural gas if,metal products except machinery and vehicles 25,PM25] | NoSettings | 24549800 | 24508600 | 24905300 | 25433400 | 25949000 | 26396500 | 26640600 | 26763400 | 26791700 | 26817300 | 26888700 | 26988400 | 27018100 | 27084900 | 27231100 | 27435000 | 27580700 | 27742300 | 27966300 | 28145700 | 28273300 | 28485200 | 28837700 | 29201300 | 29468900 | 29721200 | 30073800 | 30384200 | 30694500 | 31004800 | 31315100
Industrial Sector Energy Related Emissions before CCS[natural gas if,metal products except machinery and vehicles 25,SOx] | NoSettings | 1876520 | 1873370 | 1903690 | 1944060 | 1983470 | 2017680 | 2036330 | 2045720 | 2047880 | 2049840 | 2055300 | 2062910 | 2065180 | 2070300 | 2081470 | 2097050 | 2108190 | 2120540 | 2137660 | 2151380 | 2161130 | 2177330 | 2204270 | 2232060 | 2252520 | 2271810 | 2298760 | 2322480 | 2346200 | 2369920 | 2393640
Industrial Sector Energy Related Emissions before CCS[natural gas if,metal products except machinery and vehicles 25,BC] | NoSettings | 4047700 | 4040910 | 4106310 | 4193380 | 4278390 | 4352180 | 4392410 | 4412660 | 4417340 | 4421550 | 4433330 | 4449760 | 4454650 | 4465680 | 4489780 | 4523400 | 4547420 | 4574070 | 4610990 | 4640580 | 4661610 | 4696550 | 4754670 | 4814610 | 4858730 | 4900340 | 4958480 | 5009640 | 5060810 | 5111970 | 5163140
Industrial Sector Energy Related Emissions before CCS[natural gas if,metal products except machinery and vehicles 25,OC] | NoSettings | 10507000 | 10489300 | 10659100 | 10885100 | 11105800 | 11297300 | 11401800 | 11454300 | 11466500 | 11477400 | 11508000 | 11550600 | 11563300 | 11591900 | 11654500 | 11741800 | 11804100 | 11873300 | 11969100 | 12046000 | 12100500 | 12191200 | 12342100 | 12497700 | 12612200 | 12720200 | 12871100 | 13004000 | 13136800 | 13269600 | 13402400
Industrial Sector Energy Related Emissions before CCS[natural gas if,metal products except machinery and vehicles 25,CH4] | NoSettings | 7754210 | 7741200 | 7866500 | 8033290 | 8196140 | 8337500 | 8414580 | 8453370 | 8462330 | 8470400 | 8492970 | 8524440 | 8533820 | 8554940 | 8601120 | 8665510 | 8711530 | 8762580 | 8833310 | 8890000 | 8930280 | 8997220 | 9108560 | 9223400 | 9307920 | 9387630 | 9499000 | 9597020 | 9695040 | 9793050 | 9891070
Industrial Sector Energy Related Emissions before CCS[natural gas if,metal products except machinery and vehicles 25,N2O] | NoSettings | 775421 | 774120 | 786650 | 803329 | 819614 | 833750 | 841458 | 845337 | 846233 | 847040 | 849297 | 852444 | 853382 | 855494 | 860112 | 866551 | 871153 | 876258 | 883331 | 889000 | 893028 | 899722 | 910856 | 922340 | 930792 | 938763 | 949900 | 959702 | 969504 | 979305 | 989107
Industrial Sector Energy Related Emissions before CCS[natural gas if,metal products except machinery and vehicles 25,F gases] | NoSettings | 0 | 0 | 0 | 0 | 0 | 0 | 0 | 0 | 0 | 0 | 0 | 0 | 0 | 0 | 0 | 0 | 0 | 0 | 0 | 0 | 0 | 0 | 0 | 0 | 0 | 0 | 0 | 0 | 0 | 0 | 0
Industrial Sector Energy Related Emissions before CCS[natural gas if,computers and electronics 26,CO2] | NoSettings | 21227500000 | 21191900000 | 21534900000 | 21991500000 | 22437300000 | 22824300000 | 23035300000 | 23141500000 | 23166000000 | 23188100000 | 23249900000 | 23336100000 | 23361700000 | 23419500000 | 23546000000 | 23722200000 | 23848200000 | 23987900000 | 24181600000 | 24336800000 | 24447000000 | 24630300000 | 24935100000 | 25249400000 | 25480800000 | 25699000000 | 26003900000 | 26272200000 | 26540600000 | 26808900000 | 27077300000
Industrial Sector Energy Related Emissions before CCS[natural gas if,computers and electronics 26,VOC] | NoSettings | 917351 | 915813 | 930635 | 950366 | 969632 | 986357 | 995474 | 1000060 | 1001120 | 1002080 | 1004750 | 1008470 | 1009580 | 1012080 | 1017540 | 1025160 | 1030600 | 1036640 | 1045010 | 1051720 | 1056480 | 1064400 | 1077570 | 1091160 | 1101160 | 1110590 | 1123760 | 1135360 | 1146960 | 1158550 | 1170150
Industrial Sector Energy Related Emissions before CCS[natural gas if,computers and electronics 26,CO] | NoSettings | 8020520 | 8007070 | 8136660 | 8309170 | 8477620 | 8623850 | 8703560 | 8743690 | 8752960 | 8761300 | 8784650 | 8817210 | 8826910 | 8848750 | 8896520 | 8963120 | 9010710 | 9063520 | 9136680 | 9195320 | 9236980 | 9306220 | 9421380 | 9540160 | 9627590 | 9710030 | 9825220 | 9926610 | 10028000 | 10129400 | 10230800
Industrial Sector Energy Related Emissions before CCS[natural gas if,computers and electronics 26,NOx] | NoSettings | 13145000 | 13122900 | 13335300 | 13618000 | 13894100 | 14133800 | 14264400 | 14330200 | 14345400 | 14359000 | 14397300 | 14450700 | 14466600 | 14502400 | 14580700 | 14689800 | 14767800 | 14854400 | 14974200 | 15070400 | 15138600 | 15252100 | 15440900 | 15635500 | 15778800 | 15913900 | 16102700 | 16268900 | 16435000 | 16601200 | 16767400
Industrial Sector Energy Related Emissions before CCS[natural gas if,computers and electronics 26,PM10] | NoSettings | 1266610 | 1264480 | 1284950 | 1312190 | 1338790 | 1361890 | 1374470 | 1380810 | 1382280 | 1383590 | 1387280 | 1392420 | 1393950 | 1397400 | 1404950 | 1415460 | 1422980 | 1431320 | 1442870 | 1452130 | 1458710 | 1469650 | 1487830 | 1506590 | 1520400 | 1533420 | 1551610 | 1567620 | 1583630 | 1599640 | 1615650
Industrial Sector Energy Related Emissions before CCS[natural gas if,computers and electronics 26,PM25] | NoSettings | 1266610 | 1264480 | 1284950 | 1312190 | 1338790 | 1361890 | 1374470 | 1380810 | 1382280 | 1383590 | 1387280 | 1392420 | 1393950 | 1397400 | 1404950 | 1415460 | 1422980 | 1431320 | 1442870 | 1452130 | 1458710 | 1469650 | 1487830 | 1506590 | 1520400 | 1533420 | 1551610 | 1567620 | 1583630 | 1599640 | 1615650
Industrial Sector Energy Related Emissions before CCS[natural gas if,computers and electronics 26,SOx] | NoSettings | 96816 | 96653.6 | 98217.9 | 100300 | 102334 | 104099 | 105061 | 105545 | 105657 | 105758 | 106040 | 106433 | 106550 | 106813 | 107390 | 108194 | 108769 | 109406 | 110289 | 110997 | 111500 | 112336 | 113726 | 115160 | 116215 | 117210 | 118601 | 119824 | 121048 | 122272 | 123496
Industrial Sector Energy Related Emissions before CCS[natural gas if,computers and electronics 26,BC] | NoSettings | 208834 | 208484 | 211858 | 216350 | 220736 | 224544 | 226619 | 227664 | 227905 | 228122 | 228730 | 229578 | 229831 | 230399 | 231643 | 233377 | 234617 | 235992 | 237896 | 239423 | 240508 | 242311 | 245309 | 248402 | 250678 | 252825 | 255824 | 258464 | 261104 | 263744 | 266384
Industrial Sector Energy Related Emissions before CCS[natural gas if,computers and electronics 26,OC] | NoSettings | 542089 | 541180 | 549939 | 561599 | 572983 | 582867 | 588254 | 590967 | 591593 | 592157 | 593735 | 595936 | 596592 | 598067 | 601296 | 605797 | 609014 | 612583 | 617528 | 621491 | 624307 | 628987 | 636770 | 644798 | 650708 | 656279 | 664065 | 670917 | 677770 | 684623 | 691475
Industrial Sector Energy Related Emissions before CCS[natural gas if,computers and electronics 26,CH4] | NoSettings | 400066 | 399395 | 405859 | 414464 | 422866 | 430160 | 434136 | 436138 | 436600 | 437016 | 438181 | 439805 | 440289 | 441378 | 443761 | 447083 | 449457 | 452091 | 455740 | 458665 | 460743 | 464197 | 469941 | 475866 | 480227 | 484339 | 490085 | 495142 | 500199 | 505257 | 510314
Industrial Sector Energy Related Emissions before CCS[natural gas if,computers and electronics 26,N2O] | NoSettings | 40006.6 | 39939.5 | 40585.9 | 41446.4 | 42286.6 | 43016 | 43413.6 | 43613.8 | 43660 | 43701.6 | 43818.1 | 43980.5 | 44028.9 | 44137.8 | 44376.1 | 44708.3 | 44945.7 | 45209.1 | 45574 | 45866.5 | 46074.3 | 46419.7 | 46994.1 | 47586.6 | 48022.7 | 48433.9 | 49008.5 | 49514.2 | 50019.9 | 50525.7 | 51031.4
Industrial Sector Energy Related Emissions before CCS[natural gas if,computers and electronics 26,F gases] | NoSettings | 0 | 0 | 0 | 0 | 0 | 0 | 0 | 0 | 0 | 0 | 0 | 0 | 0 | 0 | 0 | 0 | 0 | 0 | 0 | 0 | 0 | 0 | 0 | 0 | 0 | 0 | 0 | 0 | 0 | 0 | 0
Industrial Sector Energy Related Emissions before CCS[natural gas if,appliances and electrical equipment 27,CO2] | NoSettings | 0 | 0 | 0 | 0 | 0 | 0 | 0 | 0 | 0 | 0 | 0 | 0 | 0 | 0 | 0 | 0 | 0 | 0 | 0 | 0 | 0 | 0 | 0 | 0 | 0 | 0 | 0 | 0 | 0 | 0 | 0
Industrial Sector Energy Related Emissions before CCS[natural gas if,appliances and electrical equipment 27,VOC] | NoSettings | 0 | 0 | 0 | 0 | 0 | 0 | 0 | 0 | 0 | 0 | 0 | 0 | 0 | 0 | 0 | 0 | 0 | 0 | 0 | 0 | 0 | 0 | 0 | 0 | 0 | 0 | 0 | 0 | 0 | 0 | 0
Industrial Sector Energy Related Emissions before CCS[natural gas if,appliances and electrical equipment 27,CO] | NoSettings | 0 | 0 | 0 | 0 | 0 | 0 | 0 | 0 | 0 | 0 | 0 | 0 | 0 | 0 | 0 | 0 | 0 | 0 | 0 | 0 | 0 | 0 | 0 | 0 | 0 | 0 | 0 | 0 | 0 | 0 | 0
Industrial Sector Energy Related Emissions before CCS[natural gas if,appliances and electrical equipment 27,NOx] | NoSettings | 0 | 0 | 0 | 0 | 0 | 0 | 0 | 0 | 0 | 0 | 0 | 0 | 0 | 0 | 0 | 0 | 0 | 0 | 0 | 0 | 0 | 0 | 0 | 0 | 0 | 0 | 0 | 0 | 0 | 0 | 0
Industrial Sector Energy Related Emissions before CCS[natural gas if,appliances and electrical equipment 27,PM10] | NoSettings | 0 | 0 | 0 | 0 | 0 | 0 | 0 | 0 | 0 | 0 | 0 | 0 | 0 | 0 | 0 | 0 | 0 | 0 | 0 | 0 | 0 | 0 | 0 | 0 | 0 | 0 | 0 | 0 | 0 | 0 | 0
Industrial Sector Energy Related Emissions before CCS[natural gas if,appliances and electrical equipment 27,PM25] | NoSettings | 0 | 0 | 0 | 0 | 0 | 0 | 0 | 0 | 0 | 0 | 0 | 0 | 0 | 0 | 0 | 0 | 0 | 0 | 0 | 0 | 0 | 0 | 0 | 0 | 0 | 0 | 0 | 0 | 0 | 0 | 0
Industrial Sector Energy Related Emissions before CCS[natural gas if,appliances and electrical equipment 27,SOx] | NoSettings | 0 | 0 | 0 | 0 | 0 | 0 | 0 | 0 | 0 | 0 | 0 | 0 | 0 | 0 | 0 | 0 | 0 | 0 | 0 | 0 | 0 | 0 | 0 | 0 | 0 | 0 | 0 | 0 | 0 | 0 | 0
Industrial Sector Energy Related Emissions before CCS[natural gas if,appliances and electrical equipment 27,BC] | NoSettings | 0 | 0 | 0 | 0 | 0 | 0 | 0 | 0 | 0 | 0 | 0 | 0 | 0 | 0 | 0 | 0 | 0 | 0 | 0 | 0 | 0 | 0 | 0 | 0 | 0 | 0 | 0 | 0 | 0 | 0 | 0
Industrial Sector Energy Related Emissions before CCS[natural gas if,appliances and electrical equipment 27,OC] | NoSettings | 0 | 0 | 0 | 0 | 0 | 0 | 0 | 0 | 0 | 0 | 0 | 0 | 0 | 0 | 0 | 0 | 0 | 0 | 0 | 0 | 0 | 0 | 0 | 0 | 0 | 0 | 0 | 0 | 0 | 0 | 0
Industrial Sector Energy Related Emissions before CCS[natural gas if,appliances and electrical equipment 27,CH4] | NoSettings | 0 | 0 | 0 | 0 | 0 | 0 | 0 | 0 | 0 | 0 | 0 | 0 | 0 | 0 | 0 | 0 | 0 | 0 | 0 | 0 | 0 | 0 | 0 | 0 | 0 | 0 | 0 | 0 | 0 | 0 | 0
Industrial Sector Energy Related Emissions before CCS[natural gas if,appliances and electrical equipment 27,N2O] | NoSettings | 0 | 0 | 0 | 0 | 0 | 0 | 0 | 0 | 0 | 0 | 0 | 0 | 0 | 0 | 0 | 0 | 0 | 0 | 0 | 0 | 0 | 0 | 0 | 0 | 0 | 0 | 0 | 0 | 0 | 0 | 0
Industrial Sector Energy Related Emissions before CCS[natural gas if,appliances and electrical equipment 27,F gases] | NoSettings | 0 | 0 | 0 | 0 | 0 | 0 | 0 | 0 | 0 | 0 | 0 | 0 | 0 | 0 | 0 | 0 | 0 | 0 | 0 | 0 | 0 | 0 | 0 | 0 | 0 | 0 | 0 | 0 | 0 | 0 | 0
Industrial Sector Energy Related Emissions before CCS[natural gas if,other machinery 28,CO2] | NoSettings | 82565100000 | 82426600000 | 83760500000 | 85536400000 | 87270400000 | 88775700000 | 89596600000 | 90009400000 | 90104900000 | 90190900000 | 90431200000 | 90766000000 | 90866300000 | 91090800000 | 91582600000 | 92268200000 | 92758400000 | 93301800000 | 94054700000 | 94658500000 | 95087200000 | 95800400000 | 96985700000 | 98208200000 | 99108700000 | 99957100000 | 101143000000 | 102187000000 | 103230000000 | 104274000000 | 105318000000
Industrial Sector Energy Related Emissions before CCS[natural gas if,other machinery 28,VOC] | NoSettings | 3568070 | 3562080 | 3619730 | 3696480 | 3771410 | 3836460 | 3871940 | 3889780 | 3893900 | 3897620 | 3908010 | 3922470 | 3926810 | 3936510 | 3957760 | 3987390 | 4008580 | 4032060 | 4064590 | 4090690 | 4109220 | 4140030 | 4191260 | 4244090 | 4283000 | 4319670 | 4370920 | 4416020 | 4461120 | 4506230 | 4551330
Industrial Sector Energy Related Emissions before CCS[natural gas if,other machinery 28,CO] | NoSettings | 31196100 | 31143800 | 31647800 | 32318800 | 32973900 | 33542700 | 33852900 | 34008800 | 34044900 | 34077400 | 34168200 | 34294700 | 34332600 | 34417400 | 34603200 | 34862300 | 35047500 | 35252800 | 35537300 | 35765400 | 35927400 | 36196900 | 36644700 | 37106600 | 37446900 | 37767400 | 38215500 | 38609800 | 39004200 | 39398500 | 39792900
Industrial Sector Energy Related Emissions before CCS[natural gas if,other machinery 28,NOx] | NoSettings | 51127800 | 51042000 | 51868100 | 52967800 | 54041600 | 54973700 | 55482000 | 55737600 | 55796800 | 55850000 | 55998800 | 56206200 | 56268300 | 56407300 | 56711800 | 57136400 | 57440000 | 57776400 | 58242600 | 58616600 | 58882000 | 59323600 | 60057700 | 60814700 | 61372300 | 61897700 | 62632000 | 63278300 | 63924600 | 64570900 | 65217200
Industrial Sector Energy Related Emissions before CCS[natural gas if,other machinery 28,PM10] | NoSettings | 4926520 | 4918250 | 4997850 | 5103810 | 5207280 | 5297100 | 5346080 | 5370710 | 5376410 | 5381540 | 5395880 | 5415850 | 5421840 | 5435230 | 5464580 | 5505480 | 5534740 | 5567160 | 5612080 | 5648110 | 5673690 | 5716240 | 5786970 | 5859920 | 5913640 | 5964270 | 6035030 | 6097300 | 6159580 | 6221850 | 6284130
Industrial Sector Energy Related Emissions before CCS[natural gas if,other machinery 28,PM25] | NoSettings | 4926520 | 4918250 | 4997850 | 5103810 | 5207280 | 5297100 | 5346080 | 5370710 | 5376410 | 5381540 | 5395880 | 5415850 | 5421840 | 5435230 | 5464580 | 5505480 | 5534740 | 5567160 | 5612080 | 5648110 | 5673690 | 5716240 | 5786970 | 5859920 | 5913640 | 5964270 | 6035030 | 6097300 | 6159580 | 6221850 | 6284130
Industrial Sector Energy Related Emissions before CCS[natural gas if,other machinery 28,SOx] | NoSettings | 376569 | 375937 | 382021 | 390121 | 398030 | 404895 | 408639 | 410522 | 410957 | 411349 | 412445 | 413972 | 414430 | 415454 | 417697 | 420823 | 423060 | 425538 | 428972 | 431726 | 433681 | 436933 | 442340 | 447915 | 452022 | 455892 | 461300 | 466061 | 470821 | 475581 | 480341
Industrial Sector Energy Related Emissions before CCS[natural gas if,other machinery 28,BC] | NoSettings | 812269 | 810906 | 824029 | 841501 | 858560 | 873369 | 881444 | 885505 | 886445 | 887290 | 889655 | 892949 | 893935 | 896144 | 900982 | 907727 | 912550 | 917895 | 925302 | 931243 | 935461 | 942476 | 954138 | 966165 | 975023 | 983370 | 995036 | 1005300 | 1015570 | 1025840 | 1036110
Industrial Sector Energy Related Emissions before CCS[natural gas if,other machinery 28,OC] | NoSettings | 2108470 | 2104940 | 2139000 | 2184350 | 2228640 | 2267080 | 2288040 | 2298580 | 2301020 | 2303220 | 2309350 | 2317900 | 2320460 | 2326200 | 2338760 | 2356260 | 2368780 | 2382660 | 2401890 | 2417310 | 2428250 | 2446470 | 2476740 | 2507960 | 2530950 | 2552620 | 2582900 | 2609550 | 2636210 | 2662860 | 2689510
Industrial Sector Energy Related Emissions before CCS[natural gas if,other machinery 28,CH4] | NoSettings | 1556070 | 1553460 | 1578600 | 1612070 | 1644750 | 1673120 | 1688590 | 1696370 | 1698170 | 1699790 | 1704320 | 1710630 | 1712520 | 1716750 | 1726020 | 1738940 | 1748180 | 1758420 | 1772610 | 1783990 | 1792070 | 1805510 | 1827850 | 1850890 | 1867860 | 1883850 | 1906200 | 1925870 | 1945540 | 1965210 | 1984880
Industrial Sector Energy Related Emissions before CCS[natural gas if,other machinery 28,N2O] | NoSettings | 155607 | 155346 | 157860 | 161207 | 164475 | 167312 | 168859 | 169637 | 169817 | 169979 | 170432 | 171063 | 171252 | 171675 | 172602 | 173894 | 174818 | 175842 | 177261 | 178399 | 179207 | 180551 | 182785 | 185089 | 186786 | 188385 | 190620 | 192587 | 194554 | 196521 | 198488
Industrial Sector Energy Related Emissions before CCS[natural gas if,other machinery 28,F gases] | NoSettings | 0 | 0 | 0 | 0 | 0 | 0 | 0 | 0 | 0 | 0 | 0 | 0 | 0 | 0 | 0 | 0 | 0 | 0 | 0 | 0 | 0 | 0 | 0 | 0 | 0 | 0 | 0 | 0 | 0 | 0 | 0
Industrial Sector Energy Related Emissions before CCS[natural gas if,road vehicles 29,CO2] | NoSettings | 9586080000 | 9570010000 | 9724890000 | 9931080000 | 10132400000 | 10307200000 | 10402400000 | 10450400000 | 10461500000 | 10471400000 | 10499400000 | 10538200000 | 10549900000 | 10576000000 | 10633100000 | 10712700000 | 10769500000 | 10832700000 | 10920100000 | 10990200000 | 11040000000 | 11122700000 | 11260300000 | 11402300000 | 11506800000 | 11605400000 | 11743000000 | 11864200000 | 11985400000 | 12106500000 | 12227700000
Industrial Sector Energy Related Emissions before CCS[natural gas if,road vehicles 29,VOC] | NoSettings | 414265 | 413570 | 420263 | 429174 | 437874 | 445427 | 449543 | 451616 | 452095 | 452526 | 453732 | 455413 | 455915 | 457043 | 459510 | 462950 | 465408 | 468137 | 471913 | 474942 | 477095 | 480670 | 486618 | 492754 | 497269 | 501530 | 507478 | 512715 | 517952 | 523187 | 528424
Industrial Sector Energy Related Emissions before CCS[natural gas if,road vehicles 29,CO] | NoSettings | 3621970 | 3615900 | 3674420 | 3752320 | 3828390 | 3894420 | 3930410 | 3948530 | 3952720 | 3956490 | 3967040 | 3981730 | 3986120 | 3995990 | 4017560 | 4047630 | 4069120 | 4092980 | 4126000 | 4152480 | 4171310 | 4202560 | 4254570 | 4308210 | 4347690 | 4384940 | 4436940 | 4482730 | 4528520 | 4574290 | 4620080
Industrial Sector Energy Related Emissions before CCS[natural gas if,road vehicles 29,NOx] | NoSettings | 5936110 | 5926150 | 6022060 | 6149750 | 6274410 | 6382640 | 6441610 | 6471320 | 6478180 | 6484360 | 6501640 | 6525730 | 6532920 | 6549090 | 6584440 | 6633730 | 6668950 | 6708050 | 6762170 | 6805570 | 6836420 | 6887650 | 6972880 | 7060810 | 7125500 | 7186550 | 7271780 | 7346830 | 7421870 | 7496880 | 7571930
Industrial Sector Energy Related Emissions before CCS[natural gas if,road vehicles 29,PM10] | NoSettings | 571985 | 571026 | 580268 | 592571 | 604583 | 615011 | 620694 | 623556 | 624218 | 624813 | 626479 | 628799 | 629493 | 631050 | 634457 | 639206 | 642600 | 646367 | 651582 | 655764 | 658737 | 663673 | 671885 | 680358 | 686591 | 692474 | 700686 | 707918 | 715149 | 722377 | 729608
Industrial Sector Energy Related Emissions before CCS[natural gas if,road vehicles 29,PM25] | NoSettings | 571985 | 571026 | 580268 | 592571 | 604583 | 615011 | 620694 | 623556 | 624218 | 624813 | 626479 | 628799 | 629493 | 631050 | 634457 | 639206 | 642600 | 646367 | 651582 | 655764 | 658737 | 663673 | 671885 | 680358 | 686591 | 692474 | 700686 | 707918 | 715149 | 722377 | 729608
Industrial Sector Energy Related Emissions before CCS[natural gas if,road vehicles 29,SOx] | NoSettings | 43720.9 | 43647.6 | 44354 | 45294.4 | 46212.6 | 47009.7 | 47444.1 | 47662.9 | 47713.4 | 47758.9 | 47886.2 | 48063.6 | 48116.6 | 48235.7 | 48496.1 | 48859.1 | 49118.5 | 49406.5 | 49805.1 | 50124.7 | 50352 | 50729.3 | 51357 | 52004.6 | 52481.1 | 52930.7 | 53558.5 | 54111.2 | 54663.9 | 55216.4 | 55769.1
Industrial Sector Energy Related Emissions before CCS[natural gas if,road vehicles 29,BC] | NoSettings | 94307.1 | 94149 | 95672.7 | 97701.2 | 99681.6 | 101401 | 102338 | 102810 | 102919 | 103017 | 103292 | 103674 | 103789 | 104046 | 104607 | 105390 | 105950 | 106571 | 107431 | 108120 | 108610 | 109424 | 110778 | 112175 | 113203 | 114173 | 115527 | 116719 | 117911 | 119103 | 120295
Industrial Sector Energy Related Emissions before CCS[natural gas if,road vehicles 29,OC] | NoSettings | 244801 | 244391 | 248346 | 253611 | 258752 | 263216 | 265648 | 266873 | 267156 | 267411 | 268123 | 269117 | 269413 | 270080 | 271538 | 273570 | 275023 | 276635 | 278867 | 280657 | 281929 | 284042 | 287557 | 291183 | 293851 | 296368 | 299883 | 302978 | 306073 | 309166 | 312261
Industrial Sector Energy Related Emissions before CCS[natural gas if,road vehicles 29,CH4] | NoSettings | 180665 | 180362 | 183281 | 187167 | 190961 | 194255 | 196050 | 196954 | 197163 | 197351 | 197877 | 198610 | 198829 | 199321 | 200397 | 201897 | 202969 | 204159 | 205806 | 207127 | 208066 | 209625 | 212219 | 214895 | 216864 | 218722 | 221316 | 223600 | 225884 | 228167 | 230451
Industrial Sector Energy Related Emissions before CCS[natural gas if,road vehicles 29,N2O] | NoSettings | 18066.5 | 18036.2 | 18328.1 | 18716.7 | 19096.1 | 19425.5 | 19605 | 19695.4 | 19716.3 | 19735.1 | 19787.7 | 19861 | 19882.9 | 19932.1 | 20039.7 | 20189.7 | 20296.9 | 20415.9 | 20580.6 | 20712.7 | 20806.6 | 20962.5 | 21221.9 | 21489.5 | 21686.4 | 21872.2 | 22131.6 | 22360 | 22588.4 | 22816.7 | 23045.1
Industrial Sector Energy Related Emissions before CCS[natural gas if,road vehicles 29,F gases] | NoSettings | 0 | 0 | 0 | 0 | 0 | 0 | 0 | 0 | 0 | 0 | 0 | 0 | 0 | 0 | 0 | 0 | 0 | 0 | 0 | 0 | 0 | 0 | 0 | 0 | 0 | 0 | 0 | 0 | 0 | 0 | 0
Industrial Sector Energy Related Emissions before CCS[natural gas if,nonroad vehicles 30,CO2] | NoSettings | 178727000000 | 178427000000 | 181315000000 | 185160000000 | 188913000000 | 192171000000 | 193948000000 | 194842000000 | 195049000000 | 195234000000 | 195755000000 | 196480000000 | 196696000000 | 197183000000 | 198248000000 | 199732000000 | 200792000000 | 201969000000 | 203599000000 | 204906000000 | 205834000000 | 207377000000 | 209943000000 | 212590000000 | 214539000000 | 216375000000 | 218943000000 | 221202000000 | 223461000000 | 225720000000 | 227980000000
Industrial Sector Energy Related Emissions before CCS[natural gas if,nonroad vehicles 30,VOC] | NoSettings | 7723720 | 7710760 | 7835570 | 8001720 | 8163930 | 8304720 | 8381490 | 8420150 | 8429070 | 8437090 | 8459590 | 8490930 | 8500270 | 8521320 | 8567310 | 8631450 | 8677290 | 8728140 | 8798580 | 8855060 | 8895170 | 8961850 | 9072740 | 9187130 | 9271330 | 9350720 | 9461650 | 9559290 | 9656920 | 9754560 | 9852200
Industrial Sector Energy Related Emissions before CCS[natural gas if,nonroad vehicles 30,CO] | NoSettings | 67529500 | 67416200 | 68507400 | 69960100 | 71378300 | 72609200 | 73280500 | 73618500 | 73696400 | 73766600 | 73963300 | 74237300 | 74318900 | 74503000 | 74905100 | 75465900 | 75866600 | 76311300 | 76927200 | 77421000 | 77771600 | 78354600 | 79324100 | 80324300 | 81060500 | 81754500 | 82724500 | 83578100 | 84431800 | 85285400 | 86139000
Industrial Sector Energy Related Emissions before CCS[natural gas if,nonroad vehicles 30,NOx] | NoSettings | 110675000 | 110490000 | 112278000 | 114659000 | 116983000 | 119000000 | 120101000 | 120655000 | 120782000 | 120897000 | 121220000 | 121669000 | 121803000 | 122104000 | 122763000 | 123682000 | 124339000 | 125068000 | 126077000 | 126887000 | 127461000 | 128417000 | 130006000 | 131645000 | 132851000 | 133989000 | 135578000 | 136978000 | 138377000 | 139776000 | 141175000
Industrial Sector Energy Related Emissions before CCS[natural gas if,nonroad vehicles 30,PM10] | NoSettings | 10664300 | 10646400 | 10818800 | 11048200 | 11272100 | 11466500 | 11572500 | 11625900 | 11638200 | 11649300 | 11680400 | 11723600 | 11736500 | 11765600 | 11829100 | 11917600 | 11980900 | 12051200 | 12148400 | 12226400 | 12281800 | 12373800 | 12526900 | 12684900 | 12801200 | 12910800 | 13063900 | 13198700 | 13333500 | 13468400 | 13603200
Industrial Sector Energy Related Emissions before CCS[natural gas if,nonroad vehicles 30,PM25] | NoSettings | 10664300 | 10646400 | 10818800 | 11048200 | 11272100 | 11466500 | 11572500 | 11625900 | 11638200 | 11649300 | 11680400 | 11723600 | 11736500 | 11765600 | 11829100 | 11917600 | 11980900 | 12051200 | 12148400 | 12226400 | 12281800 | 12373800 | 12526900 | 12684900 | 12801200 | 12910800 | 13063900 | 13198700 | 13333500 | 13468400 | 13603200
Industrial Sector Energy Related Emissions before CCS[natural gas if,nonroad vehicles 30,SOx] | NoSettings | 815150 | 813783 | 826955 | 844490 | 861610 | 876468 | 884571 | 888651 | 889592 | 890439 | 892813 | 896121 | 897106 | 899328 | 904182 | 910951 | 915789 | 921156 | 928590 | 934551 | 938783 | 945821 | 957524 | 969597 | 978483 | 986861 | 998569 | 1008870 | 1019180 | 1029480 | 1039790
Industrial Sector Energy Related Emissions before CCS[natural gas if,nonroad vehicles 30,BC] | NoSettings | 1758300 | 1755350 | 1783760 | 1821590 | 1858510 | 1890560 | 1908040 | 1916840 | 1918870 | 1920700 | 1925820 | 1932960 | 1935080 | 1939870 | 1950340 | 1964940 | 1975380 | 1986960 | 2002990 | 2015850 | 2024980 | 2040160 | 2065400 | 2091450 | 2110610 | 2128680 | 2153940 | 2176170 | 2198390 | 2220620 | 2242850
Industrial Sector Energy Related Emissions before CCS[natural gas if,nonroad vehicles 30,OC] | NoSettings | 4564170 | 4556510 | 4630270 | 4728450 | 4824300 | 4907500 | 4952860 | 4975710 | 4980980 | 4985720 | 4999020 | 5017540 | 5023050 | 5035490 | 5062670 | 5100570 | 5127660 | 5157710 | 5199340 | 5232710 | 5256410 | 5295810 | 5361340 | 5428940 | 5478700 | 5525610 | 5591160 | 5648860 | 5706560 | 5764250 | 5821950
Industrial Sector Energy Related Emissions before CCS[natural gas if,nonroad vehicles 30,CH4] | NoSettings | 3368390 | 3362740 | 3417170 | 3489630 | 3560370 | 3621770 | 3655250 | 3672110 | 3676000 | 3679500 | 3689310 | 3702980 | 3707050 | 3716230 | 3736290 | 3764260 | 3784250 | 3806430 | 3837150 | 3861780 | 3879270 | 3908350 | 3956710 | 4006600 | 4043320 | 4077940 | 4126320 | 4168900 | 4211480 | 4254060 | 4296640
Industrial Sector Energy Related Emissions before CCS[natural gas if,nonroad vehicles 30,N2O] | NoSettings | 336839 | 336274 | 341717 | 348963 | 356037 | 362177 | 365525 | 367211 | 367600 | 367950 | 368931 | 370298 | 370705 | 371623 | 373629 | 376426 | 378425 | 380643 | 383715 | 386178 | 387927 | 390835 | 395671 | 400660 | 404332 | 407794 | 412632 | 416890 | 421148 | 425406 | 429664
Industrial Sector Energy Related Emissions before CCS[natural gas if,nonroad vehicles 30,F gases] | NoSettings | 0 | 0 | 0 | 0 | 0 | 0 | 0 | 0 | 0 | 0 | 0 | 0 | 0 | 0 | 0 | 0 | 0 | 0 | 0 | 0 | 0 | 0 | 0 | 0 | 0 | 0 | 0 | 0 | 0 | 0 | 0
Industrial Sector Energy Related Emissions before CCS[natural gas if,other manufacturing 31T33,CO2] | NoSettings | 1574770000000 | 1572130000000 | 1597570000000 | 1631440000000 | 1664510000000 | 1693220000000 | 1708880000000 | 1716760000000 | 1718580000000 | 1720220000000 | 1724790000000 | 1731190000000 | 1733090000000 | 1737380000000 | 1746760000000 | 1759840000000 | 1769180000000 | 1779550000000 | 1793920000000 | 1805430000000 | 1813610000000 | 1827210000000 | 1849810000000 | 1873130000000 | 1890300000000 | 1906490000000 | 1929110000000 | 1949020000000 | 1968920000000 | 1988830000000 | 2008730000000
Industrial Sector Energy Related Emissions before CCS[natural gas if,other manufacturing 31T33,VOC] | NoSettings | 68053900 | 67939800 | 69039500 | 70503100 | 71932300 | 73173100 | 73849500 | 74190000 | 74268700 | 74339500 | 74537400 | 74813700 | 74896000 | 75081300 | 75486700 | 76051700 | 76455700 | 76903800 | 77524500 | 78022100 | 78375700 | 78963100 | 79940200 | 80947900 | 81689700 | 82389300 | 83366800 | 84227200 | 85087300 | 85947600 | 86807700
Industrial Sector Energy Related Emissions before CCS[natural gas if,other manufacturing 31T33,CO] | NoSettings | 595005000 | 594006000 | 603621000 | 616418000 | 628914000 | 639762000 | 645676000 | 648653000 | 649341000 | 649960000 | 651690000 | 654106000 | 654826000 | 656446000 | 659990000 | 664930000 | 668462000 | 672380000 | 677807000 | 682157000 | 685249000 | 690385000 | 698927000 | 707739000 | 714224000 | 720341000 | 728887000 | 736409000 | 743929000 | 751451000 | 758971000
Industrial Sector Energy Related Emissions before CCS[natural gas if,other manufacturing 31T33,NOx] | NoSettings | 975163000 | 973527000 | 989285000 | 1010260000 | 1030740000 | 1048520000 | 1058210000 | 1063090000 | 1064220000 | 1065230000 | 1068070000 | 1072030000 | 1073200000 | 1075860000 | 1081670000 | 1089760000 | 1095550000 | 1101970000 | 1110870000 | 1118000000 | 1123070000 | 1131480000 | 1145480000 | 1159920000 | 1170550000 | 1180580000 | 1194590000 | 1206910000 | 1219240000 | 1231570000 | 1243890000
Industrial Sector Energy Related Emissions before CCS[natural gas if,other manufacturing 31T33,PM10] | NoSettings | 93963700 | 93806000 | 95324500 | 97345300 | 99318700 | 101032000 | 101966000 | 102436000 | 102545000 | 102642000 | 102916000 | 103297000 | 103411000 | 103667000 | 104226000 | 105006000 | 105564000 | 106183000 | 107040000 | 107727000 | 108215000 | 109026000 | 110375000 | 111767000 | 112791000 | 113757000 | 115107000 | 116294000 | 117482000 | 118670000 | 119857000
Industrial Sector Energy Related Emissions before CCS[natural gas if,other manufacturing 31T33,PM25] | NoSettings | 93963700 | 93806000 | 95324500 | 97345300 | 99318700 | 101032000 | 101966000 | 102436000 | 102545000 | 102642000 | 102916000 | 103297000 | 103411000 | 103667000 | 104226000 | 105006000 | 105564000 | 106183000 | 107040000 | 107727000 | 108215000 | 109026000 | 110375000 | 111767000 | 112791000 | 113757000 | 115107000 | 116294000 | 117482000 | 118670000 | 119857000
Industrial Sector Energy Related Emissions before CCS[natural gas if,other manufacturing 31T33,SOx] | NoSettings | 7182320 | 7170270 | 7286330 | 7440800 | 7591640 | 7722580 | 7793970 | 7829910 | 7838210 | 7845690 | 7866570 | 7895730 | 7904420 | 7923980 | 7966760 | 8026390 | 8069030 | 8116320 | 8181830 | 8234340 | 8271660 | 8333660 | 8436770 | 8543130 | 8621420 | 8695250 | 8798420 | 8889220 | 8979990 | 9070790 | 9161560
Industrial Sector Energy Related Emissions before CCS[natural gas if,other manufacturing 31T33,BC] | NoSettings | 15492400 | 15466400 | 15716800 | 16050000 | 16375300 | 16657800 | 16811800 | 16889300 | 16907200 | 16923300 | 16968400 | 17031300 | 17050000 | 17092200 | 17184500 | 17313100 | 17405100 | 17507100 | 17648400 | 17761700 | 17842200 | 17975900 | 18198300 | 18427700 | 18596600 | 18755900 | 18978400 | 19174300 | 19370100 | 19565900 | 19761700
Industrial Sector Energy Related Emissions before CCS[natural gas if,other manufacturing 31T33,OC] | NoSettings | 40215000 | 40147600 | 40797400 | 41662300 | 42506900 | 43240100 | 43639800 | 43841000 | 43887500 | 43929400 | 44046300 | 44209600 | 44258200 | 44367700 | 44607300 | 44941100 | 45179900 | 45444700 | 45811500 | 46105500 | 46314400 | 46661600 | 47239000 | 47834500 | 48272800 | 48686200 | 49263900 | 49772300 | 50280500 | 50788900 | 51297200
Industrial Sector Energy Related Emissions before CCS[natural gas if,other manufacturing 31T33,CH4] | NoSettings | 29679000 | 29629200 | 30108800 | 30747100 | 31370400 | 31911500 | 32206500 | 32355000 | 32389300 | 32420200 | 32506500 | 32627000 | 32662900 | 32743700 | 32920500 | 33166900 | 33343100 | 33538500 | 33809200 | 34026200 | 34180400 | 34436600 | 34862700 | 35302200 | 35625700 | 35930800 | 36357100 | 36732300 | 37107400 | 37482600 | 37857700
Industrial Sector Energy Related Emissions before CCS[natural gas if,other manufacturing 31T33,N2O] | NoSettings | 2967900 | 2962920 | 3010880 | 3074710 | 3137040 | 3191150 | 3220650 | 3235500 | 3238930 | 3242020 | 3250650 | 3262700 | 3266290 | 3274370 | 3292050 | 3316690 | 3334310 | 3353850 | 3380920 | 3402620 | 3418040 | 3443660 | 3486270 | 3530220 | 3562570 | 3593080 | 3635710 | 3673230 | 3710740 | 3748260 | 3785770
Industrial Sector Energy Related Emissions before CCS[natural gas if,other manufacturing 31T33,F gases] | NoSettings | 0 | 0 | 0 | 0 | 0 | 0 | 0 | 0 | 0 | 0 | 0 | 0 | 0 | 0 | 0 | 0 | 0 | 0 | 0 | 0 | 0 | 0 | 0 | 0 | 0 | 0 | 0 | 0 | 0 | 0 | 0
Industrial Sector Energy Related Emissions before CCS[natural gas if,energy pipelines and gas processing 352T353,CO2] | NoSettings | 1062730000000 | 1062040000000 | 1079290000000 | 1102190000000 | 1124450000000 | 1143760000000 | 1154240000000 | 1159560000000 | 1160780000000 | 1161880000000 | 1164950000000 | 1169240000000 | 1170540000000 | 1173450000000 | 1179790000000 | 1188630000000 | 1194960000000 | 1201940000000 | 1211610000000 | 1219360000000 | 1224870000000 | 1234030000000 | 1249280000000 | 1265010000000 | 1276590000000 | 1287510000000 | 1302770000000 | 1316210000000 | 1329640000000 | 1343080000000 | 1356530000000
Industrial Sector Energy Related Emissions before CCS[natural gas if,energy pipelines and gas processing 352T353,VOC] | NoSettings | 45926000 | 45896400 | 46641800 | 47631400 | 48593200 | 49427700 | 49880800 | 50110800 | 50163400 | 50211000 | 50343500 | 50529000 | 50585200 | 50710800 | 50985100 | 51367000 | 51640300 | 51942000 | 52360000 | 52695100 | 52933000 | 53328700 | 53987800 | 54667800 | 55168000 | 55640100 | 56299500 | 56880100 | 57460800 | 58041600 | 58622500
Industrial Sector Energy Related Emissions before CCS[natural gas if,energy pipelines and gas processing 352T353,CO] | NoSettings | 401537000 | 401278000 | 407795000 | 416447000 | 424857000 | 432153000 | 436115000 | 438126000 | 438586000 | 439001000 | 440160000 | 441781000 | 442273000 | 443371000 | 445769000 | 449108000 | 451498000 | 454136000 | 457791000 | 460720000 | 462800000 | 466260000 | 472023000 | 477968000 | 482341000 | 486469000 | 492234000 | 497310000 | 502387000 | 507465000 | 512545000
Industrial Sector Energy Related Emissions before CCS[natural gas if,energy pipelines and gas processing 352T353,NOx] | NoSettings | 658086000 | 657661000 | 668342000 | 682523000 | 696305000 | 708262000 | 714756000 | 718051000 | 718805000 | 719486000 | 721385000 | 724043000 | 724848000 | 726649000 | 730578000 | 736051000 | 739968000 | 744290000 | 750281000 | 755082000 | 758491000 | 764161000 | 773606000 | 783350000 | 790517000 | 797281000 | 806730000 | 815050000 | 823371000 | 831693000 | 840018000
Industrial Sector Energy Related Emissions before CCS[natural gas if,energy pipelines and gas processing 352T353,PM10] | NoSettings | 63411200 | 63370200 | 64399400 | 65765800 | 67093800 | 68246000 | 68871700 | 69189200 | 69261900 | 69327500 | 69510400 | 69766500 | 69844200 | 70017600 | 70396300 | 70923600 | 71301000 | 71717600 | 72294700 | 72757400 | 73085800 | 73632200 | 74542300 | 75481200 | 76171800 | 76823600 | 77734100 | 78535700 | 79337500 | 80139400 | 80941600
Industrial Sector Energy Related Emissions before CCS[natural gas if,energy pipelines and gas processing 352T353,PM25] | NoSettings | 63411200 | 63370200 | 64399400 | 65765800 | 67093800 | 68246000 | 68871700 | 69189200 | 69261900 | 69327500 | 69510400 | 69766500 | 69844200 | 70017600 | 70396300 | 70923600 | 71301000 | 71717600 | 72294700 | 72757400 | 73085800 | 73632200 | 74542300 | 75481200 | 76171800 | 76823600 | 77734100 | 78535700 | 79337500 | 80139400 | 80941600
Industrial Sector Energy Related Emissions before CCS[natural gas if,energy pipelines and gas processing 352T353,SOx] | NoSettings | 4846970 | 4843840 | 4922510 | 5026950 | 5128460 | 5216530 | 5264350 | 5288630 | 5294180 | 5299190 | 5313180 | 5332750 | 5338690 | 5351950 | 5380890 | 5421200 | 5450050 | 5481880 | 5526000 | 5561360 | 5586470 | 5628240 | 5697800 | 5769570 | 5822350 | 5872180 | 5941770 | 6003050 | 6064330 | 6125630 | 6186940
Industrial Sector Energy Related Emissions before CCS[natural gas if,energy pipelines and gas processing 352T353,BC] | NoSettings | 10455000 | 10448300 | 10618000 | 10843300 | 11062200 | 11252200 | 11355300 | 11407700 | 11419700 | 11430500 | 11460700 | 11502900 | 11515700 | 11544300 | 11606700 | 11693700 | 11755900 | 11824600 | 11919700 | 11996000 | 12050200 | 12140200 | 12290300 | 12445100 | 12559000 | 12666400 | 12816500 | 12948700 | 13080900 | 13213100 | 13345400
Industrial Sector Energy Related Emissions before CCS[natural gas if,energy pipelines and gas processing 352T353,OC] | NoSettings | 27139000 | 27121500 | 27562000 | 28146800 | 28715100 | 29208200 | 29476000 | 29611900 | 29643000 | 29671100 | 29749400 | 29859000 | 29892300 | 29966500 | 30128600 | 30354200 | 30515800 | 30694000 | 30941100 | 31139000 | 31279600 | 31513500 | 31903000 | 32304800 | 32600400 | 32879300 | 33269000 | 33612100 | 33955300 | 34298500 | 34641800
Industrial Sector Energy Related Emissions before CCS[natural gas if,energy pipelines and gas processing 352T353,CH4] | NoSettings | 20028800 | 20015900 | 20340900 | 20772500 | 21192000 | 21555900 | 21753500 | 21853800 | 21876800 | 21897500 | 21955300 | 22036200 | 22060700 | 22115500 | 22235100 | 22401700 | 22520900 | 22652400 | 22834700 | 22980800 | 23084600 | 23257200 | 23544600 | 23841200 | 24059300 | 24265200 | 24552800 | 24806000 | 25059200 | 25312500 | 25565900
Industrial Sector Energy Related Emissions before CCS[natural gas if,energy pipelines and gas processing 352T353,N2O] | NoSettings | 2002880 | 2001590 | 2034090 | 2077250 | 2119200 | 2155590 | 2175350 | 2185380 | 2187680 | 2189750 | 2195530 | 2203620 | 2206070 | 2211550 | 2223510 | 2240170 | 2252090 | 2265240 | 2283470 | 2298080 | 2308460 | 2325720 | 2354460 | 2384120 | 2405930 | 2426520 | 2455280 | 2480600 | 2505920 | 2531250 | 2556590
Industrial Sector Energy Related Emissions before CCS[natural gas if,energy pipelines and gas processing 352T353,F gases] | NoSettings | 0 | 0 | 0 | 0 | 0 | 0 | 0 | 0 | 0 | 0 | 0 | 0 | 0 | 0 | 0 | 0 | 0 | 0 | 0 | 0 | 0 | 0 | 0 | 0 | 0 | 0 | 0 | 0 | 0 | 0 | 0
Industrial Sector Energy Related Emissions before CCS[natural gas if,water and waste 36T39,CO2] | NoSettings | 18705800000 | 18603200000 | 19665500000 | 19996200000 | 20337600000 | 20687500000 | 21049600000 | 21424100000 | 21810800000 | 22210000000 | 22621500000 | 22914000000 | 23205800000 | 23497100000 | 23787700000 | 24077700000 | 24367100000 | 24655900000 | 24944100000 | 25231600000 | 25518600000 | 25806500000 | 26093700000 | 26380300000 | 26666300000 | 26951700000 | 27238600000 | 27524900000 | 27811200000 | 28097600000 | 28383800000
Industrial Sector Energy Related Emissions before CCS[natural gas if,water and waste 36T39,VOC] | NoSettings | 808377 | 803942 | 849848 | 864142 | 878893 | 894013 | 909665 | 925847 | 942561 | 959809 | 977595 | 990234 | 1002850 | 1015430 | 1027990 | 1040520 | 1053030 | 1065510 | 1077960 | 1090390 | 1102790 | 1115230 | 1127640 | 1140030 | 1152390 | 1164720 | 1177120 | 1189500 | 1201870 | 1214240 | 1226610
Industrial Sector Energy Related Emissions before CCS[natural gas if,water and waste 36T39,CO] | NoSettings | 7067740 | 7028970 | 7430330 | 7555310 | 7684280 | 7816470 | 7953320 | 8094800 | 8240930 | 8391730 | 8547240 | 8657750 | 8768010 | 8878060 | 8987860 | 9097440 | 9206780 | 9315900 | 9424790 | 9533430 | 9641850 | 9750630 | 9859150 | 9967440 | 10075500 | 10183300 | 10291700 | 10399900 | 10508100 | 10616300 | 10724400
Industrial Sector Energy Related Emissions before CCS[natural gas if,water and waste 36T39,NOx] | NoSettings | 11583400 | 11519900 | 12177700 | 12382500 | 12593900 | 12810600 | 13034800 | 13266700 | 13506200 | 13753300 | 14008200 | 14189300 | 14370000 | 14550400 | 14730400 | 14909900 | 15089200 | 15268000 | 15446400 | 15624500 | 15802200 | 15980500 | 16158300 | 16335800 | 16512900 | 16689600 | 16867300 | 17044600 | 17221900 | 17399200 | 17576500
Industrial Sector Energy Related Emissions before CCS[natural gas if,water and waste 36T39,PM10] | NoSettings | 1116140 | 1110020 | 1173410 | 1193140 | 1213510 | 1234390 | 1256000 | 1278340 | 1301420 | 1325230 | 1349790 | 1367240 | 1384650 | 1402030 | 1419370 | 1436680 | 1453940 | 1471180 | 1488370 | 1505530 | 1522650 | 1539830 | 1556970 | 1574070 | 1591130 | 1608160 | 1625280 | 1642370 | 1659450 | 1676530 | 1693610
Industrial Sector Energy Related Emissions before CCS[natural gas if,water and waste 36T39,PM25] | NoSettings | 1116140 | 1110020 | 1173410 | 1193140 | 1213510 | 1234390 | 1256000 | 1278340 | 1301420 | 1325230 | 1349790 | 1367240 | 1384650 | 1402030 | 1419370 | 1436680 | 1453940 | 1471180 | 1488370 | 1505530 | 1522650 | 1539830 | 1556970 | 1574070 | 1591130 | 1608160 | 1625280 | 1642370 | 1659450 | 1676530 | 1693610
Industrial Sector Energy Related Emissions before CCS[natural gas if,water and waste 36T39,SOx] | NoSettings | 85314.9 | 84846.9 | 89691.7 | 91200.4 | 92757.1 | 94352.9 | 96004.8 | 97712.6 | 99476.5 | 101297 | 103174 | 104508 | 105839 | 107167 | 108493 | 109815 | 111135 | 112453 | 113767 | 115078 | 116387 | 117700 | 119010 | 120317 | 121622 | 122923 | 124232 | 125538 | 126844 | 128149 | 129455
Industrial Sector Energy Related Emissions before CCS[natural gas if,water and waste 36T39,BC] | NoSettings | 184026 | 183017 | 193467 | 196721 | 200079 | 203522 | 207085 | 210768 | 214573 | 218500 | 222549 | 225426 | 228297 | 231162 | 234021 | 236875 | 239722 | 242563 | 245398 | 248227 | 251050 | 253882 | 256708 | 259527 | 262341 | 265148 | 267971 | 270788 | 273605 | 276421 | 279238
Industrial Sector Energy Related Emissions before CCS[natural gas if,water and waste 36T39,OC] | NoSettings | 477693 | 475072 | 502200 | 510647 | 519363 | 528298 | 537547 | 547110 | 556986 | 567179 | 577689 | 585158 | 592611 | 600048 | 607470 | 614876 | 622266 | 629641 | 637000 | 644343 | 651671 | 659023 | 666358 | 673678 | 680981 | 688268 | 695596 | 702908 | 710219 | 717531 | 724841
Industrial Sector Energy Related Emissions before CCS[natural gas if,water and waste 36T39,CH4] | NoSettings | 352541 | 350607 | 370627 | 376861 | 383294 | 389888 | 396714 | 403771 | 411060 | 418582 | 426339 | 431851 | 437351 | 442840 | 448317 | 453783 | 459237 | 464680 | 470111 | 475530 | 480938 | 486364 | 491777 | 497179 | 502569 | 507947 | 513355 | 518751 | 524147 | 529543 | 534938
Industrial Sector Energy Related Emissions before CCS[natural gas if,water and waste 36T39,N2O] | NoSettings | 35254.1 | 35060.7 | 37062.7 | 37686.1 | 38329.4 | 38988.8 | 39671.4 | 40377.1 | 41106 | 41858.2 | 42633.9 | 43185.1 | 43735.1 | 44284 | 44831.7 | 45378.3 | 45923.7 | 46468 | 47011.1 | 47553 | 48093.8 | 48636.4 | 49177.7 | 49717.9 | 50256.9 | 50794.7 | 51335.5 | 51875.1 | 52414.7 | 52954.3 | 53493.8
Industrial Sector Energy Related Emissions before CCS[natural gas if,water and waste 36T39,F gases] | NoSettings | 0 | 0 | 0 | 0 | 0 | 0 | 0 | 0 | 0 | 0 | 0 | 0 | 0 | 0 | 0 | 0 | 0 | 0 | 0 | 0 | 0 | 0 | 0 | 0 | 0 | 0 | 0 | 0 | 0 | 0 | 0
Industrial Sector Energy Related Emissions before CCS[natural gas if,construction 41T43,CO2] | NoSettings | 94514200000 | 94355500000 | 95882600000 | 97915900000 | 99900800000 | 101624000000 | 102563000000 | 103036000000 | 103145000000 | 103244000000 | 103518000000 | 103902000000 | 104017000000 | 104274000000 | 104837000000 | 105622000000 | 106183000000 | 106805000000 | 107667000000 | 108358000000 | 108849000000 | 109665000000 | 111022000000 | 112422000000 | 113452000000 | 114423000000 | 115781000000 | 116976000000 | 118170000000 | 119365000000 | 120560000000
Industrial Sector Energy Related Emissions before CCS[natural gas if,construction 41T43,VOC] | NoSettings | 4084450 | 4077600 | 4143590 | 4231460 | 4317240 | 4391690 | 4432300 | 4452730 | 4457430 | 4461700 | 4473570 | 4490150 | 4495110 | 4506230 | 4530560 | 4564470 | 4588710 | 4615600 | 4652860 | 4682720 | 4703930 | 4739200 | 4797830 | 4858340 | 4902850 | 4944830 | 5003510 | 5055120 | 5106760 | 5158380 | 5210020
Industrial Sector Energy Related Emissions before CCS[natural gas if,construction 41T43,CO] | NoSettings | 35710900 | 35651000 | 36227900 | 36996200 | 37746200 | 38397100 | 38752200 | 38930800 | 38971900 | 39009200 | 39113000 | 39258000 | 39301300 | 39398500 | 39611200 | 39907700 | 40119700 | 40354800 | 40680600 | 40941600 | 41127100 | 41435400 | 41948000 | 42477100 | 42866200 | 43233300 | 43746300 | 44197600 | 44649100 | 45100400 | 45551900
Industrial Sector Energy Related Emissions before CCS[natural gas if,construction 41T43,NOx] | NoSettings | 58527200 | 58428900 | 59374600 | 60633700 | 61862800 | 62929700 | 63511600 | 63804400 | 63871700 | 63932800 | 64103000 | 64340600 | 64411500 | 64570900 | 64919500 | 65405500 | 65752800 | 66138200 | 66672100 | 67099900 | 67403800 | 67909200 | 68749300 | 69616400 | 70254200 | 70855800 | 71696600 | 72436200 | 73176200 | 73915800 | 74655700
Industrial Sector Energy Related Emissions before CCS[natural gas if,construction 41T43,PM10] | NoSettings | 5639500 | 5630030 | 5721150 | 5842470 | 5960910 | 6063710 | 6119780 | 6147990 | 6154480 | 6160370 | 6176770 | 6199660 | 6206500 | 6221850 | 6255450 | 6302270 | 6335740 | 6372870 | 6424320 | 6465540 | 6494830 | 6543520 | 6624480 | 6708030 | 6769480 | 6827450 | 6908470 | 6979730 | 7051030 | 7122300 | 7193600
Industrial Sector Energy Related Emissions before CCS[natural gas if,construction 41T43,PM25] | NoSettings | 5639500 | 5630030 | 5721150 | 5842470 | 5960910 | 6063710 | 6119780 | 6147990 | 6154480 | 6160370 | 6176770 | 6199660 | 6206500 | 6221850 | 6255450 | 6302270 | 6335740 | 6372870 | 6424320 | 6465540 | 6494830 | 6543520 | 6624480 | 6708030 | 6769480 | 6827450 | 6908470 | 6979730 | 7051030 | 7122300 | 7193600
Industrial Sector Energy Related Emissions before CCS[natural gas if,construction 41T43,SOx] | NoSettings | 431067 | 430344 | 437309 | 446582 | 455635 | 463493 | 467779 | 469935 | 470431 | 470881 | 472135 | 473884 | 474407 | 475581 | 478148 | 481728 | 484286 | 487124 | 491057 | 494208 | 496446 | 500168 | 506356 | 512742 | 517440 | 521871 | 528063 | 533511 | 538961 | 544408 | 549858
Industrial Sector Energy Related Emissions before CCS[natural gas if,construction 41T43,BC] | NoSettings | 929823 | 928262 | 943285 | 963288 | 982816 | 999766 | 1009010 | 1013660 | 1014730 | 1015700 | 1018410 | 1022180 | 1023310 | 1025840 | 1031380 | 1039100 | 1044620 | 1050740 | 1059220 | 1066020 | 1070850 | 1078870 | 1092220 | 1106000 | 1116130 | 1125690 | 1139050 | 1150800 | 1162550 | 1174300 | 1186060
Industrial Sector Energy Related Emissions before CCS[natural gas if,construction 41T43,OC] | NoSettings | 2413620 | 2409570 | 2448570 | 2500490 | 2551180 | 2595180 | 2619170 | 2631250 | 2634030 | 2636550 | 2643560 | 2653360 | 2656290 | 2662860 | 2677240 | 2697280 | 2711600 | 2727490 | 2749510 | 2767150 | 2779690 | 2800530 | 2835170 | 2870930 | 2897230 | 2922040 | 2956720 | 2987220 | 3017730 | 3048240 | 3078750
Industrial Sector Energy Related Emissions before CCS[natural gas if,construction 41T43,CH4] | NoSettings | 1781270 | 1778280 | 1807060 | 1845380 | 1882790 | 1915260 | 1932970 | 1941880 | 1943930 | 1945790 | 1950970 | 1958200 | 1960360 | 1965210 | 1975820 | 1990610 | 2001180 | 2012910 | 2029160 | 2042180 | 2051430 | 2066810 | 2092380 | 2118770 | 2138180 | 2156490 | 2182080 | 2204590 | 2227110 | 2249620 | 2272140
Industrial Sector Energy Related Emissions before CCS[natural gas if,construction 41T43,N2O] | NoSettings | 178127 | 177828 | 180706 | 184538 | 188279 | 191526 | 193297 | 194188 | 194393 | 194579 | 195097 | 195820 | 196036 | 196521 | 197582 | 199061 | 200118 | 201291 | 202916 | 204218 | 205143 | 206681 | 209238 | 211877 | 213818 | 215649 | 218208 | 220459 | 222711 | 224962 | 227214
Industrial Sector Energy Related Emissions before CCS[natural gas if,construction 41T43,F gases] | NoSettings | 0 | 0 | 0 | 0 | 0 | 0 | 0 | 0 | 0 | 0 | 0 | 0 | 0 | 0 | 0 | 0 | 0 | 0 | 0 | 0 | 0 | 0 | 0 | 0 | 0 | 0 | 0 | 0 | 0 | 0 | 0
Industrial Sector Energy Related Emissions before CCS[biomass if,agriculture and forestry 01T03,CO2] | NoSettings | 0 | 0 | 0 | 0 | 0 | 0 | 0 | 0 | 0 | 0 | 0 | 0 | 0 | 0 | 0 | 0 | 0 | 0 | 0 | 0 | 0 | 0 | 0 | 0 | 0 | 0 | 0 | 0 | 0 | 0 | 0
Industrial Sector Energy Related Emissions before CCS[biomass if,agriculture and forestry 01T03,VOC] | NoSettings | 0 | 0 | 0 | 0 | 0 | 0 | 0 | 0 | 0 | 0 | 0 | 0 | 0 | 0 | 0 | 0 | 0 | 0 | 0 | 0 | 0 | 0 | 0 | 0 | 0 | 0 | 0 | 0 | 0 | 0 | 0
Industrial Sector Energy Related Emissions before CCS[biomass if,agriculture and forestry 01T03,CO] | NoSettings | 0 | 0 | 0 | 0 | 0 | 0 | 0 | 0 | 0 | 0 | 0 | 0 | 0 | 0 | 0 | 0 | 0 | 0 | 0 | 0 | 0 | 0 | 0 | 0 | 0 | 0 | 0 | 0 | 0 | 0 | 0
Industrial Sector Energy Related Emissions before CCS[biomass if,agriculture and forestry 01T03,NOx] | NoSettings | 0 | 0 | 0 | 0 | 0 | 0 | 0 | 0 | 0 | 0 | 0 | 0 | 0 | 0 | 0 | 0 | 0 | 0 | 0 | 0 | 0 | 0 | 0 | 0 | 0 | 0 | 0 | 0 | 0 | 0 | 0
Industrial Sector Energy Related Emissions before CCS[biomass if,agriculture and forestry 01T03,PM10] | NoSettings | 0 | 0 | 0 | 0 | 0 | 0 | 0 | 0 | 0 | 0 | 0 | 0 | 0 | 0 | 0 | 0 | 0 | 0 | 0 | 0 | 0 | 0 | 0 | 0 | 0 | 0 | 0 | 0 | 0 | 0 | 0
Industrial Sector Energy Related Emissions before CCS[biomass if,agriculture and forestry 01T03,PM25] | NoSettings | 0 | 0 | 0 | 0 | 0 | 0 | 0 | 0 | 0 | 0 | 0 | 0 | 0 | 0 | 0 | 0 | 0 | 0 | 0 | 0 | 0 | 0 | 0 | 0 | 0 | 0 | 0 | 0 | 0 | 0 | 0
Industrial Sector Energy Related Emissions before CCS[biomass if,agriculture and forestry 01T03,SOx] | NoSettings | 0 | 0 | 0 | 0 | 0 | 0 | 0 | 0 | 0 | 0 | 0 | 0 | 0 | 0 | 0 | 0 | 0 | 0 | 0 | 0 | 0 | 0 | 0 | 0 | 0 | 0 | 0 | 0 | 0 | 0 | 0
Industrial Sector Energy Related Emissions before CCS[biomass if,agriculture and forestry 01T03,BC] | NoSettings | 0 | 0 | 0 | 0 | 0 | 0 | 0 | 0 | 0 | 0 | 0 | 0 | 0 | 0 | 0 | 0 | 0 | 0 | 0 | 0 | 0 | 0 | 0 | 0 | 0 | 0 | 0 | 0 | 0 | 0 | 0
Industrial Sector Energy Related Emissions before CCS[biomass if,agriculture and forestry 01T03,OC] | NoSettings | 0 | 0 | 0 | 0 | 0 | 0 | 0 | 0 | 0 | 0 | 0 | 0 | 0 | 0 | 0 | 0 | 0 | 0 | 0 | 0 | 0 | 0 | 0 | 0 | 0 | 0 | 0 | 0 | 0 | 0 | 0
Industrial Sector Energy Related Emissions before CCS[biomass if,agriculture and forestry 01T03,CH4] | NoSettings | 0 | 0 | 0 | 0 | 0 | 0 | 0 | 0 | 0 | 0 | 0 | 0 | 0 | 0 | 0 | 0 | 0 | 0 | 0 | 0 | 0 | 0 | 0 | 0 | 0 | 0 | 0 | 0 | 0 | 0 | 0
Industrial Sector Energy Related Emissions before CCS[biomass if,agriculture and forestry 01T03,N2O] | NoSettings | 0 | 0 | 0 | 0 | 0 | 0 | 0 | 0 | 0 | 0 | 0 | 0 | 0 | 0 | 0 | 0 | 0 | 0 | 0 | 0 | 0 | 0 | 0 | 0 | 0 | 0 | 0 | 0 | 0 | 0 | 0
Industrial Sector Energy Related Emissions before CCS[biomass if,agriculture and forestry 01T03,F gases] | NoSettings | 0 | 0 | 0 | 0 | 0 | 0 | 0 | 0 | 0 | 0 | 0 | 0 | 0 | 0 | 0 | 0 | 0 | 0 | 0 | 0 | 0 | 0 | 0 | 0 | 0 | 0 | 0 | 0 | 0 | 0 | 0
Industrial Sector Energy Related Emissions before CCS[biomass if,coal mining 05,CO2] | NoSettings | 0 | 0 | 0 | 0 | 0 | 0 | 0 | 0 | 0 | 0 | 0 | 0 | 0 | 0 | 0 | 0 | 0 | 0 | 0 | 0 | 0 | 0 | 0 | 0 | 0 | 0 | 0 | 0 | 0 | 0 | 0
Industrial Sector Energy Related Emissions before CCS[biomass if,coal mining 05,VOC] | NoSettings | 0 | 0 | 0 | 0 | 0 | 0 | 0 | 0 | 0 | 0 | 0 | 0 | 0 | 0 | 0 | 0 | 0 | 0 | 0 | 0 | 0 | 0 | 0 | 0 | 0 | 0 | 0 | 0 | 0 | 0 | 0
Industrial Sector Energy Related Emissions before CCS[biomass if,coal mining 05,CO] | NoSettings | 0 | 0 | 0 | 0 | 0 | 0 | 0 | 0 | 0 | 0 | 0 | 0 | 0 | 0 | 0 | 0 | 0 | 0 | 0 | 0 | 0 | 0 | 0 | 0 | 0 | 0 | 0 | 0 | 0 | 0 | 0
Industrial Sector Energy Related Emissions before CCS[biomass if,coal mining 05,NOx] | NoSettings | 0 | 0 | 0 | 0 | 0 | 0 | 0 | 0 | 0 | 0 | 0 | 0 | 0 | 0 | 0 | 0 | 0 | 0 | 0 | 0 | 0 | 0 | 0 | 0 | 0 | 0 | 0 | 0 | 0 | 0 | 0
Industrial Sector Energy Related Emissions before CCS[biomass if,coal mining 05,PM10] | NoSettings | 0 | 0 | 0 | 0 | 0 | 0 | 0 | 0 | 0 | 0 | 0 | 0 | 0 | 0 | 0 | 0 | 0 | 0 | 0 | 0 | 0 | 0 | 0 | 0 | 0 | 0 | 0 | 0 | 0 | 0 | 0
Industrial Sector Energy Related Emissions before CCS[biomass if,coal mining 05,PM25] | NoSettings | 0 | 0 | 0 | 0 | 0 | 0 | 0 | 0 | 0 | 0 | 0 | 0 | 0 | 0 | 0 | 0 | 0 | 0 | 0 | 0 | 0 | 0 | 0 | 0 | 0 | 0 | 0 | 0 | 0 | 0 | 0
Industrial Sector Energy Related Emissions before CCS[biomass if,coal mining 05,SOx] | NoSettings | 0 | 0 | 0 | 0 | 0 | 0 | 0 | 0 | 0 | 0 | 0 | 0 | 0 | 0 | 0 | 0 | 0 | 0 | 0 | 0 | 0 | 0 | 0 | 0 | 0 | 0 | 0 | 0 | 0 | 0 | 0
Industrial Sector Energy Related Emissions before CCS[biomass if,coal mining 05,BC] | NoSettings | 0 | 0 | 0 | 0 | 0 | 0 | 0 | 0 | 0 | 0 | 0 | 0 | 0 | 0 | 0 | 0 | 0 | 0 | 0 | 0 | 0 | 0 | 0 | 0 | 0 | 0 | 0 | 0 | 0 | 0 | 0
Industrial Sector Energy Related Emissions before CCS[biomass if,coal mining 05,OC] | NoSettings | 0 | 0 | 0 | 0 | 0 | 0 | 0 | 0 | 0 | 0 | 0 | 0 | 0 | 0 | 0 | 0 | 0 | 0 | 0 | 0 | 0 | 0 | 0 | 0 | 0 | 0 | 0 | 0 | 0 | 0 | 0
Industrial Sector Energy Related Emissions before CCS[biomass if,coal mining 05,CH4] | NoSettings | 0 | 0 | 0 | 0 | 0 | 0 | 0 | 0 | 0 | 0 | 0 | 0 | 0 | 0 | 0 | 0 | 0 | 0 | 0 | 0 | 0 | 0 | 0 | 0 | 0 | 0 | 0 | 0 | 0 | 0 | 0
Industrial Sector Energy Related Emissions before CCS[biomass if,coal mining 05,N2O] | NoSettings | 0 | 0 | 0 | 0 | 0 | 0 | 0 | 0 | 0 | 0 | 0 | 0 | 0 | 0 | 0 | 0 | 0 | 0 | 0 | 0 | 0 | 0 | 0 | 0 | 0 | 0 | 0 | 0 | 0 | 0 | 0
Industrial Sector Energy Related Emissions before CCS[biomass if,coal mining 05,F gases] | NoSettings | 0 | 0 | 0 | 0 | 0 | 0 | 0 | 0 | 0 | 0 | 0 | 0 | 0 | 0 | 0 | 0 | 0 | 0 | 0 | 0 | 0 | 0 | 0 | 0 | 0 | 0 | 0 | 0 | 0 | 0 | 0
Industrial Sector Energy Related Emissions before CCS[biomass if,oil and gas extraction 06,CO2] | NoSettings | 0 | 0 | 0 | 0 | 0 | 0 | 0 | 0 | 0 | 0 | 0 | 0 | 0 | 0 | 0 | 0 | 0 | 0 | 0 | 0 | 0 | 0 | 0 | 0 | 0 | 0 | 0 | 0 | 0 | 0 | 0
Industrial Sector Energy Related Emissions before CCS[biomass if,oil and gas extraction 06,VOC] | NoSettings | 0 | 0 | 0 | 0 | 0 | 0 | 0 | 0 | 0 | 0 | 0 | 0 | 0 | 0 | 0 | 0 | 0 | 0 | 0 | 0 | 0 | 0 | 0 | 0 | 0 | 0 | 0 | 0 | 0 | 0 | 0
Industrial Sector Energy Related Emissions before CCS[biomass if,oil and gas extraction 06,CO] | NoSettings | 0 | 0 | 0 | 0 | 0 | 0 | 0 | 0 | 0 | 0 | 0 | 0 | 0 | 0 | 0 | 0 | 0 | 0 | 0 | 0 | 0 | 0 | 0 | 0 | 0 | 0 | 0 | 0 | 0 | 0 | 0
Industrial Sector Energy Related Emissions before CCS[biomass if,oil and gas extraction 06,NOx] | NoSettings | 0 | 0 | 0 | 0 | 0 | 0 | 0 | 0 | 0 | 0 | 0 | 0 | 0 | 0 | 0 | 0 | 0 | 0 | 0 | 0 | 0 | 0 | 0 | 0 | 0 | 0 | 0 | 0 | 0 | 0 | 0
Industrial Sector Energy Related Emissions before CCS[biomass if,oil and gas extraction 06,PM10] | NoSettings | 0 | 0 | 0 | 0 | 0 | 0 | 0 | 0 | 0 | 0 | 0 | 0 | 0 | 0 | 0 | 0 | 0 | 0 | 0 | 0 | 0 | 0 | 0 | 0 | 0 | 0 | 0 | 0 | 0 | 0 | 0
Industrial Sector Energy Related Emissions before CCS[biomass if,oil and gas extraction 06,PM25] | NoSettings | 0 | 0 | 0 | 0 | 0 | 0 | 0 | 0 | 0 | 0 | 0 | 0 | 0 | 0 | 0 | 0 | 0 | 0 | 0 | 0 | 0 | 0 | 0 | 0 | 0 | 0 | 0 | 0 | 0 | 0 | 0
Industrial Sector Energy Related Emissions before CCS[biomass if,oil and gas extraction 06,SOx] | NoSettings | 0 | 0 | 0 | 0 | 0 | 0 | 0 | 0 | 0 | 0 | 0 | 0 | 0 | 0 | 0 | 0 | 0 | 0 | 0 | 0 | 0 | 0 | 0 | 0 | 0 | 0 | 0 | 0 | 0 | 0 | 0
Industrial Sector Energy Related Emissions before CCS[biomass if,oil and gas extraction 06,BC] | NoSettings | 0 | 0 | 0 | 0 | 0 | 0 | 0 | 0 | 0 | 0 | 0 | 0 | 0 | 0 | 0 | 0 | 0 | 0 | 0 | 0 | 0 | 0 | 0 | 0 | 0 | 0 | 0 | 0 | 0 | 0 | 0
Industrial Sector Energy Related Emissions before CCS[biomass if,oil and gas extraction 06,OC] | NoSettings | 0 | 0 | 0 | 0 | 0 | 0 | 0 | 0 | 0 | 0 | 0 | 0 | 0 | 0 | 0 | 0 | 0 | 0 | 0 | 0 | 0 | 0 | 0 | 0 | 0 | 0 | 0 | 0 | 0 | 0 | 0
Industrial Sector Energy Related Emissions before CCS[biomass if,oil and gas extraction 06,CH4] | NoSettings | 0 | 0 | 0 | 0 | 0 | 0 | 0 | 0 | 0 | 0 | 0 | 0 | 0 | 0 | 0 | 0 | 0 | 0 | 0 | 0 | 0 | 0 | 0 | 0 | 0 | 0 | 0 | 0 | 0 | 0 | 0
Industrial Sector Energy Related Emissions before CCS[biomass if,oil and gas extraction 06,N2O] | NoSettings | 0 | 0 | 0 | 0 | 0 | 0 | 0 | 0 | 0 | 0 | 0 | 0 | 0 | 0 | 0 | 0 | 0 | 0 | 0 | 0 | 0 | 0 | 0 | 0 | 0 | 0 | 0 | 0 | 0 | 0 | 0
Industrial Sector Energy Related Emissions before CCS[biomass if,oil and gas extraction 06,F gases] | NoSettings | 0 | 0 | 0 | 0 | 0 | 0 | 0 | 0 | 0 | 0 | 0 | 0 | 0 | 0 | 0 | 0 | 0 | 0 | 0 | 0 | 0 | 0 | 0 | 0 | 0 | 0 | 0 | 0 | 0 | 0 | 0
Industrial Sector Energy Related Emissions before CCS[biomass if,other mining and quarrying 07T08,CO2] | NoSettings | 0 | 0 | 0 | 0 | 0 | 0 | 0 | 0 | 0 | 0 | 0 | 0 | 0 | 0 | 0 | 0 | 0 | 0 | 0 | 0 | 0 | 0 | 0 | 0 | 0 | 0 | 0 | 0 | 0 | 0 | 0
Industrial Sector Energy Related Emissions before CCS[biomass if,other mining and quarrying 07T08,VOC] | NoSettings | 0 | 0 | 0 | 0 | 0 | 0 | 0 | 0 | 0 | 0 | 0 | 0 | 0 | 0 | 0 | 0 | 0 | 0 | 0 | 0 | 0 | 0 | 0 | 0 | 0 | 0 | 0 | 0 | 0 | 0 | 0
Industrial Sector Energy Related Emissions before CCS[biomass if,other mining and quarrying 07T08,CO] | NoSettings | 0 | 0 | 0 | 0 | 0 | 0 | 0 | 0 | 0 | 0 | 0 | 0 | 0 | 0 | 0 | 0 | 0 | 0 | 0 | 0 | 0 | 0 | 0 | 0 | 0 | 0 | 0 | 0 | 0 | 0 | 0
Industrial Sector Energy Related Emissions before CCS[biomass if,other mining and quarrying 07T08,NOx] | NoSettings | 0 | 0 | 0 | 0 | 0 | 0 | 0 | 0 | 0 | 0 | 0 | 0 | 0 | 0 | 0 | 0 | 0 | 0 | 0 | 0 | 0 | 0 | 0 | 0 | 0 | 0 | 0 | 0 | 0 | 0 | 0
Industrial Sector Energy Related Emissions before CCS[biomass if,other mining and quarrying 07T08,PM10] | NoSettings | 0 | 0 | 0 | 0 | 0 | 0 | 0 | 0 | 0 | 0 | 0 | 0 | 0 | 0 | 0 | 0 | 0 | 0 | 0 | 0 | 0 | 0 | 0 | 0 | 0 | 0 | 0 | 0 | 0 | 0 | 0
Industrial Sector Energy Related Emissions before CCS[biomass if,other mining and quarrying 07T08,PM25] | NoSettings | 0 | 0 | 0 | 0 | 0 | 0 | 0 | 0 | 0 | 0 | 0 | 0 | 0 | 0 | 0 | 0 | 0 | 0 | 0 | 0 | 0 | 0 | 0 | 0 | 0 | 0 | 0 | 0 | 0 | 0 | 0
Industrial Sector Energy Related Emissions before CCS[biomass if,other mining and quarrying 07T08,SOx] | NoSettings | 0 | 0 | 0 | 0 | 0 | 0 | 0 | 0 | 0 | 0 | 0 | 0 | 0 | 0 | 0 | 0 | 0 | 0 | 0 | 0 | 0 | 0 | 0 | 0 | 0 | 0 | 0 | 0 | 0 | 0 | 0
Industrial Sector Energy Related Emissions before CCS[biomass if,other mining and quarrying 07T08,BC] | NoSettings | 0 | 0 | 0 | 0 | 0 | 0 | 0 | 0 | 0 | 0 | 0 | 0 | 0 | 0 | 0 | 0 | 0 | 0 | 0 | 0 | 0 | 0 | 0 | 0 | 0 | 0 | 0 | 0 | 0 | 0 | 0
Industrial Sector Energy Related Emissions before CCS[biomass if,other mining and quarrying 07T08,OC] | NoSettings | 0 | 0 | 0 | 0 | 0 | 0 | 0 | 0 | 0 | 0 | 0 | 0 | 0 | 0 | 0 | 0 | 0 | 0 | 0 | 0 | 0 | 0 | 0 | 0 | 0 | 0 | 0 | 0 | 0 | 0 | 0
Industrial Sector Energy Related Emissions before CCS[biomass if,other mining and quarrying 07T08,CH4] | NoSettings | 0 | 0 | 0 | 0 | 0 | 0 | 0 | 0 | 0 | 0 | 0 | 0 | 0 | 0 | 0 | 0 | 0 | 0 | 0 | 0 | 0 | 0 | 0 | 0 | 0 | 0 | 0 | 0 | 0 | 0 | 0
Industrial Sector Energy Related Emissions before CCS[biomass if,other mining and quarrying 07T08,N2O] | NoSettings | 0 | 0 | 0 | 0 | 0 | 0 | 0 | 0 | 0 | 0 | 0 | 0 | 0 | 0 | 0 | 0 | 0 | 0 | 0 | 0 | 0 | 0 | 0 | 0 | 0 | 0 | 0 | 0 | 0 | 0 | 0
Industrial Sector Energy Related Emissions before CCS[biomass if,other mining and quarrying 07T08,F gases] | NoSettings | 0 | 0 | 0 | 0 | 0 | 0 | 0 | 0 | 0 | 0 | 0 | 0 | 0 | 0 | 0 | 0 | 0 | 0 | 0 | 0 | 0 | 0 | 0 | 0 | 0 | 0 | 0 | 0 | 0 | 0 | 0
Industrial Sector Energy Related Emissions before CCS[biomass if,food beverage and tobacco 10T12,CO2] | NoSettings | 0 | 0 | 0 | 0 | 0 | 0 | 0 | 0 | 0 | 0 | 0 | 0 | 0 | 0 | 0 | 0 | 0 | 0 | 0 | 0 | 0 | 0 | 0 | 0 | 0 | 0 | 0 | 0 | 0 | 0 | 0
Industrial Sector Energy Related Emissions before CCS[biomass if,food beverage and tobacco 10T12,VOC] | NoSettings | 0 | 0 | 0 | 0 | 0 | 0 | 0 | 0 | 0 | 0 | 0 | 0 | 0 | 0 | 0 | 0 | 0 | 0 | 0 | 0 | 0 | 0 | 0 | 0 | 0 | 0 | 0 | 0 | 0 | 0 | 0
Industrial Sector Energy Related Emissions before CCS[biomass if,food beverage and tobacco 10T12,CO] | NoSettings | 0 | 0 | 0 | 0 | 0 | 0 | 0 | 0 | 0 | 0 | 0 | 0 | 0 | 0 | 0 | 0 | 0 | 0 | 0 | 0 | 0 | 0 | 0 | 0 | 0 | 0 | 0 | 0 | 0 | 0 | 0
Industrial Sector Energy Related Emissions before CCS[biomass if,food beverage and tobacco 10T12,NOx] | NoSettings | 0 | 0 | 0 | 0 | 0 | 0 | 0 | 0 | 0 | 0 | 0 | 0 | 0 | 0 | 0 | 0 | 0 | 0 | 0 | 0 | 0 | 0 | 0 | 0 | 0 | 0 | 0 | 0 | 0 | 0 | 0
Industrial Sector Energy Related Emissions before CCS[biomass if,food beverage and tobacco 10T12,PM10] | NoSettings | 0 | 0 | 0 | 0 | 0 | 0 | 0 | 0 | 0 | 0 | 0 | 0 | 0 | 0 | 0 | 0 | 0 | 0 | 0 | 0 | 0 | 0 | 0 | 0 | 0 | 0 | 0 | 0 | 0 | 0 | 0
Industrial Sector Energy Related Emissions before CCS[biomass if,food beverage and tobacco 10T12,PM25] | NoSettings | 0 | 0 | 0 | 0 | 0 | 0 | 0 | 0 | 0 | 0 | 0 | 0 | 0 | 0 | 0 | 0 | 0 | 0 | 0 | 0 | 0 | 0 | 0 | 0 | 0 | 0 | 0 | 0 | 0 | 0 | 0
Industrial Sector Energy Related Emissions before CCS[biomass if,food beverage and tobacco 10T12,SOx] | NoSettings | 0 | 0 | 0 | 0 | 0 | 0 | 0 | 0 | 0 | 0 | 0 | 0 | 0 | 0 | 0 | 0 | 0 | 0 | 0 | 0 | 0 | 0 | 0 | 0 | 0 | 0 | 0 | 0 | 0 | 0 | 0
Industrial Sector Energy Related Emissions before CCS[biomass if,food beverage and tobacco 10T12,BC] | NoSettings | 0 | 0 | 0 | 0 | 0 | 0 | 0 | 0 | 0 | 0 | 0 | 0 | 0 | 0 | 0 | 0 | 0 | 0 | 0 | 0 | 0 | 0 | 0 | 0 | 0 | 0 | 0 | 0 | 0 | 0 | 0
Industrial Sector Energy Related Emissions before CCS[biomass if,food beverage and tobacco 10T12,OC] | NoSettings | 0 | 0 | 0 | 0 | 0 | 0 | 0 | 0 | 0 | 0 | 0 | 0 | 0 | 0 | 0 | 0 | 0 | 0 | 0 | 0 | 0 | 0 | 0 | 0 | 0 | 0 | 0 | 0 | 0 | 0 | 0
Industrial Sector Energy Related Emissions before CCS[biomass if,food beverage and tobacco 10T12,CH4] | NoSettings | 0 | 0 | 0 | 0 | 0 | 0 | 0 | 0 | 0 | 0 | 0 | 0 | 0 | 0 | 0 | 0 | 0 | 0 | 0 | 0 | 0 | 0 | 0 | 0 | 0 | 0 | 0 | 0 | 0 | 0 | 0
Industrial Sector Energy Related Emissions before CCS[biomass if,food beverage and tobacco 10T12,N2O] | NoSettings | 0 | 0 | 0 | 0 | 0 | 0 | 0 | 0 | 0 | 0 | 0 | 0 | 0 | 0 | 0 | 0 | 0 | 0 | 0 | 0 | 0 | 0 | 0 | 0 | 0 | 0 | 0 | 0 | 0 | 0 | 0
Industrial Sector Energy Related Emissions before CCS[biomass if,food beverage and tobacco 10T12,F gases] | NoSettings | 0 | 0 | 0 | 0 | 0 | 0 | 0 | 0 | 0 | 0 | 0 | 0 | 0 | 0 | 0 | 0 | 0 | 0 | 0 | 0 | 0 | 0 | 0 | 0 | 0 | 0 | 0 | 0 | 0 | 0 | 0
Industrial Sector Energy Related Emissions before CCS[biomass if,textiles apparel and leather 13T15,CO2] | NoSettings | 0 | 0 | 0 | 0 | 0 | 0 | 0 | 0 | 0 | 0 | 0 | 0 | 0 | 0 | 0 | 0 | 0 | 0 | 0 | 0 | 0 | 0 | 0 | 0 | 0 | 0 | 0 | 0 | 0 | 0 | 0
Industrial Sector Energy Related Emissions before CCS[biomass if,textiles apparel and leather 13T15,VOC] | NoSettings | 0 | 0 | 0 | 0 | 0 | 0 | 0 | 0 | 0 | 0 | 0 | 0 | 0 | 0 | 0 | 0 | 0 | 0 | 0 | 0 | 0 | 0 | 0 | 0 | 0 | 0 | 0 | 0 | 0 | 0 | 0
Industrial Sector Energy Related Emissions before CCS[biomass if,textiles apparel and leather 13T15,CO] | NoSettings | 0 | 0 | 0 | 0 | 0 | 0 | 0 | 0 | 0 | 0 | 0 | 0 | 0 | 0 | 0 | 0 | 0 | 0 | 0 | 0 | 0 | 0 | 0 | 0 | 0 | 0 | 0 | 0 | 0 | 0 | 0
Industrial Sector Energy Related Emissions before CCS[biomass if,textiles apparel and leather 13T15,NOx] | NoSettings | 0 | 0 | 0 | 0 | 0 | 0 | 0 | 0 | 0 | 0 | 0 | 0 | 0 | 0 | 0 | 0 | 0 | 0 | 0 | 0 | 0 | 0 | 0 | 0 | 0 | 0 | 0 | 0 | 0 | 0 | 0
Industrial Sector Energy Related Emissions before CCS[biomass if,textiles apparel and leather 13T15,PM10] | NoSettings | 0 | 0 | 0 | 0 | 0 | 0 | 0 | 0 | 0 | 0 | 0 | 0 | 0 | 0 | 0 | 0 | 0 | 0 | 0 | 0 | 0 | 0 | 0 | 0 | 0 | 0 | 0 | 0 | 0 | 0 | 0
Industrial Sector Energy Related Emissions before CCS[biomass if,textiles apparel and leather 13T15,PM25] | NoSettings | 0 | 0 | 0 | 0 | 0 | 0 | 0 | 0 | 0 | 0 | 0 | 0 | 0 | 0 | 0 | 0 | 0 | 0 | 0 | 0 | 0 | 0 | 0 | 0 | 0 | 0 | 0 | 0 | 0 | 0 | 0
Industrial Sector Energy Related Emissions before CCS[biomass if,textiles apparel and leather 13T15,SOx] | NoSettings | 0 | 0 | 0 | 0 | 0 | 0 | 0 | 0 | 0 | 0 | 0 | 0 | 0 | 0 | 0 | 0 | 0 | 0 | 0 | 0 | 0 | 0 | 0 | 0 | 0 | 0 | 0 | 0 | 0 | 0 | 0
Industrial Sector Energy Related Emissions before CCS[biomass if,textiles apparel and leather 13T15,BC] | NoSettings | 0 | 0 | 0 | 0 | 0 | 0 | 0 | 0 | 0 | 0 | 0 | 0 | 0 | 0 | 0 | 0 | 0 | 0 | 0 | 0 | 0 | 0 | 0 | 0 | 0 | 0 | 0 | 0 | 0 | 0 | 0
Industrial Sector Energy Related Emissions before CCS[biomass if,textiles apparel and leather 13T15,OC] | NoSettings | 0 | 0 | 0 | 0 | 0 | 0 | 0 | 0 | 0 | 0 | 0 | 0 | 0 | 0 | 0 | 0 | 0 | 0 | 0 | 0 | 0 | 0 | 0 | 0 | 0 | 0 | 0 | 0 | 0 | 0 | 0
Industrial Sector Energy Related Emissions before CCS[biomass if,textiles apparel and leather 13T15,CH4] | NoSettings | 0 | 0 | 0 | 0 | 0 | 0 | 0 | 0 | 0 | 0 | 0 | 0 | 0 | 0 | 0 | 0 | 0 | 0 | 0 | 0 | 0 | 0 | 0 | 0 | 0 | 0 | 0 | 0 | 0 | 0 | 0
Industrial Sector Energy Related Emissions before CCS[biomass if,textiles apparel and leather 13T15,N2O] | NoSettings | 0 | 0 | 0 | 0 | 0 | 0 | 0 | 0 | 0 | 0 | 0 | 0 | 0 | 0 | 0 | 0 | 0 | 0 | 0 | 0 | 0 | 0 | 0 | 0 | 0 | 0 | 0 | 0 | 0 | 0 | 0
Industrial Sector Energy Related Emissions before CCS[biomass if,textiles apparel and leather 13T15,F gases] | NoSettings | 0 | 0 | 0 | 0 | 0 | 0 | 0 | 0 | 0 | 0 | 0 | 0 | 0 | 0 | 0 | 0 | 0 | 0 | 0 | 0 | 0 | 0 | 0 | 0 | 0 | 0 | 0 | 0 | 0 | 0 | 0
Industrial Sector Energy Related Emissions before CCS[biomass if,wood products 16,CO2] | NoSettings | 0 | 0 | 0 | 0 | 0 | 0 | 0 | 0 | 0 | 0 | 0 | 0 | 0 | 0 | 0 | 0 | 0 | 0 | 0 | 0 | 0 | 0 | 0 | 0 | 0 | 0 | 0 | 0 | 0 | 0 | 0
Industrial Sector Energy Related Emissions before CCS[biomass if,wood products 16,VOC] | NoSettings | 7648980 | 7648980 | 7648980 | 7648980 | 7648980 | 7648980 | 7648980 | 7648980 | 7648980 | 7648980 | 7648980 | 7648980 | 7648980 | 7648980 | 7648980 | 7648980 | 7648980 | 7648980 | 7648980 | 7648980 | 7648980 | 7648980 | 7648980 | 7648980 | 7648980 | 7648980 | 7648980 | 7648980 | 7648980 | 7648980 | 7648980
Industrial Sector Energy Related Emissions before CCS[biomass if,wood products 16,CO] | NoSettings | 121289000 | 121289000 | 121289000 | 121289000 | 121289000 | 121289000 | 121289000 | 121289000 | 121289000 | 121289000 | 121289000 | 121289000 | 121289000 | 121289000 | 121289000 | 121289000 | 121289000 | 121289000 | 121289000 | 121289000 | 121289000 | 121289000 | 121289000 | 121289000 | 121289000 | 121289000 | 121289000 | 121289000 | 121289000 | 121289000 | 121289000
Industrial Sector Energy Related Emissions before CCS[biomass if,wood products 16,NOx] | NoSettings | 798671000 | 798671000 | 798671000 | 798671000 | 798671000 | 798671000 | 798671000 | 798671000 | 798671000 | 798671000 | 798671000 | 798671000 | 798671000 | 798671000 | 798671000 | 798671000 | 798671000 | 798671000 | 798671000 | 798671000 | 798671000 | 798671000 | 798671000 | 798671000 | 798671000 | 798671000 | 798671000 | 798671000 | 798671000 | 798671000 | 798671000
Industrial Sector Energy Related Emissions before CCS[biomass if,wood products 16,PM10] | NoSettings | 17847600 | 17847600 | 17847600 | 17847600 | 17847600 | 17847600 | 17847600 | 17847600 | 17847600 | 17847600 | 17847600 | 17847600 | 17847600 | 17847600 | 17847600 | 17847600 | 17847600 | 17847600 | 17847600 | 17847600 | 17847600 | 17847600 | 17847600 | 17847600 | 17847600 | 17847600 | 17847600 | 17847600 | 17847600 | 17847600 | 17847600
Industrial Sector Energy Related Emissions before CCS[biomass if,wood products 16,PM25] | NoSettings | 15765200 | 15765200 | 15765200 | 15765200 | 15765200 | 15765200 | 15765200 | 15765200 | 15765200 | 15765200 | 15765200 | 15765200 | 15765200 | 15765200 | 15765200 | 15765200 | 15765200 | 15765200 | 15765200 | 15765200 | 15765200 | 15765200 | 15765200 | 15765200 | 15765200 | 15765200 | 15765200 | 15765200 | 15765200 | 15765200 | 15765200
Industrial Sector Energy Related Emissions before CCS[biomass if,wood products 16,SOx] | NoSettings | 541048000 | 541048000 | 541048000 | 541048000 | 541048000 | 541048000 | 541048000 | 541048000 | 541048000 | 541048000 | 541048000 | 541048000 | 541048000 | 541048000 | 541048000 | 541048000 | 541048000 | 541048000 | 541048000 | 541048000 | 541048000 | 541048000 | 541048000 | 541048000 | 541048000 | 541048000 | 541048000 | 541048000 | 541048000 | 541048000 | 541048000
Industrial Sector Energy Related Emissions before CCS[biomass if,wood products 16,BC] | NoSettings | 2175890 | 2175890 | 2175890 | 2175890 | 2175890 | 2175890 | 2175890 | 2175890 | 2175890 | 2175890 | 2175890 | 2175890 | 2175890 | 2175890 | 2175890 | 2175890 | 2175890 | 2175890 | 2175890 | 2175890 | 2175890 | 2175890 | 2175890 | 2175890 | 2175890 | 2175890 | 2175890 | 2175890 | 2175890 | 2175890 | 2175890
Industrial Sector Energy Related Emissions before CCS[biomass if,wood products 16,OC] | NoSettings | 5139370 | 5139370 | 5139370 | 5139370 | 5139370 | 5139370 | 5139370 | 5139370 | 5139370 | 5139370 | 5139370 | 5139370 | 5139370 | 5139370 | 5139370 | 5139370 | 5139370 | 5139370 | 5139370 | 5139370 | 5139370 | 5139370 | 5139370 | 5139370 | 5139370 | 5139370 | 5139370 | 5139370 | 5139370 | 5139370 | 5139370
Industrial Sector Energy Related Emissions before CCS[biomass if,wood products 16,CH4] | NoSettings | 0 | 0 | 0 | 0 | 0 | 0 | 0 | 0 | 0 | 0 | 0 | 0 | 0 | 0 | 0 | 0 | 0 | 0 | 0 | 0 | 0 | 0 | 0 | 0 | 0 | 0 | 0 | 0 | 0 | 0 | 0
Industrial Sector Energy Related Emissions before CCS[biomass if,wood products 16,N2O] | NoSettings | 0 | 0 | 0 | 0 | 0 | 0 | 0 | 0 | 0 | 0 | 0 | 0 | 0 | 0 | 0 | 0 | 0 | 0 | 0 | 0 | 0 | 0 | 0 | 0 | 0 | 0 | 0 | 0 | 0 | 0 | 0
Industrial Sector Energy Related Emissions before CCS[biomass if,wood products 16,F gases] | NoSettings | 0 | 0 | 0 | 0 | 0 | 0 | 0 | 0 | 0 | 0 | 0 | 0 | 0 | 0 | 0 | 0 | 0 | 0 | 0 | 0 | 0 | 0 | 0 | 0 | 0 | 0 | 0 | 0 | 0 | 0 | 0
Industrial Sector Energy Related Emissions before CCS[biomass if,pulp paper and printing 17T18,CO2] | NoSettings | 0 | 0 | 0 | 0 | 0 | 0 | 0 | 0 | 0 | 0 | 0 | 0 | 0 | 0 | 0 | 0 | 0 | 0 | 0 | 0 | 0 | 0 | 0 | 0 | 0 | 0 | 0 | 0 | 0 | 0 | 0
Industrial Sector Energy Related Emissions before CCS[biomass if,pulp paper and printing 17T18,VOC] | NoSettings | 6481370 | 6481370 | 6481370 | 6481370 | 6481370 | 6481370 | 6481370 | 6481370 | 6481370 | 6481370 | 6481370 | 6481370 | 6481370 | 6481370 | 6481370 | 6481370 | 6481370 | 6481370 | 6481370 | 6481370 | 6481370 | 6481370 | 6481370 | 6481370 | 6481370 | 6481370 | 6481370 | 6481370 | 6481370 | 6481370 | 6481370
Industrial Sector Energy Related Emissions before CCS[biomass if,pulp paper and printing 17T18,CO] | NoSettings | 102774000 | 102774000 | 102774000 | 102774000 | 102774000 | 102774000 | 102774000 | 102774000 | 102774000 | 102774000 | 102774000 | 102774000 | 102774000 | 102774000 | 102774000 | 102774000 | 102774000 | 102774000 | 102774000 | 102774000 | 102774000 | 102774000 | 102774000 | 102774000 | 102774000 | 102774000 | 102774000 | 102774000 | 102774000 | 102774000 | 102774000
Industrial Sector Energy Related Emissions before CCS[biomass if,pulp paper and printing 17T18,NOx] | NoSettings | 676755000 | 676755000 | 676755000 | 676755000 | 676755000 | 676755000 | 676755000 | 676755000 | 676755000 | 676755000 | 676755000 | 676755000 | 676755000 | 676755000 | 676755000 | 676755000 | 676755000 | 676755000 | 676755000 | 676755000 | 676755000 | 676755000 | 676755000 | 676755000 | 676755000 | 676755000 | 676755000 | 676755000 | 676755000 | 676755000 | 676755000
Industrial Sector Energy Related Emissions before CCS[biomass if,pulp paper and printing 17T18,PM10] | NoSettings | 15123200 | 15123200 | 15123200 | 15123200 | 15123200 | 15123200 | 15123200 | 15123200 | 15123200 | 15123200 | 15123200 | 15123200 | 15123200 | 15123200 | 15123200 | 15123200 | 15123200 | 15123200 | 15123200 | 15123200 | 15123200 | 15123200 | 15123200 | 15123200 | 15123200 | 15123200 | 15123200 | 15123200 | 15123200 | 15123200 | 15123200
Industrial Sector Energy Related Emissions before CCS[biomass if,pulp paper and printing 17T18,PM25] | NoSettings | 13358600 | 13358600 | 13358600 | 13358600 | 13358600 | 13358600 | 13358600 | 13358600 | 13358600 | 13358600 | 13358600 | 13358600 | 13358600 | 13358600 | 13358600 | 13358600 | 13358600 | 13358600 | 13358600 | 13358600 | 13358600 | 13358600 | 13358600 | 13358600 | 13358600 | 13358600 | 13358600 | 13358600 | 13358600 | 13358600 | 13358600
Industrial Sector Energy Related Emissions before CCS[biomass if,pulp paper and printing 17T18,SOx] | NoSettings | 458458000 | 458458000 | 458458000 | 458458000 | 458458000 | 458458000 | 458458000 | 458458000 | 458458000 | 458458000 | 458458000 | 458458000 | 458458000 | 458458000 | 458458000 | 458458000 | 458458000 | 458458000 | 458458000 | 458458000 | 458458000 | 458458000 | 458458000 | 458458000 | 458458000 | 458458000 | 458458000 | 458458000 | 458458000 | 458458000 | 458458000
Industrial Sector Energy Related Emissions before CCS[biomass if,pulp paper and printing 17T18,BC] | NoSettings | 1843740 | 1843740 | 1843740 | 1843740 | 1843740 | 1843740 | 1843740 | 1843740 | 1843740 | 1843740 | 1843740 | 1843740 | 1843740 | 1843740 | 1843740 | 1843740 | 1843740 | 1843740 | 1843740 | 1843740 | 1843740 | 1843740 | 1843740 | 1843740 | 1843740 | 1843740 | 1843740 | 1843740 | 1843740 | 1843740 | 1843740
Industrial Sector Energy Related Emissions before CCS[biomass if,pulp paper and printing 17T18,OC] | NoSettings | 4354850 | 4354850 | 4354850 | 4354850 | 4354850 | 4354850 | 4354850 | 4354850 | 4354850 | 4354850 | 4354850 | 4354850 | 4354850 | 4354850 | 4354850 | 4354850 | 4354850 | 4354850 | 4354850 | 4354850 | 4354850 | 4354850 | 4354850 | 4354850 | 4354850 | 4354850 | 4354850 | 4354850 | 4354850 | 4354850 | 4354850
Industrial Sector Energy Related Emissions before CCS[biomass if,pulp paper and printing 17T18,CH4] | NoSettings | 0 | 0 | 0 | 0 | 0 | 0 | 0 | 0 | 0 | 0 | 0 | 0 | 0 | 0 | 0 | 0 | 0 | 0 | 0 | 0 | 0 | 0 | 0 | 0 | 0 | 0 | 0 | 0 | 0 | 0 | 0
Industrial Sector Energy Related Emissions before CCS[biomass if,pulp paper and printing 17T18,N2O] | NoSettings | 0 | 0 | 0 | 0 | 0 | 0 | 0 | 0 | 0 | 0 | 0 | 0 | 0 | 0 | 0 | 0 | 0 | 0 | 0 | 0 | 0 | 0 | 0 | 0 | 0 | 0 | 0 | 0 | 0 | 0 | 0
Industrial Sector Energy Related Emissions before CCS[biomass if,pulp paper and printing 17T18,F gases] | NoSettings | 0 | 0 | 0 | 0 | 0 | 0 | 0 | 0 | 0 | 0 | 0 | 0 | 0 | 0 | 0 | 0 | 0 | 0 | 0 | 0 | 0 | 0 | 0 | 0 | 0 | 0 | 0 | 0 | 0 | 0 | 0
Industrial Sector Energy Related Emissions before CCS[biomass if,refined petroleum and coke 19,CO2] | NoSettings | 0 | 0 | 0 | 0 | 0 | 0 | 0 | 0 | 0 | 0 | 0 | 0 | 0 | 0 | 0 | 0 | 0 | 0 | 0 | 0 | 0 | 0 | 0 | 0 | 0 | 0 | 0 | 0 | 0 | 0 | 0
Industrial Sector Energy Related Emissions before CCS[biomass if,refined petroleum and coke 19,VOC] | NoSettings | 0 | 1872.88 | 2475.73 | 3284.47 | 3780.51 | 4184.37 | 4554.46 | 4964.35 | 4912.07 | 7480.29 | 9825.97 | 12127 | 14714.5 | 17064 | 19402.4 | 21550 | 23846.8 | 23514.4 | 23147.5 | 22975.2 | 22695.3 | 22668.9 | 22444.3 | 22210.2 | 21958.1 | 21908.3 | 21628.9 | 21712.9 | 21604.9 | 21497.4 | 21467.9
Industrial Sector Energy Related Emissions before CCS[biomass if,refined petroleum and coke 19,CO] | NoSettings | 0 | 29698.1 | 39257.4 | 52081.5 | 59947.2 | 66351.2 | 72219.5 | 78719.2 | 77890.1 | 118614 | 155809 | 192297 | 233327 | 270581 | 307662 | 341716 | 378137 | 372865 | 367048 | 364316 | 359877 | 359459 | 355898 | 352185 | 348187 | 347398 | 342967 | 344299 | 342586 | 340882 | 340414
Industrial Sector Energy Related Emissions before CCS[biomass if,refined petroleum and coke 19,NOx] | NoSettings | 0 | 195558 | 258504 | 342949 | 394744 | 436913 | 475555 | 518354 | 512895 | 781057 | 1025980 | 1266250 | 1536420 | 1781740 | 2025910 | 2250150 | 2489980 | 2455260 | 2416960 | 2398970 | 2369740 | 2366980 | 2343530 | 2319090 | 2292760 | 2287570 | 2258390 | 2267160 | 2255880 | 2244660 | 2241580
Industrial Sector Energy Related Emissions before CCS[biomass if,refined petroleum and coke 19,PM10] | NoSettings | 0 | 4370.06 | 5776.7 | 7663.77 | 8821.19 | 9763.54 | 10627.1 | 11583.5 | 11461.5 | 17454 | 22927.3 | 28296.4 | 34333.9 | 39815.9 | 45272.3 | 50283.4 | 55642.6 | 54866.8 | 54010.9 | 53608.9 | 52955.7 | 52894.2 | 52370.1 | 51823.8 | 51235.5 | 51119.5 | 50467.4 | 50663.4 | 50411.3 | 50160.5 | 50091.7
Industrial Sector Energy Related Emissions before CCS[biomass if,refined petroleum and coke 19,PM25] | NoSettings | 0 | 3860.17 | 5102.68 | 6769.57 | 7791.95 | 8624.34 | 9387.11 | 10231.9 | 10124.2 | 15417.5 | 20252.1 | 24994.8 | 30327.9 | 35170.2 | 39990 | 44416.4 | 49150.3 | 48465 | 47709 | 47353.9 | 46776.9 | 46722.5 | 46259.6 | 45777.1 | 45257.4 | 45154.9 | 44578.9 | 44752 | 44529.4 | 44307.8 | 44247.1
Industrial Sector Energy Related Emissions before CCS[biomass if,refined petroleum and coke 19,SOx] | NoSettings | 0 | 132478 | 175120 | 232326 | 267413 | 295981 | 322158 | 351152 | 347454 | 529116 | 695037 | 857803 | 1040830 | 1207010 | 1372430 | 1524330 | 1686800 | 1663280 | 1637340 | 1625150 | 1605350 | 1603480 | 1587590 | 1571030 | 1553200 | 1549680 | 1529910 | 1535850 | 1528210 | 1520610 | 1518520
Industrial Sector Energy Related Emissions before CCS[biomass if,refined petroleum and coke 19,BC] | NoSettings | 0 | 532.775 | 704.265 | 934.326 | 1075.43 | 1190.32 | 1295.6 | 1412.2 | 1397.32 | 2127.9 | 2795.17 | 3449.75 | 4185.81 | 4854.15 | 5519.37 | 6130.28 | 6783.66 | 6689.07 | 6584.73 | 6535.71 | 6456.08 | 6448.58 | 6384.69 | 6318.09 | 6246.36 | 6232.22 | 6152.72 | 6176.61 | 6145.88 | 6115.31 | 6106.92
Industrial Sector Energy Related Emissions before CCS[biomass if,refined petroleum and coke 19,OC] | NoSettings | 0 | 1258.39 | 1663.45 | 2206.84 | 2540.13 | 2811.49 | 3060.15 | 3335.56 | 3300.43 | 5026.02 | 6602.09 | 8148.19 | 9886.73 | 11465.3 | 13036.5 | 14479.5 | 16022.7 | 15799.3 | 15552.9 | 15437.1 | 15249 | 15231.3 | 15080.4 | 14923.1 | 14753.7 | 14720.3 | 14532.5 | 14588.9 | 14516.4 | 14444.1 | 14424.3
Industrial Sector Energy Related Emissions before CCS[biomass if,refined petroleum and coke 19,CH4] | NoSettings | 0 | 0 | 0 | 0 | 0 | 0 | 0 | 0 | 0 | 0 | 0 | 0 | 0 | 0 | 0 | 0 | 0 | 0 | 0 | 0 | 0 | 0 | 0 | 0 | 0 | 0 | 0 | 0 | 0 | 0 | 0
Industrial Sector Energy Related Emissions before CCS[biomass if,refined petroleum and coke 19,N2O] | NoSettings | 0 | 0 | 0 | 0 | 0 | 0 | 0 | 0 | 0 | 0 | 0 | 0 | 0 | 0 | 0 | 0 | 0 | 0 | 0 | 0 | 0 | 0 | 0 | 0 | 0 | 0 | 0 | 0 | 0 | 0 | 0
Industrial Sector Energy Related Emissions before CCS[biomass if,refined petroleum and coke 19,F gases] | NoSettings | 0 | 0 | 0 | 0 | 0 | 0 | 0 | 0 | 0 | 0 | 0 | 0 | 0 | 0 | 0 | 0 | 0 | 0 | 0 | 0 | 0 | 0 | 0 | 0 | 0 | 0 | 0 | 0 | 0 | 0 | 0
Industrial Sector Energy Related Emissions before CCS[biomass if,chemicals 20,CO2] | NoSettings | 0 | 0 | 0 | 0 | 0 | 0 | 0 | 0 | 0 | 0 | 0 | 0 | 0 | 0 | 0 | 0 | 0 | 0 | 0 | 0 | 0 | 0 | 0 | 0 | 0 | 0 | 0 | 0 | 0 | 0 | 0
Industrial Sector Energy Related Emissions before CCS[biomass if,chemicals 20,VOC] | NoSettings | 0 | 55.021 | 96.8619 | 126.554 | 141.749 | 146.262 | 143.848 | 149.748 | 236.775 | 228.883 | 220.16 | 207.343 | 214.049 | 219.523 | 224.507 | 227.657 | 230.338 | 222.247 | 216.815 | 211.23 | 206.65 | 202.244 | 195.307 | 188.219 | 180.566 | 175.31 | 167.228 | 164.442 | 161.989 | 159.286 | 155.903
Industrial Sector Energy Related Emissions before CCS[biomass if,chemicals 20,CO] | NoSettings | 0 | 872.462 | 1535.93 | 2006.75 | 2247.7 | 2319.26 | 2280.98 | 2374.54 | 3754.51 | 3629.37 | 3491.05 | 3287.82 | 3394.16 | 3480.95 | 3559.99 | 3609.93 | 3652.45 | 3524.14 | 3438.01 | 3349.45 | 3276.83 | 3206.96 | 3096.96 | 2984.57 | 2863.21 | 2779.87 | 2651.72 | 2607.53 | 2568.64 | 2525.78 | 2472.14
Industrial Sector Energy Related Emissions before CCS[biomass if,chemicals 20,NOx] | NoSettings | 0 | 5745.04 | 10113.9 | 13214.2 | 14800.8 | 15272 | 15019.9 | 15636 | 24722.9 | 23898.9 | 22988.1 | 21649.8 | 22350 | 22921.5 | 23442 | 23770.9 | 24050.8 | 23206 | 22638.8 | 22055.7 | 21577.5 | 21117.4 | 20393 | 19652.9 | 18853.8 | 18305.1 | 17461.2 | 17170.2 | 16914.1 | 16631.9 | 16278.7
Industrial Sector Energy Related Emissions before CCS[biomass if,chemicals 20,PM10] | NoSettings | 0 | 128.382 | 226.011 | 295.292 | 330.748 | 341.277 | 335.645 | 349.412 | 552.474 | 534.06 | 513.706 | 483.801 | 499.449 | 512.22 | 523.85 | 531.2 | 537.455 | 518.575 | 505.901 | 492.87 | 482.184 | 471.903 | 455.715 | 439.177 | 421.32 | 409.057 | 390.2 | 383.697 | 377.974 | 371.667 | 363.773
Industrial Sector Energy Related Emissions before CCS[biomass if,chemicals 20,PM25] | NoSettings | 0 | 113.403 | 199.64 | 260.838 | 292.156 | 301.457 | 296.482 | 308.643 | 488.012 | 471.746 | 453.768 | 427.352 | 441.173 | 452.454 | 462.728 | 469.22 | 474.746 | 458.068 | 446.873 | 435.363 | 425.924 | 416.842 | 402.543 | 387.935 | 372.161 | 361.328 | 344.671 | 338.928 | 333.873 | 328.301 | 321.329
Industrial Sector Energy Related Emissions before CCS[biomass if,chemicals 20,SOx] | NoSettings | 0 | 3891.9 | 6851.5 | 8951.76 | 10026.6 | 10345.8 | 10175 | 10592.4 | 16748.2 | 16190 | 15572.9 | 14666.4 | 15140.7 | 15527.9 | 15880.5 | 16103.3 | 16292.9 | 15720.6 | 15336.3 | 14941.3 | 14617.4 | 14305.7 | 13815 | 13313.6 | 12772.3 | 12400.5 | 11828.9 | 11631.7 | 11458.3 | 11267 | 11027.8
Industrial Sector Energy Related Emissions before CCS[biomass if,chemicals 20,BC] | NoSettings | 0 | 15.6517 | 27.5541 | 36.0005 | 40.323 | 41.6067 | 40.92 | 42.5985 | 67.3548 | 65.1098 | 62.6284 | 58.9825 | 60.8901 | 62.4471 | 63.8651 | 64.7611 | 65.5237 | 63.222 | 61.6768 | 60.0882 | 58.7854 | 57.5319 | 55.5584 | 53.5422 | 51.3651 | 49.87 | 47.5711 | 46.7783 | 46.0806 | 45.3117 | 44.3493
Industrial Sector Energy Related Emissions before CCS[biomass if,chemicals 20,OC] | NoSettings | 0 | 36.9687 | 65.0817 | 85.0319 | 95.2415 | 98.2736 | 96.6516 | 100.616 | 159.089 | 153.787 | 147.926 | 139.314 | 143.82 | 147.498 | 150.847 | 152.963 | 154.765 | 149.328 | 145.678 | 141.926 | 138.849 | 135.888 | 131.227 | 126.465 | 121.323 | 117.791 | 112.361 | 110.489 | 108.841 | 107.025 | 104.752
Industrial Sector Energy Related Emissions before CCS[biomass if,chemicals 20,CH4] | NoSettings | 0 | 0 | 0 | 0 | 0 | 0 | 0 | 0 | 0 | 0 | 0 | 0 | 0 | 0 | 0 | 0 | 0 | 0 | 0 | 0 | 0 | 0 | 0 | 0 | 0 | 0 | 0 | 0 | 0 | 0 | 0
Industrial Sector Energy Related Emissions before CCS[biomass if,chemicals 20,N2O] | NoSettings | 0 | 0 | 0 | 0 | 0 | 0 | 0 | 0 | 0 | 0 | 0 | 0 | 0 | 0 | 0 | 0 | 0 | 0 | 0 | 0 | 0 | 0 | 0 | 0 | 0 | 0 | 0 | 0 | 0 | 0 | 0
Industrial Sector Energy Related Emissions before CCS[biomass if,chemicals 20,F gases] | NoSettings | 0 | 0 | 0 | 0 | 0 | 0 | 0 | 0 | 0 | 0 | 0 | 0 | 0 | 0 | 0 | 0 | 0 | 0 | 0 | 0 | 0 | 0 | 0 | 0 | 0 | 0 | 0 | 0 | 0 | 0 | 0
Industrial Sector Energy Related Emissions before CCS[biomass if,rubber and plastic products 22,CO2] | NoSettings | 0 | 0 | 0 | 0 | 0 | 0 | 0 | 0 | 0 | 0 | 0 | 0 | 0 | 0 | 0 | 0 | 0 | 0 | 0 | 0 | 0 | 0 | 0 | 0 | 0 | 0 | 0 | 0 | 0 | 0 | 0
Industrial Sector Energy Related Emissions before CCS[biomass if,rubber and plastic products 22,VOC] | NoSettings | 0 | 0 | 0 | 0 | 0 | 0 | 0 | 0 | 0 | 0 | 0 | 0 | 0 | 0 | 0 | 0 | 0 | 0 | 0 | 0 | 0 | 0 | 0 | 0 | 0 | 0 | 0 | 0 | 0 | 0 | 0
Industrial Sector Energy Related Emissions before CCS[biomass if,rubber and plastic products 22,CO] | NoSettings | 0 | 0 | 0 | 0 | 0 | 0 | 0 | 0 | 0 | 0 | 0 | 0 | 0 | 0 | 0 | 0 | 0 | 0 | 0 | 0 | 0 | 0 | 0 | 0 | 0 | 0 | 0 | 0 | 0 | 0 | 0
Industrial Sector Energy Related Emissions before CCS[biomass if,rubber and plastic products 22,NOx] | NoSettings | 0 | 0 | 0 | 0 | 0 | 0 | 0 | 0 | 0 | 0 | 0 | 0 | 0 | 0 | 0 | 0 | 0 | 0 | 0 | 0 | 0 | 0 | 0 | 0 | 0 | 0 | 0 | 0 | 0 | 0 | 0
Industrial Sector Energy Related Emissions before CCS[biomass if,rubber and plastic products 22,PM10] | NoSettings | 0 | 0 | 0 | 0 | 0 | 0 | 0 | 0 | 0 | 0 | 0 | 0 | 0 | 0 | 0 | 0 | 0 | 0 | 0 | 0 | 0 | 0 | 0 | 0 | 0 | 0 | 0 | 0 | 0 | 0 | 0
Industrial Sector Energy Related Emissions before CCS[biomass if,rubber and plastic products 22,PM25] | NoSettings | 0 | 0 | 0 | 0 | 0 | 0 | 0 | 0 | 0 | 0 | 0 | 0 | 0 | 0 | 0 | 0 | 0 | 0 | 0 | 0 | 0 | 0 | 0 | 0 | 0 | 0 | 0 | 0 | 0 | 0 | 0
Industrial Sector Energy Related Emissions before CCS[biomass if,rubber and plastic products 22,SOx] | NoSettings | 0 | 0 | 0 | 0 | 0 | 0 | 0 | 0 | 0 | 0 | 0 | 0 | 0 | 0 | 0 | 0 | 0 | 0 | 0 | 0 | 0 | 0 | 0 | 0 | 0 | 0 | 0 | 0 | 0 | 0 | 0
Industrial Sector Energy Related Emissions before CCS[biomass if,rubber and plastic products 22,BC] | NoSettings | 0 | 0 | 0 | 0 | 0 | 0 | 0 | 0 | 0 | 0 | 0 | 0 | 0 | 0 | 0 | 0 | 0 | 0 | 0 | 0 | 0 | 0 | 0 | 0 | 0 | 0 | 0 | 0 | 0 | 0 | 0
Industrial Sector Energy Related Emissions before CCS[biomass if,rubber and plastic products 22,OC] | NoSettings | 0 | 0 | 0 | 0 | 0 | 0 | 0 | 0 | 0 | 0 | 0 | 0 | 0 | 0 | 0 | 0 | 0 | 0 | 0 | 0 | 0 | 0 | 0 | 0 | 0 | 0 | 0 | 0 | 0 | 0 | 0
Industrial Sector Energy Related Emissions before CCS[biomass if,rubber and plastic products 22,CH4] | NoSettings | 0 | 0 | 0 | 0 | 0 | 0 | 0 | 0 | 0 | 0 | 0 | 0 | 0 | 0 | 0 | 0 | 0 | 0 | 0 | 0 | 0 | 0 | 0 | 0 | 0 | 0 | 0 | 0 | 0 | 0 | 0
Industrial Sector Energy Related Emissions before CCS[biomass if,rubber and plastic products 22,N2O] | NoSettings | 0 | 0 | 0 | 0 | 0 | 0 | 0 | 0 | 0 | 0 | 0 | 0 | 0 | 0 | 0 | 0 | 0 | 0 | 0 | 0 | 0 | 0 | 0 | 0 | 0 | 0 | 0 | 0 | 0 | 0 | 0
Industrial Sector Energy Related Emissions before CCS[biomass if,rubber and plastic products 22,F gases] | NoSettings | 0 | 0 | 0 | 0 | 0 | 0 | 0 | 0 | 0 | 0 | 0 | 0 | 0 | 0 | 0 | 0 | 0 | 0 | 0 | 0 | 0 | 0 | 0 | 0 | 0 | 0 | 0 | 0 | 0 | 0 | 0
Industrial Sector Energy Related Emissions before CCS[biomass if,glass and glass products 231,CO2] | NoSettings | 0 | 0 | 0 | 0 | 0 | 0 | 0 | 0 | 0 | 0 | 0 | 0 | 0 | 0 | 0 | 0 | 0 | 0 | 0 | 0 | 0 | 0 | 0 | 0 | 0 | 0 | 0 | 0 | 0 | 0 | 0
Industrial Sector Energy Related Emissions before CCS[biomass if,glass and glass products 231,VOC] | NoSettings | 0 | 0 | 0 | 0 | 0 | 0 | 0 | 0 | 0 | 0 | 0 | 0 | 0 | 0 | 0 | 0 | 0 | 0 | 0 | 0 | 0 | 0 | 0 | 0 | 0 | 0 | 0 | 0 | 0 | 0 | 0
Industrial Sector Energy Related Emissions before CCS[biomass if,glass and glass products 231,CO] | NoSettings | 0 | 0 | 0 | 0 | 0 | 0 | 0 | 0 | 0 | 0 | 0 | 0 | 0 | 0 | 0 | 0 | 0 | 0 | 0 | 0 | 0 | 0 | 0 | 0 | 0 | 0 | 0 | 0 | 0 | 0 | 0
Industrial Sector Energy Related Emissions before CCS[biomass if,glass and glass products 231,NOx] | NoSettings | 0 | 0 | 0 | 0 | 0 | 0 | 0 | 0 | 0 | 0 | 0 | 0 | 0 | 0 | 0 | 0 | 0 | 0 | 0 | 0 | 0 | 0 | 0 | 0 | 0 | 0 | 0 | 0 | 0 | 0 | 0
Industrial Sector Energy Related Emissions before CCS[biomass if,glass and glass products 231,PM10] | NoSettings | 0 | 0 | 0 | 0 | 0 | 0 | 0 | 0 | 0 | 0 | 0 | 0 | 0 | 0 | 0 | 0 | 0 | 0 | 0 | 0 | 0 | 0 | 0 | 0 | 0 | 0 | 0 | 0 | 0 | 0 | 0
Industrial Sector Energy Related Emissions before CCS[biomass if,glass and glass products 231,PM25] | NoSettings | 0 | 0 | 0 | 0 | 0 | 0 | 0 | 0 | 0 | 0 | 0 | 0 | 0 | 0 | 0 | 0 | 0 | 0 | 0 | 0 | 0 | 0 | 0 | 0 | 0 | 0 | 0 | 0 | 0 | 0 | 0
Industrial Sector Energy Related Emissions before CCS[biomass if,glass and glass products 231,SOx] | NoSettings | 0 | 0 | 0 | 0 | 0 | 0 | 0 | 0 | 0 | 0 | 0 | 0 | 0 | 0 | 0 | 0 | 0 | 0 | 0 | 0 | 0 | 0 | 0 | 0 | 0 | 0 | 0 | 0 | 0 | 0 | 0
Industrial Sector Energy Related Emissions before CCS[biomass if,glass and glass products 231,BC] | NoSettings | 0 | 0 | 0 | 0 | 0 | 0 | 0 | 0 | 0 | 0 | 0 | 0 | 0 | 0 | 0 | 0 | 0 | 0 | 0 | 0 | 0 | 0 | 0 | 0 | 0 | 0 | 0 | 0 | 0 | 0 | 0
Industrial Sector Energy Related Emissions before CCS[biomass if,glass and glass products 231,OC] | NoSettings | 0 | 0 | 0 | 0 | 0 | 0 | 0 | 0 | 0 | 0 | 0 | 0 | 0 | 0 | 0 | 0 | 0 | 0 | 0 | 0 | 0 | 0 | 0 | 0 | 0 | 0 | 0 | 0 | 0 | 0 | 0
Industrial Sector Energy Related Emissions before CCS[biomass if,glass and glass products 231,CH4] | NoSettings | 0 | 0 | 0 | 0 | 0 | 0 | 0 | 0 | 0 | 0 | 0 | 0 | 0 | 0 | 0 | 0 | 0 | 0 | 0 | 0 | 0 | 0 | 0 | 0 | 0 | 0 | 0 | 0 | 0 | 0 | 0
Industrial Sector Energy Related Emissions before CCS[biomass if,glass and glass products 231,N2O] | NoSettings | 0 | 0 | 0 | 0 | 0 | 0 | 0 | 0 | 0 | 0 | 0 | 0 | 0 | 0 | 0 | 0 | 0 | 0 | 0 | 0 | 0 | 0 | 0 | 0 | 0 | 0 | 0 | 0 | 0 | 0 | 0
Industrial Sector Energy Related Emissions before CCS[biomass if,glass and glass products 231,F gases] | NoSettings | 0 | 0 | 0 | 0 | 0 | 0 | 0 | 0 | 0 | 0 | 0 | 0 | 0 | 0 | 0 | 0 | 0 | 0 | 0 | 0 | 0 | 0 | 0 | 0 | 0 | 0 | 0 | 0 | 0 | 0 | 0
Industrial Sector Energy Related Emissions before CCS[biomass if,cement and other nonmetallic minerals 239,CO2] | NoSettings | 0 | 0 | 0 | 0 | 0 | 0 | 0 | 0 | 0 | 0 | 0 | 0 | 0 | 0 | 0 | 0 | 0 | 0 | 0 | 0 | 0 | 0 | 0 | 0 | 0 | 0 | 0 | 0 | 0 | 0 | 0
Industrial Sector Energy Related Emissions before CCS[biomass if,cement and other nonmetallic minerals 239,VOC] | NoSettings | 862268 | 839273 | 816573 | 793871 | 771120 | 748332 | 725515 | 702726 | 680314 | 659445 | 638446 | 617290 | 596249 | 575113 | 553927 | 532717 | 534389 | 534133 | 533881 | 533624 | 533412 | 533203 | 532952 | 532668 | 532368 | 532258 | 531983 | 531820 | 531658 | 531497 | 531338
Industrial Sector Energy Related Emissions before CCS[biomass if,cement and other nonmetallic minerals 239,CO] | NoSettings | 13672900 | 13308300 | 12948300 | 12588300 | 12227600 | 11866200 | 11504400 | 11143100 | 10787700 | 10456800 | 10123800 | 9788300 | 9454650 | 9119510 | 8783560 | 8447240 | 8473740 | 8469700 | 8465700 | 8461610 | 8458250 | 8454940 | 8450960 | 8446460 | 8441710 | 8439960 | 8435600 | 8433010 | 8430450 | 8427890 | 8425360
Industrial Sector Energy Related Emissions before CCS[biomass if,cement and other nonmetallic minerals 239,NOx] | NoSettings | 90034000 | 87633000 | 85262700 | 82892400 | 80516700 | 78137400 | 75754900 | 73375400 | 71035200 | 68856200 | 66663600 | 64454500 | 62257500 | 60050700 | 57838500 | 55623900 | 55798400 | 55771700 | 55745400 | 55718500 | 55696400 | 55674500 | 55648300 | 55618700 | 55587400 | 55575900 | 55547200 | 55530200 | 55513300 | 55496400 | 55479800
Industrial Sector Energy Related Emissions before CCS[biomass if,cement and other nonmetallic minerals 239,PM10] | NoSettings | 2011960 | 1958300 | 1905340 | 1852370 | 1799280 | 1746110 | 1692870 | 1639690 | 1587400 | 1538710 | 1489710 | 1440340 | 1391250 | 1341930 | 1292500 | 1243010 | 1246910 | 1246310 | 1245720 | 1245120 | 1244630 | 1244140 | 1243550 | 1242890 | 1242190 | 1241940 | 1241290 | 1240910 | 1240540 | 1240160 | 1239790
Industrial Sector Energy Related Emissions before CCS[biomass if,cement and other nonmetallic minerals 239,PM25] | NoSettings | 1777200 | 1729810 | 1683020 | 1636230 | 1589340 | 1542370 | 1495350 | 1448380 | 1402180 | 1359170 | 1315890 | 1272280 | 1228920 | 1185360 | 1141690 | 1097970 | 1101420 | 1100890 | 1100370 | 1099840 | 1099410 | 1098970 | 1098460 | 1097870 | 1097250 | 1097030 | 1096460 | 1096120 | 1095790 | 1095460 | 1095130
Industrial Sector Energy Related Emissions before CCS[biomass if,cement and other nonmetallic minerals 239,SOx] | NoSettings | 60992300 | 59365800 | 57760100 | 56154300 | 54544900 | 52933100 | 51319100 | 49707100 | 48121800 | 46645700 | 45160300 | 43663800 | 42175500 | 40680500 | 39181900 | 37681600 | 37799800 | 37781800 | 37764000 | 37745700 | 37730700 | 37715900 | 37698200 | 37678100 | 37656900 | 37649100 | 37629700 | 37618200 | 37606700 | 37595300 | 37584000
Industrial Sector Energy Related Emissions before CCS[biomass if,cement and other nonmetallic minerals 239,BC] | NoSettings | 245287 | 238746 | 232289 | 225831 | 219359 | 212876 | 206386 | 199903 | 193527 | 187591 | 181617 | 175599 | 169614 | 163601 | 157574 | 151541 | 152016 | 151944 | 151872 | 151799 | 151738 | 151679 | 151608 | 151527 | 151442 | 151410 | 151332 | 151286 | 151240 | 151194 | 151148
Industrial Sector Energy Related Emissions before CCS[biomass if,cement and other nonmetallic minerals 239,OC] | NoSettings | 579360 | 563910 | 548657 | 533404 | 518117 | 502806 | 487475 | 472163 | 457104 | 443083 | 428973 | 414758 | 400621 | 386420 | 372185 | 357934 | 359057 | 358885 | 358716 | 358543 | 358401 | 358260 | 358091 | 357901 | 357699 | 357625 | 357441 | 357331 | 357222 | 357114 | 357007
Industrial Sector Energy Related Emissions before CCS[biomass if,cement and other nonmetallic minerals 239,CH4] | NoSettings | 0 | 0 | 0 | 0 | 0 | 0 | 0 | 0 | 0 | 0 | 0 | 0 | 0 | 0 | 0 | 0 | 0 | 0 | 0 | 0 | 0 | 0 | 0 | 0 | 0 | 0 | 0 | 0 | 0 | 0 | 0
Industrial Sector Energy Related Emissions before CCS[biomass if,cement and other nonmetallic minerals 239,N2O] | NoSettings | 0 | 0 | 0 | 0 | 0 | 0 | 0 | 0 | 0 | 0 | 0 | 0 | 0 | 0 | 0 | 0 | 0 | 0 | 0 | 0 | 0 | 0 | 0 | 0 | 0 | 0 | 0 | 0 | 0 | 0 | 0
Industrial Sector Energy Related Emissions before CCS[biomass if,cement and other nonmetallic minerals 239,F gases] | NoSettings | 0 | 0 | 0 | 0 | 0 | 0 | 0 | 0 | 0 | 0 | 0 | 0 | 0 | 0 | 0 | 0 | 0 | 0 | 0 | 0 | 0 | 0 | 0 | 0 | 0 | 0 | 0 | 0 | 0 | 0 | 0
Industrial Sector Energy Related Emissions before CCS[biomass if,iron and steel 241,CO2] | NoSettings | 0 | 0 | 0 | 0 | 0 | 0 | 0 | 0 | 0 | 0 | 0 | 0 | 0 | 0 | 0 | 0 | 0 | 0 | 0 | 0 | 0 | 0 | 0 | 0 | 0 | 0 | 0 | 0 | 0 | 0 | 0
Industrial Sector Energy Related Emissions before CCS[biomass if,iron and steel 241,VOC] | NoSettings | 0 | 0 | 0 | 0 | 0 | 0 | 0 | 0 | 0 | 0 | 0 | 0 | 0 | 0 | 0 | 0 | 0 | 0 | 0 | 0 | 0 | 0 | 0 | 0 | 0 | 0 | 0 | 0 | 0 | 0 | 0
Industrial Sector Energy Related Emissions before CCS[biomass if,iron and steel 241,CO] | NoSettings | 0 | 0 | 0 | 0 | 0 | 0 | 0 | 0 | 0 | 0 | 0 | 0 | 0 | 0 | 0 | 0 | 0 | 0 | 0 | 0 | 0 | 0 | 0 | 0 | 0 | 0 | 0 | 0 | 0 | 0 | 0
Industrial Sector Energy Related Emissions before CCS[biomass if,iron and steel 241,NOx] | NoSettings | 0 | 0 | 0 | 0 | 0 | 0 | 0 | 0 | 0 | 0 | 0 | 0 | 0 | 0 | 0 | 0 | 0 | 0 | 0 | 0 | 0 | 0 | 0 | 0 | 0 | 0 | 0 | 0 | 0 | 0 | 0
Industrial Sector Energy Related Emissions before CCS[biomass if,iron and steel 241,PM10] | NoSettings | 0 | 0 | 0 | 0 | 0 | 0 | 0 | 0 | 0 | 0 | 0 | 0 | 0 | 0 | 0 | 0 | 0 | 0 | 0 | 0 | 0 | 0 | 0 | 0 | 0 | 0 | 0 | 0 | 0 | 0 | 0
Industrial Sector Energy Related Emissions before CCS[biomass if,iron and steel 241,PM25] | NoSettings | 0 | 0 | 0 | 0 | 0 | 0 | 0 | 0 | 0 | 0 | 0 | 0 | 0 | 0 | 0 | 0 | 0 | 0 | 0 | 0 | 0 | 0 | 0 | 0 | 0 | 0 | 0 | 0 | 0 | 0 | 0
Industrial Sector Energy Related Emissions before CCS[biomass if,iron and steel 241,SOx] | NoSettings | 0 | 0 | 0 | 0 | 0 | 0 | 0 | 0 | 0 | 0 | 0 | 0 | 0 | 0 | 0 | 0 | 0 | 0 | 0 | 0 | 0 | 0 | 0 | 0 | 0 | 0 | 0 | 0 | 0 | 0 | 0
Industrial Sector Energy Related Emissions before CCS[biomass if,iron and steel 241,BC] | NoSettings | 0 | 0 | 0 | 0 | 0 | 0 | 0 | 0 | 0 | 0 | 0 | 0 | 0 | 0 | 0 | 0 | 0 | 0 | 0 | 0 | 0 | 0 | 0 | 0 | 0 | 0 | 0 | 0 | 0 | 0 | 0
Industrial Sector Energy Related Emissions before CCS[biomass if,iron and steel 241,OC] | NoSettings | 0 | 0 | 0 | 0 | 0 | 0 | 0 | 0 | 0 | 0 | 0 | 0 | 0 | 0 | 0 | 0 | 0 | 0 | 0 | 0 | 0 | 0 | 0 | 0 | 0 | 0 | 0 | 0 | 0 | 0 | 0
Industrial Sector Energy Related Emissions before CCS[biomass if,iron and steel 241,CH4] | NoSettings | 0 | 0 | 0 | 0 | 0 | 0 | 0 | 0 | 0 | 0 | 0 | 0 | 0 | 0 | 0 | 0 | 0 | 0 | 0 | 0 | 0 | 0 | 0 | 0 | 0 | 0 | 0 | 0 | 0 | 0 | 0
Industrial Sector Energy Related Emissions before CCS[biomass if,iron and steel 241,N2O] | NoSettings | 0 | 0 | 0 | 0 | 0 | 0 | 0 | 0 | 0 | 0 | 0 | 0 | 0 | 0 | 0 | 0 | 0 | 0 | 0 | 0 | 0 | 0 | 0 | 0 | 0 | 0 | 0 | 0 | 0 | 0 | 0
Industrial Sector Energy Related Emissions before CCS[biomass if,iron and steel 241,F gases] | NoSettings | 0 | 0 | 0 | 0 | 0 | 0 | 0 | 0 | 0 | 0 | 0 | 0 | 0 | 0 | 0 | 0 | 0 | 0 | 0 | 0 | 0 | 0 | 0 | 0 | 0 | 0 | 0 | 0 | 0 | 0 | 0
Industrial Sector Energy Related Emissions before CCS[biomass if,other metals 242,CO2] | NoSettings | 0 | 0 | 0 | 0 | 0 | 0 | 0 | 0 | 0 | 0 | 0 | 0 | 0 | 0 | 0 | 0 | 0 | 0 | 0 | 0 | 0 | 0 | 0 | 0 | 0 | 0 | 0 | 0 | 0 | 0 | 0
Industrial Sector Energy Related Emissions before CCS[biomass if,other metals 242,VOC] | NoSettings | 0 | 0 | 0 | 0 | 0 | 0 | 0 | 0 | 0 | 0 | 0 | 0 | 0 | 0 | 0 | 0 | 0 | 0 | 0 | 0 | 0 | 0 | 0 | 0 | 0 | 0 | 0 | 0 | 0 | 0 | 0
Industrial Sector Energy Related Emissions before CCS[biomass if,other metals 242,CO] | NoSettings | 0 | 0 | 0 | 0 | 0 | 0 | 0 | 0 | 0 | 0 | 0 | 0 | 0 | 0 | 0 | 0 | 0 | 0 | 0 | 0 | 0 | 0 | 0 | 0 | 0 | 0 | 0 | 0 | 0 | 0 | 0
Industrial Sector Energy Related Emissions before CCS[biomass if,other metals 242,NOx] | NoSettings | 0 | 0 | 0 | 0 | 0 | 0 | 0 | 0 | 0 | 0 | 0 | 0 | 0 | 0 | 0 | 0 | 0 | 0 | 0 | 0 | 0 | 0 | 0 | 0 | 0 | 0 | 0 | 0 | 0 | 0 | 0
Industrial Sector Energy Related Emissions before CCS[biomass if,other metals 242,PM10] | NoSettings | 0 | 0 | 0 | 0 | 0 | 0 | 0 | 0 | 0 | 0 | 0 | 0 | 0 | 0 | 0 | 0 | 0 | 0 | 0 | 0 | 0 | 0 | 0 | 0 | 0 | 0 | 0 | 0 | 0 | 0 | 0
Industrial Sector Energy Related Emissions before CCS[biomass if,other metals 242,PM25] | NoSettings | 0 | 0 | 0 | 0 | 0 | 0 | 0 | 0 | 0 | 0 | 0 | 0 | 0 | 0 | 0 | 0 | 0 | 0 | 0 | 0 | 0 | 0 | 0 | 0 | 0 | 0 | 0 | 0 | 0 | 0 | 0
Industrial Sector Energy Related Emissions before CCS[biomass if,other metals 242,SOx] | NoSettings | 0 | 0 | 0 | 0 | 0 | 0 | 0 | 0 | 0 | 0 | 0 | 0 | 0 | 0 | 0 | 0 | 0 | 0 | 0 | 0 | 0 | 0 | 0 | 0 | 0 | 0 | 0 | 0 | 0 | 0 | 0
Industrial Sector Energy Related Emissions before CCS[biomass if,other metals 242,BC] | NoSettings | 0 | 0 | 0 | 0 | 0 | 0 | 0 | 0 | 0 | 0 | 0 | 0 | 0 | 0 | 0 | 0 | 0 | 0 | 0 | 0 | 0 | 0 | 0 | 0 | 0 | 0 | 0 | 0 | 0 | 0 | 0
Industrial Sector Energy Related Emissions before CCS[biomass if,other metals 242,OC] | NoSettings | 0 | 0 | 0 | 0 | 0 | 0 | 0 | 0 | 0 | 0 | 0 | 0 | 0 | 0 | 0 | 0 | 0 | 0 | 0 | 0 | 0 | 0 | 0 | 0 | 0 | 0 | 0 | 0 | 0 | 0 | 0
Industrial Sector Energy Related Emissions before CCS[biomass if,other metals 242,CH4] | NoSettings | 0 | 0 | 0 | 0 | 0 | 0 | 0 | 0 | 0 | 0 | 0 | 0 | 0 | 0 | 0 | 0 | 0 | 0 | 0 | 0 | 0 | 0 | 0 | 0 | 0 | 0 | 0 | 0 | 0 | 0 | 0
Industrial Sector Energy Related Emissions before CCS[biomass if,other metals 242,N2O] | NoSettings | 0 | 0 | 0 | 0 | 0 | 0 | 0 | 0 | 0 | 0 | 0 | 0 | 0 | 0 | 0 | 0 | 0 | 0 | 0 | 0 | 0 | 0 | 0 | 0 | 0 | 0 | 0 | 0 | 0 | 0 | 0
Industrial Sector Energy Related Emissions before CCS[biomass if,other metals 242,F gases] | NoSettings | 0 | 0 | 0 | 0 | 0 | 0 | 0 | 0 | 0 | 0 | 0 | 0 | 0 | 0 | 0 | 0 | 0 | 0 | 0 | 0 | 0 | 0 | 0 | 0 | 0 | 0 | 0 | 0 | 0 | 0 | 0
Industrial Sector Energy Related Emissions before CCS[biomass if,metal products except machinery and vehicles 25,CO2] | NoSettings | 0 | 0 | 0 | 0 | 0 | 0 | 0 | 0 | 0 | 0 | 0 | 0 | 0 | 0 | 0 | 0 | 0 | 0 | 0 | 0 | 0 | 0 | 0 | 0 | 0 | 0 | 0 | 0 | 0 | 0 | 0
Industrial Sector Energy Related Emissions before CCS[biomass if,metal products except machinery and vehicles 25,VOC] | NoSettings | 0 | 0 | 0 | 0 | 0 | 0 | 0 | 0 | 0 | 0 | 0 | 0 | 0 | 0 | 0 | 0 | 0 | 0 | 0 | 0 | 0 | 0 | 0 | 0 | 0 | 0 | 0 | 0 | 0 | 0 | 0
Industrial Sector Energy Related Emissions before CCS[biomass if,metal products except machinery and vehicles 25,CO] | NoSettings | 0 | 0 | 0 | 0 | 0 | 0 | 0 | 0 | 0 | 0 | 0 | 0 | 0 | 0 | 0 | 0 | 0 | 0 | 0 | 0 | 0 | 0 | 0 | 0 | 0 | 0 | 0 | 0 | 0 | 0 | 0
Industrial Sector Energy Related Emissions before CCS[biomass if,metal products except machinery and vehicles 25,NOx] | NoSettings | 0 | 0 | 0 | 0 | 0 | 0 | 0 | 0 | 0 | 0 | 0 | 0 | 0 | 0 | 0 | 0 | 0 | 0 | 0 | 0 | 0 | 0 | 0 | 0 | 0 | 0 | 0 | 0 | 0 | 0 | 0
Industrial Sector Energy Related Emissions before CCS[biomass if,metal products except machinery and vehicles 25,PM10] | NoSettings | 0 | 0 | 0 | 0 | 0 | 0 | 0 | 0 | 0 | 0 | 0 | 0 | 0 | 0 | 0 | 0 | 0 | 0 | 0 | 0 | 0 | 0 | 0 | 0 | 0 | 0 | 0 | 0 | 0 | 0 | 0
Industrial Sector Energy Related Emissions before CCS[biomass if,metal products except machinery and vehicles 25,PM25] | NoSettings | 0 | 0 | 0 | 0 | 0 | 0 | 0 | 0 | 0 | 0 | 0 | 0 | 0 | 0 | 0 | 0 | 0 | 0 | 0 | 0 | 0 | 0 | 0 | 0 | 0 | 0 | 0 | 0 | 0 | 0 | 0
Industrial Sector Energy Related Emissions before CCS[biomass if,metal products except machinery and vehicles 25,SOx] | NoSettings | 0 | 0 | 0 | 0 | 0 | 0 | 0 | 0 | 0 | 0 | 0 | 0 | 0 | 0 | 0 | 0 | 0 | 0 | 0 | 0 | 0 | 0 | 0 | 0 | 0 | 0 | 0 | 0 | 0 | 0 | 0
Industrial Sector Energy Related Emissions before CCS[biomass if,metal products except machinery and vehicles 25,BC] | NoSettings | 0 | 0 | 0 | 0 | 0 | 0 | 0 | 0 | 0 | 0 | 0 | 0 | 0 | 0 | 0 | 0 | 0 | 0 | 0 | 0 | 0 | 0 | 0 | 0 | 0 | 0 | 0 | 0 | 0 | 0 | 0
Industrial Sector Energy Related Emissions before CCS[biomass if,metal products except machinery and vehicles 25,OC] | NoSettings | 0 | 0 | 0 | 0 | 0 | 0 | 0 | 0 | 0 | 0 | 0 | 0 | 0 | 0 | 0 | 0 | 0 | 0 | 0 | 0 | 0 | 0 | 0 | 0 | 0 | 0 | 0 | 0 | 0 | 0 | 0
Industrial Sector Energy Related Emissions before CCS[biomass if,metal products except machinery and vehicles 25,CH4] | NoSettings | 0 | 0 | 0 | 0 | 0 | 0 | 0 | 0 | 0 | 0 | 0 | 0 | 0 | 0 | 0 | 0 | 0 | 0 | 0 | 0 | 0 | 0 | 0 | 0 | 0 | 0 | 0 | 0 | 0 | 0 | 0
Industrial Sector Energy Related Emissions before CCS[biomass if,metal products except machinery and vehicles 25,N2O] | NoSettings | 0 | 0 | 0 | 0 | 0 | 0 | 0 | 0 | 0 | 0 | 0 | 0 | 0 | 0 | 0 | 0 | 0 | 0 | 0 | 0 | 0 | 0 | 0 | 0 | 0 | 0 | 0 | 0 | 0 | 0 | 0
Industrial Sector Energy Related Emissions before CCS[biomass if,metal products except machinery and vehicles 25,F gases] | NoSettings | 0 | 0 | 0 | 0 | 0 | 0 | 0 | 0 | 0 | 0 | 0 | 0 | 0 | 0 | 0 | 0 | 0 | 0 | 0 | 0 | 0 | 0 | 0 | 0 | 0 | 0 | 0 | 0 | 0 | 0 | 0
Industrial Sector Energy Related Emissions before CCS[biomass if,computers and electronics 26,CO2] | NoSettings | 0 | 0 | 0 | 0 | 0 | 0 | 0 | 0 | 0 | 0 | 0 | 0 | 0 | 0 | 0 | 0 | 0 | 0 | 0 | 0 | 0 | 0 | 0 | 0 | 0 | 0 | 0 | 0 | 0 | 0 | 0
Industrial Sector Energy Related Emissions before CCS[biomass if,computers and electronics 26,VOC] | NoSettings | 0 | 0 | 0 | 0 | 0 | 0 | 0 | 0 | 0 | 0 | 0 | 0 | 0 | 0 | 0 | 0 | 0 | 0 | 0 | 0 | 0 | 0 | 0 | 0 | 0 | 0 | 0 | 0 | 0 | 0 | 0
Industrial Sector Energy Related Emissions before CCS[biomass if,computers and electronics 26,CO] | NoSettings | 0 | 0 | 0 | 0 | 0 | 0 | 0 | 0 | 0 | 0 | 0 | 0 | 0 | 0 | 0 | 0 | 0 | 0 | 0 | 0 | 0 | 0 | 0 | 0 | 0 | 0 | 0 | 0 | 0 | 0 | 0
Industrial Sector Energy Related Emissions before CCS[biomass if,computers and electronics 26,NOx] | NoSettings | 0 | 0 | 0 | 0 | 0 | 0 | 0 | 0 | 0 | 0 | 0 | 0 | 0 | 0 | 0 | 0 | 0 | 0 | 0 | 0 | 0 | 0 | 0 | 0 | 0 | 0 | 0 | 0 | 0 | 0 | 0
Industrial Sector Energy Related Emissions before CCS[biomass if,computers and electronics 26,PM10] | NoSettings | 0 | 0 | 0 | 0 | 0 | 0 | 0 | 0 | 0 | 0 | 0 | 0 | 0 | 0 | 0 | 0 | 0 | 0 | 0 | 0 | 0 | 0 | 0 | 0 | 0 | 0 | 0 | 0 | 0 | 0 | 0
Industrial Sector Energy Related Emissions before CCS[biomass if,computers and electronics 26,PM25] | NoSettings | 0 | 0 | 0 | 0 | 0 | 0 | 0 | 0 | 0 | 0 | 0 | 0 | 0 | 0 | 0 | 0 | 0 | 0 | 0 | 0 | 0 | 0 | 0 | 0 | 0 | 0 | 0 | 0 | 0 | 0 | 0
Industrial Sector Energy Related Emissions before CCS[biomass if,computers and electronics 26,SOx] | NoSettings | 0 | 0 | 0 | 0 | 0 | 0 | 0 | 0 | 0 | 0 | 0 | 0 | 0 | 0 | 0 | 0 | 0 | 0 | 0 | 0 | 0 | 0 | 0 | 0 | 0 | 0 | 0 | 0 | 0 | 0 | 0
Industrial Sector Energy Related Emissions before CCS[biomass if,computers and electronics 26,BC] | NoSettings | 0 | 0 | 0 | 0 | 0 | 0 | 0 | 0 | 0 | 0 | 0 | 0 | 0 | 0 | 0 | 0 | 0 | 0 | 0 | 0 | 0 | 0 | 0 | 0 | 0 | 0 | 0 | 0 | 0 | 0 | 0
Industrial Sector Energy Related Emissions before CCS[biomass if,computers and electronics 26,OC] | NoSettings | 0 | 0 | 0 | 0 | 0 | 0 | 0 | 0 | 0 | 0 | 0 | 0 | 0 | 0 | 0 | 0 | 0 | 0 | 0 | 0 | 0 | 0 | 0 | 0 | 0 | 0 | 0 | 0 | 0 | 0 | 0
Industrial Sector Energy Related Emissions before CCS[biomass if,computers and electronics 26,CH4] | NoSettings | 0 | 0 | 0 | 0 | 0 | 0 | 0 | 0 | 0 | 0 | 0 | 0 | 0 | 0 | 0 | 0 | 0 | 0 | 0 | 0 | 0 | 0 | 0 | 0 | 0 | 0 | 0 | 0 | 0 | 0 | 0
Industrial Sector Energy Related Emissions before CCS[biomass if,computers and electronics 26,N2O] | NoSettings | 0 | 0 | 0 | 0 | 0 | 0 | 0 | 0 | 0 | 0 | 0 | 0 | 0 | 0 | 0 | 0 | 0 | 0 | 0 | 0 | 0 | 0 | 0 | 0 | 0 | 0 | 0 | 0 | 0 | 0 | 0
Industrial Sector Energy Related Emissions before CCS[biomass if,computers and electronics 26,F gases] | NoSettings | 0 | 0 | 0 | 0 | 0 | 0 | 0 | 0 | 0 | 0 | 0 | 0 | 0 | 0 | 0 | 0 | 0 | 0 | 0 | 0 | 0 | 0 | 0 | 0 | 0 | 0 | 0 | 0 | 0 | 0 | 0
Industrial Sector Energy Related Emissions before CCS[biomass if,appliances and electrical equipment 27,CO2] | NoSettings | 0 | 0 | 0 | 0 | 0 | 0 | 0 | 0 | 0 | 0 | 0 | 0 | 0 | 0 | 0 | 0 | 0 | 0 | 0 | 0 | 0 | 0 | 0 | 0 | 0 | 0 | 0 | 0 | 0 | 0 | 0
Industrial Sector Energy Related Emissions before CCS[biomass if,appliances and electrical equipment 27,VOC] | NoSettings | 0 | 0 | 0 | 0 | 0 | 0 | 0 | 0 | 0 | 0 | 0 | 0 | 0 | 0 | 0 | 0 | 0 | 0 | 0 | 0 | 0 | 0 | 0 | 0 | 0 | 0 | 0 | 0 | 0 | 0 | 0
Industrial Sector Energy Related Emissions before CCS[biomass if,appliances and electrical equipment 27,CO] | NoSettings | 0 | 0 | 0 | 0 | 0 | 0 | 0 | 0 | 0 | 0 | 0 | 0 | 0 | 0 | 0 | 0 | 0 | 0 | 0 | 0 | 0 | 0 | 0 | 0 | 0 | 0 | 0 | 0 | 0 | 0 | 0
Industrial Sector Energy Related Emissions before CCS[biomass if,appliances and electrical equipment 27,NOx] | NoSettings | 0 | 0 | 0 | 0 | 0 | 0 | 0 | 0 | 0 | 0 | 0 | 0 | 0 | 0 | 0 | 0 | 0 | 0 | 0 | 0 | 0 | 0 | 0 | 0 | 0 | 0 | 0 | 0 | 0 | 0 | 0
Industrial Sector Energy Related Emissions before CCS[biomass if,appliances and electrical equipment 27,PM10] | NoSettings | 0 | 0 | 0 | 0 | 0 | 0 | 0 | 0 | 0 | 0 | 0 | 0 | 0 | 0 | 0 | 0 | 0 | 0 | 0 | 0 | 0 | 0 | 0 | 0 | 0 | 0 | 0 | 0 | 0 | 0 | 0
Industrial Sector Energy Related Emissions before CCS[biomass if,appliances and electrical equipment 27,PM25] | NoSettings | 0 | 0 | 0 | 0 | 0 | 0 | 0 | 0 | 0 | 0 | 0 | 0 | 0 | 0 | 0 | 0 | 0 | 0 | 0 | 0 | 0 | 0 | 0 | 0 | 0 | 0 | 0 | 0 | 0 | 0 | 0
Industrial Sector Energy Related Emissions before CCS[biomass if,appliances and electrical equipment 27,SOx] | NoSettings | 0 | 0 | 0 | 0 | 0 | 0 | 0 | 0 | 0 | 0 | 0 | 0 | 0 | 0 | 0 | 0 | 0 | 0 | 0 | 0 | 0 | 0 | 0 | 0 | 0 | 0 | 0 | 0 | 0 | 0 | 0
Industrial Sector Energy Related Emissions before CCS[biomass if,appliances and electrical equipment 27,BC] | NoSettings | 0 | 0 | 0 | 0 | 0 | 0 | 0 | 0 | 0 | 0 | 0 | 0 | 0 | 0 | 0 | 0 | 0 | 0 | 0 | 0 | 0 | 0 | 0 | 0 | 0 | 0 | 0 | 0 | 0 | 0 | 0
Industrial Sector Energy Related Emissions before CCS[biomass if,appliances and electrical equipment 27,OC] | NoSettings | 0 | 0 | 0 | 0 | 0 | 0 | 0 | 0 | 0 | 0 | 0 | 0 | 0 | 0 | 0 | 0 | 0 | 0 | 0 | 0 | 0 | 0 | 0 | 0 | 0 | 0 | 0 | 0 | 0 | 0 | 0
Industrial Sector Energy Related Emissions before CCS[biomass if,appliances and electrical equipment 27,CH4] | NoSettings | 0 | 0 | 0 | 0 | 0 | 0 | 0 | 0 | 0 | 0 | 0 | 0 | 0 | 0 | 0 | 0 | 0 | 0 | 0 | 0 | 0 | 0 | 0 | 0 | 0 | 0 | 0 | 0 | 0 | 0 | 0
Industrial Sector Energy Related Emissions before CCS[biomass if,appliances and electrical equipment 27,N2O] | NoSettings | 0 | 0 | 0 | 0 | 0 | 0 | 0 | 0 | 0 | 0 | 0 | 0 | 0 | 0 | 0 | 0 | 0 | 0 | 0 | 0 | 0 | 0 | 0 | 0 | 0 | 0 | 0 | 0 | 0 | 0 | 0
Industrial Sector Energy Related Emissions before CCS[biomass if,appliances and electrical equipment 27,F gases] | NoSettings | 0 | 0 | 0 | 0 | 0 | 0 | 0 | 0 | 0 | 0 | 0 | 0 | 0 | 0 | 0 | 0 | 0 | 0 | 0 | 0 | 0 | 0 | 0 | 0 | 0 | 0 | 0 | 0 | 0 | 0 | 0
Industrial Sector Energy Related Emissions before CCS[biomass if,other machinery 28,CO2] | NoSettings | 0 | 0 | 0 | 0 | 0 | 0 | 0 | 0 | 0 | 0 | 0 | 0 | 0 | 0 | 0 | 0 | 0 | 0 | 0 | 0 | 0 | 0 | 0 | 0 | 0 | 0 | 0 | 0 | 0 | 0 | 0
Industrial Sector Energy Related Emissions before CCS[biomass if,other machinery 28,VOC] | NoSettings | 0 | 0 | 0 | 0 | 0 | 0 | 0 | 0 | 0 | 0 | 0 | 0 | 0 | 0 | 0 | 0 | 0 | 0 | 0 | 0 | 0 | 0 | 0 | 0 | 0 | 0 | 0 | 0 | 0 | 0 | 0
Industrial Sector Energy Related Emissions before CCS[biomass if,other machinery 28,CO] | NoSettings | 0 | 0 | 0 | 0 | 0 | 0 | 0 | 0 | 0 | 0 | 0 | 0 | 0 | 0 | 0 | 0 | 0 | 0 | 0 | 0 | 0 | 0 | 0 | 0 | 0 | 0 | 0 | 0 | 0 | 0 | 0
Industrial Sector Energy Related Emissions before CCS[biomass if,other machinery 28,NOx] | NoSettings | 0 | 0 | 0 | 0 | 0 | 0 | 0 | 0 | 0 | 0 | 0 | 0 | 0 | 0 | 0 | 0 | 0 | 0 | 0 | 0 | 0 | 0 | 0 | 0 | 0 | 0 | 0 | 0 | 0 | 0 | 0
Industrial Sector Energy Related Emissions before CCS[biomass if,other machinery 28,PM10] | NoSettings | 0 | 0 | 0 | 0 | 0 | 0 | 0 | 0 | 0 | 0 | 0 | 0 | 0 | 0 | 0 | 0 | 0 | 0 | 0 | 0 | 0 | 0 | 0 | 0 | 0 | 0 | 0 | 0 | 0 | 0 | 0
Industrial Sector Energy Related Emissions before CCS[biomass if,other machinery 28,PM25] | NoSettings | 0 | 0 | 0 | 0 | 0 | 0 | 0 | 0 | 0 | 0 | 0 | 0 | 0 | 0 | 0 | 0 | 0 | 0 | 0 | 0 | 0 | 0 | 0 | 0 | 0 | 0 | 0 | 0 | 0 | 0 | 0
Industrial Sector Energy Related Emissions before CCS[biomass if,other machinery 28,SOx] | NoSettings | 0 | 0 | 0 | 0 | 0 | 0 | 0 | 0 | 0 | 0 | 0 | 0 | 0 | 0 | 0 | 0 | 0 | 0 | 0 | 0 | 0 | 0 | 0 | 0 | 0 | 0 | 0 | 0 | 0 | 0 | 0
Industrial Sector Energy Related Emissions before CCS[biomass if,other machinery 28,BC] | NoSettings | 0 | 0 | 0 | 0 | 0 | 0 | 0 | 0 | 0 | 0 | 0 | 0 | 0 | 0 | 0 | 0 | 0 | 0 | 0 | 0 | 0 | 0 | 0 | 0 | 0 | 0 | 0 | 0 | 0 | 0 | 0
Industrial Sector Energy Related Emissions before CCS[biomass if,other machinery 28,OC] | NoSettings | 0 | 0 | 0 | 0 | 0 | 0 | 0 | 0 | 0 | 0 | 0 | 0 | 0 | 0 | 0 | 0 | 0 | 0 | 0 | 0 | 0 | 0 | 0 | 0 | 0 | 0 | 0 | 0 | 0 | 0 | 0
Industrial Sector Energy Related Emissions before CCS[biomass if,other machinery 28,CH4] | NoSettings | 0 | 0 | 0 | 0 | 0 | 0 | 0 | 0 | 0 | 0 | 0 | 0 | 0 | 0 | 0 | 0 | 0 | 0 | 0 | 0 | 0 | 0 | 0 | 0 | 0 | 0 | 0 | 0 | 0 | 0 | 0
Industrial Sector Energy Related Emissions before CCS[biomass if,other machinery 28,N2O] | NoSettings | 0 | 0 | 0 | 0 | 0 | 0 | 0 | 0 | 0 | 0 | 0 | 0 | 0 | 0 | 0 | 0 | 0 | 0 | 0 | 0 | 0 | 0 | 0 | 0 | 0 | 0 | 0 | 0 | 0 | 0 | 0
Industrial Sector Energy Related Emissions before CCS[biomass if,other machinery 28,F gases] | NoSettings | 0 | 0 | 0 | 0 | 0 | 0 | 0 | 0 | 0 | 0 | 0 | 0 | 0 | 0 | 0 | 0 | 0 | 0 | 0 | 0 | 0 | 0 | 0 | 0 | 0 | 0 | 0 | 0 | 0 | 0 | 0
Industrial Sector Energy Related Emissions before CCS[biomass if,road vehicles 29,CO2] | NoSettings | 0 | 0 | 0 | 0 | 0 | 0 | 0 | 0 | 0 | 0 | 0 | 0 | 0 | 0 | 0 | 0 | 0 | 0 | 0 | 0 | 0 | 0 | 0 | 0 | 0 | 0 | 0 | 0 | 0 | 0 | 0
Industrial Sector Energy Related Emissions before CCS[biomass if,road vehicles 29,VOC] | NoSettings | 0 | 0 | 0 | 0 | 0 | 0 | 0 | 0 | 0 | 0 | 0 | 0 | 0 | 0 | 0 | 0 | 0 | 0 | 0 | 0 | 0 | 0 | 0 | 0 | 0 | 0 | 0 | 0 | 0 | 0 | 0
Industrial Sector Energy Related Emissions before CCS[biomass if,road vehicles 29,CO] | NoSettings | 0 | 0 | 0 | 0 | 0 | 0 | 0 | 0 | 0 | 0 | 0 | 0 | 0 | 0 | 0 | 0 | 0 | 0 | 0 | 0 | 0 | 0 | 0 | 0 | 0 | 0 | 0 | 0 | 0 | 0 | 0
Industrial Sector Energy Related Emissions before CCS[biomass if,road vehicles 29,NOx] | NoSettings | 0 | 0 | 0 | 0 | 0 | 0 | 0 | 0 | 0 | 0 | 0 | 0 | 0 | 0 | 0 | 0 | 0 | 0 | 0 | 0 | 0 | 0 | 0 | 0 | 0 | 0 | 0 | 0 | 0 | 0 | 0
Industrial Sector Energy Related Emissions before CCS[biomass if,road vehicles 29,PM10] | NoSettings | 0 | 0 | 0 | 0 | 0 | 0 | 0 | 0 | 0 | 0 | 0 | 0 | 0 | 0 | 0 | 0 | 0 | 0 | 0 | 0 | 0 | 0 | 0 | 0 | 0 | 0 | 0 | 0 | 0 | 0 | 0
Industrial Sector Energy Related Emissions before CCS[biomass if,road vehicles 29,PM25] | NoSettings | 0 | 0 | 0 | 0 | 0 | 0 | 0 | 0 | 0 | 0 | 0 | 0 | 0 | 0 | 0 | 0 | 0 | 0 | 0 | 0 | 0 | 0 | 0 | 0 | 0 | 0 | 0 | 0 | 0 | 0 | 0
Industrial Sector Energy Related Emissions before CCS[biomass if,road vehicles 29,SOx] | NoSettings | 0 | 0 | 0 | 0 | 0 | 0 | 0 | 0 | 0 | 0 | 0 | 0 | 0 | 0 | 0 | 0 | 0 | 0 | 0 | 0 | 0 | 0 | 0 | 0 | 0 | 0 | 0 | 0 | 0 | 0 | 0
Industrial Sector Energy Related Emissions before CCS[biomass if,road vehicles 29,BC] | NoSettings | 0 | 0 | 0 | 0 | 0 | 0 | 0 | 0 | 0 | 0 | 0 | 0 | 0 | 0 | 0 | 0 | 0 | 0 | 0 | 0 | 0 | 0 | 0 | 0 | 0 | 0 | 0 | 0 | 0 | 0 | 0
Industrial Sector Energy Related Emissions before CCS[biomass if,road vehicles 29,OC] | NoSettings | 0 | 0 | 0 | 0 | 0 | 0 | 0 | 0 | 0 | 0 | 0 | 0 | 0 | 0 | 0 | 0 | 0 | 0 | 0 | 0 | 0 | 0 | 0 | 0 | 0 | 0 | 0 | 0 | 0 | 0 | 0
Industrial Sector Energy Related Emissions before CCS[biomass if,road vehicles 29,CH4] | NoSettings | 0 | 0 | 0 | 0 | 0 | 0 | 0 | 0 | 0 | 0 | 0 | 0 | 0 | 0 | 0 | 0 | 0 | 0 | 0 | 0 | 0 | 0 | 0 | 0 | 0 | 0 | 0 | 0 | 0 | 0 | 0
Industrial Sector Energy Related Emissions before CCS[biomass if,road vehicles 29,N2O] | NoSettings | 0 | 0 | 0 | 0 | 0 | 0 | 0 | 0 | 0 | 0 | 0 | 0 | 0 | 0 | 0 | 0 | 0 | 0 | 0 | 0 | 0 | 0 | 0 | 0 | 0 | 0 | 0 | 0 | 0 | 0 | 0
Industrial Sector Energy Related Emissions before CCS[biomass if,road vehicles 29,F gases] | NoSettings | 0 | 0 | 0 | 0 | 0 | 0 | 0 | 0 | 0 | 0 | 0 | 0 | 0 | 0 | 0 | 0 | 0 | 0 | 0 | 0 | 0 | 0 | 0 | 0 | 0 | 0 | 0 | 0 | 0 | 0 | 0
Industrial Sector Energy Related Emissions before CCS[biomass if,nonroad vehicles 30,CO2] | NoSettings | 0 | 0 | 0 | 0 | 0 | 0 | 0 | 0 | 0 | 0 | 0 | 0 | 0 | 0 | 0 | 0 | 0 | 0 | 0 | 0 | 0 | 0 | 0 | 0 | 0 | 0 | 0 | 0 | 0 | 0 | 0
Industrial Sector Energy Related Emissions before CCS[biomass if,nonroad vehicles 30,VOC] | NoSettings | 0 | 0 | 0 | 0 | 0 | 0 | 0 | 0 | 0 | 0 | 0 | 0 | 0 | 0 | 0 | 0 | 0 | 0 | 0 | 0 | 0 | 0 | 0 | 0 | 0 | 0 | 0 | 0 | 0 | 0 | 0
Industrial Sector Energy Related Emissions before CCS[biomass if,nonroad vehicles 30,CO] | NoSettings | 0 | 0 | 0 | 0 | 0 | 0 | 0 | 0 | 0 | 0 | 0 | 0 | 0 | 0 | 0 | 0 | 0 | 0 | 0 | 0 | 0 | 0 | 0 | 0 | 0 | 0 | 0 | 0 | 0 | 0 | 0
Industrial Sector Energy Related Emissions before CCS[biomass if,nonroad vehicles 30,NOx] | NoSettings | 0 | 0 | 0 | 0 | 0 | 0 | 0 | 0 | 0 | 0 | 0 | 0 | 0 | 0 | 0 | 0 | 0 | 0 | 0 | 0 | 0 | 0 | 0 | 0 | 0 | 0 | 0 | 0 | 0 | 0 | 0
Industrial Sector Energy Related Emissions before CCS[biomass if,nonroad vehicles 30,PM10] | NoSettings | 0 | 0 | 0 | 0 | 0 | 0 | 0 | 0 | 0 | 0 | 0 | 0 | 0 | 0 | 0 | 0 | 0 | 0 | 0 | 0 | 0 | 0 | 0 | 0 | 0 | 0 | 0 | 0 | 0 | 0 | 0
Industrial Sector Energy Related Emissions before CCS[biomass if,nonroad vehicles 30,PM25] | NoSettings | 0 | 0 | 0 | 0 | 0 | 0 | 0 | 0 | 0 | 0 | 0 | 0 | 0 | 0 | 0 | 0 | 0 | 0 | 0 | 0 | 0 | 0 | 0 | 0 | 0 | 0 | 0 | 0 | 0 | 0 | 0
Industrial Sector Energy Related Emissions before CCS[biomass if,nonroad vehicles 30,SOx] | NoSettings | 0 | 0 | 0 | 0 | 0 | 0 | 0 | 0 | 0 | 0 | 0 | 0 | 0 | 0 | 0 | 0 | 0 | 0 | 0 | 0 | 0 | 0 | 0 | 0 | 0 | 0 | 0 | 0 | 0 | 0 | 0
Industrial Sector Energy Related Emissions before CCS[biomass if,nonroad vehicles 30,BC] | NoSettings | 0 | 0 | 0 | 0 | 0 | 0 | 0 | 0 | 0 | 0 | 0 | 0 | 0 | 0 | 0 | 0 | 0 | 0 | 0 | 0 | 0 | 0 | 0 | 0 | 0 | 0 | 0 | 0 | 0 | 0 | 0
Industrial Sector Energy Related Emissions before CCS[biomass if,nonroad vehicles 30,OC] | NoSettings | 0 | 0 | 0 | 0 | 0 | 0 | 0 | 0 | 0 | 0 | 0 | 0 | 0 | 0 | 0 | 0 | 0 | 0 | 0 | 0 | 0 | 0 | 0 | 0 | 0 | 0 | 0 | 0 | 0 | 0 | 0
Industrial Sector Energy Related Emissions before CCS[biomass if,nonroad vehicles 30,CH4] | NoSettings | 0 | 0 | 0 | 0 | 0 | 0 | 0 | 0 | 0 | 0 | 0 | 0 | 0 | 0 | 0 | 0 | 0 | 0 | 0 | 0 | 0 | 0 | 0 | 0 | 0 | 0 | 0 | 0 | 0 | 0 | 0
Industrial Sector Energy Related Emissions before CCS[biomass if,nonroad vehicles 30,N2O] | NoSettings | 0 | 0 | 0 | 0 | 0 | 0 | 0 | 0 | 0 | 0 | 0 | 0 | 0 | 0 | 0 | 0 | 0 | 0 | 0 | 0 | 0 | 0 | 0 | 0 | 0 | 0 | 0 | 0 | 0 | 0 | 0
Industrial Sector Energy Related Emissions before CCS[biomass if,nonroad vehicles 30,F gases] | NoSettings | 0 | 0 | 0 | 0 | 0 | 0 | 0 | 0 | 0 | 0 | 0 | 0 | 0 | 0 | 0 | 0 | 0 | 0 | 0 | 0 | 0 | 0 | 0 | 0 | 0 | 0 | 0 | 0 | 0 | 0 | 0
Industrial Sector Energy Related Emissions before CCS[biomass if,other manufacturing 31T33,CO2] | NoSettings | 0 | 0 | 0 | 0 | 0 | 0 | 0 | 0 | 0 | 0 | 0 | 0 | 0 | 0 | 0 | 0 | 0 | 0 | 0 | 0 | 0 | 0 | 0 | 0 | 0 | 0 | 0 | 0 | 0 | 0 | 0
Industrial Sector Energy Related Emissions before CCS[biomass if,other manufacturing 31T33,VOC] | NoSettings | 0 | 0 | 0 | 0 | 0 | 0 | 0 | 0 | 0 | 0 | 0 | 0 | 0 | 0 | 0 | 0 | 0 | 0 | 0 | 0 | 0 | 0 | 0 | 0 | 0 | 0 | 0 | 0 | 0 | 0 | 0
Industrial Sector Energy Related Emissions before CCS[biomass if,other manufacturing 31T33,CO] | NoSettings | 0 | 0 | 0 | 0 | 0 | 0 | 0 | 0 | 0 | 0 | 0 | 0 | 0 | 0 | 0 | 0 | 0 | 0 | 0 | 0 | 0 | 0 | 0 | 0 | 0 | 0 | 0 | 0 | 0 | 0 | 0
Industrial Sector Energy Related Emissions before CCS[biomass if,other manufacturing 31T33,NOx] | NoSettings | 0 | 0 | 0 | 0 | 0 | 0 | 0 | 0 | 0 | 0 | 0 | 0 | 0 | 0 | 0 | 0 | 0 | 0 | 0 | 0 | 0 | 0 | 0 | 0 | 0 | 0 | 0 | 0 | 0 | 0 | 0
Industrial Sector Energy Related Emissions before CCS[biomass if,other manufacturing 31T33,PM10] | NoSettings | 0 | 0 | 0 | 0 | 0 | 0 | 0 | 0 | 0 | 0 | 0 | 0 | 0 | 0 | 0 | 0 | 0 | 0 | 0 | 0 | 0 | 0 | 0 | 0 | 0 | 0 | 0 | 0 | 0 | 0 | 0
Industrial Sector Energy Related Emissions before CCS[biomass if,other manufacturing 31T33,PM25] | NoSettings | 0 | 0 | 0 | 0 | 0 | 0 | 0 | 0 | 0 | 0 | 0 | 0 | 0 | 0 | 0 | 0 | 0 | 0 | 0 | 0 | 0 | 0 | 0 | 0 | 0 | 0 | 0 | 0 | 0 | 0 | 0
Industrial Sector Energy Related Emissions before CCS[biomass if,other manufacturing 31T33,SOx] | NoSettings | 0 | 0 | 0 | 0 | 0 | 0 | 0 | 0 | 0 | 0 | 0 | 0 | 0 | 0 | 0 | 0 | 0 | 0 | 0 | 0 | 0 | 0 | 0 | 0 | 0 | 0 | 0 | 0 | 0 | 0 | 0
Industrial Sector Energy Related Emissions before CCS[biomass if,other manufacturing 31T33,BC] | NoSettings | 0 | 0 | 0 | 0 | 0 | 0 | 0 | 0 | 0 | 0 | 0 | 0 | 0 | 0 | 0 | 0 | 0 | 0 | 0 | 0 | 0 | 0 | 0 | 0 | 0 | 0 | 0 | 0 | 0 | 0 | 0
Industrial Sector Energy Related Emissions before CCS[biomass if,other manufacturing 31T33,OC] | NoSettings | 0 | 0 | 0 | 0 | 0 | 0 | 0 | 0 | 0 | 0 | 0 | 0 | 0 | 0 | 0 | 0 | 0 | 0 | 0 | 0 | 0 | 0 | 0 | 0 | 0 | 0 | 0 | 0 | 0 | 0 | 0
Industrial Sector Energy Related Emissions before CCS[biomass if,other manufacturing 31T33,CH4] | NoSettings | 0 | 0 | 0 | 0 | 0 | 0 | 0 | 0 | 0 | 0 | 0 | 0 | 0 | 0 | 0 | 0 | 0 | 0 | 0 | 0 | 0 | 0 | 0 | 0 | 0 | 0 | 0 | 0 | 0 | 0 | 0
Industrial Sector Energy Related Emissions before CCS[biomass if,other manufacturing 31T33,N2O] | NoSettings | 0 | 0 | 0 | 0 | 0 | 0 | 0 | 0 | 0 | 0 | 0 | 0 | 0 | 0 | 0 | 0 | 0 | 0 | 0 | 0 | 0 | 0 | 0 | 0 | 0 | 0 | 0 | 0 | 0 | 0 | 0
Industrial Sector Energy Related Emissions before CCS[biomass if,other manufacturing 31T33,F gases] | NoSettings | 0 | 0 | 0 | 0 | 0 | 0 | 0 | 0 | 0 | 0 | 0 | 0 | 0 | 0 | 0 | 0 | 0 | 0 | 0 | 0 | 0 | 0 | 0 | 0 | 0 | 0 | 0 | 0 | 0 | 0 | 0
Industrial Sector Energy Related Emissions before CCS[biomass if,energy pipelines and gas processing 352T353,CO2] | NoSettings | 0 | 0 | 0 | 0 | 0 | 0 | 0 | 0 | 0 | 0 | 0 | 0 | 0 | 0 | 0 | 0 | 0 | 0 | 0 | 0 | 0 | 0 | 0 | 0 | 0 | 0 | 0 | 0 | 0 | 0 | 0
Industrial Sector Energy Related Emissions before CCS[biomass if,energy pipelines and gas processing 352T353,VOC] | NoSettings | 0 | 411.298 | 435.948 | 438.445 | 410.412 | 379.26 | 352.507 | 352.022 | 350.21 | 350.878 | 343.569 | 336.152 | 342.398 | 346.453 | 351.794 | 356.608 | 362.05 | 357.837 | 349.184 | 342.751 | 336.845 | 331.68 | 328.153 | 325.429 | 320.39 | 318.853 | 315.27 | 315.81 | 315.293 | 315.571 | 316.855
Industrial Sector Energy Related Emissions before CCS[biomass if,energy pipelines and gas processing 352T353,CO] | NoSettings | 0 | 6521.9 | 6912.79 | 6952.38 | 6507.85 | 6013.88 | 5589.66 | 5581.98 | 5553.25 | 5563.84 | 5447.93 | 5330.32 | 5429.37 | 5493.68 | 5578.35 | 5654.69 | 5740.99 | 5674.18 | 5536.97 | 5434.96 | 5341.32 | 5259.42 | 5203.48 | 5160.3 | 5080.39 | 5056.03 | 4999.2 | 5007.77 | 4999.56 | 5003.98 | 5024.33
Industrial Sector Energy Related Emissions before CCS[biomass if,energy pipelines and gas processing 352T353,NOx] | NoSettings | 0 | 42945.8 | 45519.7 | 45780.4 | 42853.3 | 39600.5 | 36807.1 | 36756.5 | 36567.4 | 36637.1 | 35873.9 | 35099.4 | 35751.6 | 36175.1 | 36732.7 | 37235.3 | 37803.6 | 37363.7 | 36460.1 | 35788.4 | 35171.8 | 34632.5 | 34264.2 | 33979.8 | 33453.7 | 33293.2 | 32919 | 32975.5 | 32921.4 | 32950.5 | 33084.5
Industrial Sector Energy Related Emissions before CCS[biomass if,energy pipelines and gas processing 352T353,PM10] | NoSettings | 0 | 959.694 | 1017.21 | 1023.04 | 957.627 | 884.939 | 822.515 | 821.385 | 817.158 | 818.716 | 801.66 | 784.354 | 798.93 | 808.391 | 820.852 | 832.084 | 844.784 | 834.953 | 814.762 | 799.751 | 785.972 | 773.92 | 765.689 | 759.335 | 747.577 | 743.991 | 735.629 | 736.891 | 735.683 | 736.333 | 739.328
Industrial Sector Energy Related Emissions before CCS[biomass if,energy pipelines and gas processing 352T353,PM25] | NoSettings | 0 | 847.718 | 898.525 | 903.672 | 845.892 | 781.685 | 726.545 | 725.547 | 721.813 | 723.189 | 708.123 | 692.836 | 705.711 | 714.069 | 725.075 | 734.998 | 746.215 | 737.531 | 719.696 | 706.437 | 694.265 | 683.62 | 676.349 | 670.737 | 660.35 | 657.183 | 649.797 | 650.911 | 649.844 | 650.418 | 653.064
Industrial Sector Energy Related Emissions before CCS[biomass if,energy pipelines and gas processing 352T353,SOx] | NoSettings | 0 | 29093 | 30836.7 | 31013.3 | 29030.4 | 26826.8 | 24934.5 | 24900.2 | 24772 | 24819.3 | 24302.2 | 23777.6 | 24219.5 | 24506.3 | 24884 | 25224.5 | 25609.5 | 25311.5 | 24699.4 | 24244.4 | 23826.6 | 23461.3 | 23211.8 | 23019.2 | 22662.7 | 22554 | 22300.5 | 22338.8 | 22302.1 | 22321.8 | 22412.6
Industrial Sector Energy Related Emissions before CCS[biomass if,energy pipelines and gas processing 352T353,BC] | NoSettings | 0 | 117.001 | 124.013 | 124.724 | 116.749 | 107.887 | 100.277 | 100.139 | 99.6236 | 99.8136 | 97.7342 | 95.6243 | 97.4013 | 98.5548 | 100.074 | 101.443 | 102.992 | 101.793 | 99.3315 | 97.5015 | 95.8216 | 94.3523 | 93.3488 | 92.5742 | 91.1407 | 90.7035 | 89.6841 | 89.8379 | 89.6906 | 89.7698 | 90.1349
Industrial Sector Energy Related Emissions before CCS[biomass if,energy pipelines and gas processing 352T353,OC] | NoSettings | 0 | 276.352 | 292.915 | 294.592 | 275.756 | 254.825 | 236.85 | 236.525 | 235.307 | 235.756 | 230.845 | 225.861 | 230.058 | 232.783 | 236.371 | 239.605 | 243.262 | 240.432 | 234.617 | 230.295 | 226.327 | 222.857 | 220.486 | 218.657 | 215.271 | 214.238 | 211.83 | 212.194 | 211.846 | 212.033 | 212.895
Industrial Sector Energy Related Emissions before CCS[biomass if,energy pipelines and gas processing 352T353,CH4] | NoSettings | 0 | 0 | 0 | 0 | 0 | 0 | 0 | 0 | 0 | 0 | 0 | 0 | 0 | 0 | 0 | 0 | 0 | 0 | 0 | 0 | 0 | 0 | 0 | 0 | 0 | 0 | 0 | 0 | 0 | 0 | 0
Industrial Sector Energy Related Emissions before CCS[biomass if,energy pipelines and gas processing 352T353,N2O] | NoSettings | 0 | 0 | 0 | 0 | 0 | 0 | 0 | 0 | 0 | 0 | 0 | 0 | 0 | 0 | 0 | 0 | 0 | 0 | 0 | 0 | 0 | 0 | 0 | 0 | 0 | 0 | 0 | 0 | 0 | 0 | 0
Industrial Sector Energy Related Emissions before CCS[biomass if,energy pipelines and gas processing 352T353,F gases] | NoSettings | 0 | 0 | 0 | 0 | 0 | 0 | 0 | 0 | 0 | 0 | 0 | 0 | 0 | 0 | 0 | 0 | 0 | 0 | 0 | 0 | 0 | 0 | 0 | 0 | 0 | 0 | 0 | 0 | 0 | 0 | 0
Industrial Sector Energy Related Emissions before CCS[biomass if,water and waste 36T39,CO2] | NoSettings | 0 | 0 | 0 | 0 | 0 | 0 | 0 | 0 | 0 | 0 | 0 | 0 | 0 | 0 | 0 | 0 | 0 | 0 | 0 | 0 | 0 | 0 | 0 | 0 | 0 | 0 | 0 | 0 | 0 | 0 | 0
Industrial Sector Energy Related Emissions before CCS[biomass if,water and waste 36T39,VOC] | NoSettings | 0 | 0 | 0 | 0 | 0 | 0 | 0 | 0 | 0 | 0 | 0 | 0 | 0 | 0 | 0 | 0 | 0 | 0 | 0 | 0 | 0 | 0 | 0 | 0 | 0 | 0 | 0 | 0 | 0 | 0 | 0
Industrial Sector Energy Related Emissions before CCS[biomass if,water and waste 36T39,CO] | NoSettings | 0 | 0 | 0 | 0 | 0 | 0 | 0 | 0 | 0 | 0 | 0 | 0 | 0 | 0 | 0 | 0 | 0 | 0 | 0 | 0 | 0 | 0 | 0 | 0 | 0 | 0 | 0 | 0 | 0 | 0 | 0
Industrial Sector Energy Related Emissions before CCS[biomass if,water and waste 36T39,NOx] | NoSettings | 0 | 0 | 0 | 0 | 0 | 0 | 0 | 0 | 0 | 0 | 0 | 0 | 0 | 0 | 0 | 0 | 0 | 0 | 0 | 0 | 0 | 0 | 0 | 0 | 0 | 0 | 0 | 0 | 0 | 0 | 0
Industrial Sector Energy Related Emissions before CCS[biomass if,water and waste 36T39,PM10] | NoSettings | 0 | 0 | 0 | 0 | 0 | 0 | 0 | 0 | 0 | 0 | 0 | 0 | 0 | 0 | 0 | 0 | 0 | 0 | 0 | 0 | 0 | 0 | 0 | 0 | 0 | 0 | 0 | 0 | 0 | 0 | 0
Industrial Sector Energy Related Emissions before CCS[biomass if,water and waste 36T39,PM25] | NoSettings | 0 | 0 | 0 | 0 | 0 | 0 | 0 | 0 | 0 | 0 | 0 | 0 | 0 | 0 | 0 | 0 | 0 | 0 | 0 | 0 | 0 | 0 | 0 | 0 | 0 | 0 | 0 | 0 | 0 | 0 | 0
Industrial Sector Energy Related Emissions before CCS[biomass if,water and waste 36T39,SOx] | NoSettings | 0 | 0 | 0 | 0 | 0 | 0 | 0 | 0 | 0 | 0 | 0 | 0 | 0 | 0 | 0 | 0 | 0 | 0 | 0 | 0 | 0 | 0 | 0 | 0 | 0 | 0 | 0 | 0 | 0 | 0 | 0
Industrial Sector Energy Related Emissions before CCS[biomass if,water and waste 36T39,BC] | NoSettings | 0 | 0 | 0 | 0 | 0 | 0 | 0 | 0 | 0 | 0 | 0 | 0 | 0 | 0 | 0 | 0 | 0 | 0 | 0 | 0 | 0 | 0 | 0 | 0 | 0 | 0 | 0 | 0 | 0 | 0 | 0
Industrial Sector Energy Related Emissions before CCS[biomass if,water and waste 36T39,OC] | NoSettings | 0 | 0 | 0 | 0 | 0 | 0 | 0 | 0 | 0 | 0 | 0 | 0 | 0 | 0 | 0 | 0 | 0 | 0 | 0 | 0 | 0 | 0 | 0 | 0 | 0 | 0 | 0 | 0 | 0 | 0 | 0
Industrial Sector Energy Related Emissions before CCS[biomass if,water and waste 36T39,CH4] | NoSettings | 0 | 0 | 0 | 0 | 0 | 0 | 0 | 0 | 0 | 0 | 0 | 0 | 0 | 0 | 0 | 0 | 0 | 0 | 0 | 0 | 0 | 0 | 0 | 0 | 0 | 0 | 0 | 0 | 0 | 0 | 0
Industrial Sector Energy Related Emissions before CCS[biomass if,water and waste 36T39,N2O] | NoSettings | 0 | 0 | 0 | 0 | 0 | 0 | 0 | 0 | 0 | 0 | 0 | 0 | 0 | 0 | 0 | 0 | 0 | 0 | 0 | 0 | 0 | 0 | 0 | 0 | 0 | 0 | 0 | 0 | 0 | 0 | 0
Industrial Sector Energy Related Emissions before CCS[biomass if,water and waste 36T39,F gases] | NoSettings | 0 | 0 | 0 | 0 | 0 | 0 | 0 | 0 | 0 | 0 | 0 | 0 | 0 | 0 | 0 | 0 | 0 | 0 | 0 | 0 | 0 | 0 | 0 | 0 | 0 | 0 | 0 | 0 | 0 | 0 | 0
Industrial Sector Energy Related Emissions before CCS[biomass if,construction 41T43,CO2] | NoSettings | 0 | 0 | 0 | 0 | 0 | 0 | 0 | 0 | 0 | 0 | 0 | 0 | 0 | 0 | 0 | 0 | 0 | 0 | 0 | 0 | 0 | 0 | 0 | 0 | 0 | 0 | 0 | 0 | 0 | 0 | 0
Industrial Sector Energy Related Emissions before CCS[biomass if,construction 41T43,VOC] | NoSettings | 0 | 0 | 0 | 0 | 0 | 0 | 0 | 0 | 0 | 0 | 0 | 0 | 0 | 0 | 0 | 0 | 0 | 0 | 0 | 0 | 0 | 0 | 0 | 0 | 0 | 0 | 0 | 0 | 0 | 0 | 0
Industrial Sector Energy Related Emissions before CCS[biomass if,construction 41T43,CO] | NoSettings | 0 | 0 | 0 | 0 | 0 | 0 | 0 | 0 | 0 | 0 | 0 | 0 | 0 | 0 | 0 | 0 | 0 | 0 | 0 | 0 | 0 | 0 | 0 | 0 | 0 | 0 | 0 | 0 | 0 | 0 | 0
Industrial Sector Energy Related Emissions before CCS[biomass if,construction 41T43,NOx] | NoSettings | 0 | 0 | 0 | 0 | 0 | 0 | 0 | 0 | 0 | 0 | 0 | 0 | 0 | 0 | 0 | 0 | 0 | 0 | 0 | 0 | 0 | 0 | 0 | 0 | 0 | 0 | 0 | 0 | 0 | 0 | 0
Industrial Sector Energy Related Emissions before CCS[biomass if,construction 41T43,PM10] | NoSettings | 0 | 0 | 0 | 0 | 0 | 0 | 0 | 0 | 0 | 0 | 0 | 0 | 0 | 0 | 0 | 0 | 0 | 0 | 0 | 0 | 0 | 0 | 0 | 0 | 0 | 0 | 0 | 0 | 0 | 0 | 0
Industrial Sector Energy Related Emissions before CCS[biomass if,construction 41T43,PM25] | NoSettings | 0 | 0 | 0 | 0 | 0 | 0 | 0 | 0 | 0 | 0 | 0 | 0 | 0 | 0 | 0 | 0 | 0 | 0 | 0 | 0 | 0 | 0 | 0 | 0 | 0 | 0 | 0 | 0 | 0 | 0 | 0
Industrial Sector Energy Related Emissions before CCS[biomass if,construction 41T43,SOx] | NoSettings | 0 | 0 | 0 | 0 | 0 | 0 | 0 | 0 | 0 | 0 | 0 | 0 | 0 | 0 | 0 | 0 | 0 | 0 | 0 | 0 | 0 | 0 | 0 | 0 | 0 | 0 | 0 | 0 | 0 | 0 | 0
Industrial Sector Energy Related Emissions before CCS[biomass if,construction 41T43,BC] | NoSettings | 0 | 0 | 0 | 0 | 0 | 0 | 0 | 0 | 0 | 0 | 0 | 0 | 0 | 0 | 0 | 0 | 0 | 0 | 0 | 0 | 0 | 0 | 0 | 0 | 0 | 0 | 0 | 0 | 0 | 0 | 0
Industrial Sector Energy Related Emissions before CCS[biomass if,construction 41T43,OC] | NoSettings | 0 | 0 | 0 | 0 | 0 | 0 | 0 | 0 | 0 | 0 | 0 | 0 | 0 | 0 | 0 | 0 | 0 | 0 | 0 | 0 | 0 | 0 | 0 | 0 | 0 | 0 | 0 | 0 | 0 | 0 | 0
Industrial Sector Energy Related Emissions before CCS[biomass if,construction 41T43,CH4] | NoSettings | 0 | 0 | 0 | 0 | 0 | 0 | 0 | 0 | 0 | 0 | 0 | 0 | 0 | 0 | 0 | 0 | 0 | 0 | 0 | 0 | 0 | 0 | 0 | 0 | 0 | 0 | 0 | 0 | 0 | 0 | 0
Industrial Sector Energy Related Emissions before CCS[biomass if,construction 41T43,N2O] | NoSettings | 0 | 0 | 0 | 0 | 0 | 0 | 0 | 0 | 0 | 0 | 0 | 0 | 0 | 0 | 0 | 0 | 0 | 0 | 0 | 0 | 0 | 0 | 0 | 0 | 0 | 0 | 0 | 0 | 0 | 0 | 0
Industrial Sector Energy Related Emissions before CCS[biomass if,construction 41T43,F gases] | NoSettings | 0 | 0 | 0 | 0 | 0 | 0 | 0 | 0 | 0 | 0 | 0 | 0 | 0 | 0 | 0 | 0 | 0 | 0 | 0 | 0 | 0 | 0 | 0 | 0 | 0 | 0 | 0 | 0 | 0 | 0 | 0
Industrial Sector Energy Related Emissions before CCS[petroleum diesel if,agriculture and forestry 01T03,CO2] | NoSettings | 1860510000000 | 1840340000000 | 1820170000000 | 1800000000000 | 1779830000000 | 1759670000000 | 1739490000000 | 1719320000000 | 1699150000000 | 1678990000000 | 1658820000000 | 1638650000000 | 1618480000000 | 1598310000000 | 1578140000000 | 1557970000000 | 1537800000000 | 1517630000000 | 1497470000000 | 1477300000000 | 1457130000000 | 1436960000000 | 1416790000000 | 1396620000000 | 1376450000000 | 1356280000000 | 1336110000000 | 1315940000000 | 1295780000000 | 1275600000000 | 1255430000000
Industrial Sector Energy Related Emissions before CCS[petroleum diesel if,agriculture and forestry 01T03,VOC] | NoSettings | 18545600 | 18344600 | 18143500 | 17942400 | 17741400 | 17540400 | 17339300 | 17138300 | 16937200 | 16736200 | 16535100 | 16334100 | 16133000 | 15932000 | 15731000 | 15529900 | 15328800 | 15127800 | 14926800 | 14725700 | 14524700 | 14323600 | 14122500 | 13921600 | 13720500 | 13519400 | 13318400 | 13117300 | 12916300 | 12715300 | 12514200
Industrial Sector Energy Related Emissions before CCS[petroleum diesel if,agriculture and forestry 01T03,CO] | NoSettings | 483748000 | 478503000 | 473259000 | 468014000 | 462770000 | 457527000 | 452283000 | 447038000 | 441793000 | 436551000 | 431306000 | 426062000 | 420817000 | 415573000 | 410330000 | 405085000 | 399841000 | 394596000 | 389354000 | 384109000 | 378865000 | 373620000 | 368375000 | 363133000 | 357888000 | 352644000 | 347399000 | 342155000 | 336912000 | 331667000 | 326423000
Industrial Sector Energy Related Emissions before CCS[petroleum diesel if,agriculture and forestry 01T03,NOx] | NoSettings | 1248580000 | 1235040000 | 1221510000 | 1207970000 | 1194430000 | 1180900000 | 1167370000 | 1153830000 | 1140290000 | 1126760000 | 1113230000 | 1099690000 | 1086150000 | 1072620000 | 1059090000 | 1045550000 | 1032010000 | 1018480000 | 1004940000 | 991408000 | 977871000 | 964335000 | 950798000 | 937267000 | 923730000 | 910194000 | 896657000 | 883121000 | 869589000 | 856053000 | 842516000
Industrial Sector Energy Related Emissions before CCS[petroleum diesel if,agriculture and forestry 01T03,PM10] | NoSettings | 188283000 | 186241000 | 184200000 | 182159000 | 180118000 | 178077000 | 176036000 | 173994000 | 171953000 | 169913000 | 167871000 | 165830000 | 163789000 | 161748000 | 159707000 | 157666000 | 155625000 | 153583000 | 151543000 | 149502000 | 147460000 | 145419000 | 143378000 | 141337000 | 139296000 | 137255000 | 135213000 | 133172000 | 131132000 | 129090000 | 127049000
Industrial Sector Energy Related Emissions before CCS[petroleum diesel if,agriculture and forestry 01T03,PM25] | NoSettings | 126869000 | 125493000 | 124118000 | 122743000 | 121367000 | 119992000 | 118617000 | 117241000 | 115866000 | 114491000 | 113115000 | 111740000 | 110364000 | 108989000 | 107614000 | 106239000 | 104863000 | 103488000 | 102113000 | 100737000 | 99361900 | 97986500 | 96611000 | 95236100 | 93860600 | 92485200 | 91109700 | 89734300 | 88359300 | 86983900 | 85608400
Industrial Sector Energy Related Emissions before CCS[petroleum diesel if,agriculture and forestry 01T03,SOx] | NoSettings | 12570400 | 12434100 | 12297800 | 12161500 | 12025200 | 11889000 | 11752700 | 11616400 | 11480200 | 11343900 | 11207600 | 11071400 | 10935100 | 10798800 | 10662600 | 10526300 | 10390000 | 10253700 | 10117500 | 9981210 | 9844930 | 9708640 | 9572360 | 9436130 | 9299850 | 9163570 | 9027290 | 8891010 | 8754770 | 8618490 | 8482210
Industrial Sector Energy Related Emissions before CCS[petroleum diesel if,agriculture and forestry 01T03,BC] | NoSettings | 12694300 | 12556700 | 12419100 | 12281400 | 12143800 | 12006200 | 11868600 | 11731000 | 11593400 | 11455800 | 11318200 | 11180500 | 11042900 | 10905300 | 10767700 | 10630100 | 10492500 | 10354800 | 10217300 | 10079600 | 9942020 | 9804390 | 9666760 | 9529190 | 9391560 | 9253940 | 9116310 | 8978690 | 8841110 | 8703490 | 8565860
Industrial Sector Energy Related Emissions before CCS[petroleum diesel if,agriculture and forestry 01T03,OC] | NoSettings | 31711000 | 31367200 | 31023400 | 30679600 | 30335800 | 29992200 | 29648400 | 29304600 | 28960800 | 28617100 | 28273300 | 27929500 | 27585700 | 27241900 | 26898300 | 26554500 | 26210700 | 25866900 | 25523200 | 25179400 | 24835600 | 24491800 | 24148000 | 23804400 | 23460600 | 23116800 | 22773000 | 22429200 | 22085500 | 21741700 | 21397900
Industrial Sector Energy Related Emissions before CCS[petroleum diesel if,agriculture and forestry 01T03,CH4] | NoSettings | 74380800 | 73574400 | 72768000 | 71961600 | 71155200 | 70349100 | 69542700 | 68736300 | 67929900 | 67123800 | 66317400 | 65511000 | 64704600 | 63898200 | 63092100 | 62285700 | 61479300 | 60672900 | 59866800 | 59060400 | 58254000 | 57447600 | 56641200 | 55835100 | 55028700 | 54222300 | 53415900 | 52609500 | 51803400 | 50997000 | 50190600
Industrial Sector Energy Related Emissions before CCS[petroleum diesel if,agriculture and forestry 01T03,N2O] | NoSettings | 14876200 | 14714900 | 14553600 | 14392300 | 14231000 | 14069800 | 13908500 | 13747300 | 13586000 | 13424800 | 13263500 | 13102200 | 12940900 | 12779600 | 12618400 | 12457100 | 12295900 | 12134600 | 11973400 | 11812100 | 11650800 | 11489500 | 11328200 | 11167000 | 11005700 | 10844500 | 10683200 | 10521900 | 10360700 | 10199400 | 10038100
Industrial Sector Energy Related Emissions before CCS[petroleum diesel if,agriculture and forestry 01T03,F gases] | NoSettings | 0 | 0 | 0 | 0 | 0 | 0 | 0 | 0 | 0 | 0 | 0 | 0 | 0 | 0 | 0 | 0 | 0 | 0 | 0 | 0 | 0 | 0 | 0 | 0 | 0 | 0 | 0 | 0 | 0 | 0 | 0
Industrial Sector Energy Related Emissions before CCS[petroleum diesel if,coal mining 05,CO2] | NoSettings | 0 | 0 | 0 | 0 | 0 | 0 | 0 | 0 | 0 | 0 | 0 | 0 | 0 | 0 | 0 | 0 | 0 | 0 | 0 | 0 | 0 | 0 | 0 | 0 | 0 | 0 | 0 | 0 | 0 | 0 | 0
Industrial Sector Energy Related Emissions before CCS[petroleum diesel if,coal mining 05,VOC] | NoSettings | 0 | 0 | 0 | 0 | 0 | 0 | 0 | 0 | 0 | 0 | 0 | 0 | 0 | 0 | 0 | 0 | 0 | 0 | 0 | 0 | 0 | 0 | 0 | 0 | 0 | 0 | 0 | 0 | 0 | 0 | 0
Industrial Sector Energy Related Emissions before CCS[petroleum diesel if,coal mining 05,CO] | NoSettings | 0 | 0 | 0 | 0 | 0 | 0 | 0 | 0 | 0 | 0 | 0 | 0 | 0 | 0 | 0 | 0 | 0 | 0 | 0 | 0 | 0 | 0 | 0 | 0 | 0 | 0 | 0 | 0 | 0 | 0 | 0
Industrial Sector Energy Related Emissions before CCS[petroleum diesel if,coal mining 05,NOx] | NoSettings | 0 | 0 | 0 | 0 | 0 | 0 | 0 | 0 | 0 | 0 | 0 | 0 | 0 | 0 | 0 | 0 | 0 | 0 | 0 | 0 | 0 | 0 | 0 | 0 | 0 | 0 | 0 | 0 | 0 | 0 | 0
Industrial Sector Energy Related Emissions before CCS[petroleum diesel if,coal mining 05,PM10] | NoSettings | 0 | 0 | 0 | 0 | 0 | 0 | 0 | 0 | 0 | 0 | 0 | 0 | 0 | 0 | 0 | 0 | 0 | 0 | 0 | 0 | 0 | 0 | 0 | 0 | 0 | 0 | 0 | 0 | 0 | 0 | 0
Industrial Sector Energy Related Emissions before CCS[petroleum diesel if,coal mining 05,PM25] | NoSettings | 0 | 0 | 0 | 0 | 0 | 0 | 0 | 0 | 0 | 0 | 0 | 0 | 0 | 0 | 0 | 0 | 0 | 0 | 0 | 0 | 0 | 0 | 0 | 0 | 0 | 0 | 0 | 0 | 0 | 0 | 0
Industrial Sector Energy Related Emissions before CCS[petroleum diesel if,coal mining 05,SOx] | NoSettings | 0 | 0 | 0 | 0 | 0 | 0 | 0 | 0 | 0 | 0 | 0 | 0 | 0 | 0 | 0 | 0 | 0 | 0 | 0 | 0 | 0 | 0 | 0 | 0 | 0 | 0 | 0 | 0 | 0 | 0 | 0
Industrial Sector Energy Related Emissions before CCS[petroleum diesel if,coal mining 05,BC] | NoSettings | 0 | 0 | 0 | 0 | 0 | 0 | 0 | 0 | 0 | 0 | 0 | 0 | 0 | 0 | 0 | 0 | 0 | 0 | 0 | 0 | 0 | 0 | 0 | 0 | 0 | 0 | 0 | 0 | 0 | 0 | 0
Industrial Sector Energy Related Emissions before CCS[petroleum diesel if,coal mining 05,OC] | NoSettings | 0 | 0 | 0 | 0 | 0 | 0 | 0 | 0 | 0 | 0 | 0 | 0 | 0 | 0 | 0 | 0 | 0 | 0 | 0 | 0 | 0 | 0 | 0 | 0 | 0 | 0 | 0 | 0 | 0 | 0 | 0
Industrial Sector Energy Related Emissions before CCS[petroleum diesel if,coal mining 05,CH4] | NoSettings | 0 | 0 | 0 | 0 | 0 | 0 | 0 | 0 | 0 | 0 | 0 | 0 | 0 | 0 | 0 | 0 | 0 | 0 | 0 | 0 | 0 | 0 | 0 | 0 | 0 | 0 | 0 | 0 | 0 | 0 | 0
Industrial Sector Energy Related Emissions before CCS[petroleum diesel if,coal mining 05,N2O] | NoSettings | 0 | 0 | 0 | 0 | 0 | 0 | 0 | 0 | 0 | 0 | 0 | 0 | 0 | 0 | 0 | 0 | 0 | 0 | 0 | 0 | 0 | 0 | 0 | 0 | 0 | 0 | 0 | 0 | 0 | 0 | 0
Industrial Sector Energy Related Emissions before CCS[petroleum diesel if,coal mining 05,F gases] | NoSettings | 0 | 0 | 0 | 0 | 0 | 0 | 0 | 0 | 0 | 0 | 0 | 0 | 0 | 0 | 0 | 0 | 0 | 0 | 0 | 0 | 0 | 0 | 0 | 0 | 0 | 0 | 0 | 0 | 0 | 0 | 0
Industrial Sector Energy Related Emissions before CCS[petroleum diesel if,oil and gas extraction 06,CO2] | NoSettings | 129455000000 | 118441000000 | 117730000000 | 121202000000 | 121893000000 | 124046000000 | 123219000000 | 121357000000 | 120693000000 | 117832000000 | 114552000000 | 112791000000 | 110370000000 | 109797000000 | 109324000000 | 107562000000 | 105478000000 | 104543000000 | 103894000000 | 102941000000 | 100791000000 | 98445000000 | 96709300000 | 95573200000 | 94941400000 | 94172900000 | 92874800000 | 91843700000 | 90812700000 | 89781600000 | 88750600000
Industrial Sector Energy Related Emissions before CCS[petroleum diesel if,oil and gas extraction 06,VOC] | NoSettings | 1290410 | 1180620 | 1173540 | 1208140 | 1215030 | 1236490 | 1228250 | 1209690 | 1203070 | 1174550 | 1141850 | 1124300 | 1100170 | 1094460 | 1089750 | 1072180 | 1051400 | 1042090 | 1035620 | 1026120 | 1004690 | 981301 | 964000 | 952675 | 946377 | 938718 | 925777 | 915500 | 905222 | 894945 | 884667
Industrial Sector Energy Related Emissions before CCS[petroleum diesel if,oil and gas extraction 06,CO] | NoSettings | 33659400 | 30795600 | 30610800 | 31513400 | 31693100 | 32252900 | 32037800 | 31553800 | 31381100 | 30637300 | 29784300 | 29326600 | 28697000 | 28548100 | 28425200 | 27967100 | 27425100 | 27182100 | 27013400 | 26765600 | 26206600 | 25596500 | 25145200 | 24849800 | 24685500 | 24485700 | 24148200 | 23880100 | 23612000 | 23343900 | 23075900
Industrial Sector Energy Related Emissions before CCS[petroleum diesel if,oil and gas extraction 06,NOx] | NoSettings | 86876800 | 79485100 | 79008200 | 81337800 | 81801600 | 83246400 | 82691500 | 81442100 | 80996400 | 79076700 | 76875000 | 75693600 | 74068500 | 73684300 | 73367000 | 72184600 | 70785600 | 70158600 | 69723000 | 69083500 | 67640700 | 66066000 | 64901200 | 64138700 | 63714700 | 63199000 | 62327800 | 61635900 | 60944000 | 60252000 | 59560100
Industrial Sector Energy Related Emissions before CCS[petroleum diesel if,oil and gas extraction 06,PM10] | NoSettings | 13100800 | 11986100 | 11914200 | 12265500 | 12335500 | 12553300 | 12469700 | 12281200 | 12214000 | 11924600 | 11592500 | 11414400 | 11169300 | 11111400 | 11063500 | 10885200 | 10674300 | 10579700 | 10514000 | 10417600 | 10200000 | 9962570 | 9786920 | 9671950 | 9608000 | 9530240 | 9398870 | 9294520 | 9190180 | 9085840 | 8981500
Industrial Sector Energy Related Emissions before CCS[petroleum diesel if,oil and gas extraction 06,PM25] | NoSettings | 8827590 | 8076520 | 8028060 | 8264770 | 8311900 | 8458710 | 8402320 | 8275370 | 8230080 | 8035020 | 7811310 | 7691260 | 7526130 | 7487090 | 7454850 | 7334710 | 7192560 | 7128850 | 7084590 | 7019600 | 6873000 | 6712990 | 6594640 | 6517160 | 6474080 | 6421680 | 6333160 | 6262850 | 6192540 | 6122230 | 6051930
Industrial Sector Energy Related Emissions before CCS[petroleum diesel if,oil and gas extraction 06,SOx] | NoSettings | 874651 | 800234 | 795432 | 818886 | 823556 | 838101 | 832514 | 819936 | 815449 | 796122 | 773956 | 762062 | 745701 | 741832 | 738638 | 726734 | 712649 | 706337 | 701952 | 695513 | 680987 | 665133 | 653406 | 645730 | 641461 | 636270 | 627499 | 620533 | 613566 | 606600 | 599634
Industrial Sector Energy Related Emissions before CCS[petroleum diesel if,oil and gas extraction 06,BC] | NoSettings | 883277 | 808125 | 803277 | 826962 | 831677 | 846367 | 840724 | 828022 | 823491 | 803973 | 781588 | 769577 | 753055 | 749148 | 745923 | 733901 | 719677 | 713303 | 708874 | 702372 | 687703 | 671693 | 659850 | 652099 | 647788 | 642545 | 633687 | 626652 | 619617 | 612582 | 605548
Industrial Sector Energy Related Emissions before CCS[petroleum diesel if,oil and gas extraction 06,OC] | NoSettings | 2206470 | 2018740 | 2006620 | 2065790 | 2077570 | 2114260 | 2100170 | 2068440 | 2057120 | 2008360 | 1952440 | 1922440 | 1881170 | 1871410 | 1863350 | 1833320 | 1797790 | 1781860 | 1770800 | 1754560 | 1717910 | 1677920 | 1648340 | 1628970 | 1618200 | 1605110 | 1582980 | 1565410 | 1547830 | 1530260 | 1512690
Industrial Sector Energy Related Emissions before CCS[petroleum diesel if,oil and gas extraction 06,CH4] | NoSettings | 5175450 | 4735110 | 4706700 | 4845480 | 4873110 | 4959180 | 4926120 | 4851690 | 4825140 | 4710780 | 4579620 | 4509240 | 4412430 | 4389540 | 4370640 | 4300200 | 4216860 | 4179510 | 4153560 | 4115460 | 4029510 | 3935700 | 3866310 | 3820890 | 3795630 | 3764910 | 3713010 | 3671790 | 3630570 | 3589350 | 3548130
Industrial Sector Energy Related Emissions before CCS[petroleum diesel if,oil and gas extraction 06,N2O] | NoSettings | 1035090 | 947022 | 941340 | 969096 | 974622 | 991836 | 985224 | 970338 | 965028 | 942156 | 915924 | 901848 | 882486 | 877908 | 874128 | 860040 | 843372 | 835902 | 830712 | 823092 | 805902 | 787140 | 773262 | 764178 | 759126 | 752982 | 742602 | 734358 | 726114 | 717870 | 709626
Industrial Sector Energy Related Emissions before CCS[petroleum diesel if,oil and gas extraction 06,F gases] | NoSettings | 0 | 0 | 0 | 0 | 0 | 0 | 0 | 0 | 0 | 0 | 0 | 0 | 0 | 0 | 0 | 0 | 0 | 0 | 0 | 0 | 0 | 0 | 0 | 0 | 0 | 0 | 0 | 0 | 0 | 0 | 0
Industrial Sector Energy Related Emissions before CCS[petroleum diesel if,other mining and quarrying 07T08,CO2] | NoSettings | 0 | 0 | 0 | 0 | 0 | 0 | 0 | 0 | 0 | 0 | 0 | 0 | 0 | 0 | 0 | 0 | 0 | 0 | 0 | 0 | 0 | 0 | 0 | 0 | 0 | 0 | 0 | 0 | 0 | 0 | 0
Industrial Sector Energy Related Emissions before CCS[petroleum diesel if,other mining and quarrying 07T08,VOC] | NoSettings | 0 | 0 | 0 | 0 | 0 | 0 | 0 | 0 | 0 | 0 | 0 | 0 | 0 | 0 | 0 | 0 | 0 | 0 | 0 | 0 | 0 | 0 | 0 | 0 | 0 | 0 | 0 | 0 | 0 | 0 | 0
Industrial Sector Energy Related Emissions before CCS[petroleum diesel if,other mining and quarrying 07T08,CO] | NoSettings | 0 | 0 | 0 | 0 | 0 | 0 | 0 | 0 | 0 | 0 | 0 | 0 | 0 | 0 | 0 | 0 | 0 | 0 | 0 | 0 | 0 | 0 | 0 | 0 | 0 | 0 | 0 | 0 | 0 | 0 | 0
Industrial Sector Energy Related Emissions before CCS[petroleum diesel if,other mining and quarrying 07T08,NOx] | NoSettings | 0 | 0 | 0 | 0 | 0 | 0 | 0 | 0 | 0 | 0 | 0 | 0 | 0 | 0 | 0 | 0 | 0 | 0 | 0 | 0 | 0 | 0 | 0 | 0 | 0 | 0 | 0 | 0 | 0 | 0 | 0
Industrial Sector Energy Related Emissions before CCS[petroleum diesel if,other mining and quarrying 07T08,PM10] | NoSettings | 0 | 0 | 0 | 0 | 0 | 0 | 0 | 0 | 0 | 0 | 0 | 0 | 0 | 0 | 0 | 0 | 0 | 0 | 0 | 0 | 0 | 0 | 0 | 0 | 0 | 0 | 0 | 0 | 0 | 0 | 0
Industrial Sector Energy Related Emissions before CCS[petroleum diesel if,other mining and quarrying 07T08,PM25] | NoSettings | 0 | 0 | 0 | 0 | 0 | 0 | 0 | 0 | 0 | 0 | 0 | 0 | 0 | 0 | 0 | 0 | 0 | 0 | 0 | 0 | 0 | 0 | 0 | 0 | 0 | 0 | 0 | 0 | 0 | 0 | 0
Industrial Sector Energy Related Emissions before CCS[petroleum diesel if,other mining and quarrying 07T08,SOx] | NoSettings | 0 | 0 | 0 | 0 | 0 | 0 | 0 | 0 | 0 | 0 | 0 | 0 | 0 | 0 | 0 | 0 | 0 | 0 | 0 | 0 | 0 | 0 | 0 | 0 | 0 | 0 | 0 | 0 | 0 | 0 | 0
Industrial Sector Energy Related Emissions before CCS[petroleum diesel if,other mining and quarrying 07T08,BC] | NoSettings | 0 | 0 | 0 | 0 | 0 | 0 | 0 | 0 | 0 | 0 | 0 | 0 | 0 | 0 | 0 | 0 | 0 | 0 | 0 | 0 | 0 | 0 | 0 | 0 | 0 | 0 | 0 | 0 | 0 | 0 | 0
Industrial Sector Energy Related Emissions before CCS[petroleum diesel if,other mining and quarrying 07T08,OC] | NoSettings | 0 | 0 | 0 | 0 | 0 | 0 | 0 | 0 | 0 | 0 | 0 | 0 | 0 | 0 | 0 | 0 | 0 | 0 | 0 | 0 | 0 | 0 | 0 | 0 | 0 | 0 | 0 | 0 | 0 | 0 | 0
Industrial Sector Energy Related Emissions before CCS[petroleum diesel if,other mining and quarrying 07T08,CH4] | NoSettings | 0 | 0 | 0 | 0 | 0 | 0 | 0 | 0 | 0 | 0 | 0 | 0 | 0 | 0 | 0 | 0 | 0 | 0 | 0 | 0 | 0 | 0 | 0 | 0 | 0 | 0 | 0 | 0 | 0 | 0 | 0
Industrial Sector Energy Related Emissions before CCS[petroleum diesel if,other mining and quarrying 07T08,N2O] | NoSettings | 0 | 0 | 0 | 0 | 0 | 0 | 0 | 0 | 0 | 0 | 0 | 0 | 0 | 0 | 0 | 0 | 0 | 0 | 0 | 0 | 0 | 0 | 0 | 0 | 0 | 0 | 0 | 0 | 0 | 0 | 0
Industrial Sector Energy Related Emissions before CCS[petroleum diesel if,other mining and quarrying 07T08,F gases] | NoSettings | 0 | 0 | 0 | 0 | 0 | 0 | 0 | 0 | 0 | 0 | 0 | 0 | 0 | 0 | 0 | 0 | 0 | 0 | 0 | 0 | 0 | 0 | 0 | 0 | 0 | 0 | 0 | 0 | 0 | 0 | 0
Industrial Sector Energy Related Emissions before CCS[petroleum diesel if,food beverage and tobacco 10T12,CO2] | NoSettings | 0 | 0 | 0 | 0 | 0 | 0 | 0 | 0 | 0 | 0 | 0 | 0 | 0 | 0 | 0 | 0 | 0 | 0 | 0 | 0 | 0 | 0 | 0 | 0 | 0 | 0 | 0 | 0 | 0 | 0 | 0
Industrial Sector Energy Related Emissions before CCS[petroleum diesel if,food beverage and tobacco 10T12,VOC] | NoSettings | 0 | 0 | 0 | 0 | 0 | 0 | 0 | 0 | 0 | 0 | 0 | 0 | 0 | 0 | 0 | 0 | 0 | 0 | 0 | 0 | 0 | 0 | 0 | 0 | 0 | 0 | 0 | 0 | 0 | 0 | 0
Industrial Sector Energy Related Emissions before CCS[petroleum diesel if,food beverage and tobacco 10T12,CO] | NoSettings | 0 | 0 | 0 | 0 | 0 | 0 | 0 | 0 | 0 | 0 | 0 | 0 | 0 | 0 | 0 | 0 | 0 | 0 | 0 | 0 | 0 | 0 | 0 | 0 | 0 | 0 | 0 | 0 | 0 | 0 | 0
Industrial Sector Energy Related Emissions before CCS[petroleum diesel if,food beverage and tobacco 10T12,NOx] | NoSettings | 0 | 0 | 0 | 0 | 0 | 0 | 0 | 0 | 0 | 0 | 0 | 0 | 0 | 0 | 0 | 0 | 0 | 0 | 0 | 0 | 0 | 0 | 0 | 0 | 0 | 0 | 0 | 0 | 0 | 0 | 0
Industrial Sector Energy Related Emissions before CCS[petroleum diesel if,food beverage and tobacco 10T12,PM10] | NoSettings | 0 | 0 | 0 | 0 | 0 | 0 | 0 | 0 | 0 | 0 | 0 | 0 | 0 | 0 | 0 | 0 | 0 | 0 | 0 | 0 | 0 | 0 | 0 | 0 | 0 | 0 | 0 | 0 | 0 | 0 | 0
Industrial Sector Energy Related Emissions before CCS[petroleum diesel if,food beverage and tobacco 10T12,PM25] | NoSettings | 0 | 0 | 0 | 0 | 0 | 0 | 0 | 0 | 0 | 0 | 0 | 0 | 0 | 0 | 0 | 0 | 0 | 0 | 0 | 0 | 0 | 0 | 0 | 0 | 0 | 0 | 0 | 0 | 0 | 0 | 0
Industrial Sector Energy Related Emissions before CCS[petroleum diesel if,food beverage and tobacco 10T12,SOx] | NoSettings | 0 | 0 | 0 | 0 | 0 | 0 | 0 | 0 | 0 | 0 | 0 | 0 | 0 | 0 | 0 | 0 | 0 | 0 | 0 | 0 | 0 | 0 | 0 | 0 | 0 | 0 | 0 | 0 | 0 | 0 | 0
Industrial Sector Energy Related Emissions before CCS[petroleum diesel if,food beverage and tobacco 10T12,BC] | NoSettings | 0 | 0 | 0 | 0 | 0 | 0 | 0 | 0 | 0 | 0 | 0 | 0 | 0 | 0 | 0 | 0 | 0 | 0 | 0 | 0 | 0 | 0 | 0 | 0 | 0 | 0 | 0 | 0 | 0 | 0 | 0
Industrial Sector Energy Related Emissions before CCS[petroleum diesel if,food beverage and tobacco 10T12,OC] | NoSettings | 0 | 0 | 0 | 0 | 0 | 0 | 0 | 0 | 0 | 0 | 0 | 0 | 0 | 0 | 0 | 0 | 0 | 0 | 0 | 0 | 0 | 0 | 0 | 0 | 0 | 0 | 0 | 0 | 0 | 0 | 0
Industrial Sector Energy Related Emissions before CCS[petroleum diesel if,food beverage and tobacco 10T12,CH4] | NoSettings | 0 | 0 | 0 | 0 | 0 | 0 | 0 | 0 | 0 | 0 | 0 | 0 | 0 | 0 | 0 | 0 | 0 | 0 | 0 | 0 | 0 | 0 | 0 | 0 | 0 | 0 | 0 | 0 | 0 | 0 | 0
Industrial Sector Energy Related Emissions before CCS[petroleum diesel if,food beverage and tobacco 10T12,N2O] | NoSettings | 0 | 0 | 0 | 0 | 0 | 0 | 0 | 0 | 0 | 0 | 0 | 0 | 0 | 0 | 0 | 0 | 0 | 0 | 0 | 0 | 0 | 0 | 0 | 0 | 0 | 0 | 0 | 0 | 0 | 0 | 0
Industrial Sector Energy Related Emissions before CCS[petroleum diesel if,food beverage and tobacco 10T12,F gases] | NoSettings | 0 | 0 | 0 | 0 | 0 | 0 | 0 | 0 | 0 | 0 | 0 | 0 | 0 | 0 | 0 | 0 | 0 | 0 | 0 | 0 | 0 | 0 | 0 | 0 | 0 | 0 | 0 | 0 | 0 | 0 | 0
Industrial Sector Energy Related Emissions before CCS[petroleum diesel if,textiles apparel and leather 13T15,CO2] | NoSettings | 0 | 0 | 0 | 0 | 0 | 0 | 0 | 0 | 0 | 0 | 0 | 0 | 0 | 0 | 0 | 0 | 0 | 0 | 0 | 0 | 0 | 0 | 0 | 0 | 0 | 0 | 0 | 0 | 0 | 0 | 0
Industrial Sector Energy Related Emissions before CCS[petroleum diesel if,textiles apparel and leather 13T15,VOC] | NoSettings | 0 | 0 | 0 | 0 | 0 | 0 | 0 | 0 | 0 | 0 | 0 | 0 | 0 | 0 | 0 | 0 | 0 | 0 | 0 | 0 | 0 | 0 | 0 | 0 | 0 | 0 | 0 | 0 | 0 | 0 | 0
Industrial Sector Energy Related Emissions before CCS[petroleum diesel if,textiles apparel and leather 13T15,CO] | NoSettings | 0 | 0 | 0 | 0 | 0 | 0 | 0 | 0 | 0 | 0 | 0 | 0 | 0 | 0 | 0 | 0 | 0 | 0 | 0 | 0 | 0 | 0 | 0 | 0 | 0 | 0 | 0 | 0 | 0 | 0 | 0
Industrial Sector Energy Related Emissions before CCS[petroleum diesel if,textiles apparel and leather 13T15,NOx] | NoSettings | 0 | 0 | 0 | 0 | 0 | 0 | 0 | 0 | 0 | 0 | 0 | 0 | 0 | 0 | 0 | 0 | 0 | 0 | 0 | 0 | 0 | 0 | 0 | 0 | 0 | 0 | 0 | 0 | 0 | 0 | 0
Industrial Sector Energy Related Emissions before CCS[petroleum diesel if,textiles apparel and leather 13T15,PM10] | NoSettings | 0 | 0 | 0 | 0 | 0 | 0 | 0 | 0 | 0 | 0 | 0 | 0 | 0 | 0 | 0 | 0 | 0 | 0 | 0 | 0 | 0 | 0 | 0 | 0 | 0 | 0 | 0 | 0 | 0 | 0 | 0
Industrial Sector Energy Related Emissions before CCS[petroleum diesel if,textiles apparel and leather 13T15,PM25] | NoSettings | 0 | 0 | 0 | 0 | 0 | 0 | 0 | 0 | 0 | 0 | 0 | 0 | 0 | 0 | 0 | 0 | 0 | 0 | 0 | 0 | 0 | 0 | 0 | 0 | 0 | 0 | 0 | 0 | 0 | 0 | 0
Industrial Sector Energy Related Emissions before CCS[petroleum diesel if,textiles apparel and leather 13T15,SOx] | NoSettings | 0 | 0 | 0 | 0 | 0 | 0 | 0 | 0 | 0 | 0 | 0 | 0 | 0 | 0 | 0 | 0 | 0 | 0 | 0 | 0 | 0 | 0 | 0 | 0 | 0 | 0 | 0 | 0 | 0 | 0 | 0
Industrial Sector Energy Related Emissions before CCS[petroleum diesel if,textiles apparel and leather 13T15,BC] | NoSettings | 0 | 0 | 0 | 0 | 0 | 0 | 0 | 0 | 0 | 0 | 0 | 0 | 0 | 0 | 0 | 0 | 0 | 0 | 0 | 0 | 0 | 0 | 0 | 0 | 0 | 0 | 0 | 0 | 0 | 0 | 0
Industrial Sector Energy Related Emissions before CCS[petroleum diesel if,textiles apparel and leather 13T15,OC] | NoSettings | 0 | 0 | 0 | 0 | 0 | 0 | 0 | 0 | 0 | 0 | 0 | 0 | 0 | 0 | 0 | 0 | 0 | 0 | 0 | 0 | 0 | 0 | 0 | 0 | 0 | 0 | 0 | 0 | 0 | 0 | 0
Industrial Sector Energy Related Emissions before CCS[petroleum diesel if,textiles apparel and leather 13T15,CH4] | NoSettings | 0 | 0 | 0 | 0 | 0 | 0 | 0 | 0 | 0 | 0 | 0 | 0 | 0 | 0 | 0 | 0 | 0 | 0 | 0 | 0 | 0 | 0 | 0 | 0 | 0 | 0 | 0 | 0 | 0 | 0 | 0
Industrial Sector Energy Related Emissions before CCS[petroleum diesel if,textiles apparel and leather 13T15,N2O] | NoSettings | 0 | 0 | 0 | 0 | 0 | 0 | 0 | 0 | 0 | 0 | 0 | 0 | 0 | 0 | 0 | 0 | 0 | 0 | 0 | 0 | 0 | 0 | 0 | 0 | 0 | 0 | 0 | 0 | 0 | 0 | 0
Industrial Sector Energy Related Emissions before CCS[petroleum diesel if,textiles apparel and leather 13T15,F gases] | NoSettings | 0 | 0 | 0 | 0 | 0 | 0 | 0 | 0 | 0 | 0 | 0 | 0 | 0 | 0 | 0 | 0 | 0 | 0 | 0 | 0 | 0 | 0 | 0 | 0 | 0 | 0 | 0 | 0 | 0 | 0 | 0
Industrial Sector Energy Related Emissions before CCS[petroleum diesel if,wood products 16,CO2] | NoSettings | 0 | 0 | 0 | 0 | 0 | 0 | 0 | 0 | 0 | 0 | 0 | 0 | 0 | 0 | 0 | 0 | 0 | 0 | 0 | 0 | 0 | 0 | 0 | 0 | 0 | 0 | 0 | 0 | 0 | 0 | 0
Industrial Sector Energy Related Emissions before CCS[petroleum diesel if,wood products 16,VOC] | NoSettings | 0 | 0 | 0 | 0 | 0 | 0 | 0 | 0 | 0 | 0 | 0 | 0 | 0 | 0 | 0 | 0 | 0 | 0 | 0 | 0 | 0 | 0 | 0 | 0 | 0 | 0 | 0 | 0 | 0 | 0 | 0
Industrial Sector Energy Related Emissions before CCS[petroleum diesel if,wood products 16,CO] | NoSettings | 0 | 0 | 0 | 0 | 0 | 0 | 0 | 0 | 0 | 0 | 0 | 0 | 0 | 0 | 0 | 0 | 0 | 0 | 0 | 0 | 0 | 0 | 0 | 0 | 0 | 0 | 0 | 0 | 0 | 0 | 0
Industrial Sector Energy Related Emissions before CCS[petroleum diesel if,wood products 16,NOx] | NoSettings | 0 | 0 | 0 | 0 | 0 | 0 | 0 | 0 | 0 | 0 | 0 | 0 | 0 | 0 | 0 | 0 | 0 | 0 | 0 | 0 | 0 | 0 | 0 | 0 | 0 | 0 | 0 | 0 | 0 | 0 | 0
Industrial Sector Energy Related Emissions before CCS[petroleum diesel if,wood products 16,PM10] | NoSettings | 0 | 0 | 0 | 0 | 0 | 0 | 0 | 0 | 0 | 0 | 0 | 0 | 0 | 0 | 0 | 0 | 0 | 0 | 0 | 0 | 0 | 0 | 0 | 0 | 0 | 0 | 0 | 0 | 0 | 0 | 0
Industrial Sector Energy Related Emissions before CCS[petroleum diesel if,wood products 16,PM25] | NoSettings | 0 | 0 | 0 | 0 | 0 | 0 | 0 | 0 | 0 | 0 | 0 | 0 | 0 | 0 | 0 | 0 | 0 | 0 | 0 | 0 | 0 | 0 | 0 | 0 | 0 | 0 | 0 | 0 | 0 | 0 | 0
Industrial Sector Energy Related Emissions before CCS[petroleum diesel if,wood products 16,SOx] | NoSettings | 0 | 0 | 0 | 0 | 0 | 0 | 0 | 0 | 0 | 0 | 0 | 0 | 0 | 0 | 0 | 0 | 0 | 0 | 0 | 0 | 0 | 0 | 0 | 0 | 0 | 0 | 0 | 0 | 0 | 0 | 0
Industrial Sector Energy Related Emissions before CCS[petroleum diesel if,wood products 16,BC] | NoSettings | 0 | 0 | 0 | 0 | 0 | 0 | 0 | 0 | 0 | 0 | 0 | 0 | 0 | 0 | 0 | 0 | 0 | 0 | 0 | 0 | 0 | 0 | 0 | 0 | 0 | 0 | 0 | 0 | 0 | 0 | 0
Industrial Sector Energy Related Emissions before CCS[petroleum diesel if,wood products 16,OC] | NoSettings | 0 | 0 | 0 | 0 | 0 | 0 | 0 | 0 | 0 | 0 | 0 | 0 | 0 | 0 | 0 | 0 | 0 | 0 | 0 | 0 | 0 | 0 | 0 | 0 | 0 | 0 | 0 | 0 | 0 | 0 | 0
Industrial Sector Energy Related Emissions before CCS[petroleum diesel if,wood products 16,CH4] | NoSettings | 0 | 0 | 0 | 0 | 0 | 0 | 0 | 0 | 0 | 0 | 0 | 0 | 0 | 0 | 0 | 0 | 0 | 0 | 0 | 0 | 0 | 0 | 0 | 0 | 0 | 0 | 0 | 0 | 0 | 0 | 0
Industrial Sector Energy Related Emissions before CCS[petroleum diesel if,wood products 16,N2O] | NoSettings | 0 | 0 | 0 | 0 | 0 | 0 | 0 | 0 | 0 | 0 | 0 | 0 | 0 | 0 | 0 | 0 | 0 | 0 | 0 | 0 | 0 | 0 | 0 | 0 | 0 | 0 | 0 | 0 | 0 | 0 | 0
Industrial Sector Energy Related Emissions before CCS[petroleum diesel if,wood products 16,F gases] | NoSettings | 0 | 0 | 0 | 0 | 0 | 0 | 0 | 0 | 0 | 0 | 0 | 0 | 0 | 0 | 0 | 0 | 0 | 0 | 0 | 0 | 0 | 0 | 0 | 0 | 0 | 0 | 0 | 0 | 0 | 0 | 0
Industrial Sector Energy Related Emissions before CCS[petroleum diesel if,pulp paper and printing 17T18,CO2] | NoSettings | 0 | 0 | 0 | 0 | 0 | 0 | 0 | 0 | 0 | 0 | 0 | 0 | 0 | 0 | 0 | 0 | 0 | 0 | 0 | 0 | 0 | 0 | 0 | 0 | 0 | 0 | 0 | 0 | 0 | 0 | 0
Industrial Sector Energy Related Emissions before CCS[petroleum diesel if,pulp paper and printing 17T18,VOC] | NoSettings | 0 | 0 | 0 | 0 | 0 | 0 | 0 | 0 | 0 | 0 | 0 | 0 | 0 | 0 | 0 | 0 | 0 | 0 | 0 | 0 | 0 | 0 | 0 | 0 | 0 | 0 | 0 | 0 | 0 | 0 | 0
Industrial Sector Energy Related Emissions before CCS[petroleum diesel if,pulp paper and printing 17T18,CO] | NoSettings | 0 | 0 | 0 | 0 | 0 | 0 | 0 | 0 | 0 | 0 | 0 | 0 | 0 | 0 | 0 | 0 | 0 | 0 | 0 | 0 | 0 | 0 | 0 | 0 | 0 | 0 | 0 | 0 | 0 | 0 | 0
Industrial Sector Energy Related Emissions before CCS[petroleum diesel if,pulp paper and printing 17T18,NOx] | NoSettings | 0 | 0 | 0 | 0 | 0 | 0 | 0 | 0 | 0 | 0 | 0 | 0 | 0 | 0 | 0 | 0 | 0 | 0 | 0 | 0 | 0 | 0 | 0 | 0 | 0 | 0 | 0 | 0 | 0 | 0 | 0
Industrial Sector Energy Related Emissions before CCS[petroleum diesel if,pulp paper and printing 17T18,PM10] | NoSettings | 0 | 0 | 0 | 0 | 0 | 0 | 0 | 0 | 0 | 0 | 0 | 0 | 0 | 0 | 0 | 0 | 0 | 0 | 0 | 0 | 0 | 0 | 0 | 0 | 0 | 0 | 0 | 0 | 0 | 0 | 0
Industrial Sector Energy Related Emissions before CCS[petroleum diesel if,pulp paper and printing 17T18,PM25] | NoSettings | 0 | 0 | 0 | 0 | 0 | 0 | 0 | 0 | 0 | 0 | 0 | 0 | 0 | 0 | 0 | 0 | 0 | 0 | 0 | 0 | 0 | 0 | 0 | 0 | 0 | 0 | 0 | 0 | 0 | 0 | 0
Industrial Sector Energy Related Emissions before CCS[petroleum diesel if,pulp paper and printing 17T18,SOx] | NoSettings | 0 | 0 | 0 | 0 | 0 | 0 | 0 | 0 | 0 | 0 | 0 | 0 | 0 | 0 | 0 | 0 | 0 | 0 | 0 | 0 | 0 | 0 | 0 | 0 | 0 | 0 | 0 | 0 | 0 | 0 | 0
Industrial Sector Energy Related Emissions before CCS[petroleum diesel if,pulp paper and printing 17T18,BC] | NoSettings | 0 | 0 | 0 | 0 | 0 | 0 | 0 | 0 | 0 | 0 | 0 | 0 | 0 | 0 | 0 | 0 | 0 | 0 | 0 | 0 | 0 | 0 | 0 | 0 | 0 | 0 | 0 | 0 | 0 | 0 | 0
Industrial Sector Energy Related Emissions before CCS[petroleum diesel if,pulp paper and printing 17T18,OC] | NoSettings | 0 | 0 | 0 | 0 | 0 | 0 | 0 | 0 | 0 | 0 | 0 | 0 | 0 | 0 | 0 | 0 | 0 | 0 | 0 | 0 | 0 | 0 | 0 | 0 | 0 | 0 | 0 | 0 | 0 | 0 | 0
Industrial Sector Energy Related Emissions before CCS[petroleum diesel if,pulp paper and printing 17T18,CH4] | NoSettings | 0 | 0 | 0 | 0 | 0 | 0 | 0 | 0 | 0 | 0 | 0 | 0 | 0 | 0 | 0 | 0 | 0 | 0 | 0 | 0 | 0 | 0 | 0 | 0 | 0 | 0 | 0 | 0 | 0 | 0 | 0
Industrial Sector Energy Related Emissions before CCS[petroleum diesel if,pulp paper and printing 17T18,N2O] | NoSettings | 0 | 0 | 0 | 0 | 0 | 0 | 0 | 0 | 0 | 0 | 0 | 0 | 0 | 0 | 0 | 0 | 0 | 0 | 0 | 0 | 0 | 0 | 0 | 0 | 0 | 0 | 0 | 0 | 0 | 0 | 0
Industrial Sector Energy Related Emissions before CCS[petroleum diesel if,pulp paper and printing 17T18,F gases] | NoSettings | 0 | 0 | 0 | 0 | 0 | 0 | 0 | 0 | 0 | 0 | 0 | 0 | 0 | 0 | 0 | 0 | 0 | 0 | 0 | 0 | 0 | 0 | 0 | 0 | 0 | 0 | 0 | 0 | 0 | 0 | 0
Industrial Sector Energy Related Emissions before CCS[petroleum diesel if,refined petroleum and coke 19,CO2] | NoSettings | 6164420000 | 7218640000 | 7019140000 | 7443230000 | 7580600000 | 7687070000 | 7700680000 | 7823050000 | 7576840000 | 8358900000 | 9078350000 | 9820480000 | 10613000000 | 11462800000 | 12164000000 | 12846500000 | 13682000000 | 13445100000 | 13275000000 | 13232300000 | 13129500000 | 13086200000 | 13038800000 | 13028000000 | 12995200000 | 12982600000 | 12944100000 | 13022200000 | 13027900000 | 13033200000 | 13067900000
Industrial Sector Energy Related Emissions before CCS[petroleum diesel if,refined petroleum and coke 19,VOC] | NoSettings | 61447 | 71955.5 | 69966.9 | 74194.2 | 75563.5 | 76624.8 | 76760.5 | 77980.3 | 75526 | 83321.7 | 90493.1 | 97890.7 | 105790 | 114261 | 121251 | 128054 | 136383 | 134021 | 132326 | 131900 | 130875 | 130443 | 129971 | 129863 | 129536 | 129411 | 129027 | 129805 | 129862 | 129915 | 130261
Industrial Sector Energy Related Emissions before CCS[petroleum diesel if,refined petroleum and coke 19,CO] | NoSettings | 1602800 | 1876900 | 1825030 | 1935300 | 1971020 | 1998700 | 2002240 | 2034060 | 1970040 | 2173380 | 2360440 | 2553400 | 2759460 | 2980420 | 3162740 | 3340190 | 3557430 | 3495830 | 3451620 | 3440510 | 3413770 | 3402510 | 3390190 | 3387380 | 3378840 | 3375590 | 3365560 | 3385870 | 3387350 | 3388730 | 3397760
Industrial Sector Energy Related Emissions before CCS[petroleum diesel if,refined petroleum and coke 19,NOx] | NoSettings | 4136910 | 4844400 | 4710510 | 4995110 | 5087300 | 5158760 | 5167890 | 5250010 | 5084780 | 5609620 | 6092440 | 6590480 | 7122320 | 7692630 | 8163210 | 8621230 | 9181940 | 9022940 | 8908820 | 8880150 | 8811130 | 8782070 | 8750270 | 8743030 | 8720990 | 8712580 | 8686690 | 8739110 | 8742950 | 8746510 | 8769820
Industrial Sector Energy Related Emissions before CCS[petroleum diesel if,refined petroleum and coke 19,PM10] | NoSettings | 623835 | 730522 | 710332 | 753250 | 767152 | 777926 | 779303 | 791688 | 766771 | 845916 | 918723 | 993826 | 1074030 | 1160030 | 1230990 | 1300060 | 1384610 | 1360630 | 1343430 | 1339100 | 1328690 | 1324310 | 1319520 | 1318420 | 1315100 | 1313830 | 1309930 | 1317830 | 1318410 | 1318950 | 1322470
Industrial Sector Energy Related Emissions before CCS[petroleum diesel if,refined petroleum and coke 19,PM25] | NoSettings | 420353 | 492241 | 478637 | 507556 | 516923 | 524184 | 525111 | 533456 | 516667 | 569996 | 619055 | 669661 | 723702 | 781652 | 829467 | 876007 | 932981 | 916825 | 905229 | 902316 | 895302 | 892350 | 889118 | 888383 | 886144 | 885289 | 882659 | 887985 | 888375 | 888736 | 891106
Industrial Sector Energy Related Emissions before CCS[petroleum diesel if,refined petroleum and coke 19,SOx] | NoSettings | 41649.3 | 48772 | 47424.1 | 50289.4 | 51217.5 | 51936.9 | 52028.8 | 52855.6 | 51192.1 | 56476.1 | 61336.9 | 66351 | 71705.5 | 77447.2 | 82184.9 | 86796 | 92441.1 | 90840.3 | 89691.4 | 89402.8 | 88707.9 | 88415.3 | 88095.2 | 88022.3 | 87800.4 | 87715.8 | 87455.2 | 87982.9 | 88021.5 | 88057.3 | 88292.1
Industrial Sector Energy Related Emissions before CCS[petroleum diesel if,refined petroleum and coke 19,BC] | NoSettings | 42060 | 49253 | 47891.8 | 50785.3 | 51722.6 | 52449.1 | 52541.9 | 53376.9 | 51697 | 57033 | 61941.8 | 67005.4 | 72412.7 | 78211 | 82995.4 | 87652 | 93352.8 | 91736.2 | 90576 | 90284.5 | 89582.7 | 89287.3 | 88964 | 88890.4 | 88666.3 | 88580.8 | 88317.6 | 88850.5 | 88889.5 | 88925.7 | 89162.8
Industrial Sector Energy Related Emissions before CCS[petroleum diesel if,refined petroleum and coke 19,OC] | NoSettings | 105068 | 123036 | 119636 | 126864 | 129206 | 131020 | 131252 | 133338 | 129141 | 142471 | 154734 | 167383 | 180890 | 195375 | 207326 | 218959 | 233200 | 229161 | 226263 | 225535 | 223782 | 223044 | 222236 | 222052 | 221493 | 221279 | 220622 | 221953 | 222050 | 222141 | 222733
Industrial Sector Energy Related Emissions before CCS[petroleum diesel if,refined petroleum and coke 19,CH4] | NoSettings | 246445 | 288592 | 280616 | 297570 | 303062 | 307319 | 307863 | 312755 | 302912 | 334178 | 362940 | 392610 | 424293 | 458268 | 486301 | 513586 | 546989 | 537517 | 530718 | 529011 | 524899 | 523168 | 521273 | 520842 | 519529 | 519028 | 517486 | 520609 | 520837 | 521049 | 522438
Industrial Sector Energy Related Emissions before CCS[petroleum diesel if,refined petroleum and coke 19,N2O] | NoSettings | 49289.1 | 57718.3 | 56123.2 | 59514.1 | 60612.5 | 61463.8 | 61572.6 | 62551.1 | 60582.4 | 66835.6 | 72588.1 | 78521.9 | 84858.6 | 91653.5 | 97260.2 | 102717 | 109398 | 107503 | 106144 | 105802 | 104980 | 104634 | 104255 | 104168 | 103906 | 103806 | 103497 | 104122 | 104167 | 104210 | 104488
Industrial Sector Energy Related Emissions before CCS[petroleum diesel if,refined petroleum and coke 19,F gases] | NoSettings | 0 | 0 | 0 | 0 | 0 | 0 | 0 | 0 | 0 | 0 | 0 | 0 | 0 | 0 | 0 | 0 | 0 | 0 | 0 | 0 | 0 | 0 | 0 | 0 | 0 | 0 | 0 | 0 | 0 | 0 | 0
Industrial Sector Energy Related Emissions before CCS[petroleum diesel if,chemicals 20,CO2] | NoSettings | 0 | 17914600 | 32052700 | 42727700 | 48233400 | 50395300 | 49861800 | 52030300 | 82405200 | 79826800 | 77159800 | 72980500 | 75573900 | 78020800 | 80143900 | 81331500 | 82140400 | 79351800 | 77556400 | 75751700 | 74131000 | 72777200 | 70759800 | 68914500 | 66637700 | 64942700 | 62533200 | 61950500 | 61479300 | 60898400 | 60040600
Industrial Sector Energy Related Emissions before CCS[petroleum diesel if,chemicals 20,VOC] | NoSettings | 0 | 178.574 | 319.502 | 425.91 | 480.791 | 502.341 | 497.023 | 518.639 | 821.417 | 795.715 | 769.13 | 727.471 | 753.322 | 777.713 | 798.876 | 810.714 | 818.777 | 790.98 | 773.084 | 755.094 | 738.939 | 725.444 | 705.334 | 686.941 | 664.245 | 647.35 | 623.332 | 617.524 | 612.826 | 607.036 | 598.486
Industrial Sector Energy Related Emissions before CCS[petroleum diesel if,chemicals 20,CO] | NoSettings | 0 | 4657.95 | 8333.95 | 11109.5 | 12541.1 | 13103.2 | 12964.5 | 13528.3 | 21426 | 20755.6 | 20062.2 | 18975.5 | 19649.8 | 20286 | 20838 | 21146.8 | 21357.2 | 20632.1 | 20165.3 | 19696 | 19274.7 | 18922.6 | 18398.1 | 17918.3 | 17326.3 | 16885.6 | 16259.1 | 16107.6 | 15985.1 | 15834.1 | 15611
Industrial Sector Energy Related Emissions before CCS[petroleum diesel if,chemicals 20,NOx] | NoSettings | 0 | 12022.4 | 21510.4 | 28674.3 | 32369.2 | 33820.1 | 33462 | 34917.3 | 55301.8 | 53571.4 | 51781.6 | 48976.9 | 50717.3 | 52359.4 | 53784.2 | 54581.2 | 55124.1 | 53252.6 | 52047.8 | 50836.6 | 49749 | 48840.4 | 47486.5 | 46248.2 | 44720.2 | 43582.7 | 41965.8 | 41574.7 | 41258.5 | 40868.6 | 40293
Industrial Sector Energy Related Emissions before CCS[petroleum diesel if,chemicals 20,PM10] | NoSettings | 0 | 1812.95 | 3243.71 | 4324.01 | 4881.19 | 5099.97 | 5045.98 | 5265.43 | 8339.36 | 8078.42 | 7808.52 | 7385.58 | 7648.03 | 7895.65 | 8110.51 | 8230.7 | 8312.56 | 8030.35 | 7848.66 | 7666.02 | 7502.01 | 7365 | 7160.84 | 6974.1 | 6743.69 | 6572.16 | 6328.32 | 6269.36 | 6221.66 | 6162.88 | 6076.07
Industrial Sector Energy Related Emissions before CCS[petroleum diesel if,chemicals 20,PM25] | NoSettings | 0 | 1221.61 | 2185.68 | 2913.61 | 3289.05 | 3436.47 | 3400.09 | 3547.96 | 5619.24 | 5443.41 | 5261.55 | 4976.56 | 5153.41 | 5320.26 | 5465.03 | 5546.02 | 5601.18 | 5411.02 | 5288.6 | 5165.53 | 5055.02 | 4962.7 | 4825.13 | 4699.3 | 4544.04 | 4428.46 | 4264.16 | 4224.43 | 4192.29 | 4152.68 | 4094.19
Industrial Sector Energy Related Emissions before CCS[petroleum diesel if,chemicals 20,SOx] | NoSettings | 0 | 121.038 | 216.561 | 288.685 | 325.884 | 340.491 | 336.886 | 351.537 | 556.763 | 539.342 | 521.322 | 493.085 | 510.608 | 527.139 | 541.484 | 549.508 | 554.973 | 536.132 | 524.002 | 511.808 | 500.858 | 491.712 | 478.081 | 465.614 | 450.23 | 438.778 | 422.499 | 418.562 | 415.378 | 411.454 | 405.658
Industrial Sector Energy Related Emissions before CCS[petroleum diesel if,chemicals 20,BC] | NoSettings | 0 | 122.232 | 218.696 | 291.532 | 329.098 | 343.849 | 340.208 | 355.004 | 562.253 | 544.661 | 526.464 | 497.948 | 515.643 | 532.338 | 546.824 | 554.927 | 560.446 | 541.419 | 529.17 | 516.856 | 505.798 | 496.561 | 482.796 | 470.205 | 454.671 | 443.106 | 426.666 | 422.69 | 419.475 | 415.511 | 409.659
Industrial Sector Energy Related Emissions before CCS[petroleum diesel if,chemicals 20,OC] | NoSettings | 0 | 305.342 | 546.314 | 728.261 | 822.102 | 858.95 | 849.857 | 886.817 | 1404.54 | 1360.59 | 1315.13 | 1243.9 | 1288.1 | 1329.81 | 1365.99 | 1386.23 | 1400.02 | 1352.49 | 1321.89 | 1291.13 | 1263.51 | 1240.43 | 1206.05 | 1174.6 | 1135.79 | 1106.9 | 1065.83 | 1055.9 | 1047.87 | 1037.97 | 1023.35
Industrial Sector Energy Related Emissions before CCS[petroleum diesel if,chemicals 20,CH4] | NoSettings | 0 | 716.204 | 1281.42 | 1708.2 | 1928.31 | 2014.74 | 1993.41 | 2080.1 | 3294.45 | 3191.37 | 3084.75 | 2917.66 | 3021.35 | 3119.17 | 3204.05 | 3251.53 | 3283.87 | 3172.38 | 3100.6 | 3028.45 | 2963.66 | 2909.54 | 2828.88 | 2755.11 | 2664.09 | 2596.32 | 2500 | 2476.7 | 2457.86 | 2434.64 | 2400.34
Industrial Sector Energy Related Emissions before CCS[petroleum diesel if,chemicals 20,N2O] | NoSettings | 0 | 143.241 | 256.285 | 341.639 | 385.662 | 402.948 | 398.682 | 416.02 | 658.891 | 638.274 | 616.949 | 583.533 | 604.269 | 623.834 | 640.809 | 650.305 | 656.773 | 634.476 | 620.121 | 605.691 | 592.732 | 581.907 | 565.776 | 551.022 | 532.817 | 519.264 | 499.999 | 495.34 | 491.572 | 486.927 | 480.069
Industrial Sector Energy Related Emissions before CCS[petroleum diesel if,chemicals 20,F gases] | NoSettings | 0 | 0 | 0 | 0 | 0 | 0 | 0 | 0 | 0 | 0 | 0 | 0 | 0 | 0 | 0 | 0 | 0 | 0 | 0 | 0 | 0 | 0 | 0 | 0 | 0 | 0 | 0 | 0 | 0 | 0 | 0
Industrial Sector Energy Related Emissions before CCS[petroleum diesel if,rubber and plastic products 22,CO2] | NoSettings | 0 | 0 | 0 | 0 | 0 | 0 | 0 | 0 | 0 | 0 | 0 | 0 | 0 | 0 | 0 | 0 | 0 | 0 | 0 | 0 | 0 | 0 | 0 | 0 | 0 | 0 | 0 | 0 | 0 | 0 | 0
Industrial Sector Energy Related Emissions before CCS[petroleum diesel if,rubber and plastic products 22,VOC] | NoSettings | 0 | 0 | 0 | 0 | 0 | 0 | 0 | 0 | 0 | 0 | 0 | 0 | 0 | 0 | 0 | 0 | 0 | 0 | 0 | 0 | 0 | 0 | 0 | 0 | 0 | 0 | 0 | 0 | 0 | 0 | 0
Industrial Sector Energy Related Emissions before CCS[petroleum diesel if,rubber and plastic products 22,CO] | NoSettings | 0 | 0 | 0 | 0 | 0 | 0 | 0 | 0 | 0 | 0 | 0 | 0 | 0 | 0 | 0 | 0 | 0 | 0 | 0 | 0 | 0 | 0 | 0 | 0 | 0 | 0 | 0 | 0 | 0 | 0 | 0
Industrial Sector Energy Related Emissions before CCS[petroleum diesel if,rubber and plastic products 22,NOx] | NoSettings | 0 | 0 | 0 | 0 | 0 | 0 | 0 | 0 | 0 | 0 | 0 | 0 | 0 | 0 | 0 | 0 | 0 | 0 | 0 | 0 | 0 | 0 | 0 | 0 | 0 | 0 | 0 | 0 | 0 | 0 | 0
Industrial Sector Energy Related Emissions before CCS[petroleum diesel if,rubber and plastic products 22,PM10] | NoSettings | 0 | 0 | 0 | 0 | 0 | 0 | 0 | 0 | 0 | 0 | 0 | 0 | 0 | 0 | 0 | 0 | 0 | 0 | 0 | 0 | 0 | 0 | 0 | 0 | 0 | 0 | 0 | 0 | 0 | 0 | 0
Industrial Sector Energy Related Emissions before CCS[petroleum diesel if,rubber and plastic products 22,PM25] | NoSettings | 0 | 0 | 0 | 0 | 0 | 0 | 0 | 0 | 0 | 0 | 0 | 0 | 0 | 0 | 0 | 0 | 0 | 0 | 0 | 0 | 0 | 0 | 0 | 0 | 0 | 0 | 0 | 0 | 0 | 0 | 0
Industrial Sector Energy Related Emissions before CCS[petroleum diesel if,rubber and plastic products 22,SOx] | NoSettings | 0 | 0 | 0 | 0 | 0 | 0 | 0 | 0 | 0 | 0 | 0 | 0 | 0 | 0 | 0 | 0 | 0 | 0 | 0 | 0 | 0 | 0 | 0 | 0 | 0 | 0 | 0 | 0 | 0 | 0 | 0
Industrial Sector Energy Related Emissions before CCS[petroleum diesel if,rubber and plastic products 22,BC] | NoSettings | 0 | 0 | 0 | 0 | 0 | 0 | 0 | 0 | 0 | 0 | 0 | 0 | 0 | 0 | 0 | 0 | 0 | 0 | 0 | 0 | 0 | 0 | 0 | 0 | 0 | 0 | 0 | 0 | 0 | 0 | 0
Industrial Sector Energy Related Emissions before CCS[petroleum diesel if,rubber and plastic products 22,OC] | NoSettings | 0 | 0 | 0 | 0 | 0 | 0 | 0 | 0 | 0 | 0 | 0 | 0 | 0 | 0 | 0 | 0 | 0 | 0 | 0 | 0 | 0 | 0 | 0 | 0 | 0 | 0 | 0 | 0 | 0 | 0 | 0
Industrial Sector Energy Related Emissions before CCS[petroleum diesel if,rubber and plastic products 22,CH4] | NoSettings | 0 | 0 | 0 | 0 | 0 | 0 | 0 | 0 | 0 | 0 | 0 | 0 | 0 | 0 | 0 | 0 | 0 | 0 | 0 | 0 | 0 | 0 | 0 | 0 | 0 | 0 | 0 | 0 | 0 | 0 | 0
Industrial Sector Energy Related Emissions before CCS[petroleum diesel if,rubber and plastic products 22,N2O] | NoSettings | 0 | 0 | 0 | 0 | 0 | 0 | 0 | 0 | 0 | 0 | 0 | 0 | 0 | 0 | 0 | 0 | 0 | 0 | 0 | 0 | 0 | 0 | 0 | 0 | 0 | 0 | 0 | 0 | 0 | 0 | 0
Industrial Sector Energy Related Emissions before CCS[petroleum diesel if,rubber and plastic products 22,F gases] | NoSettings | 0 | 0 | 0 | 0 | 0 | 0 | 0 | 0 | 0 | 0 | 0 | 0 | 0 | 0 | 0 | 0 | 0 | 0 | 0 | 0 | 0 | 0 | 0 | 0 | 0 | 0 | 0 | 0 | 0 | 0 | 0
Industrial Sector Energy Related Emissions before CCS[petroleum diesel if,glass and glass products 231,CO2] | NoSettings | 0 | 0 | 0 | 0 | 0 | 0 | 0 | 0 | 0 | 0 | 0 | 0 | 0 | 0 | 0 | 0 | 0 | 0 | 0 | 0 | 0 | 0 | 0 | 0 | 0 | 0 | 0 | 0 | 0 | 0 | 0
Industrial Sector Energy Related Emissions before CCS[petroleum diesel if,glass and glass products 231,VOC] | NoSettings | 0 | 0 | 0 | 0 | 0 | 0 | 0 | 0 | 0 | 0 | 0 | 0 | 0 | 0 | 0 | 0 | 0 | 0 | 0 | 0 | 0 | 0 | 0 | 0 | 0 | 0 | 0 | 0 | 0 | 0 | 0
Industrial Sector Energy Related Emissions before CCS[petroleum diesel if,glass and glass products 231,CO] | NoSettings | 0 | 0 | 0 | 0 | 0 | 0 | 0 | 0 | 0 | 0 | 0 | 0 | 0 | 0 | 0 | 0 | 0 | 0 | 0 | 0 | 0 | 0 | 0 | 0 | 0 | 0 | 0 | 0 | 0 | 0 | 0
Industrial Sector Energy Related Emissions before CCS[petroleum diesel if,glass and glass products 231,NOx] | NoSettings | 0 | 0 | 0 | 0 | 0 | 0 | 0 | 0 | 0 | 0 | 0 | 0 | 0 | 0 | 0 | 0 | 0 | 0 | 0 | 0 | 0 | 0 | 0 | 0 | 0 | 0 | 0 | 0 | 0 | 0 | 0
Industrial Sector Energy Related Emissions before CCS[petroleum diesel if,glass and glass products 231,PM10] | NoSettings | 0 | 0 | 0 | 0 | 0 | 0 | 0 | 0 | 0 | 0 | 0 | 0 | 0 | 0 | 0 | 0 | 0 | 0 | 0 | 0 | 0 | 0 | 0 | 0 | 0 | 0 | 0 | 0 | 0 | 0 | 0
Industrial Sector Energy Related Emissions before CCS[petroleum diesel if,glass and glass products 231,PM25] | NoSettings | 0 | 0 | 0 | 0 | 0 | 0 | 0 | 0 | 0 | 0 | 0 | 0 | 0 | 0 | 0 | 0 | 0 | 0 | 0 | 0 | 0 | 0 | 0 | 0 | 0 | 0 | 0 | 0 | 0 | 0 | 0
Industrial Sector Energy Related Emissions before CCS[petroleum diesel if,glass and glass products 231,SOx] | NoSettings | 0 | 0 | 0 | 0 | 0 | 0 | 0 | 0 | 0 | 0 | 0 | 0 | 0 | 0 | 0 | 0 | 0 | 0 | 0 | 0 | 0 | 0 | 0 | 0 | 0 | 0 | 0 | 0 | 0 | 0 | 0
Industrial Sector Energy Related Emissions before CCS[petroleum diesel if,glass and glass products 231,BC] | NoSettings | 0 | 0 | 0 | 0 | 0 | 0 | 0 | 0 | 0 | 0 | 0 | 0 | 0 | 0 | 0 | 0 | 0 | 0 | 0 | 0 | 0 | 0 | 0 | 0 | 0 | 0 | 0 | 0 | 0 | 0 | 0
Industrial Sector Energy Related Emissions before CCS[petroleum diesel if,glass and glass products 231,OC] | NoSettings | 0 | 0 | 0 | 0 | 0 | 0 | 0 | 0 | 0 | 0 | 0 | 0 | 0 | 0 | 0 | 0 | 0 | 0 | 0 | 0 | 0 | 0 | 0 | 0 | 0 | 0 | 0 | 0 | 0 | 0 | 0
Industrial Sector Energy Related Emissions before CCS[petroleum diesel if,glass and glass products 231,CH4] | NoSettings | 0 | 0 | 0 | 0 | 0 | 0 | 0 | 0 | 0 | 0 | 0 | 0 | 0 | 0 | 0 | 0 | 0 | 0 | 0 | 0 | 0 | 0 | 0 | 0 | 0 | 0 | 0 | 0 | 0 | 0 | 0
Industrial Sector Energy Related Emissions before CCS[petroleum diesel if,glass and glass products 231,N2O] | NoSettings | 0 | 0 | 0 | 0 | 0 | 0 | 0 | 0 | 0 | 0 | 0 | 0 | 0 | 0 | 0 | 0 | 0 | 0 | 0 | 0 | 0 | 0 | 0 | 0 | 0 | 0 | 0 | 0 | 0 | 0 | 0
Industrial Sector Energy Related Emissions before CCS[petroleum diesel if,glass and glass products 231,F gases] | NoSettings | 0 | 0 | 0 | 0 | 0 | 0 | 0 | 0 | 0 | 0 | 0 | 0 | 0 | 0 | 0 | 0 | 0 | 0 | 0 | 0 | 0 | 0 | 0 | 0 | 0 | 0 | 0 | 0 | 0 | 0 | 0
Industrial Sector Energy Related Emissions before CCS[petroleum diesel if,cement and other nonmetallic minerals 239,CO2] | NoSettings | 129990000000 | 127448000000 | 125004000000 | 122563000000 | 120106000000 | 117639000000 | 115161000000 | 112690000000 | 110351000000 | 108553000000 | 106718000000 | 104832000000 | 102989000000 | 101131000000 | 99252700000 | 97352200000 | 97938200000 | 97854500000 | 97775500000 | 97698200000 | 97623800000 | 97566600000 | 97514600000 | 97470600000 | 97404500000 | 97384600000 | 97333800000 | 97313300000 | 97292300000 | 97270500000 | 97248700000
Industrial Sector Energy Related Emissions before CCS[petroleum diesel if,cement and other nonmetallic minerals 239,VOC] | NoSettings | 1295740 | 1270400 | 1246040 | 1221710 | 1197210 | 1172630 | 1147930 | 1123290 | 1099980 | 1082060 | 1063760 | 1044970 | 1026600 | 1008070 | 989352 | 970409 | 976250 | 975416 | 974628 | 973857 | 973116 | 972546 | 972027 | 971589 | 970930 | 970731 | 970225 | 970021 | 969811 | 969594 | 969377
Industrial Sector Energy Related Emissions before CCS[petroleum diesel if,cement and other nonmetallic minerals 239,CO] | NoSettings | 33798300 | 33137500 | 32502000 | 31867400 | 31228400 | 30587000 | 29942800 | 29300200 | 28692200 | 28224600 | 27747400 | 27257200 | 26778000 | 26294800 | 25806500 | 25312400 | 25464700 | 25443000 | 25422400 | 25402300 | 25383000 | 25368100 | 25354600 | 25343100 | 25325900 | 25320800 | 25307600 | 25302200 | 25296800 | 25291100 | 25285400
Industrial Sector Energy Related Emissions before CCS[petroleum diesel if,cement and other nonmetallic minerals 239,NOx] | NoSettings | 87235400 | 85529700 | 83889400 | 82251500 | 80602300 | 78946900 | 77284000 | 75625500 | 74056300 | 72849300 | 71617700 | 70352400 | 69115400 | 67868400 | 66608000 | 65332600 | 65725900 | 65669700 | 65616700 | 65564800 | 65514900 | 65476500 | 65441600 | 65412100 | 65367700 | 65354400 | 65320300 | 65306500 | 65292400 | 65277800 | 65263200
Industrial Sector Energy Related Emissions before CCS[petroleum diesel if,cement and other nonmetallic minerals 239,PM10] | NoSettings | 13154900 | 12897600 | 12650300 | 12403300 | 12154600 | 11905000 | 11654200 | 11404100 | 11167500 | 10985500 | 10799700 | 10608900 | 10422400 | 10234400 | 10044300 | 9851980 | 9911280 | 9902820 | 9894820 | 9886990 | 9879470 | 9873680 | 9868410 | 9863970 | 9857270 | 9855260 | 9850120 | 9848040 | 9845920 | 9843720 | 9841510
Industrial Sector Energy Related Emissions before CCS[petroleum diesel if,cement and other nonmetallic minerals 239,PM25] | NoSettings | 8864030 | 8690710 | 8524040 | 8357610 | 8190040 | 8021830 | 7852860 | 7684340 | 7524900 | 7402250 | 7277100 | 7148530 | 7022850 | 6896130 | 6768070 | 6638480 | 6678430 | 6672730 | 6667340 | 6662070 | 6657000 | 6653100 | 6649550 | 6646550 | 6642040 | 6640680 | 6637220 | 6635820 | 6634390 | 6632910 | 6631420
Industrial Sector Energy Related Emissions before CCS[petroleum diesel if,cement and other nonmetallic minerals 239,SOx] | NoSettings | 878261 | 861089 | 844574 | 828084 | 811481 | 794814 | 778073 | 761376 | 745578 | 733426 | 721026 | 708288 | 695834 | 683279 | 670590 | 657750 | 661709 | 661144 | 660610 | 660088 | 659585 | 659199 | 658847 | 658550 | 658103 | 657969 | 657626 | 657487 | 657345 | 657198 | 657051
Industrial Sector Energy Related Emissions before CCS[petroleum diesel if,cement and other nonmetallic minerals 239,BC] | NoSettings | 886922 | 869581 | 852904 | 836251 | 819484 | 802653 | 785747 | 768885 | 752931 | 740659 | 728137 | 715273 | 702697 | 690018 | 677204 | 664237 | 668235 | 667664 | 667125 | 666597 | 666090 | 665700 | 665345 | 665045 | 664593 | 664458 | 664112 | 663971 | 663828 | 663680 | 663531
Industrial Sector Energy Related Emissions before CCS[petroleum diesel if,cement and other nonmetallic minerals 239,OC] | NoSettings | 2215570 | 2172250 | 2130590 | 2088990 | 2047110 | 2005060 | 1962830 | 1920710 | 1880860 | 1850200 | 1818920 | 1786780 | 1755370 | 1723700 | 1691690 | 1659290 | 1669280 | 1667860 | 1666510 | 1665190 | 1663920 | 1662950 | 1662060 | 1661310 | 1660190 | 1659850 | 1658980 | 1658630 | 1658270 | 1657900 | 1657530
Industrial Sector Energy Related Emissions before CCS[petroleum diesel if,cement and other nonmetallic minerals 239,CH4] | NoSettings | 5196810 | 5095200 | 4997480 | 4899910 | 4801660 | 4703040 | 4603980 | 4505180 | 4411700 | 4339800 | 4266430 | 4191050 | 4117360 | 4043070 | 3967990 | 3892010 | 3915440 | 3912100 | 3908940 | 3905840 | 3902870 | 3900580 | 3898500 | 3896750 | 3894100 | 3893310 | 3891280 | 3890460 | 3889620 | 3888750 | 3887870
Industrial Sector Energy Related Emissions before CCS[petroleum diesel if,cement and other nonmetallic minerals 239,N2O] | NoSettings | 1039360 | 1019040 | 999496 | 979982 | 960333 | 940609 | 920797 | 901037 | 882341 | 867960 | 853285 | 838210 | 823473 | 808614 | 793598 | 778403 | 783088 | 782419 | 781787 | 781169 | 780574 | 780117 | 779701 | 779349 | 778820 | 778662 | 778256 | 778091 | 777924 | 777750 | 777575
Industrial Sector Energy Related Emissions before CCS[petroleum diesel if,cement and other nonmetallic minerals 239,F gases] | NoSettings | 0 | 0 | 0 | 0 | 0 | 0 | 0 | 0 | 0 | 0 | 0 | 0 | 0 | 0 | 0 | 0 | 0 | 0 | 0 | 0 | 0 | 0 | 0 | 0 | 0 | 0 | 0 | 0 | 0 | 0 | 0
Industrial Sector Energy Related Emissions before CCS[petroleum diesel if,iron and steel 241,CO2] | NoSettings | 0 | 0 | 0 | 0 | 0 | 0 | 0 | 0 | 0 | 0 | 0 | 0 | 0 | 0 | 0 | 0 | 0 | 0 | 0 | 0 | 0 | 0 | 0 | 0 | 0 | 0 | 0 | 0 | 0 | 0 | 0
Industrial Sector Energy Related Emissions before CCS[petroleum diesel if,iron and steel 241,VOC] | NoSettings | 0 | 0 | 0 | 0 | 0 | 0 | 0 | 0 | 0 | 0 | 0 | 0 | 0 | 0 | 0 | 0 | 0 | 0 | 0 | 0 | 0 | 0 | 0 | 0 | 0 | 0 | 0 | 0 | 0 | 0 | 0
Industrial Sector Energy Related Emissions before CCS[petroleum diesel if,iron and steel 241,CO] | NoSettings | 0 | 0 | 0 | 0 | 0 | 0 | 0 | 0 | 0 | 0 | 0 | 0 | 0 | 0 | 0 | 0 | 0 | 0 | 0 | 0 | 0 | 0 | 0 | 0 | 0 | 0 | 0 | 0 | 0 | 0 | 0
Industrial Sector Energy Related Emissions before CCS[petroleum diesel if,iron and steel 241,NOx] | NoSettings | 0 | 0 | 0 | 0 | 0 | 0 | 0 | 0 | 0 | 0 | 0 | 0 | 0 | 0 | 0 | 0 | 0 | 0 | 0 | 0 | 0 | 0 | 0 | 0 | 0 | 0 | 0 | 0 | 0 | 0 | 0
Industrial Sector Energy Related Emissions before CCS[petroleum diesel if,iron and steel 241,PM10] | NoSettings | 0 | 0 | 0 | 0 | 0 | 0 | 0 | 0 | 0 | 0 | 0 | 0 | 0 | 0 | 0 | 0 | 0 | 0 | 0 | 0 | 0 | 0 | 0 | 0 | 0 | 0 | 0 | 0 | 0 | 0 | 0
Industrial Sector Energy Related Emissions before CCS[petroleum diesel if,iron and steel 241,PM25] | NoSettings | 0 | 0 | 0 | 0 | 0 | 0 | 0 | 0 | 0 | 0 | 0 | 0 | 0 | 0 | 0 | 0 | 0 | 0 | 0 | 0 | 0 | 0 | 0 | 0 | 0 | 0 | 0 | 0 | 0 | 0 | 0
Industrial Sector Energy Related Emissions before CCS[petroleum diesel if,iron and steel 241,SOx] | NoSettings | 0 | 0 | 0 | 0 | 0 | 0 | 0 | 0 | 0 | 0 | 0 | 0 | 0 | 0 | 0 | 0 | 0 | 0 | 0 | 0 | 0 | 0 | 0 | 0 | 0 | 0 | 0 | 0 | 0 | 0 | 0
Industrial Sector Energy Related Emissions before CCS[petroleum diesel if,iron and steel 241,BC] | NoSettings | 0 | 0 | 0 | 0 | 0 | 0 | 0 | 0 | 0 | 0 | 0 | 0 | 0 | 0 | 0 | 0 | 0 | 0 | 0 | 0 | 0 | 0 | 0 | 0 | 0 | 0 | 0 | 0 | 0 | 0 | 0
Industrial Sector Energy Related Emissions before CCS[petroleum diesel if,iron and steel 241,OC] | NoSettings | 0 | 0 | 0 | 0 | 0 | 0 | 0 | 0 | 0 | 0 | 0 | 0 | 0 | 0 | 0 | 0 | 0 | 0 | 0 | 0 | 0 | 0 | 0 | 0 | 0 | 0 | 0 | 0 | 0 | 0 | 0
Industrial Sector Energy Related Emissions before CCS[petroleum diesel if,iron and steel 241,CH4] | NoSettings | 0 | 0 | 0 | 0 | 0 | 0 | 0 | 0 | 0 | 0 | 0 | 0 | 0 | 0 | 0 | 0 | 0 | 0 | 0 | 0 | 0 | 0 | 0 | 0 | 0 | 0 | 0 | 0 | 0 | 0 | 0
Industrial Sector Energy Related Emissions before CCS[petroleum diesel if,iron and steel 241,N2O] | NoSettings | 0 | 0 | 0 | 0 | 0 | 0 | 0 | 0 | 0 | 0 | 0 | 0 | 0 | 0 | 0 | 0 | 0 | 0 | 0 | 0 | 0 | 0 | 0 | 0 | 0 | 0 | 0 | 0 | 0 | 0 | 0
Industrial Sector Energy Related Emissions before CCS[petroleum diesel if,iron and steel 241,F gases] | NoSettings | 0 | 0 | 0 | 0 | 0 | 0 | 0 | 0 | 0 | 0 | 0 | 0 | 0 | 0 | 0 | 0 | 0 | 0 | 0 | 0 | 0 | 0 | 0 | 0 | 0 | 0 | 0 | 0 | 0 | 0 | 0
Industrial Sector Energy Related Emissions before CCS[petroleum diesel if,other metals 242,CO2] | NoSettings | 0 | 0 | 0 | 0 | 0 | 0 | 0 | 0 | 0 | 0 | 0 | 0 | 0 | 0 | 0 | 0 | 0 | 0 | 0 | 0 | 0 | 0 | 0 | 0 | 0 | 0 | 0 | 0 | 0 | 0 | 0
Industrial Sector Energy Related Emissions before CCS[petroleum diesel if,other metals 242,VOC] | NoSettings | 0 | 0 | 0 | 0 | 0 | 0 | 0 | 0 | 0 | 0 | 0 | 0 | 0 | 0 | 0 | 0 | 0 | 0 | 0 | 0 | 0 | 0 | 0 | 0 | 0 | 0 | 0 | 0 | 0 | 0 | 0
Industrial Sector Energy Related Emissions before CCS[petroleum diesel if,other metals 242,CO] | NoSettings | 0 | 0 | 0 | 0 | 0 | 0 | 0 | 0 | 0 | 0 | 0 | 0 | 0 | 0 | 0 | 0 | 0 | 0 | 0 | 0 | 0 | 0 | 0 | 0 | 0 | 0 | 0 | 0 | 0 | 0 | 0
Industrial Sector Energy Related Emissions before CCS[petroleum diesel if,other metals 242,NOx] | NoSettings | 0 | 0 | 0 | 0 | 0 | 0 | 0 | 0 | 0 | 0 | 0 | 0 | 0 | 0 | 0 | 0 | 0 | 0 | 0 | 0 | 0 | 0 | 0 | 0 | 0 | 0 | 0 | 0 | 0 | 0 | 0
Industrial Sector Energy Related Emissions before CCS[petroleum diesel if,other metals 242,PM10] | NoSettings | 0 | 0 | 0 | 0 | 0 | 0 | 0 | 0 | 0 | 0 | 0 | 0 | 0 | 0 | 0 | 0 | 0 | 0 | 0 | 0 | 0 | 0 | 0 | 0 | 0 | 0 | 0 | 0 | 0 | 0 | 0
Industrial Sector Energy Related Emissions before CCS[petroleum diesel if,other metals 242,PM25] | NoSettings | 0 | 0 | 0 | 0 | 0 | 0 | 0 | 0 | 0 | 0 | 0 | 0 | 0 | 0 | 0 | 0 | 0 | 0 | 0 | 0 | 0 | 0 | 0 | 0 | 0 | 0 | 0 | 0 | 0 | 0 | 0
Industrial Sector Energy Related Emissions before CCS[petroleum diesel if,other metals 242,SOx] | NoSettings | 0 | 0 | 0 | 0 | 0 | 0 | 0 | 0 | 0 | 0 | 0 | 0 | 0 | 0 | 0 | 0 | 0 | 0 | 0 | 0 | 0 | 0 | 0 | 0 | 0 | 0 | 0 | 0 | 0 | 0 | 0
Industrial Sector Energy Related Emissions before CCS[petroleum diesel if,other metals 242,BC] | NoSettings | 0 | 0 | 0 | 0 | 0 | 0 | 0 | 0 | 0 | 0 | 0 | 0 | 0 | 0 | 0 | 0 | 0 | 0 | 0 | 0 | 0 | 0 | 0 | 0 | 0 | 0 | 0 | 0 | 0 | 0 | 0
Industrial Sector Energy Related Emissions before CCS[petroleum diesel if,other metals 242,OC] | NoSettings | 0 | 0 | 0 | 0 | 0 | 0 | 0 | 0 | 0 | 0 | 0 | 0 | 0 | 0 | 0 | 0 | 0 | 0 | 0 | 0 | 0 | 0 | 0 | 0 | 0 | 0 | 0 | 0 | 0 | 0 | 0
Industrial Sector Energy Related Emissions before CCS[petroleum diesel if,other metals 242,CH4] | NoSettings | 0 | 0 | 0 | 0 | 0 | 0 | 0 | 0 | 0 | 0 | 0 | 0 | 0 | 0 | 0 | 0 | 0 | 0 | 0 | 0 | 0 | 0 | 0 | 0 | 0 | 0 | 0 | 0 | 0 | 0 | 0
Industrial Sector Energy Related Emissions before CCS[petroleum diesel if,other metals 242,N2O] | NoSettings | 0 | 0 | 0 | 0 | 0 | 0 | 0 | 0 | 0 | 0 | 0 | 0 | 0 | 0 | 0 | 0 | 0 | 0 | 0 | 0 | 0 | 0 | 0 | 0 | 0 | 0 | 0 | 0 | 0 | 0 | 0
Industrial Sector Energy Related Emissions before CCS[petroleum diesel if,other metals 242,F gases] | NoSettings | 0 | 0 | 0 | 0 | 0 | 0 | 0 | 0 | 0 | 0 | 0 | 0 | 0 | 0 | 0 | 0 | 0 | 0 | 0 | 0 | 0 | 0 | 0 | 0 | 0 | 0 | 0 | 0 | 0 | 0 | 0
Industrial Sector Energy Related Emissions before CCS[petroleum diesel if,metal products except machinery and vehicles 25,CO2] | NoSettings | 0 | 0 | 0 | 0 | 0 | 0 | 0 | 0 | 0 | 0 | 0 | 0 | 0 | 0 | 0 | 0 | 0 | 0 | 0 | 0 | 0 | 0 | 0 | 0 | 0 | 0 | 0 | 0 | 0 | 0 | 0
Industrial Sector Energy Related Emissions before CCS[petroleum diesel if,metal products except machinery and vehicles 25,VOC] | NoSettings | 0 | 0 | 0 | 0 | 0 | 0 | 0 | 0 | 0 | 0 | 0 | 0 | 0 | 0 | 0 | 0 | 0 | 0 | 0 | 0 | 0 | 0 | 0 | 0 | 0 | 0 | 0 | 0 | 0 | 0 | 0
Industrial Sector Energy Related Emissions before CCS[petroleum diesel if,metal products except machinery and vehicles 25,CO] | NoSettings | 0 | 0 | 0 | 0 | 0 | 0 | 0 | 0 | 0 | 0 | 0 | 0 | 0 | 0 | 0 | 0 | 0 | 0 | 0 | 0 | 0 | 0 | 0 | 0 | 0 | 0 | 0 | 0 | 0 | 0 | 0
Industrial Sector Energy Related Emissions before CCS[petroleum diesel if,metal products except machinery and vehicles 25,NOx] | NoSettings | 0 | 0 | 0 | 0 | 0 | 0 | 0 | 0 | 0 | 0 | 0 | 0 | 0 | 0 | 0 | 0 | 0 | 0 | 0 | 0 | 0 | 0 | 0 | 0 | 0 | 0 | 0 | 0 | 0 | 0 | 0
Industrial Sector Energy Related Emissions before CCS[petroleum diesel if,metal products except machinery and vehicles 25,PM10] | NoSettings | 0 | 0 | 0 | 0 | 0 | 0 | 0 | 0 | 0 | 0 | 0 | 0 | 0 | 0 | 0 | 0 | 0 | 0 | 0 | 0 | 0 | 0 | 0 | 0 | 0 | 0 | 0 | 0 | 0 | 0 | 0
Industrial Sector Energy Related Emissions before CCS[petroleum diesel if,metal products except machinery and vehicles 25,PM25] | NoSettings | 0 | 0 | 0 | 0 | 0 | 0 | 0 | 0 | 0 | 0 | 0 | 0 | 0 | 0 | 0 | 0 | 0 | 0 | 0 | 0 | 0 | 0 | 0 | 0 | 0 | 0 | 0 | 0 | 0 | 0 | 0
Industrial Sector Energy Related Emissions before CCS[petroleum diesel if,metal products except machinery and vehicles 25,SOx] | NoSettings | 0 | 0 | 0 | 0 | 0 | 0 | 0 | 0 | 0 | 0 | 0 | 0 | 0 | 0 | 0 | 0 | 0 | 0 | 0 | 0 | 0 | 0 | 0 | 0 | 0 | 0 | 0 | 0 | 0 | 0 | 0
Industrial Sector Energy Related Emissions before CCS[petroleum diesel if,metal products except machinery and vehicles 25,BC] | NoSettings | 0 | 0 | 0 | 0 | 0 | 0 | 0 | 0 | 0 | 0 | 0 | 0 | 0 | 0 | 0 | 0 | 0 | 0 | 0 | 0 | 0 | 0 | 0 | 0 | 0 | 0 | 0 | 0 | 0 | 0 | 0
Industrial Sector Energy Related Emissions before CCS[petroleum diesel if,metal products except machinery and vehicles 25,OC] | NoSettings | 0 | 0 | 0 | 0 | 0 | 0 | 0 | 0 | 0 | 0 | 0 | 0 | 0 | 0 | 0 | 0 | 0 | 0 | 0 | 0 | 0 | 0 | 0 | 0 | 0 | 0 | 0 | 0 | 0 | 0 | 0
Industrial Sector Energy Related Emissions before CCS[petroleum diesel if,metal products except machinery and vehicles 25,CH4] | NoSettings | 0 | 0 | 0 | 0 | 0 | 0 | 0 | 0 | 0 | 0 | 0 | 0 | 0 | 0 | 0 | 0 | 0 | 0 | 0 | 0 | 0 | 0 | 0 | 0 | 0 | 0 | 0 | 0 | 0 | 0 | 0
Industrial Sector Energy Related Emissions before CCS[petroleum diesel if,metal products except machinery and vehicles 25,N2O] | NoSettings | 0 | 0 | 0 | 0 | 0 | 0 | 0 | 0 | 0 | 0 | 0 | 0 | 0 | 0 | 0 | 0 | 0 | 0 | 0 | 0 | 0 | 0 | 0 | 0 | 0 | 0 | 0 | 0 | 0 | 0 | 0
Industrial Sector Energy Related Emissions before CCS[petroleum diesel if,metal products except machinery and vehicles 25,F gases] | NoSettings | 0 | 0 | 0 | 0 | 0 | 0 | 0 | 0 | 0 | 0 | 0 | 0 | 0 | 0 | 0 | 0 | 0 | 0 | 0 | 0 | 0 | 0 | 0 | 0 | 0 | 0 | 0 | 0 | 0 | 0 | 0
Industrial Sector Energy Related Emissions before CCS[petroleum diesel if,computers and electronics 26,CO2] | NoSettings | 0 | 0 | 0 | 0 | 0 | 0 | 0 | 0 | 0 | 0 | 0 | 0 | 0 | 0 | 0 | 0 | 0 | 0 | 0 | 0 | 0 | 0 | 0 | 0 | 0 | 0 | 0 | 0 | 0 | 0 | 0
Industrial Sector Energy Related Emissions before CCS[petroleum diesel if,computers and electronics 26,VOC] | NoSettings | 0 | 0 | 0 | 0 | 0 | 0 | 0 | 0 | 0 | 0 | 0 | 0 | 0 | 0 | 0 | 0 | 0 | 0 | 0 | 0 | 0 | 0 | 0 | 0 | 0 | 0 | 0 | 0 | 0 | 0 | 0
Industrial Sector Energy Related Emissions before CCS[petroleum diesel if,computers and electronics 26,CO] | NoSettings | 0 | 0 | 0 | 0 | 0 | 0 | 0 | 0 | 0 | 0 | 0 | 0 | 0 | 0 | 0 | 0 | 0 | 0 | 0 | 0 | 0 | 0 | 0 | 0 | 0 | 0 | 0 | 0 | 0 | 0 | 0
Industrial Sector Energy Related Emissions before CCS[petroleum diesel if,computers and electronics 26,NOx] | NoSettings | 0 | 0 | 0 | 0 | 0 | 0 | 0 | 0 | 0 | 0 | 0 | 0 | 0 | 0 | 0 | 0 | 0 | 0 | 0 | 0 | 0 | 0 | 0 | 0 | 0 | 0 | 0 | 0 | 0 | 0 | 0
Industrial Sector Energy Related Emissions before CCS[petroleum diesel if,computers and electronics 26,PM10] | NoSettings | 0 | 0 | 0 | 0 | 0 | 0 | 0 | 0 | 0 | 0 | 0 | 0 | 0 | 0 | 0 | 0 | 0 | 0 | 0 | 0 | 0 | 0 | 0 | 0 | 0 | 0 | 0 | 0 | 0 | 0 | 0
Industrial Sector Energy Related Emissions before CCS[petroleum diesel if,computers and electronics 26,PM25] | NoSettings | 0 | 0 | 0 | 0 | 0 | 0 | 0 | 0 | 0 | 0 | 0 | 0 | 0 | 0 | 0 | 0 | 0 | 0 | 0 | 0 | 0 | 0 | 0 | 0 | 0 | 0 | 0 | 0 | 0 | 0 | 0
Industrial Sector Energy Related Emissions before CCS[petroleum diesel if,computers and electronics 26,SOx] | NoSettings | 0 | 0 | 0 | 0 | 0 | 0 | 0 | 0 | 0 | 0 | 0 | 0 | 0 | 0 | 0 | 0 | 0 | 0 | 0 | 0 | 0 | 0 | 0 | 0 | 0 | 0 | 0 | 0 | 0 | 0 | 0
Industrial Sector Energy Related Emissions before CCS[petroleum diesel if,computers and electronics 26,BC] | NoSettings | 0 | 0 | 0 | 0 | 0 | 0 | 0 | 0 | 0 | 0 | 0 | 0 | 0 | 0 | 0 | 0 | 0 | 0 | 0 | 0 | 0 | 0 | 0 | 0 | 0 | 0 | 0 | 0 | 0 | 0 | 0
Industrial Sector Energy Related Emissions before CCS[petroleum diesel if,computers and electronics 26,OC] | NoSettings | 0 | 0 | 0 | 0 | 0 | 0 | 0 | 0 | 0 | 0 | 0 | 0 | 0 | 0 | 0 | 0 | 0 | 0 | 0 | 0 | 0 | 0 | 0 | 0 | 0 | 0 | 0 | 0 | 0 | 0 | 0
Industrial Sector Energy Related Emissions before CCS[petroleum diesel if,computers and electronics 26,CH4] | NoSettings | 0 | 0 | 0 | 0 | 0 | 0 | 0 | 0 | 0 | 0 | 0 | 0 | 0 | 0 | 0 | 0 | 0 | 0 | 0 | 0 | 0 | 0 | 0 | 0 | 0 | 0 | 0 | 0 | 0 | 0 | 0
Industrial Sector Energy Related Emissions before CCS[petroleum diesel if,computers and electronics 26,N2O] | NoSettings | 0 | 0 | 0 | 0 | 0 | 0 | 0 | 0 | 0 | 0 | 0 | 0 | 0 | 0 | 0 | 0 | 0 | 0 | 0 | 0 | 0 | 0 | 0 | 0 | 0 | 0 | 0 | 0 | 0 | 0 | 0
Industrial Sector Energy Related Emissions before CCS[petroleum diesel if,computers and electronics 26,F gases] | NoSettings | 0 | 0 | 0 | 0 | 0 | 0 | 0 | 0 | 0 | 0 | 0 | 0 | 0 | 0 | 0 | 0 | 0 | 0 | 0 | 0 | 0 | 0 | 0 | 0 | 0 | 0 | 0 | 0 | 0 | 0 | 0
Industrial Sector Energy Related Emissions before CCS[petroleum diesel if,appliances and electrical equipment 27,CO2] | NoSettings | 0 | 0 | 0 | 0 | 0 | 0 | 0 | 0 | 0 | 0 | 0 | 0 | 0 | 0 | 0 | 0 | 0 | 0 | 0 | 0 | 0 | 0 | 0 | 0 | 0 | 0 | 0 | 0 | 0 | 0 | 0
Industrial Sector Energy Related Emissions before CCS[petroleum diesel if,appliances and electrical equipment 27,VOC] | NoSettings | 0 | 0 | 0 | 0 | 0 | 0 | 0 | 0 | 0 | 0 | 0 | 0 | 0 | 0 | 0 | 0 | 0 | 0 | 0 | 0 | 0 | 0 | 0 | 0 | 0 | 0 | 0 | 0 | 0 | 0 | 0
Industrial Sector Energy Related Emissions before CCS[petroleum diesel if,appliances and electrical equipment 27,CO] | NoSettings | 0 | 0 | 0 | 0 | 0 | 0 | 0 | 0 | 0 | 0 | 0 | 0 | 0 | 0 | 0 | 0 | 0 | 0 | 0 | 0 | 0 | 0 | 0 | 0 | 0 | 0 | 0 | 0 | 0 | 0 | 0
Industrial Sector Energy Related Emissions before CCS[petroleum diesel if,appliances and electrical equipment 27,NOx] | NoSettings | 0 | 0 | 0 | 0 | 0 | 0 | 0 | 0 | 0 | 0 | 0 | 0 | 0 | 0 | 0 | 0 | 0 | 0 | 0 | 0 | 0 | 0 | 0 | 0 | 0 | 0 | 0 | 0 | 0 | 0 | 0
Industrial Sector Energy Related Emissions before CCS[petroleum diesel if,appliances and electrical equipment 27,PM10] | NoSettings | 0 | 0 | 0 | 0 | 0 | 0 | 0 | 0 | 0 | 0 | 0 | 0 | 0 | 0 | 0 | 0 | 0 | 0 | 0 | 0 | 0 | 0 | 0 | 0 | 0 | 0 | 0 | 0 | 0 | 0 | 0
Industrial Sector Energy Related Emissions before CCS[petroleum diesel if,appliances and electrical equipment 27,PM25] | NoSettings | 0 | 0 | 0 | 0 | 0 | 0 | 0 | 0 | 0 | 0 | 0 | 0 | 0 | 0 | 0 | 0 | 0 | 0 | 0 | 0 | 0 | 0 | 0 | 0 | 0 | 0 | 0 | 0 | 0 | 0 | 0
Industrial Sector Energy Related Emissions before CCS[petroleum diesel if,appliances and electrical equipment 27,SOx] | NoSettings | 0 | 0 | 0 | 0 | 0 | 0 | 0 | 0 | 0 | 0 | 0 | 0 | 0 | 0 | 0 | 0 | 0 | 0 | 0 | 0 | 0 | 0 | 0 | 0 | 0 | 0 | 0 | 0 | 0 | 0 | 0
Industrial Sector Energy Related Emissions before CCS[petroleum diesel if,appliances and electrical equipment 27,BC] | NoSettings | 0 | 0 | 0 | 0 | 0 | 0 | 0 | 0 | 0 | 0 | 0 | 0 | 0 | 0 | 0 | 0 | 0 | 0 | 0 | 0 | 0 | 0 | 0 | 0 | 0 | 0 | 0 | 0 | 0 | 0 | 0
Industrial Sector Energy Related Emissions before CCS[petroleum diesel if,appliances and electrical equipment 27,OC] | NoSettings | 0 | 0 | 0 | 0 | 0 | 0 | 0 | 0 | 0 | 0 | 0 | 0 | 0 | 0 | 0 | 0 | 0 | 0 | 0 | 0 | 0 | 0 | 0 | 0 | 0 | 0 | 0 | 0 | 0 | 0 | 0
Industrial Sector Energy Related Emissions before CCS[petroleum diesel if,appliances and electrical equipment 27,CH4] | NoSettings | 0 | 0 | 0 | 0 | 0 | 0 | 0 | 0 | 0 | 0 | 0 | 0 | 0 | 0 | 0 | 0 | 0 | 0 | 0 | 0 | 0 | 0 | 0 | 0 | 0 | 0 | 0 | 0 | 0 | 0 | 0
Industrial Sector Energy Related Emissions before CCS[petroleum diesel if,appliances and electrical equipment 27,N2O] | NoSettings | 0 | 0 | 0 | 0 | 0 | 0 | 0 | 0 | 0 | 0 | 0 | 0 | 0 | 0 | 0 | 0 | 0 | 0 | 0 | 0 | 0 | 0 | 0 | 0 | 0 | 0 | 0 | 0 | 0 | 0 | 0
Industrial Sector Energy Related Emissions before CCS[petroleum diesel if,appliances and electrical equipment 27,F gases] | NoSettings | 0 | 0 | 0 | 0 | 0 | 0 | 0 | 0 | 0 | 0 | 0 | 0 | 0 | 0 | 0 | 0 | 0 | 0 | 0 | 0 | 0 | 0 | 0 | 0 | 0 | 0 | 0 | 0 | 0 | 0 | 0
Industrial Sector Energy Related Emissions before CCS[petroleum diesel if,other machinery 28,CO2] | NoSettings | 0 | 0 | 0 | 0 | 0 | 0 | 0 | 0 | 0 | 0 | 0 | 0 | 0 | 0 | 0 | 0 | 0 | 0 | 0 | 0 | 0 | 0 | 0 | 0 | 0 | 0 | 0 | 0 | 0 | 0 | 0
Industrial Sector Energy Related Emissions before CCS[petroleum diesel if,other machinery 28,VOC] | NoSettings | 0 | 0 | 0 | 0 | 0 | 0 | 0 | 0 | 0 | 0 | 0 | 0 | 0 | 0 | 0 | 0 | 0 | 0 | 0 | 0 | 0 | 0 | 0 | 0 | 0 | 0 | 0 | 0 | 0 | 0 | 0
Industrial Sector Energy Related Emissions before CCS[petroleum diesel if,other machinery 28,CO] | NoSettings | 0 | 0 | 0 | 0 | 0 | 0 | 0 | 0 | 0 | 0 | 0 | 0 | 0 | 0 | 0 | 0 | 0 | 0 | 0 | 0 | 0 | 0 | 0 | 0 | 0 | 0 | 0 | 0 | 0 | 0 | 0
Industrial Sector Energy Related Emissions before CCS[petroleum diesel if,other machinery 28,NOx] | NoSettings | 0 | 0 | 0 | 0 | 0 | 0 | 0 | 0 | 0 | 0 | 0 | 0 | 0 | 0 | 0 | 0 | 0 | 0 | 0 | 0 | 0 | 0 | 0 | 0 | 0 | 0 | 0 | 0 | 0 | 0 | 0
Industrial Sector Energy Related Emissions before CCS[petroleum diesel if,other machinery 28,PM10] | NoSettings | 0 | 0 | 0 | 0 | 0 | 0 | 0 | 0 | 0 | 0 | 0 | 0 | 0 | 0 | 0 | 0 | 0 | 0 | 0 | 0 | 0 | 0 | 0 | 0 | 0 | 0 | 0 | 0 | 0 | 0 | 0
Industrial Sector Energy Related Emissions before CCS[petroleum diesel if,other machinery 28,PM25] | NoSettings | 0 | 0 | 0 | 0 | 0 | 0 | 0 | 0 | 0 | 0 | 0 | 0 | 0 | 0 | 0 | 0 | 0 | 0 | 0 | 0 | 0 | 0 | 0 | 0 | 0 | 0 | 0 | 0 | 0 | 0 | 0
Industrial Sector Energy Related Emissions before CCS[petroleum diesel if,other machinery 28,SOx] | NoSettings | 0 | 0 | 0 | 0 | 0 | 0 | 0 | 0 | 0 | 0 | 0 | 0 | 0 | 0 | 0 | 0 | 0 | 0 | 0 | 0 | 0 | 0 | 0 | 0 | 0 | 0 | 0 | 0 | 0 | 0 | 0
Industrial Sector Energy Related Emissions before CCS[petroleum diesel if,other machinery 28,BC] | NoSettings | 0 | 0 | 0 | 0 | 0 | 0 | 0 | 0 | 0 | 0 | 0 | 0 | 0 | 0 | 0 | 0 | 0 | 0 | 0 | 0 | 0 | 0 | 0 | 0 | 0 | 0 | 0 | 0 | 0 | 0 | 0
Industrial Sector Energy Related Emissions before CCS[petroleum diesel if,other machinery 28,OC] | NoSettings | 0 | 0 | 0 | 0 | 0 | 0 | 0 | 0 | 0 | 0 | 0 | 0 | 0 | 0 | 0 | 0 | 0 | 0 | 0 | 0 | 0 | 0 | 0 | 0 | 0 | 0 | 0 | 0 | 0 | 0 | 0
Industrial Sector Energy Related Emissions before CCS[petroleum diesel if,other machinery 28,CH4] | NoSettings | 0 | 0 | 0 | 0 | 0 | 0 | 0 | 0 | 0 | 0 | 0 | 0 | 0 | 0 | 0 | 0 | 0 | 0 | 0 | 0 | 0 | 0 | 0 | 0 | 0 | 0 | 0 | 0 | 0 | 0 | 0
Industrial Sector Energy Related Emissions before CCS[petroleum diesel if,other machinery 28,N2O] | NoSettings | 0 | 0 | 0 | 0 | 0 | 0 | 0 | 0 | 0 | 0 | 0 | 0 | 0 | 0 | 0 | 0 | 0 | 0 | 0 | 0 | 0 | 0 | 0 | 0 | 0 | 0 | 0 | 0 | 0 | 0 | 0
Industrial Sector Energy Related Emissions before CCS[petroleum diesel if,other machinery 28,F gases] | NoSettings | 0 | 0 | 0 | 0 | 0 | 0 | 0 | 0 | 0 | 0 | 0 | 0 | 0 | 0 | 0 | 0 | 0 | 0 | 0 | 0 | 0 | 0 | 0 | 0 | 0 | 0 | 0 | 0 | 0 | 0 | 0
Industrial Sector Energy Related Emissions before CCS[petroleum diesel if,road vehicles 29,CO2] | NoSettings | 0 | 0 | 0 | 0 | 0 | 0 | 0 | 0 | 0 | 0 | 0 | 0 | 0 | 0 | 0 | 0 | 0 | 0 | 0 | 0 | 0 | 0 | 0 | 0 | 0 | 0 | 0 | 0 | 0 | 0 | 0
Industrial Sector Energy Related Emissions before CCS[petroleum diesel if,road vehicles 29,VOC] | NoSettings | 0 | 0 | 0 | 0 | 0 | 0 | 0 | 0 | 0 | 0 | 0 | 0 | 0 | 0 | 0 | 0 | 0 | 0 | 0 | 0 | 0 | 0 | 0 | 0 | 0 | 0 | 0 | 0 | 0 | 0 | 0
Industrial Sector Energy Related Emissions before CCS[petroleum diesel if,road vehicles 29,CO] | NoSettings | 0 | 0 | 0 | 0 | 0 | 0 | 0 | 0 | 0 | 0 | 0 | 0 | 0 | 0 | 0 | 0 | 0 | 0 | 0 | 0 | 0 | 0 | 0 | 0 | 0 | 0 | 0 | 0 | 0 | 0 | 0
Industrial Sector Energy Related Emissions before CCS[petroleum diesel if,road vehicles 29,NOx] | NoSettings | 0 | 0 | 0 | 0 | 0 | 0 | 0 | 0 | 0 | 0 | 0 | 0 | 0 | 0 | 0 | 0 | 0 | 0 | 0 | 0 | 0 | 0 | 0 | 0 | 0 | 0 | 0 | 0 | 0 | 0 | 0
Industrial Sector Energy Related Emissions before CCS[petroleum diesel if,road vehicles 29,PM10] | NoSettings | 0 | 0 | 0 | 0 | 0 | 0 | 0 | 0 | 0 | 0 | 0 | 0 | 0 | 0 | 0 | 0 | 0 | 0 | 0 | 0 | 0 | 0 | 0 | 0 | 0 | 0 | 0 | 0 | 0 | 0 | 0
Industrial Sector Energy Related Emissions before CCS[petroleum diesel if,road vehicles 29,PM25] | NoSettings | 0 | 0 | 0 | 0 | 0 | 0 | 0 | 0 | 0 | 0 | 0 | 0 | 0 | 0 | 0 | 0 | 0 | 0 | 0 | 0 | 0 | 0 | 0 | 0 | 0 | 0 | 0 | 0 | 0 | 0 | 0
Industrial Sector Energy Related Emissions before CCS[petroleum diesel if,road vehicles 29,SOx] | NoSettings | 0 | 0 | 0 | 0 | 0 | 0 | 0 | 0 | 0 | 0 | 0 | 0 | 0 | 0 | 0 | 0 | 0 | 0 | 0 | 0 | 0 | 0 | 0 | 0 | 0 | 0 | 0 | 0 | 0 | 0 | 0
Industrial Sector Energy Related Emissions before CCS[petroleum diesel if,road vehicles 29,BC] | NoSettings | 0 | 0 | 0 | 0 | 0 | 0 | 0 | 0 | 0 | 0 | 0 | 0 | 0 | 0 | 0 | 0 | 0 | 0 | 0 | 0 | 0 | 0 | 0 | 0 | 0 | 0 | 0 | 0 | 0 | 0 | 0
Industrial Sector Energy Related Emissions before CCS[petroleum diesel if,road vehicles 29,OC] | NoSettings | 0 | 0 | 0 | 0 | 0 | 0 | 0 | 0 | 0 | 0 | 0 | 0 | 0 | 0 | 0 | 0 | 0 | 0 | 0 | 0 | 0 | 0 | 0 | 0 | 0 | 0 | 0 | 0 | 0 | 0 | 0
Industrial Sector Energy Related Emissions before CCS[petroleum diesel if,road vehicles 29,CH4] | NoSettings | 0 | 0 | 0 | 0 | 0 | 0 | 0 | 0 | 0 | 0 | 0 | 0 | 0 | 0 | 0 | 0 | 0 | 0 | 0 | 0 | 0 | 0 | 0 | 0 | 0 | 0 | 0 | 0 | 0 | 0 | 0
Industrial Sector Energy Related Emissions before CCS[petroleum diesel if,road vehicles 29,N2O] | NoSettings | 0 | 0 | 0 | 0 | 0 | 0 | 0 | 0 | 0 | 0 | 0 | 0 | 0 | 0 | 0 | 0 | 0 | 0 | 0 | 0 | 0 | 0 | 0 | 0 | 0 | 0 | 0 | 0 | 0 | 0 | 0
Industrial Sector Energy Related Emissions before CCS[petroleum diesel if,road vehicles 29,F gases] | NoSettings | 0 | 0 | 0 | 0 | 0 | 0 | 0 | 0 | 0 | 0 | 0 | 0 | 0 | 0 | 0 | 0 | 0 | 0 | 0 | 0 | 0 | 0 | 0 | 0 | 0 | 0 | 0 | 0 | 0 | 0 | 0
Industrial Sector Energy Related Emissions before CCS[petroleum diesel if,nonroad vehicles 30,CO2] | NoSettings | 0 | 0 | 0 | 0 | 0 | 0 | 0 | 0 | 0 | 0 | 0 | 0 | 0 | 0 | 0 | 0 | 0 | 0 | 0 | 0 | 0 | 0 | 0 | 0 | 0 | 0 | 0 | 0 | 0 | 0 | 0
Industrial Sector Energy Related Emissions before CCS[petroleum diesel if,nonroad vehicles 30,VOC] | NoSettings | 0 | 0 | 0 | 0 | 0 | 0 | 0 | 0 | 0 | 0 | 0 | 0 | 0 | 0 | 0 | 0 | 0 | 0 | 0 | 0 | 0 | 0 | 0 | 0 | 0 | 0 | 0 | 0 | 0 | 0 | 0
Industrial Sector Energy Related Emissions before CCS[petroleum diesel if,nonroad vehicles 30,CO] | NoSettings | 0 | 0 | 0 | 0 | 0 | 0 | 0 | 0 | 0 | 0 | 0 | 0 | 0 | 0 | 0 | 0 | 0 | 0 | 0 | 0 | 0 | 0 | 0 | 0 | 0 | 0 | 0 | 0 | 0 | 0 | 0
Industrial Sector Energy Related Emissions before CCS[petroleum diesel if,nonroad vehicles 30,NOx] | NoSettings | 0 | 0 | 0 | 0 | 0 | 0 | 0 | 0 | 0 | 0 | 0 | 0 | 0 | 0 | 0 | 0 | 0 | 0 | 0 | 0 | 0 | 0 | 0 | 0 | 0 | 0 | 0 | 0 | 0 | 0 | 0
Industrial Sector Energy Related Emissions before CCS[petroleum diesel if,nonroad vehicles 30,PM10] | NoSettings | 0 | 0 | 0 | 0 | 0 | 0 | 0 | 0 | 0 | 0 | 0 | 0 | 0 | 0 | 0 | 0 | 0 | 0 | 0 | 0 | 0 | 0 | 0 | 0 | 0 | 0 | 0 | 0 | 0 | 0 | 0
Industrial Sector Energy Related Emissions before CCS[petroleum diesel if,nonroad vehicles 30,PM25] | NoSettings | 0 | 0 | 0 | 0 | 0 | 0 | 0 | 0 | 0 | 0 | 0 | 0 | 0 | 0 | 0 | 0 | 0 | 0 | 0 | 0 | 0 | 0 | 0 | 0 | 0 | 0 | 0 | 0 | 0 | 0 | 0
Industrial Sector Energy Related Emissions before CCS[petroleum diesel if,nonroad vehicles 30,SOx] | NoSettings | 0 | 0 | 0 | 0 | 0 | 0 | 0 | 0 | 0 | 0 | 0 | 0 | 0 | 0 | 0 | 0 | 0 | 0 | 0 | 0 | 0 | 0 | 0 | 0 | 0 | 0 | 0 | 0 | 0 | 0 | 0
Industrial Sector Energy Related Emissions before CCS[petroleum diesel if,nonroad vehicles 30,BC] | NoSettings | 0 | 0 | 0 | 0 | 0 | 0 | 0 | 0 | 0 | 0 | 0 | 0 | 0 | 0 | 0 | 0 | 0 | 0 | 0 | 0 | 0 | 0 | 0 | 0 | 0 | 0 | 0 | 0 | 0 | 0 | 0
Industrial Sector Energy Related Emissions before CCS[petroleum diesel if,nonroad vehicles 30,OC] | NoSettings | 0 | 0 | 0 | 0 | 0 | 0 | 0 | 0 | 0 | 0 | 0 | 0 | 0 | 0 | 0 | 0 | 0 | 0 | 0 | 0 | 0 | 0 | 0 | 0 | 0 | 0 | 0 | 0 | 0 | 0 | 0
Industrial Sector Energy Related Emissions before CCS[petroleum diesel if,nonroad vehicles 30,CH4] | NoSettings | 0 | 0 | 0 | 0 | 0 | 0 | 0 | 0 | 0 | 0 | 0 | 0 | 0 | 0 | 0 | 0 | 0 | 0 | 0 | 0 | 0 | 0 | 0 | 0 | 0 | 0 | 0 | 0 | 0 | 0 | 0
Industrial Sector Energy Related Emissions before CCS[petroleum diesel if,nonroad vehicles 30,N2O] | NoSettings | 0 | 0 | 0 | 0 | 0 | 0 | 0 | 0 | 0 | 0 | 0 | 0 | 0 | 0 | 0 | 0 | 0 | 0 | 0 | 0 | 0 | 0 | 0 | 0 | 0 | 0 | 0 | 0 | 0 | 0 | 0
Industrial Sector Energy Related Emissions before CCS[petroleum diesel if,nonroad vehicles 30,F gases] | NoSettings | 0 | 0 | 0 | 0 | 0 | 0 | 0 | 0 | 0 | 0 | 0 | 0 | 0 | 0 | 0 | 0 | 0 | 0 | 0 | 0 | 0 | 0 | 0 | 0 | 0 | 0 | 0 | 0 | 0 | 0 | 0
Industrial Sector Energy Related Emissions before CCS[petroleum diesel if,other manufacturing 31T33,CO2] | NoSettings | 732548000000 | 687881000000 | 711571000000 | 739193000000 | 752494000000 | 771411000000 | 782922000000 | 790051000000 | 796039000000 | 803101000000 | 813801000000 | 823376000000 | 831586000000 | 843855000000 | 853287000000 | 858338000000 | 861497000000 | 868325000000 | 875897000000 | 884429000000 | 890327000000 | 899977000000 | 914287000000 | 933468000000 | 949151000000 | 959394000000 | 977366000000 | 992734000000 | 1008100000000 | 1023470000000 | 1038840000000
Industrial Sector Energy Related Emissions before CCS[petroleum diesel if,other manufacturing 31T33,VOC] | NoSettings | 7302050 | 6856810 | 7092950 | 7368290 | 7500870 | 7689440 | 7804180 | 7875240 | 7934930 | 8005320 | 8111990 | 8207430 | 8289260 | 8411560 | 8505580 | 8555920 | 8587410 | 8655480 | 8730960 | 8816000 | 8874800 | 8970990 | 9113630 | 9304820 | 9461150 | 9563250 | 9742400 | 9895590 | 10048800 | 10202000 | 10355200
Industrial Sector Energy Related Emissions before CCS[petroleum diesel if,other manufacturing 31T33,CO] | NoSettings | 190468000 | 178855000 | 185014000 | 192196000 | 195654000 | 200573000 | 203566000 | 205420000 | 206977000 | 208813000 | 211595000 | 214084000 | 216219000 | 219409000 | 221862000 | 223175000 | 223996000 | 225772000 | 227740000 | 229959000 | 231492000 | 234001000 | 237722000 | 242709000 | 246787000 | 249450000 | 254123000 | 258119000 | 262115000 | 266111000 | 270106000
Industrial Sector Energy Related Emissions before CCS[petroleum diesel if,other manufacturing 31T33,NOx] | NoSettings | 491610000 | 461634000 | 477532000 | 496069000 | 504995000 | 517691000 | 525416000 | 530200000 | 534218000 | 538957000 | 546138000 | 552564000 | 558073000 | 566307000 | 572637000 | 576026000 | 578146000 | 582729000 | 587810000 | 593536000 | 597494000 | 603971000 | 613574000 | 626446000 | 636971000 | 643845000 | 655906000 | 666219000 | 676533000 | 686846000 | 697160000
Industrial Sector Energy Related Emissions before CCS[petroleum diesel if,other manufacturing 31T33,PM10] | NoSettings | 74133400 | 69613100 | 72010500 | 74805800 | 76151900 | 78066300 | 79231200 | 79952700 | 80558700 | 81273300 | 82356200 | 83325200 | 84155900 | 85397600 | 86352100 | 86863200 | 87182900 | 87874000 | 88640200 | 89503600 | 90100500 | 91077100 | 92525300 | 94466300 | 96053500 | 97090000 | 98908800 | 100464000 | 102019000 | 103575000 | 105130000
Industrial Sector Energy Related Emissions before CCS[petroleum diesel if,other manufacturing 31T33,PM25] | NoSettings | 49952700 | 46906800 | 48522200 | 50405800 | 51312800 | 52602800 | 53387700 | 53873800 | 54282200 | 54763700 | 55493400 | 56146300 | 56706100 | 57542700 | 58185900 | 58530300 | 58745700 | 59211400 | 59727700 | 60309500 | 60711700 | 61369700 | 62345500 | 63653400 | 64722900 | 65421400 | 66646900 | 67694800 | 68742800 | 69790800 | 70838700
Industrial Sector Energy Related Emissions before CCS[petroleum diesel if,other manufacturing 31T33,SOx] | NoSettings | 4949380 | 4647600 | 4807650 | 4994280 | 5084150 | 5211960 | 5289730 | 5337900 | 5378360 | 5426070 | 5498360 | 5563060 | 5618520 | 5701420 | 5765150 | 5799270 | 5820610 | 5866750 | 5917910 | 5975550 | 6015400 | 6080600 | 6177290 | 6306880 | 6412840 | 6482050 | 6603470 | 6707310 | 6811140 | 6914970 | 7018810
Industrial Sector Energy Related Emissions before CCS[petroleum diesel if,other manufacturing 31T33,BC] | NoSettings | 4998200 | 4693430 | 4855070 | 5043530 | 5134280 | 5263360 | 5341900 | 5390540 | 5431400 | 5479580 | 5552590 | 5617920 | 5673930 | 5757640 | 5822000 | 5856460 | 5878020 | 5924610 | 5976270 | 6034480 | 6074730 | 6140570 | 6238210 | 6369080 | 6476080 | 6545970 | 6668600 | 6773450 | 6878310 | 6983170 | 7088030
Industrial Sector Energy Related Emissions before CCS[petroleum diesel if,other manufacturing 31T33,OC] | NoSettings | 12485700 | 11724400 | 12128200 | 12599000 | 12825700 | 13148100 | 13344300 | 13465800 | 13567900 | 13688200 | 13870600 | 14033800 | 14173800 | 14382900 | 14543600 | 14629700 | 14683600 | 14799900 | 14929000 | 15074400 | 15175000 | 15339400 | 15583300 | 15910200 | 16177600 | 16352100 | 16658500 | 16920400 | 17182300 | 17444300 | 17706200
Industrial Sector Energy Related Emissions before CCS[petroleum diesel if,other manufacturing 31T33,CH4] | NoSettings | 29286300 | 27500600 | 28447700 | 29552000 | 30083700 | 30840000 | 31300200 | 31585200 | 31824600 | 32106900 | 32534700 | 32917500 | 33245700 | 33736200 | 34113300 | 34315200 | 34441500 | 34714500 | 35017200 | 35358300 | 35594100 | 35979900 | 36552000 | 37318800 | 37945800 | 38355300 | 39073800 | 39688200 | 40302600 | 40917000 | 41531400
Industrial Sector Energy Related Emissions before CCS[petroleum diesel if,other manufacturing 31T33,N2O] | NoSettings | 5857260 | 5500120 | 5689530 | 5910390 | 6016740 | 6168000 | 6260040 | 6317040 | 6364920 | 6421380 | 6506940 | 6583500 | 6649140 | 6747240 | 6822660 | 6863040 | 6888300 | 6942900 | 7003440 | 7071660 | 7118820 | 7195980 | 7310400 | 7463760 | 7589160 | 7671060 | 7814760 | 7937640 | 8060520 | 8183400 | 8306280
Industrial Sector Energy Related Emissions before CCS[petroleum diesel if,other manufacturing 31T33,F gases] | NoSettings | 0 | 0 | 0 | 0 | 0 | 0 | 0 | 0 | 0 | 0 | 0 | 0 | 0 | 0 | 0 | 0 | 0 | 0 | 0 | 0 | 0 | 0 | 0 | 0 | 0 | 0 | 0 | 0 | 0 | 0 | 0
Industrial Sector Energy Related Emissions before CCS[petroleum diesel if,energy pipelines and gas processing 352T353,CO2] | NoSettings | 0 | 133917000 | 144260000 | 148030000 | 139652000 | 130676000 | 122189000 | 122311000 | 121885000 | 122375000 | 120411000 | 118318000 | 120890000 | 123133000 | 125582000 | 127400000 | 129110000 | 127763000 | 124906000 | 122918000 | 120835000 | 119354000 | 118890000 | 119153000 | 118240000 | 118118000 | 117892000 | 118976000 | 119662000 | 120650000 | 122026000
Industrial Sector Energy Related Emissions before CCS[petroleum diesel if,energy pipelines and gas processing 352T353,VOC] | NoSettings | 0 | 1334.89 | 1437.99 | 1475.56 | 1392.05 | 1302.58 | 1217.98 | 1219.2 | 1214.95 | 1219.83 | 1200.26 | 1179.4 | 1205.03 | 1227.4 | 1251.8 | 1269.92 | 1286.97 | 1273.55 | 1245.06 | 1225.25 | 1204.49 | 1189.73 | 1185.1 | 1187.72 | 1178.62 | 1177.4 | 1175.15 | 1185.96 | 1192.79 | 1202.64 | 1216.35
Industrial Sector Energy Related Emissions before CCS[petroleum diesel if,energy pipelines and gas processing 352T353,CO] | NoSettings | 0 | 34819.5 | 37508.8 | 38488.9 | 36310.7 | 33976.8 | 31770.1 | 31801.8 | 31691 | 31818.4 | 31307.9 | 30763.7 | 31432.3 | 32015.7 | 32652.3 | 33124.9 | 33569.6 | 33219.5 | 32476.5 | 31959.6 | 31418.1 | 31033.1 | 30912.4 | 30980.7 | 30743.3 | 30711.5 | 30652.8 | 30934.8 | 31113.1 | 31369.9 | 31727.6
Industrial Sector Energy Related Emissions before CCS[petroleum diesel if,energy pipelines and gas processing 352T353,NOx] | NoSettings | 0 | 89871.1 | 96812.3 | 99342.1 | 93719.9 | 87696.1 | 82000.5 | 82082.3 | 81796.2 | 82125.2 | 80807.4 | 79402.9 | 81128.6 | 82634.2 | 84277.6 | 85497.3 | 86645.1 | 85741.5 | 83823.8 | 82489.6 | 81092 | 80098.2 | 79786.5 | 79962.9 | 79350.1 | 79268.2 | 79116.5 | 79844.4 | 80304.7 | 80967.4 | 81890.8
Industrial Sector Energy Related Emissions before CCS[petroleum diesel if,energy pipelines and gas processing 352T353,PM10] | NoSettings | 0 | 13552.3 | 14599 | 14980.5 | 14132.7 | 13224.3 | 12365.5 | 12377.8 | 12334.6 | 12384.3 | 12185.5 | 11973.7 | 12234 | 12461 | 12708.8 | 12892.8 | 13065.8 | 12929.6 | 12640.4 | 12439.2 | 12228.5 | 12078.6 | 12031.6 | 12058.2 | 11965.8 | 11953.4 | 11930.6 | 12040.3 | 12109.7 | 12209.7 | 12348.9
Industrial Sector Energy Related Emissions before CCS[petroleum diesel if,energy pipelines and gas processing 352T353,PM25] | NoSettings | 0 | 9131.84 | 9837.14 | 10094.2 | 9522.92 | 8910.84 | 8332.11 | 8340.42 | 8311.35 | 8344.78 | 8210.87 | 8068.17 | 8243.51 | 8396.5 | 8563.48 | 8687.42 | 8804.05 | 8712.23 | 8517.37 | 8381.8 | 8239.79 | 8138.82 | 8107.15 | 8125.07 | 8062.8 | 8054.47 | 8039.07 | 8113.02 | 8159.8 | 8227.13 | 8320.96
Industrial Sector Energy Related Emissions before CCS[petroleum diesel if,energy pipelines and gas processing 352T353,SOx] | NoSettings | 0 | 904.797 | 974.679 | 1000.15 | 943.545 | 882.9 | 825.558 | 826.381 | 823.5 | 826.813 | 813.545 | 799.406 | 816.78 | 831.938 | 848.482 | 860.763 | 872.318 | 863.221 | 843.914 | 830.481 | 816.411 | 806.406 | 803.268 | 805.044 | 798.874 | 798.049 | 796.523 | 803.85 | 808.485 | 815.156 | 824.453
Industrial Sector Energy Related Emissions before CCS[petroleum diesel if,energy pipelines and gas processing 352T353,BC] | NoSettings | 0 | 913.72 | 984.291 | 1010.01 | 952.85 | 891.607 | 833.699 | 834.531 | 831.622 | 834.967 | 821.569 | 807.29 | 824.835 | 840.142 | 856.85 | 869.252 | 880.921 | 871.734 | 852.237 | 838.671 | 824.463 | 814.359 | 811.19 | 812.983 | 806.753 | 805.92 | 804.378 | 811.778 | 816.458 | 823.195 | 832.584
Industrial Sector Energy Related Emissions before CCS[petroleum diesel if,energy pipelines and gas processing 352T353,OC] | NoSettings | 0 | 2282.51 | 2458.81 | 2523.06 | 2380.26 | 2227.28 | 2082.62 | 2084.7 | 2077.43 | 2085.79 | 2052.32 | 2016.65 | 2060.48 | 2098.72 | 2140.45 | 2171.43 | 2200.58 | 2177.63 | 2128.93 | 2095.04 | 2059.55 | 2034.31 | 2026.39 | 2030.87 | 2015.31 | 2013.23 | 2009.37 | 2027.86 | 2039.55 | 2056.38 | 2079.83
Industrial Sector Energy Related Emissions before CCS[petroleum diesel if,energy pipelines and gas processing 352T353,CH4] | NoSettings | 0 | 5353.83 | 5767.33 | 5918.04 | 5583.11 | 5224.26 | 4884.96 | 4889.83 | 4872.78 | 4892.39 | 4813.88 | 4730.21 | 4833.02 | 4922.71 | 5020.61 | 5093.27 | 5161.65 | 5107.81 | 4993.57 | 4914.09 | 4830.84 | 4771.63 | 4753.07 | 4763.57 | 4727.07 | 4722.19 | 4713.15 | 4756.51 | 4783.94 | 4823.41 | 4878.42
Industrial Sector Energy Related Emissions before CCS[petroleum diesel if,energy pipelines and gas processing 352T353,N2O] | NoSettings | 0 | 1070.77 | 1153.47 | 1183.61 | 1116.62 | 1044.85 | 976.991 | 977.966 | 974.557 | 978.477 | 962.776 | 946.043 | 966.603 | 984.542 | 1004.12 | 1018.65 | 1032.33 | 1021.56 | 998.715 | 982.818 | 966.167 | 954.327 | 950.613 | 952.714 | 945.414 | 944.437 | 942.63 | 951.302 | 956.787 | 964.682 | 975.684
Industrial Sector Energy Related Emissions before CCS[petroleum diesel if,energy pipelines and gas processing 352T353,F gases] | NoSettings | 0 | 0 | 0 | 0 | 0 | 0 | 0 | 0 | 0 | 0 | 0 | 0 | 0 | 0 | 0 | 0 | 0 | 0 | 0 | 0 | 0 | 0 | 0 | 0 | 0 | 0 | 0 | 0 | 0 | 0 | 0
Industrial Sector Energy Related Emissions before CCS[petroleum diesel if,water and waste 36T39,CO2] | NoSettings | 0 | 0 | 0 | 0 | 0 | 0 | 0 | 0 | 0 | 0 | 0 | 0 | 0 | 0 | 0 | 0 | 0 | 0 | 0 | 0 | 0 | 0 | 0 | 0 | 0 | 0 | 0 | 0 | 0 | 0 | 0
Industrial Sector Energy Related Emissions before CCS[petroleum diesel if,water and waste 36T39,VOC] | NoSettings | 0 | 0 | 0 | 0 | 0 | 0 | 0 | 0 | 0 | 0 | 0 | 0 | 0 | 0 | 0 | 0 | 0 | 0 | 0 | 0 | 0 | 0 | 0 | 0 | 0 | 0 | 0 | 0 | 0 | 0 | 0
Industrial Sector Energy Related Emissions before CCS[petroleum diesel if,water and waste 36T39,CO] | NoSettings | 0 | 0 | 0 | 0 | 0 | 0 | 0 | 0 | 0 | 0 | 0 | 0 | 0 | 0 | 0 | 0 | 0 | 0 | 0 | 0 | 0 | 0 | 0 | 0 | 0 | 0 | 0 | 0 | 0 | 0 | 0
Industrial Sector Energy Related Emissions before CCS[petroleum diesel if,water and waste 36T39,NOx] | NoSettings | 0 | 0 | 0 | 0 | 0 | 0 | 0 | 0 | 0 | 0 | 0 | 0 | 0 | 0 | 0 | 0 | 0 | 0 | 0 | 0 | 0 | 0 | 0 | 0 | 0 | 0 | 0 | 0 | 0 | 0 | 0
Industrial Sector Energy Related Emissions before CCS[petroleum diesel if,water and waste 36T39,PM10] | NoSettings | 0 | 0 | 0 | 0 | 0 | 0 | 0 | 0 | 0 | 0 | 0 | 0 | 0 | 0 | 0 | 0 | 0 | 0 | 0 | 0 | 0 | 0 | 0 | 0 | 0 | 0 | 0 | 0 | 0 | 0 | 0
Industrial Sector Energy Related Emissions before CCS[petroleum diesel if,water and waste 36T39,PM25] | NoSettings | 0 | 0 | 0 | 0 | 0 | 0 | 0 | 0 | 0 | 0 | 0 | 0 | 0 | 0 | 0 | 0 | 0 | 0 | 0 | 0 | 0 | 0 | 0 | 0 | 0 | 0 | 0 | 0 | 0 | 0 | 0
Industrial Sector Energy Related Emissions before CCS[petroleum diesel if,water and waste 36T39,SOx] | NoSettings | 0 | 0 | 0 | 0 | 0 | 0 | 0 | 0 | 0 | 0 | 0 | 0 | 0 | 0 | 0 | 0 | 0 | 0 | 0 | 0 | 0 | 0 | 0 | 0 | 0 | 0 | 0 | 0 | 0 | 0 | 0
Industrial Sector Energy Related Emissions before CCS[petroleum diesel if,water and waste 36T39,BC] | NoSettings | 0 | 0 | 0 | 0 | 0 | 0 | 0 | 0 | 0 | 0 | 0 | 0 | 0 | 0 | 0 | 0 | 0 | 0 | 0 | 0 | 0 | 0 | 0 | 0 | 0 | 0 | 0 | 0 | 0 | 0 | 0
Industrial Sector Energy Related Emissions before CCS[petroleum diesel if,water and waste 36T39,OC] | NoSettings | 0 | 0 | 0 | 0 | 0 | 0 | 0 | 0 | 0 | 0 | 0 | 0 | 0 | 0 | 0 | 0 | 0 | 0 | 0 | 0 | 0 | 0 | 0 | 0 | 0 | 0 | 0 | 0 | 0 | 0 | 0
Industrial Sector Energy Related Emissions before CCS[petroleum diesel if,water and waste 36T39,CH4] | NoSettings | 0 | 0 | 0 | 0 | 0 | 0 | 0 | 0 | 0 | 0 | 0 | 0 | 0 | 0 | 0 | 0 | 0 | 0 | 0 | 0 | 0 | 0 | 0 | 0 | 0 | 0 | 0 | 0 | 0 | 0 | 0
Industrial Sector Energy Related Emissions before CCS[petroleum diesel if,water and waste 36T39,N2O] | NoSettings | 0 | 0 | 0 | 0 | 0 | 0 | 0 | 0 | 0 | 0 | 0 | 0 | 0 | 0 | 0 | 0 | 0 | 0 | 0 | 0 | 0 | 0 | 0 | 0 | 0 | 0 | 0 | 0 | 0 | 0 | 0
Industrial Sector Energy Related Emissions before CCS[petroleum diesel if,water and waste 36T39,F gases] | NoSettings | 0 | 0 | 0 | 0 | 0 | 0 | 0 | 0 | 0 | 0 | 0 | 0 | 0 | 0 | 0 | 0 | 0 | 0 | 0 | 0 | 0 | 0 | 0 | 0 | 0 | 0 | 0 | 0 | 0 | 0 | 0
Industrial Sector Energy Related Emissions before CCS[petroleum diesel if,construction 41T43,CO2] | NoSettings | 2229270000000 | 2093340000000 | 2165430000000 | 2249490000000 | 2289960000000 | 2347530000000 | 2382560000000 | 2404270000000 | 2422490000000 | 2443970000000 | 2476520000000 | 2505660000000 | 2530650000000 | 2568000000000 | 2596700000000 | 2612070000000 | 2621670000000 | 2642460000000 | 2665490000000 | 2691460000000 | 2709420000000 | 2738780000000 | 2782330000000 | 2840690000000 | 2888420000000 | 2919590000000 | 2974280000000 | 3021050000000 | 3067820000000 | 3114600000000 | 3161370000000
Industrial Sector Energy Related Emissions before CCS[petroleum diesel if,construction 41T43,VOC] | NoSettings | 22221400 | 20866400 | 21585000 | 22422900 | 22826300 | 23400200 | 23749400 | 23965800 | 24147400 | 24361500 | 24686000 | 24976500 | 25225600 | 25597800 | 25883900 | 26037200 | 26132900 | 26340100 | 26569600 | 26828500 | 27007600 | 27300200 | 27734300 | 28316100 | 28791900 | 29102500 | 29647700 | 30113900 | 30580100 | 31046300 | 31512600
Industrial Sector Energy Related Emissions before CCS[petroleum diesel if,construction 41T43,CO] | NoSettings | 579627000 | 544285000 | 563029000 | 584885000 | 595407000 | 610376000 | 619484000 | 625129000 | 629866000 | 635452000 | 643916000 | 651492000 | 657989000 | 667700000 | 675163000 | 679160000 | 681656000 | 687060000 | 693048000 | 699801000 | 704472000 | 712105000 | 723427000 | 738603000 | 751014000 | 759116000 | 773336000 | 785497000 | 797658000 | 809820000 | 821981000
Industrial Sector Energy Related Emissions before CCS[petroleum diesel if,construction 41T43,NOx] | NoSettings | 1496050000 | 1404830000 | 1453210000 | 1509620000 | 1536780000 | 1575420000 | 1598920000 | 1613490000 | 1625720000 | 1640140000 | 1661980000 | 1681540000 | 1698310000 | 1723370000 | 1742630000 | 1752950000 | 1759390000 | 1773340000 | 1788800000 | 1806230000 | 1818280000 | 1837980000 | 1867210000 | 1906380000 | 1938410000 | 1959320000 | 1996020000 | 2027410000 | 2058800000 | 2090190000 | 2121580000
Industrial Sector Energy Related Emissions before CCS[petroleum diesel if,construction 41T43,PM10] | NoSettings | 225600000 | 211845000 | 219140000 | 227647000 | 231742000 | 237568000 | 241113000 | 243310000 | 245154000 | 247328000 | 250623000 | 253571000 | 256100000 | 259880000 | 262784000 | 264340000 | 265312000 | 267415000 | 269746000 | 272374000 | 274192000 | 277163000 | 281570000 | 287476000 | 292307000 | 295461000 | 300995000 | 305728000 | 310462000 | 315195000 | 319928000
Industrial Sector Energy Related Emissions before CCS[petroleum diesel if,construction 41T43,PM25] | NoSettings | 152014000 | 142745000 | 147661000 | 153393000 | 156153000 | 160079000 | 162467000 | 163948000 | 165190000 | 166655000 | 168875000 | 170862000 | 172566000 | 175112000 | 177070000 | 178118000 | 178773000 | 180190000 | 181760000 | 183531000 | 184756000 | 186758000 | 189728000 | 193708000 | 196963000 | 199088000 | 202817000 | 206006000 | 209196000 | 212385000 | 215575000
Industrial Sector Energy Related Emissions before CCS[petroleum diesel if,construction 41T43,SOx] | NoSettings | 15061800 | 14143400 | 14630500 | 15198400 | 15471900 | 15860800 | 16097500 | 16244200 | 16367300 | 16512400 | 16732400 | 16929200 | 17098100 | 17350400 | 17544300 | 17648200 | 17713100 | 17853500 | 18009100 | 18184600 | 18305900 | 18504300 | 18798500 | 19192800 | 19515300 | 19725900 | 20095400 | 20411400 | 20727400 | 21043400 | 21359500
Industrial Sector Energy Related Emissions before CCS[petroleum diesel if,construction 41T43,BC] | NoSettings | 15210300 | 14282900 | 14774800 | 15348300 | 15624400 | 16017300 | 16256300 | 16404400 | 16528700 | 16675300 | 16897400 | 17096200 | 17266700 | 17521500 | 17717400 | 17822300 | 17887700 | 18029600 | 18186700 | 18363900 | 18486500 | 18686800 | 18983900 | 19382100 | 19707800 | 19920400 | 20293600 | 20612700 | 20931800 | 21251000 | 21570100
Industrial Sector Energy Related Emissions before CCS[petroleum diesel if,construction 41T43,OC] | NoSettings | 37996100 | 35679400 | 36908100 | 38340800 | 39030600 | 40011900 | 40608900 | 40978900 | 41289400 | 41655600 | 42210500 | 42707100 | 43133000 | 43769600 | 44258800 | 44520800 | 44684400 | 45038700 | 45431200 | 45873900 | 46180100 | 46680400 | 47422600 | 48417400 | 49231000 | 49762200 | 50694300 | 51491500 | 52288700 | 53085900 | 53883100
Industrial Sector Energy Related Emissions before CCS[petroleum diesel if,construction 41T43,CH4] | NoSettings | 89123100 | 83688900 | 86571000 | 89931600 | 91549500 | 93851100 | 95251500 | 96119400 | 96847800 | 97706700 | 99008100 | 100173000 | 101172000 | 102665000 | 103813000 | 104427000 | 104811000 | 105642000 | 106563000 | 107601000 | 108319000 | 109493000 | 111234000 | 113567000 | 115475000 | 116721000 | 118908000 | 120778000 | 122648000 | 124517000 | 126387000
Industrial Sector Energy Related Emissions before CCS[petroleum diesel if,construction 41T43,N2O] | NoSettings | 17824600 | 16737800 | 17314200 | 17986300 | 18309900 | 18770200 | 19050300 | 19223900 | 19369600 | 19541300 | 19801600 | 20034600 | 20234400 | 20533000 | 20762500 | 20885500 | 20962200 | 21128400 | 21312500 | 21520200 | 21663800 | 21898600 | 22246700 | 22713400 | 23095100 | 23344300 | 23781500 | 24155500 | 24529500 | 24903500 | 25277500
Industrial Sector Energy Related Emissions before CCS[petroleum diesel if,construction 41T43,F gases] | NoSettings | 0 | 0 | 0 | 0 | 0 | 0 | 0 | 0 | 0 | 0 | 0 | 0 | 0 | 0 | 0 | 0 | 0 | 0 | 0 | 0 | 0 | 0 | 0 | 0 | 0 | 0 | 0 | 0 | 0 | 0 | 0
Industrial Sector Energy Related Emissions before CCS[heat if,agriculture and forestry 01T03,CO2] | NoSettings | 0 | 0 | 0 | 0 | 0 | 0 | 0 | 0 | 0 | 0 | 0 | 0 | 0 | 0 | 0 | 0 | 0 | 0 | 0 | 0 | 0 | 0 | 0 | 0 | 0 | 0 | 0 | 0 | 0 | 0 | 0
Industrial Sector Energy Related Emissions before CCS[heat if,agriculture and forestry 01T03,VOC] | NoSettings | 0 | 0 | 0 | 0 | 0 | 0 | 0 | 0 | 0 | 0 | 0 | 0 | 0 | 0 | 0 | 0 | 0 | 0 | 0 | 0 | 0 | 0 | 0 | 0 | 0 | 0 | 0 | 0 | 0 | 0 | 0
Industrial Sector Energy Related Emissions before CCS[heat if,agriculture and forestry 01T03,CO] | NoSettings | 0 | 0 | 0 | 0 | 0 | 0 | 0 | 0 | 0 | 0 | 0 | 0 | 0 | 0 | 0 | 0 | 0 | 0 | 0 | 0 | 0 | 0 | 0 | 0 | 0 | 0 | 0 | 0 | 0 | 0 | 0
Industrial Sector Energy Related Emissions before CCS[heat if,agriculture and forestry 01T03,NOx] | NoSettings | 0 | 0 | 0 | 0 | 0 | 0 | 0 | 0 | 0 | 0 | 0 | 0 | 0 | 0 | 0 | 0 | 0 | 0 | 0 | 0 | 0 | 0 | 0 | 0 | 0 | 0 | 0 | 0 | 0 | 0 | 0
Industrial Sector Energy Related Emissions before CCS[heat if,agriculture and forestry 01T03,PM10] | NoSettings | 0 | 0 | 0 | 0 | 0 | 0 | 0 | 0 | 0 | 0 | 0 | 0 | 0 | 0 | 0 | 0 | 0 | 0 | 0 | 0 | 0 | 0 | 0 | 0 | 0 | 0 | 0 | 0 | 0 | 0 | 0
Industrial Sector Energy Related Emissions before CCS[heat if,agriculture and forestry 01T03,PM25] | NoSettings | 0 | 0 | 0 | 0 | 0 | 0 | 0 | 0 | 0 | 0 | 0 | 0 | 0 | 0 | 0 | 0 | 0 | 0 | 0 | 0 | 0 | 0 | 0 | 0 | 0 | 0 | 0 | 0 | 0 | 0 | 0
Industrial Sector Energy Related Emissions before CCS[heat if,agriculture and forestry 01T03,SOx] | NoSettings | 0 | 0 | 0 | 0 | 0 | 0 | 0 | 0 | 0 | 0 | 0 | 0 | 0 | 0 | 0 | 0 | 0 | 0 | 0 | 0 | 0 | 0 | 0 | 0 | 0 | 0 | 0 | 0 | 0 | 0 | 0
Industrial Sector Energy Related Emissions before CCS[heat if,agriculture and forestry 01T03,BC] | NoSettings | 0 | 0 | 0 | 0 | 0 | 0 | 0 | 0 | 0 | 0 | 0 | 0 | 0 | 0 | 0 | 0 | 0 | 0 | 0 | 0 | 0 | 0 | 0 | 0 | 0 | 0 | 0 | 0 | 0 | 0 | 0
Industrial Sector Energy Related Emissions before CCS[heat if,agriculture and forestry 01T03,OC] | NoSettings | 0 | 0 | 0 | 0 | 0 | 0 | 0 | 0 | 0 | 0 | 0 | 0 | 0 | 0 | 0 | 0 | 0 | 0 | 0 | 0 | 0 | 0 | 0 | 0 | 0 | 0 | 0 | 0 | 0 | 0 | 0
Industrial Sector Energy Related Emissions before CCS[heat if,agriculture and forestry 01T03,CH4] | NoSettings | 0 | 0 | 0 | 0 | 0 | 0 | 0 | 0 | 0 | 0 | 0 | 0 | 0 | 0 | 0 | 0 | 0 | 0 | 0 | 0 | 0 | 0 | 0 | 0 | 0 | 0 | 0 | 0 | 0 | 0 | 0
Industrial Sector Energy Related Emissions before CCS[heat if,agriculture and forestry 01T03,N2O] | NoSettings | 0 | 0 | 0 | 0 | 0 | 0 | 0 | 0 | 0 | 0 | 0 | 0 | 0 | 0 | 0 | 0 | 0 | 0 | 0 | 0 | 0 | 0 | 0 | 0 | 0 | 0 | 0 | 0 | 0 | 0 | 0
Industrial Sector Energy Related Emissions before CCS[heat if,agriculture and forestry 01T03,F gases] | NoSettings | 0 | 0 | 0 | 0 | 0 | 0 | 0 | 0 | 0 | 0 | 0 | 0 | 0 | 0 | 0 | 0 | 0 | 0 | 0 | 0 | 0 | 0 | 0 | 0 | 0 | 0 | 0 | 0 | 0 | 0 | 0
Industrial Sector Energy Related Emissions before CCS[heat if,coal mining 05,CO2] | NoSettings | 0 | 0 | 0 | 0 | 0 | 0 | 0 | 0 | 0 | 0 | 0 | 0 | 0 | 0 | 0 | 0 | 0 | 0 | 0 | 0 | 0 | 0 | 0 | 0 | 0 | 0 | 0 | 0 | 0 | 0 | 0
Industrial Sector Energy Related Emissions before CCS[heat if,coal mining 05,VOC] | NoSettings | 0 | 0 | 0 | 0 | 0 | 0 | 0 | 0 | 0 | 0 | 0 | 0 | 0 | 0 | 0 | 0 | 0 | 0 | 0 | 0 | 0 | 0 | 0 | 0 | 0 | 0 | 0 | 0 | 0 | 0 | 0
Industrial Sector Energy Related Emissions before CCS[heat if,coal mining 05,CO] | NoSettings | 0 | 0 | 0 | 0 | 0 | 0 | 0 | 0 | 0 | 0 | 0 | 0 | 0 | 0 | 0 | 0 | 0 | 0 | 0 | 0 | 0 | 0 | 0 | 0 | 0 | 0 | 0 | 0 | 0 | 0 | 0
Industrial Sector Energy Related Emissions before CCS[heat if,coal mining 05,NOx] | NoSettings | 0 | 0 | 0 | 0 | 0 | 0 | 0 | 0 | 0 | 0 | 0 | 0 | 0 | 0 | 0 | 0 | 0 | 0 | 0 | 0 | 0 | 0 | 0 | 0 | 0 | 0 | 0 | 0 | 0 | 0 | 0
Industrial Sector Energy Related Emissions before CCS[heat if,coal mining 05,PM10] | NoSettings | 0 | 0 | 0 | 0 | 0 | 0 | 0 | 0 | 0 | 0 | 0 | 0 | 0 | 0 | 0 | 0 | 0 | 0 | 0 | 0 | 0 | 0 | 0 | 0 | 0 | 0 | 0 | 0 | 0 | 0 | 0
Industrial Sector Energy Related Emissions before CCS[heat if,coal mining 05,PM25] | NoSettings | 0 | 0 | 0 | 0 | 0 | 0 | 0 | 0 | 0 | 0 | 0 | 0 | 0 | 0 | 0 | 0 | 0 | 0 | 0 | 0 | 0 | 0 | 0 | 0 | 0 | 0 | 0 | 0 | 0 | 0 | 0
Industrial Sector Energy Related Emissions before CCS[heat if,coal mining 05,SOx] | NoSettings | 0 | 0 | 0 | 0 | 0 | 0 | 0 | 0 | 0 | 0 | 0 | 0 | 0 | 0 | 0 | 0 | 0 | 0 | 0 | 0 | 0 | 0 | 0 | 0 | 0 | 0 | 0 | 0 | 0 | 0 | 0
Industrial Sector Energy Related Emissions before CCS[heat if,coal mining 05,BC] | NoSettings | 0 | 0 | 0 | 0 | 0 | 0 | 0 | 0 | 0 | 0 | 0 | 0 | 0 | 0 | 0 | 0 | 0 | 0 | 0 | 0 | 0 | 0 | 0 | 0 | 0 | 0 | 0 | 0 | 0 | 0 | 0
Industrial Sector Energy Related Emissions before CCS[heat if,coal mining 05,OC] | NoSettings | 0 | 0 | 0 | 0 | 0 | 0 | 0 | 0 | 0 | 0 | 0 | 0 | 0 | 0 | 0 | 0 | 0 | 0 | 0 | 0 | 0 | 0 | 0 | 0 | 0 | 0 | 0 | 0 | 0 | 0 | 0
Industrial Sector Energy Related Emissions before CCS[heat if,coal mining 05,CH4] | NoSettings | 0 | 0 | 0 | 0 | 0 | 0 | 0 | 0 | 0 | 0 | 0 | 0 | 0 | 0 | 0 | 0 | 0 | 0 | 0 | 0 | 0 | 0 | 0 | 0 | 0 | 0 | 0 | 0 | 0 | 0 | 0
Industrial Sector Energy Related Emissions before CCS[heat if,coal mining 05,N2O] | NoSettings | 0 | 0 | 0 | 0 | 0 | 0 | 0 | 0 | 0 | 0 | 0 | 0 | 0 | 0 | 0 | 0 | 0 | 0 | 0 | 0 | 0 | 0 | 0 | 0 | 0 | 0 | 0 | 0 | 0 | 0 | 0
Industrial Sector Energy Related Emissions before CCS[heat if,coal mining 05,F gases] | NoSettings | 0 | 0 | 0 | 0 | 0 | 0 | 0 | 0 | 0 | 0 | 0 | 0 | 0 | 0 | 0 | 0 | 0 | 0 | 0 | 0 | 0 | 0 | 0 | 0 | 0 | 0 | 0 | 0 | 0 | 0 | 0
Industrial Sector Energy Related Emissions before CCS[heat if,oil and gas extraction 06,CO2] | NoSettings | 0 | 0 | 0 | 0 | 0 | 0 | 0 | 0 | 0 | 0 | 0 | 0 | 0 | 0 | 0 | 0 | 0 | 0 | 0 | 0 | 0 | 0 | 0 | 0 | 0 | 0 | 0 | 0 | 0 | 0 | 0
Industrial Sector Energy Related Emissions before CCS[heat if,oil and gas extraction 06,VOC] | NoSettings | 0 | 0 | 0 | 0 | 0 | 0 | 0 | 0 | 0 | 0 | 0 | 0 | 0 | 0 | 0 | 0 | 0 | 0 | 0 | 0 | 0 | 0 | 0 | 0 | 0 | 0 | 0 | 0 | 0 | 0 | 0
Industrial Sector Energy Related Emissions before CCS[heat if,oil and gas extraction 06,CO] | NoSettings | 0 | 0 | 0 | 0 | 0 | 0 | 0 | 0 | 0 | 0 | 0 | 0 | 0 | 0 | 0 | 0 | 0 | 0 | 0 | 0 | 0 | 0 | 0 | 0 | 0 | 0 | 0 | 0 | 0 | 0 | 0
Industrial Sector Energy Related Emissions before CCS[heat if,oil and gas extraction 06,NOx] | NoSettings | 0 | 0 | 0 | 0 | 0 | 0 | 0 | 0 | 0 | 0 | 0 | 0 | 0 | 0 | 0 | 0 | 0 | 0 | 0 | 0 | 0 | 0 | 0 | 0 | 0 | 0 | 0 | 0 | 0 | 0 | 0
Industrial Sector Energy Related Emissions before CCS[heat if,oil and gas extraction 06,PM10] | NoSettings | 0 | 0 | 0 | 0 | 0 | 0 | 0 | 0 | 0 | 0 | 0 | 0 | 0 | 0 | 0 | 0 | 0 | 0 | 0 | 0 | 0 | 0 | 0 | 0 | 0 | 0 | 0 | 0 | 0 | 0 | 0
Industrial Sector Energy Related Emissions before CCS[heat if,oil and gas extraction 06,PM25] | NoSettings | 0 | 0 | 0 | 0 | 0 | 0 | 0 | 0 | 0 | 0 | 0 | 0 | 0 | 0 | 0 | 0 | 0 | 0 | 0 | 0 | 0 | 0 | 0 | 0 | 0 | 0 | 0 | 0 | 0 | 0 | 0
Industrial Sector Energy Related Emissions before CCS[heat if,oil and gas extraction 06,SOx] | NoSettings | 0 | 0 | 0 | 0 | 0 | 0 | 0 | 0 | 0 | 0 | 0 | 0 | 0 | 0 | 0 | 0 | 0 | 0 | 0 | 0 | 0 | 0 | 0 | 0 | 0 | 0 | 0 | 0 | 0 | 0 | 0
Industrial Sector Energy Related Emissions before CCS[heat if,oil and gas extraction 06,BC] | NoSettings | 0 | 0 | 0 | 0 | 0 | 0 | 0 | 0 | 0 | 0 | 0 | 0 | 0 | 0 | 0 | 0 | 0 | 0 | 0 | 0 | 0 | 0 | 0 | 0 | 0 | 0 | 0 | 0 | 0 | 0 | 0
Industrial Sector Energy Related Emissions before CCS[heat if,oil and gas extraction 06,OC] | NoSettings | 0 | 0 | 0 | 0 | 0 | 0 | 0 | 0 | 0 | 0 | 0 | 0 | 0 | 0 | 0 | 0 | 0 | 0 | 0 | 0 | 0 | 0 | 0 | 0 | 0 | 0 | 0 | 0 | 0 | 0 | 0
Industrial Sector Energy Related Emissions before CCS[heat if,oil and gas extraction 06,CH4] | NoSettings | 0 | 0 | 0 | 0 | 0 | 0 | 0 | 0 | 0 | 0 | 0 | 0 | 0 | 0 | 0 | 0 | 0 | 0 | 0 | 0 | 0 | 0 | 0 | 0 | 0 | 0 | 0 | 0 | 0 | 0 | 0
Industrial Sector Energy Related Emissions before CCS[heat if,oil and gas extraction 06,N2O] | NoSettings | 0 | 0 | 0 | 0 | 0 | 0 | 0 | 0 | 0 | 0 | 0 | 0 | 0 | 0 | 0 | 0 | 0 | 0 | 0 | 0 | 0 | 0 | 0 | 0 | 0 | 0 | 0 | 0 | 0 | 0 | 0
Industrial Sector Energy Related Emissions before CCS[heat if,oil and gas extraction 06,F gases] | NoSettings | 0 | 0 | 0 | 0 | 0 | 0 | 0 | 0 | 0 | 0 | 0 | 0 | 0 | 0 | 0 | 0 | 0 | 0 | 0 | 0 | 0 | 0 | 0 | 0 | 0 | 0 | 0 | 0 | 0 | 0 | 0
Industrial Sector Energy Related Emissions before CCS[heat if,other mining and quarrying 07T08,CO2] | NoSettings | 0 | 0 | 0 | 0 | 0 | 0 | 0 | 0 | 0 | 0 | 0 | 0 | 0 | 0 | 0 | 0 | 0 | 0 | 0 | 0 | 0 | 0 | 0 | 0 | 0 | 0 | 0 | 0 | 0 | 0 | 0
Industrial Sector Energy Related Emissions before CCS[heat if,other mining and quarrying 07T08,VOC] | NoSettings | 0 | 0 | 0 | 0 | 0 | 0 | 0 | 0 | 0 | 0 | 0 | 0 | 0 | 0 | 0 | 0 | 0 | 0 | 0 | 0 | 0 | 0 | 0 | 0 | 0 | 0 | 0 | 0 | 0 | 0 | 0
Industrial Sector Energy Related Emissions before CCS[heat if,other mining and quarrying 07T08,CO] | NoSettings | 0 | 0 | 0 | 0 | 0 | 0 | 0 | 0 | 0 | 0 | 0 | 0 | 0 | 0 | 0 | 0 | 0 | 0 | 0 | 0 | 0 | 0 | 0 | 0 | 0 | 0 | 0 | 0 | 0 | 0 | 0
Industrial Sector Energy Related Emissions before CCS[heat if,other mining and quarrying 07T08,NOx] | NoSettings | 0 | 0 | 0 | 0 | 0 | 0 | 0 | 0 | 0 | 0 | 0 | 0 | 0 | 0 | 0 | 0 | 0 | 0 | 0 | 0 | 0 | 0 | 0 | 0 | 0 | 0 | 0 | 0 | 0 | 0 | 0
Industrial Sector Energy Related Emissions before CCS[heat if,other mining and quarrying 07T08,PM10] | NoSettings | 0 | 0 | 0 | 0 | 0 | 0 | 0 | 0 | 0 | 0 | 0 | 0 | 0 | 0 | 0 | 0 | 0 | 0 | 0 | 0 | 0 | 0 | 0 | 0 | 0 | 0 | 0 | 0 | 0 | 0 | 0
Industrial Sector Energy Related Emissions before CCS[heat if,other mining and quarrying 07T08,PM25] | NoSettings | 0 | 0 | 0 | 0 | 0 | 0 | 0 | 0 | 0 | 0 | 0 | 0 | 0 | 0 | 0 | 0 | 0 | 0 | 0 | 0 | 0 | 0 | 0 | 0 | 0 | 0 | 0 | 0 | 0 | 0 | 0
Industrial Sector Energy Related Emissions before CCS[heat if,other mining and quarrying 07T08,SOx] | NoSettings | 0 | 0 | 0 | 0 | 0 | 0 | 0 | 0 | 0 | 0 | 0 | 0 | 0 | 0 | 0 | 0 | 0 | 0 | 0 | 0 | 0 | 0 | 0 | 0 | 0 | 0 | 0 | 0 | 0 | 0 | 0
Industrial Sector Energy Related Emissions before CCS[heat if,other mining and quarrying 07T08,BC] | NoSettings | 0 | 0 | 0 | 0 | 0 | 0 | 0 | 0 | 0 | 0 | 0 | 0 | 0 | 0 | 0 | 0 | 0 | 0 | 0 | 0 | 0 | 0 | 0 | 0 | 0 | 0 | 0 | 0 | 0 | 0 | 0
Industrial Sector Energy Related Emissions before CCS[heat if,other mining and quarrying 07T08,OC] | NoSettings | 0 | 0 | 0 | 0 | 0 | 0 | 0 | 0 | 0 | 0 | 0 | 0 | 0 | 0 | 0 | 0 | 0 | 0 | 0 | 0 | 0 | 0 | 0 | 0 | 0 | 0 | 0 | 0 | 0 | 0 | 0
Industrial Sector Energy Related Emissions before CCS[heat if,other mining and quarrying 07T08,CH4] | NoSettings | 0 | 0 | 0 | 0 | 0 | 0 | 0 | 0 | 0 | 0 | 0 | 0 | 0 | 0 | 0 | 0 | 0 | 0 | 0 | 0 | 0 | 0 | 0 | 0 | 0 | 0 | 0 | 0 | 0 | 0 | 0
Industrial Sector Energy Related Emissions before CCS[heat if,other mining and quarrying 07T08,N2O] | NoSettings | 0 | 0 | 0 | 0 | 0 | 0 | 0 | 0 | 0 | 0 | 0 | 0 | 0 | 0 | 0 | 0 | 0 | 0 | 0 | 0 | 0 | 0 | 0 | 0 | 0 | 0 | 0 | 0 | 0 | 0 | 0
Industrial Sector Energy Related Emissions before CCS[heat if,other mining and quarrying 07T08,F gases] | NoSettings | 0 | 0 | 0 | 0 | 0 | 0 | 0 | 0 | 0 | 0 | 0 | 0 | 0 | 0 | 0 | 0 | 0 | 0 | 0 | 0 | 0 | 0 | 0 | 0 | 0 | 0 | 0 | 0 | 0 | 0 | 0
Industrial Sector Energy Related Emissions before CCS[heat if,food beverage and tobacco 10T12,CO2] | NoSettings | 0 | 0 | 0 | 0 | 0 | 0 | 0 | 0 | 0 | 0 | 0 | 0 | 0 | 0 | 0 | 0 | 0 | 0 | 0 | 0 | 0 | 0 | 0 | 0 | 0 | 0 | 0 | 0 | 0 | 0 | 0
Industrial Sector Energy Related Emissions before CCS[heat if,food beverage and tobacco 10T12,VOC] | NoSettings | 0 | 0 | 0 | 0 | 0 | 0 | 0 | 0 | 0 | 0 | 0 | 0 | 0 | 0 | 0 | 0 | 0 | 0 | 0 | 0 | 0 | 0 | 0 | 0 | 0 | 0 | 0 | 0 | 0 | 0 | 0
Industrial Sector Energy Related Emissions before CCS[heat if,food beverage and tobacco 10T12,CO] | NoSettings | 0 | 0 | 0 | 0 | 0 | 0 | 0 | 0 | 0 | 0 | 0 | 0 | 0 | 0 | 0 | 0 | 0 | 0 | 0 | 0 | 0 | 0 | 0 | 0 | 0 | 0 | 0 | 0 | 0 | 0 | 0
Industrial Sector Energy Related Emissions before CCS[heat if,food beverage and tobacco 10T12,NOx] | NoSettings | 0 | 0 | 0 | 0 | 0 | 0 | 0 | 0 | 0 | 0 | 0 | 0 | 0 | 0 | 0 | 0 | 0 | 0 | 0 | 0 | 0 | 0 | 0 | 0 | 0 | 0 | 0 | 0 | 0 | 0 | 0
Industrial Sector Energy Related Emissions before CCS[heat if,food beverage and tobacco 10T12,PM10] | NoSettings | 0 | 0 | 0 | 0 | 0 | 0 | 0 | 0 | 0 | 0 | 0 | 0 | 0 | 0 | 0 | 0 | 0 | 0 | 0 | 0 | 0 | 0 | 0 | 0 | 0 | 0 | 0 | 0 | 0 | 0 | 0
Industrial Sector Energy Related Emissions before CCS[heat if,food beverage and tobacco 10T12,PM25] | NoSettings | 0 | 0 | 0 | 0 | 0 | 0 | 0 | 0 | 0 | 0 | 0 | 0 | 0 | 0 | 0 | 0 | 0 | 0 | 0 | 0 | 0 | 0 | 0 | 0 | 0 | 0 | 0 | 0 | 0 | 0 | 0
Industrial Sector Energy Related Emissions before CCS[heat if,food beverage and tobacco 10T12,SOx] | NoSettings | 0 | 0 | 0 | 0 | 0 | 0 | 0 | 0 | 0 | 0 | 0 | 0 | 0 | 0 | 0 | 0 | 0 | 0 | 0 | 0 | 0 | 0 | 0 | 0 | 0 | 0 | 0 | 0 | 0 | 0 | 0
Industrial Sector Energy Related Emissions before CCS[heat if,food beverage and tobacco 10T12,BC] | NoSettings | 0 | 0 | 0 | 0 | 0 | 0 | 0 | 0 | 0 | 0 | 0 | 0 | 0 | 0 | 0 | 0 | 0 | 0 | 0 | 0 | 0 | 0 | 0 | 0 | 0 | 0 | 0 | 0 | 0 | 0 | 0
Industrial Sector Energy Related Emissions before CCS[heat if,food beverage and tobacco 10T12,OC] | NoSettings | 0 | 0 | 0 | 0 | 0 | 0 | 0 | 0 | 0 | 0 | 0 | 0 | 0 | 0 | 0 | 0 | 0 | 0 | 0 | 0 | 0 | 0 | 0 | 0 | 0 | 0 | 0 | 0 | 0 | 0 | 0
Industrial Sector Energy Related Emissions before CCS[heat if,food beverage and tobacco 10T12,CH4] | NoSettings | 0 | 0 | 0 | 0 | 0 | 0 | 0 | 0 | 0 | 0 | 0 | 0 | 0 | 0 | 0 | 0 | 0 | 0 | 0 | 0 | 0 | 0 | 0 | 0 | 0 | 0 | 0 | 0 | 0 | 0 | 0
Industrial Sector Energy Related Emissions before CCS[heat if,food beverage and tobacco 10T12,N2O] | NoSettings | 0 | 0 | 0 | 0 | 0 | 0 | 0 | 0 | 0 | 0 | 0 | 0 | 0 | 0 | 0 | 0 | 0 | 0 | 0 | 0 | 0 | 0 | 0 | 0 | 0 | 0 | 0 | 0 | 0 | 0 | 0
Industrial Sector Energy Related Emissions before CCS[heat if,food beverage and tobacco 10T12,F gases] | NoSettings | 0 | 0 | 0 | 0 | 0 | 0 | 0 | 0 | 0 | 0 | 0 | 0 | 0 | 0 | 0 | 0 | 0 | 0 | 0 | 0 | 0 | 0 | 0 | 0 | 0 | 0 | 0 | 0 | 0 | 0 | 0
Industrial Sector Energy Related Emissions before CCS[heat if,textiles apparel and leather 13T15,CO2] | NoSettings | 0 | 0 | 0 | 0 | 0 | 0 | 0 | 0 | 0 | 0 | 0 | 0 | 0 | 0 | 0 | 0 | 0 | 0 | 0 | 0 | 0 | 0 | 0 | 0 | 0 | 0 | 0 | 0 | 0 | 0 | 0
Industrial Sector Energy Related Emissions before CCS[heat if,textiles apparel and leather 13T15,VOC] | NoSettings | 0 | 0 | 0 | 0 | 0 | 0 | 0 | 0 | 0 | 0 | 0 | 0 | 0 | 0 | 0 | 0 | 0 | 0 | 0 | 0 | 0 | 0 | 0 | 0 | 0 | 0 | 0 | 0 | 0 | 0 | 0
Industrial Sector Energy Related Emissions before CCS[heat if,textiles apparel and leather 13T15,CO] | NoSettings | 0 | 0 | 0 | 0 | 0 | 0 | 0 | 0 | 0 | 0 | 0 | 0 | 0 | 0 | 0 | 0 | 0 | 0 | 0 | 0 | 0 | 0 | 0 | 0 | 0 | 0 | 0 | 0 | 0 | 0 | 0
Industrial Sector Energy Related Emissions before CCS[heat if,textiles apparel and leather 13T15,NOx] | NoSettings | 0 | 0 | 0 | 0 | 0 | 0 | 0 | 0 | 0 | 0 | 0 | 0 | 0 | 0 | 0 | 0 | 0 | 0 | 0 | 0 | 0 | 0 | 0 | 0 | 0 | 0 | 0 | 0 | 0 | 0 | 0
Industrial Sector Energy Related Emissions before CCS[heat if,textiles apparel and leather 13T15,PM10] | NoSettings | 0 | 0 | 0 | 0 | 0 | 0 | 0 | 0 | 0 | 0 | 0 | 0 | 0 | 0 | 0 | 0 | 0 | 0 | 0 | 0 | 0 | 0 | 0 | 0 | 0 | 0 | 0 | 0 | 0 | 0 | 0
Industrial Sector Energy Related Emissions before CCS[heat if,textiles apparel and leather 13T15,PM25] | NoSettings | 0 | 0 | 0 | 0 | 0 | 0 | 0 | 0 | 0 | 0 | 0 | 0 | 0 | 0 | 0 | 0 | 0 | 0 | 0 | 0 | 0 | 0 | 0 | 0 | 0 | 0 | 0 | 0 | 0 | 0 | 0
Industrial Sector Energy Related Emissions before CCS[heat if,textiles apparel and leather 13T15,SOx] | NoSettings | 0 | 0 | 0 | 0 | 0 | 0 | 0 | 0 | 0 | 0 | 0 | 0 | 0 | 0 | 0 | 0 | 0 | 0 | 0 | 0 | 0 | 0 | 0 | 0 | 0 | 0 | 0 | 0 | 0 | 0 | 0
Industrial Sector Energy Related Emissions before CCS[heat if,textiles apparel and leather 13T15,BC] | NoSettings | 0 | 0 | 0 | 0 | 0 | 0 | 0 | 0 | 0 | 0 | 0 | 0 | 0 | 0 | 0 | 0 | 0 | 0 | 0 | 0 | 0 | 0 | 0 | 0 | 0 | 0 | 0 | 0 | 0 | 0 | 0
Industrial Sector Energy Related Emissions before CCS[heat if,textiles apparel and leather 13T15,OC] | NoSettings | 0 | 0 | 0 | 0 | 0 | 0 | 0 | 0 | 0 | 0 | 0 | 0 | 0 | 0 | 0 | 0 | 0 | 0 | 0 | 0 | 0 | 0 | 0 | 0 | 0 | 0 | 0 | 0 | 0 | 0 | 0
Industrial Sector Energy Related Emissions before CCS[heat if,textiles apparel and leather 13T15,CH4] | NoSettings | 0 | 0 | 0 | 0 | 0 | 0 | 0 | 0 | 0 | 0 | 0 | 0 | 0 | 0 | 0 | 0 | 0 | 0 | 0 | 0 | 0 | 0 | 0 | 0 | 0 | 0 | 0 | 0 | 0 | 0 | 0
Industrial Sector Energy Related Emissions before CCS[heat if,textiles apparel and leather 13T15,N2O] | NoSettings | 0 | 0 | 0 | 0 | 0 | 0 | 0 | 0 | 0 | 0 | 0 | 0 | 0 | 0 | 0 | 0 | 0 | 0 | 0 | 0 | 0 | 0 | 0 | 0 | 0 | 0 | 0 | 0 | 0 | 0 | 0
Industrial Sector Energy Related Emissions before CCS[heat if,textiles apparel and leather 13T15,F gases] | NoSettings | 0 | 0 | 0 | 0 | 0 | 0 | 0 | 0 | 0 | 0 | 0 | 0 | 0 | 0 | 0 | 0 | 0 | 0 | 0 | 0 | 0 | 0 | 0 | 0 | 0 | 0 | 0 | 0 | 0 | 0 | 0
Industrial Sector Energy Related Emissions before CCS[heat if,wood products 16,CO2] | NoSettings | 0 | 0 | 0 | 0 | 0 | 0 | 0 | 0 | 0 | 0 | 0 | 0 | 0 | 0 | 0 | 0 | 0 | 0 | 0 | 0 | 0 | 0 | 0 | 0 | 0 | 0 | 0 | 0 | 0 | 0 | 0
Industrial Sector Energy Related Emissions before CCS[heat if,wood products 16,VOC] | NoSettings | 0 | 0 | 0 | 0 | 0 | 0 | 0 | 0 | 0 | 0 | 0 | 0 | 0 | 0 | 0 | 0 | 0 | 0 | 0 | 0 | 0 | 0 | 0 | 0 | 0 | 0 | 0 | 0 | 0 | 0 | 0
Industrial Sector Energy Related Emissions before CCS[heat if,wood products 16,CO] | NoSettings | 0 | 0 | 0 | 0 | 0 | 0 | 0 | 0 | 0 | 0 | 0 | 0 | 0 | 0 | 0 | 0 | 0 | 0 | 0 | 0 | 0 | 0 | 0 | 0 | 0 | 0 | 0 | 0 | 0 | 0 | 0
Industrial Sector Energy Related Emissions before CCS[heat if,wood products 16,NOx] | NoSettings | 0 | 0 | 0 | 0 | 0 | 0 | 0 | 0 | 0 | 0 | 0 | 0 | 0 | 0 | 0 | 0 | 0 | 0 | 0 | 0 | 0 | 0 | 0 | 0 | 0 | 0 | 0 | 0 | 0 | 0 | 0
Industrial Sector Energy Related Emissions before CCS[heat if,wood products 16,PM10] | NoSettings | 0 | 0 | 0 | 0 | 0 | 0 | 0 | 0 | 0 | 0 | 0 | 0 | 0 | 0 | 0 | 0 | 0 | 0 | 0 | 0 | 0 | 0 | 0 | 0 | 0 | 0 | 0 | 0 | 0 | 0 | 0
Industrial Sector Energy Related Emissions before CCS[heat if,wood products 16,PM25] | NoSettings | 0 | 0 | 0 | 0 | 0 | 0 | 0 | 0 | 0 | 0 | 0 | 0 | 0 | 0 | 0 | 0 | 0 | 0 | 0 | 0 | 0 | 0 | 0 | 0 | 0 | 0 | 0 | 0 | 0 | 0 | 0
Industrial Sector Energy Related Emissions before CCS[heat if,wood products 16,SOx] | NoSettings | 0 | 0 | 0 | 0 | 0 | 0 | 0 | 0 | 0 | 0 | 0 | 0 | 0 | 0 | 0 | 0 | 0 | 0 | 0 | 0 | 0 | 0 | 0 | 0 | 0 | 0 | 0 | 0 | 0 | 0 | 0
Industrial Sector Energy Related Emissions before CCS[heat if,wood products 16,BC] | NoSettings | 0 | 0 | 0 | 0 | 0 | 0 | 0 | 0 | 0 | 0 | 0 | 0 | 0 | 0 | 0 | 0 | 0 | 0 | 0 | 0 | 0 | 0 | 0 | 0 | 0 | 0 | 0 | 0 | 0 | 0 | 0
Industrial Sector Energy Related Emissions before CCS[heat if,wood products 16,OC] | NoSettings | 0 | 0 | 0 | 0 | 0 | 0 | 0 | 0 | 0 | 0 | 0 | 0 | 0 | 0 | 0 | 0 | 0 | 0 | 0 | 0 | 0 | 0 | 0 | 0 | 0 | 0 | 0 | 0 | 0 | 0 | 0
Industrial Sector Energy Related Emissions before CCS[heat if,wood products 16,CH4] | NoSettings | 0 | 0 | 0 | 0 | 0 | 0 | 0 | 0 | 0 | 0 | 0 | 0 | 0 | 0 | 0 | 0 | 0 | 0 | 0 | 0 | 0 | 0 | 0 | 0 | 0 | 0 | 0 | 0 | 0 | 0 | 0
Industrial Sector Energy Related Emissions before CCS[heat if,wood products 16,N2O] | NoSettings | 0 | 0 | 0 | 0 | 0 | 0 | 0 | 0 | 0 | 0 | 0 | 0 | 0 | 0 | 0 | 0 | 0 | 0 | 0 | 0 | 0 | 0 | 0 | 0 | 0 | 0 | 0 | 0 | 0 | 0 | 0
Industrial Sector Energy Related Emissions before CCS[heat if,wood products 16,F gases] | NoSettings | 0 | 0 | 0 | 0 | 0 | 0 | 0 | 0 | 0 | 0 | 0 | 0 | 0 | 0 | 0 | 0 | 0 | 0 | 0 | 0 | 0 | 0 | 0 | 0 | 0 | 0 | 0 | 0 | 0 | 0 | 0
Industrial Sector Energy Related Emissions before CCS[heat if,pulp paper and printing 17T18,CO2] | NoSettings | 0 | 0 | 0 | 0 | 0 | 0 | 0 | 0 | 0 | 0 | 0 | 0 | 0 | 0 | 0 | 0 | 0 | 0 | 0 | 0 | 0 | 0 | 0 | 0 | 0 | 0 | 0 | 0 | 0 | 0 | 0
Industrial Sector Energy Related Emissions before CCS[heat if,pulp paper and printing 17T18,VOC] | NoSettings | 0 | 0 | 0 | 0 | 0 | 0 | 0 | 0 | 0 | 0 | 0 | 0 | 0 | 0 | 0 | 0 | 0 | 0 | 0 | 0 | 0 | 0 | 0 | 0 | 0 | 0 | 0 | 0 | 0 | 0 | 0
Industrial Sector Energy Related Emissions before CCS[heat if,pulp paper and printing 17T18,CO] | NoSettings | 0 | 0 | 0 | 0 | 0 | 0 | 0 | 0 | 0 | 0 | 0 | 0 | 0 | 0 | 0 | 0 | 0 | 0 | 0 | 0 | 0 | 0 | 0 | 0 | 0 | 0 | 0 | 0 | 0 | 0 | 0
Industrial Sector Energy Related Emissions before CCS[heat if,pulp paper and printing 17T18,NOx] | NoSettings | 0 | 0 | 0 | 0 | 0 | 0 | 0 | 0 | 0 | 0 | 0 | 0 | 0 | 0 | 0 | 0 | 0 | 0 | 0 | 0 | 0 | 0 | 0 | 0 | 0 | 0 | 0 | 0 | 0 | 0 | 0
Industrial Sector Energy Related Emissions before CCS[heat if,pulp paper and printing 17T18,PM10] | NoSettings | 0 | 0 | 0 | 0 | 0 | 0 | 0 | 0 | 0 | 0 | 0 | 0 | 0 | 0 | 0 | 0 | 0 | 0 | 0 | 0 | 0 | 0 | 0 | 0 | 0 | 0 | 0 | 0 | 0 | 0 | 0
Industrial Sector Energy Related Emissions before CCS[heat if,pulp paper and printing 17T18,PM25] | NoSettings | 0 | 0 | 0 | 0 | 0 | 0 | 0 | 0 | 0 | 0 | 0 | 0 | 0 | 0 | 0 | 0 | 0 | 0 | 0 | 0 | 0 | 0 | 0 | 0 | 0 | 0 | 0 | 0 | 0 | 0 | 0
Industrial Sector Energy Related Emissions before CCS[heat if,pulp paper and printing 17T18,SOx] | NoSettings | 0 | 0 | 0 | 0 | 0 | 0 | 0 | 0 | 0 | 0 | 0 | 0 | 0 | 0 | 0 | 0 | 0 | 0 | 0 | 0 | 0 | 0 | 0 | 0 | 0 | 0 | 0 | 0 | 0 | 0 | 0
Industrial Sector Energy Related Emissions before CCS[heat if,pulp paper and printing 17T18,BC] | NoSettings | 0 | 0 | 0 | 0 | 0 | 0 | 0 | 0 | 0 | 0 | 0 | 0 | 0 | 0 | 0 | 0 | 0 | 0 | 0 | 0 | 0 | 0 | 0 | 0 | 0 | 0 | 0 | 0 | 0 | 0 | 0
Industrial Sector Energy Related Emissions before CCS[heat if,pulp paper and printing 17T18,OC] | NoSettings | 0 | 0 | 0 | 0 | 0 | 0 | 0 | 0 | 0 | 0 | 0 | 0 | 0 | 0 | 0 | 0 | 0 | 0 | 0 | 0 | 0 | 0 | 0 | 0 | 0 | 0 | 0 | 0 | 0 | 0 | 0
Industrial Sector Energy Related Emissions before CCS[heat if,pulp paper and printing 17T18,CH4] | NoSettings | 0 | 0 | 0 | 0 | 0 | 0 | 0 | 0 | 0 | 0 | 0 | 0 | 0 | 0 | 0 | 0 | 0 | 0 | 0 | 0 | 0 | 0 | 0 | 0 | 0 | 0 | 0 | 0 | 0 | 0 | 0
Industrial Sector Energy Related Emissions before CCS[heat if,pulp paper and printing 17T18,N2O] | NoSettings | 0 | 0 | 0 | 0 | 0 | 0 | 0 | 0 | 0 | 0 | 0 | 0 | 0 | 0 | 0 | 0 | 0 | 0 | 0 | 0 | 0 | 0 | 0 | 0 | 0 | 0 | 0 | 0 | 0 | 0 | 0
Industrial Sector Energy Related Emissions before CCS[heat if,pulp paper and printing 17T18,F gases] | NoSettings | 0 | 0 | 0 | 0 | 0 | 0 | 0 | 0 | 0 | 0 | 0 | 0 | 0 | 0 | 0 | 0 | 0 | 0 | 0 | 0 | 0 | 0 | 0 | 0 | 0 | 0 | 0 | 0 | 0 | 0 | 0
Industrial Sector Energy Related Emissions before CCS[heat if,refined petroleum and coke 19,CO2] | NoSettings | 0 | 0 | 0 | 0 | 0 | 0 | 0 | 0 | 0 | 0 | 0 | 0 | 0 | 0 | 0 | 0 | 0 | 0 | 0 | 0 | 0 | 0 | 0 | 0 | 0 | 0 | 0 | 0 | 0 | 0 | 0
Industrial Sector Energy Related Emissions before CCS[heat if,refined petroleum and coke 19,VOC] | NoSettings | 0 | 0 | 0 | 0 | 0 | 0 | 0 | 0 | 0 | 0 | 0 | 0 | 0 | 0 | 0 | 0 | 0 | 0 | 0 | 0 | 0 | 0 | 0 | 0 | 0 | 0 | 0 | 0 | 0 | 0 | 0
Industrial Sector Energy Related Emissions before CCS[heat if,refined petroleum and coke 19,CO] | NoSettings | 0 | 0 | 0 | 0 | 0 | 0 | 0 | 0 | 0 | 0 | 0 | 0 | 0 | 0 | 0 | 0 | 0 | 0 | 0 | 0 | 0 | 0 | 0 | 0 | 0 | 0 | 0 | 0 | 0 | 0 | 0
Industrial Sector Energy Related Emissions before CCS[heat if,refined petroleum and coke 19,NOx] | NoSettings | 0 | 0 | 0 | 0 | 0 | 0 | 0 | 0 | 0 | 0 | 0 | 0 | 0 | 0 | 0 | 0 | 0 | 0 | 0 | 0 | 0 | 0 | 0 | 0 | 0 | 0 | 0 | 0 | 0 | 0 | 0
Industrial Sector Energy Related Emissions before CCS[heat if,refined petroleum and coke 19,PM10] | NoSettings | 0 | 0 | 0 | 0 | 0 | 0 | 0 | 0 | 0 | 0 | 0 | 0 | 0 | 0 | 0 | 0 | 0 | 0 | 0 | 0 | 0 | 0 | 0 | 0 | 0 | 0 | 0 | 0 | 0 | 0 | 0
Industrial Sector Energy Related Emissions before CCS[heat if,refined petroleum and coke 19,PM25] | NoSettings | 0 | 0 | 0 | 0 | 0 | 0 | 0 | 0 | 0 | 0 | 0 | 0 | 0 | 0 | 0 | 0 | 0 | 0 | 0 | 0 | 0 | 0 | 0 | 0 | 0 | 0 | 0 | 0 | 0 | 0 | 0
Industrial Sector Energy Related Emissions before CCS[heat if,refined petroleum and coke 19,SOx] | NoSettings | 0 | 0 | 0 | 0 | 0 | 0 | 0 | 0 | 0 | 0 | 0 | 0 | 0 | 0 | 0 | 0 | 0 | 0 | 0 | 0 | 0 | 0 | 0 | 0 | 0 | 0 | 0 | 0 | 0 | 0 | 0
Industrial Sector Energy Related Emissions before CCS[heat if,refined petroleum and coke 19,BC] | NoSettings | 0 | 0 | 0 | 0 | 0 | 0 | 0 | 0 | 0 | 0 | 0 | 0 | 0 | 0 | 0 | 0 | 0 | 0 | 0 | 0 | 0 | 0 | 0 | 0 | 0 | 0 | 0 | 0 | 0 | 0 | 0
Industrial Sector Energy Related Emissions before CCS[heat if,refined petroleum and coke 19,OC] | NoSettings | 0 | 0 | 0 | 0 | 0 | 0 | 0 | 0 | 0 | 0 | 0 | 0 | 0 | 0 | 0 | 0 | 0 | 0 | 0 | 0 | 0 | 0 | 0 | 0 | 0 | 0 | 0 | 0 | 0 | 0 | 0
Industrial Sector Energy Related Emissions before CCS[heat if,refined petroleum and coke 19,CH4] | NoSettings | 0 | 0 | 0 | 0 | 0 | 0 | 0 | 0 | 0 | 0 | 0 | 0 | 0 | 0 | 0 | 0 | 0 | 0 | 0 | 0 | 0 | 0 | 0 | 0 | 0 | 0 | 0 | 0 | 0 | 0 | 0
Industrial Sector Energy Related Emissions before CCS[heat if,refined petroleum and coke 19,N2O] | NoSettings | 0 | 0 | 0 | 0 | 0 | 0 | 0 | 0 | 0 | 0 | 0 | 0 | 0 | 0 | 0 | 0 | 0 | 0 | 0 | 0 | 0 | 0 | 0 | 0 | 0 | 0 | 0 | 0 | 0 | 0 | 0
Industrial Sector Energy Related Emissions before CCS[heat if,refined petroleum and coke 19,F gases] | NoSettings | 0 | 0 | 0 | 0 | 0 | 0 | 0 | 0 | 0 | 0 | 0 | 0 | 0 | 0 | 0 | 0 | 0 | 0 | 0 | 0 | 0 | 0 | 0 | 0 | 0 | 0 | 0 | 0 | 0 | 0 | 0
Industrial Sector Energy Related Emissions before CCS[heat if,chemicals 20,CO2] | NoSettings | 0 | 0 | 0 | 0 | 0 | 0 | 0 | 0 | 0 | 0 | 0 | 0 | 0 | 0 | 0 | 0 | 0 | 0 | 0 | 0 | 0 | 0 | 0 | 0 | 0 | 0 | 0 | 0 | 0 | 0 | 0
Industrial Sector Energy Related Emissions before CCS[heat if,chemicals 20,VOC] | NoSettings | 0 | 0 | 0 | 0 | 0 | 0 | 0 | 0 | 0 | 0 | 0 | 0 | 0 | 0 | 0 | 0 | 0 | 0 | 0 | 0 | 0 | 0 | 0 | 0 | 0 | 0 | 0 | 0 | 0 | 0 | 0
Industrial Sector Energy Related Emissions before CCS[heat if,chemicals 20,CO] | NoSettings | 0 | 0 | 0 | 0 | 0 | 0 | 0 | 0 | 0 | 0 | 0 | 0 | 0 | 0 | 0 | 0 | 0 | 0 | 0 | 0 | 0 | 0 | 0 | 0 | 0 | 0 | 0 | 0 | 0 | 0 | 0
Industrial Sector Energy Related Emissions before CCS[heat if,chemicals 20,NOx] | NoSettings | 0 | 0 | 0 | 0 | 0 | 0 | 0 | 0 | 0 | 0 | 0 | 0 | 0 | 0 | 0 | 0 | 0 | 0 | 0 | 0 | 0 | 0 | 0 | 0 | 0 | 0 | 0 | 0 | 0 | 0 | 0
Industrial Sector Energy Related Emissions before CCS[heat if,chemicals 20,PM10] | NoSettings | 0 | 0 | 0 | 0 | 0 | 0 | 0 | 0 | 0 | 0 | 0 | 0 | 0 | 0 | 0 | 0 | 0 | 0 | 0 | 0 | 0 | 0 | 0 | 0 | 0 | 0 | 0 | 0 | 0 | 0 | 0
Industrial Sector Energy Related Emissions before CCS[heat if,chemicals 20,PM25] | NoSettings | 0 | 0 | 0 | 0 | 0 | 0 | 0 | 0 | 0 | 0 | 0 | 0 | 0 | 0 | 0 | 0 | 0 | 0 | 0 | 0 | 0 | 0 | 0 | 0 | 0 | 0 | 0 | 0 | 0 | 0 | 0
Industrial Sector Energy Related Emissions before CCS[heat if,chemicals 20,SOx] | NoSettings | 0 | 0 | 0 | 0 | 0 | 0 | 0 | 0 | 0 | 0 | 0 | 0 | 0 | 0 | 0 | 0 | 0 | 0 | 0 | 0 | 0 | 0 | 0 | 0 | 0 | 0 | 0 | 0 | 0 | 0 | 0
Industrial Sector Energy Related Emissions before CCS[heat if,chemicals 20,BC] | NoSettings | 0 | 0 | 0 | 0 | 0 | 0 | 0 | 0 | 0 | 0 | 0 | 0 | 0 | 0 | 0 | 0 | 0 | 0 | 0 | 0 | 0 | 0 | 0 | 0 | 0 | 0 | 0 | 0 | 0 | 0 | 0
Industrial Sector Energy Related Emissions before CCS[heat if,chemicals 20,OC] | NoSettings | 0 | 0 | 0 | 0 | 0 | 0 | 0 | 0 | 0 | 0 | 0 | 0 | 0 | 0 | 0 | 0 | 0 | 0 | 0 | 0 | 0 | 0 | 0 | 0 | 0 | 0 | 0 | 0 | 0 | 0 | 0
Industrial Sector Energy Related Emissions before CCS[heat if,chemicals 20,CH4] | NoSettings | 0 | 0 | 0 | 0 | 0 | 0 | 0 | 0 | 0 | 0 | 0 | 0 | 0 | 0 | 0 | 0 | 0 | 0 | 0 | 0 | 0 | 0 | 0 | 0 | 0 | 0 | 0 | 0 | 0 | 0 | 0
Industrial Sector Energy Related Emissions before CCS[heat if,chemicals 20,N2O] | NoSettings | 0 | 0 | 0 | 0 | 0 | 0 | 0 | 0 | 0 | 0 | 0 | 0 | 0 | 0 | 0 | 0 | 0 | 0 | 0 | 0 | 0 | 0 | 0 | 0 | 0 | 0 | 0 | 0 | 0 | 0 | 0
Industrial Sector Energy Related Emissions before CCS[heat if,chemicals 20,F gases] | NoSettings | 0 | 0 | 0 | 0 | 0 | 0 | 0 | 0 | 0 | 0 | 0 | 0 | 0 | 0 | 0 | 0 | 0 | 0 | 0 | 0 | 0 | 0 | 0 | 0 | 0 | 0 | 0 | 0 | 0 | 0 | 0
Industrial Sector Energy Related Emissions before CCS[heat if,rubber and plastic products 22,CO2] | NoSettings | 0 | 0 | 0 | 0 | 0 | 0 | 0 | 0 | 0 | 0 | 0 | 0 | 0 | 0 | 0 | 0 | 0 | 0 | 0 | 0 | 0 | 0 | 0 | 0 | 0 | 0 | 0 | 0 | 0 | 0 | 0
Industrial Sector Energy Related Emissions before CCS[heat if,rubber and plastic products 22,VOC] | NoSettings | 0 | 0 | 0 | 0 | 0 | 0 | 0 | 0 | 0 | 0 | 0 | 0 | 0 | 0 | 0 | 0 | 0 | 0 | 0 | 0 | 0 | 0 | 0 | 0 | 0 | 0 | 0 | 0 | 0 | 0 | 0
Industrial Sector Energy Related Emissions before CCS[heat if,rubber and plastic products 22,CO] | NoSettings | 0 | 0 | 0 | 0 | 0 | 0 | 0 | 0 | 0 | 0 | 0 | 0 | 0 | 0 | 0 | 0 | 0 | 0 | 0 | 0 | 0 | 0 | 0 | 0 | 0 | 0 | 0 | 0 | 0 | 0 | 0
Industrial Sector Energy Related Emissions before CCS[heat if,rubber and plastic products 22,NOx] | NoSettings | 0 | 0 | 0 | 0 | 0 | 0 | 0 | 0 | 0 | 0 | 0 | 0 | 0 | 0 | 0 | 0 | 0 | 0 | 0 | 0 | 0 | 0 | 0 | 0 | 0 | 0 | 0 | 0 | 0 | 0 | 0
Industrial Sector Energy Related Emissions before CCS[heat if,rubber and plastic products 22,PM10] | NoSettings | 0 | 0 | 0 | 0 | 0 | 0 | 0 | 0 | 0 | 0 | 0 | 0 | 0 | 0 | 0 | 0 | 0 | 0 | 0 | 0 | 0 | 0 | 0 | 0 | 0 | 0 | 0 | 0 | 0 | 0 | 0
Industrial Sector Energy Related Emissions before CCS[heat if,rubber and plastic products 22,PM25] | NoSettings | 0 | 0 | 0 | 0 | 0 | 0 | 0 | 0 | 0 | 0 | 0 | 0 | 0 | 0 | 0 | 0 | 0 | 0 | 0 | 0 | 0 | 0 | 0 | 0 | 0 | 0 | 0 | 0 | 0 | 0 | 0
Industrial Sector Energy Related Emissions before CCS[heat if,rubber and plastic products 22,SOx] | NoSettings | 0 | 0 | 0 | 0 | 0 | 0 | 0 | 0 | 0 | 0 | 0 | 0 | 0 | 0 | 0 | 0 | 0 | 0 | 0 | 0 | 0 | 0 | 0 | 0 | 0 | 0 | 0 | 0 | 0 | 0 | 0
Industrial Sector Energy Related Emissions before CCS[heat if,rubber and plastic products 22,BC] | NoSettings | 0 | 0 | 0 | 0 | 0 | 0 | 0 | 0 | 0 | 0 | 0 | 0 | 0 | 0 | 0 | 0 | 0 | 0 | 0 | 0 | 0 | 0 | 0 | 0 | 0 | 0 | 0 | 0 | 0 | 0 | 0
Industrial Sector Energy Related Emissions before CCS[heat if,rubber and plastic products 22,OC] | NoSettings | 0 | 0 | 0 | 0 | 0 | 0 | 0 | 0 | 0 | 0 | 0 | 0 | 0 | 0 | 0 | 0 | 0 | 0 | 0 | 0 | 0 | 0 | 0 | 0 | 0 | 0 | 0 | 0 | 0 | 0 | 0
Industrial Sector Energy Related Emissions before CCS[heat if,rubber and plastic products 22,CH4] | NoSettings | 0 | 0 | 0 | 0 | 0 | 0 | 0 | 0 | 0 | 0 | 0 | 0 | 0 | 0 | 0 | 0 | 0 | 0 | 0 | 0 | 0 | 0 | 0 | 0 | 0 | 0 | 0 | 0 | 0 | 0 | 0
Industrial Sector Energy Related Emissions before CCS[heat if,rubber and plastic products 22,N2O] | NoSettings | 0 | 0 | 0 | 0 | 0 | 0 | 0 | 0 | 0 | 0 | 0 | 0 | 0 | 0 | 0 | 0 | 0 | 0 | 0 | 0 | 0 | 0 | 0 | 0 | 0 | 0 | 0 | 0 | 0 | 0 | 0
Industrial Sector Energy Related Emissions before CCS[heat if,rubber and plastic products 22,F gases] | NoSettings | 0 | 0 | 0 | 0 | 0 | 0 | 0 | 0 | 0 | 0 | 0 | 0 | 0 | 0 | 0 | 0 | 0 | 0 | 0 | 0 | 0 | 0 | 0 | 0 | 0 | 0 | 0 | 0 | 0 | 0 | 0
Industrial Sector Energy Related Emissions before CCS[heat if,glass and glass products 231,CO2] | NoSettings | 0 | 0 | 0 | 0 | 0 | 0 | 0 | 0 | 0 | 0 | 0 | 0 | 0 | 0 | 0 | 0 | 0 | 0 | 0 | 0 | 0 | 0 | 0 | 0 | 0 | 0 | 0 | 0 | 0 | 0 | 0
Industrial Sector Energy Related Emissions before CCS[heat if,glass and glass products 231,VOC] | NoSettings | 0 | 0 | 0 | 0 | 0 | 0 | 0 | 0 | 0 | 0 | 0 | 0 | 0 | 0 | 0 | 0 | 0 | 0 | 0 | 0 | 0 | 0 | 0 | 0 | 0 | 0 | 0 | 0 | 0 | 0 | 0
Industrial Sector Energy Related Emissions before CCS[heat if,glass and glass products 231,CO] | NoSettings | 0 | 0 | 0 | 0 | 0 | 0 | 0 | 0 | 0 | 0 | 0 | 0 | 0 | 0 | 0 | 0 | 0 | 0 | 0 | 0 | 0 | 0 | 0 | 0 | 0 | 0 | 0 | 0 | 0 | 0 | 0
Industrial Sector Energy Related Emissions before CCS[heat if,glass and glass products 231,NOx] | NoSettings | 0 | 0 | 0 | 0 | 0 | 0 | 0 | 0 | 0 | 0 | 0 | 0 | 0 | 0 | 0 | 0 | 0 | 0 | 0 | 0 | 0 | 0 | 0 | 0 | 0 | 0 | 0 | 0 | 0 | 0 | 0
Industrial Sector Energy Related Emissions before CCS[heat if,glass and glass products 231,PM10] | NoSettings | 0 | 0 | 0 | 0 | 0 | 0 | 0 | 0 | 0 | 0 | 0 | 0 | 0 | 0 | 0 | 0 | 0 | 0 | 0 | 0 | 0 | 0 | 0 | 0 | 0 | 0 | 0 | 0 | 0 | 0 | 0
Industrial Sector Energy Related Emissions before CCS[heat if,glass and glass products 231,PM25] | NoSettings | 0 | 0 | 0 | 0 | 0 | 0 | 0 | 0 | 0 | 0 | 0 | 0 | 0 | 0 | 0 | 0 | 0 | 0 | 0 | 0 | 0 | 0 | 0 | 0 | 0 | 0 | 0 | 0 | 0 | 0 | 0
Industrial Sector Energy Related Emissions before CCS[heat if,glass and glass products 231,SOx] | NoSettings | 0 | 0 | 0 | 0 | 0 | 0 | 0 | 0 | 0 | 0 | 0 | 0 | 0 | 0 | 0 | 0 | 0 | 0 | 0 | 0 | 0 | 0 | 0 | 0 | 0 | 0 | 0 | 0 | 0 | 0 | 0
Industrial Sector Energy Related Emissions before CCS[heat if,glass and glass products 231,BC] | NoSettings | 0 | 0 | 0 | 0 | 0 | 0 | 0 | 0 | 0 | 0 | 0 | 0 | 0 | 0 | 0 | 0 | 0 | 0 | 0 | 0 | 0 | 0 | 0 | 0 | 0 | 0 | 0 | 0 | 0 | 0 | 0
Industrial Sector Energy Related Emissions before CCS[heat if,glass and glass products 231,OC] | NoSettings | 0 | 0 | 0 | 0 | 0 | 0 | 0 | 0 | 0 | 0 | 0 | 0 | 0 | 0 | 0 | 0 | 0 | 0 | 0 | 0 | 0 | 0 | 0 | 0 | 0 | 0 | 0 | 0 | 0 | 0 | 0
Industrial Sector Energy Related Emissions before CCS[heat if,glass and glass products 231,CH4] | NoSettings | 0 | 0 | 0 | 0 | 0 | 0 | 0 | 0 | 0 | 0 | 0 | 0 | 0 | 0 | 0 | 0 | 0 | 0 | 0 | 0 | 0 | 0 | 0 | 0 | 0 | 0 | 0 | 0 | 0 | 0 | 0
Industrial Sector Energy Related Emissions before CCS[heat if,glass and glass products 231,N2O] | NoSettings | 0 | 0 | 0 | 0 | 0 | 0 | 0 | 0 | 0 | 0 | 0 | 0 | 0 | 0 | 0 | 0 | 0 | 0 | 0 | 0 | 0 | 0 | 0 | 0 | 0 | 0 | 0 | 0 | 0 | 0 | 0
Industrial Sector Energy Related Emissions before CCS[heat if,glass and glass products 231,F gases] | NoSettings | 0 | 0 | 0 | 0 | 0 | 0 | 0 | 0 | 0 | 0 | 0 | 0 | 0 | 0 | 0 | 0 | 0 | 0 | 0 | 0 | 0 | 0 | 0 | 0 | 0 | 0 | 0 | 0 | 0 | 0 | 0
Industrial Sector Energy Related Emissions before CCS[heat if,cement and other nonmetallic minerals 239,CO2] | NoSettings | 0 | 0 | 0 | 0 | 0 | 0 | 0 | 0 | 0 | 0 | 0 | 0 | 0 | 0 | 0 | 0 | 0 | 0 | 0 | 0 | 0 | 0 | 0 | 0 | 0 | 0 | 0 | 0 | 0 | 0 | 0
Industrial Sector Energy Related Emissions before CCS[heat if,cement and other nonmetallic minerals 239,VOC] | NoSettings | 0 | 0 | 0 | 0 | 0 | 0 | 0 | 0 | 0 | 0 | 0 | 0 | 0 | 0 | 0 | 0 | 0 | 0 | 0 | 0 | 0 | 0 | 0 | 0 | 0 | 0 | 0 | 0 | 0 | 0 | 0
Industrial Sector Energy Related Emissions before CCS[heat if,cement and other nonmetallic minerals 239,CO] | NoSettings | 0 | 0 | 0 | 0 | 0 | 0 | 0 | 0 | 0 | 0 | 0 | 0 | 0 | 0 | 0 | 0 | 0 | 0 | 0 | 0 | 0 | 0 | 0 | 0 | 0 | 0 | 0 | 0 | 0 | 0 | 0
Industrial Sector Energy Related Emissions before CCS[heat if,cement and other nonmetallic minerals 239,NOx] | NoSettings | 0 | 0 | 0 | 0 | 0 | 0 | 0 | 0 | 0 | 0 | 0 | 0 | 0 | 0 | 0 | 0 | 0 | 0 | 0 | 0 | 0 | 0 | 0 | 0 | 0 | 0 | 0 | 0 | 0 | 0 | 0
Industrial Sector Energy Related Emissions before CCS[heat if,cement and other nonmetallic minerals 239,PM10] | NoSettings | 0 | 0 | 0 | 0 | 0 | 0 | 0 | 0 | 0 | 0 | 0 | 0 | 0 | 0 | 0 | 0 | 0 | 0 | 0 | 0 | 0 | 0 | 0 | 0 | 0 | 0 | 0 | 0 | 0 | 0 | 0
Industrial Sector Energy Related Emissions before CCS[heat if,cement and other nonmetallic minerals 239,PM25] | NoSettings | 0 | 0 | 0 | 0 | 0 | 0 | 0 | 0 | 0 | 0 | 0 | 0 | 0 | 0 | 0 | 0 | 0 | 0 | 0 | 0 | 0 | 0 | 0 | 0 | 0 | 0 | 0 | 0 | 0 | 0 | 0
Industrial Sector Energy Related Emissions before CCS[heat if,cement and other nonmetallic minerals 239,SOx] | NoSettings | 0 | 0 | 0 | 0 | 0 | 0 | 0 | 0 | 0 | 0 | 0 | 0 | 0 | 0 | 0 | 0 | 0 | 0 | 0 | 0 | 0 | 0 | 0 | 0 | 0 | 0 | 0 | 0 | 0 | 0 | 0
Industrial Sector Energy Related Emissions before CCS[heat if,cement and other nonmetallic minerals 239,BC] | NoSettings | 0 | 0 | 0 | 0 | 0 | 0 | 0 | 0 | 0 | 0 | 0 | 0 | 0 | 0 | 0 | 0 | 0 | 0 | 0 | 0 | 0 | 0 | 0 | 0 | 0 | 0 | 0 | 0 | 0 | 0 | 0
Industrial Sector Energy Related Emissions before CCS[heat if,cement and other nonmetallic minerals 239,OC] | NoSettings | 0 | 0 | 0 | 0 | 0 | 0 | 0 | 0 | 0 | 0 | 0 | 0 | 0 | 0 | 0 | 0 | 0 | 0 | 0 | 0 | 0 | 0 | 0 | 0 | 0 | 0 | 0 | 0 | 0 | 0 | 0
Industrial Sector Energy Related Emissions before CCS[heat if,cement and other nonmetallic minerals 239,CH4] | NoSettings | 0 | 0 | 0 | 0 | 0 | 0 | 0 | 0 | 0 | 0 | 0 | 0 | 0 | 0 | 0 | 0 | 0 | 0 | 0 | 0 | 0 | 0 | 0 | 0 | 0 | 0 | 0 | 0 | 0 | 0 | 0
Industrial Sector Energy Related Emissions before CCS[heat if,cement and other nonmetallic minerals 239,N2O] | NoSettings | 0 | 0 | 0 | 0 | 0 | 0 | 0 | 0 | 0 | 0 | 0 | 0 | 0 | 0 | 0 | 0 | 0 | 0 | 0 | 0 | 0 | 0 | 0 | 0 | 0 | 0 | 0 | 0 | 0 | 0 | 0
Industrial Sector Energy Related Emissions before CCS[heat if,cement and other nonmetallic minerals 239,F gases] | NoSettings | 0 | 0 | 0 | 0 | 0 | 0 | 0 | 0 | 0 | 0 | 0 | 0 | 0 | 0 | 0 | 0 | 0 | 0 | 0 | 0 | 0 | 0 | 0 | 0 | 0 | 0 | 0 | 0 | 0 | 0 | 0
Industrial Sector Energy Related Emissions before CCS[heat if,iron and steel 241,CO2] | NoSettings | 0 | 0 | 0 | 0 | 0 | 0 | 0 | 0 | 0 | 0 | 0 | 0 | 0 | 0 | 0 | 0 | 0 | 0 | 0 | 0 | 0 | 0 | 0 | 0 | 0 | 0 | 0 | 0 | 0 | 0 | 0
Industrial Sector Energy Related Emissions before CCS[heat if,iron and steel 241,VOC] | NoSettings | 0 | 0 | 0 | 0 | 0 | 0 | 0 | 0 | 0 | 0 | 0 | 0 | 0 | 0 | 0 | 0 | 0 | 0 | 0 | 0 | 0 | 0 | 0 | 0 | 0 | 0 | 0 | 0 | 0 | 0 | 0
Industrial Sector Energy Related Emissions before CCS[heat if,iron and steel 241,CO] | NoSettings | 0 | 0 | 0 | 0 | 0 | 0 | 0 | 0 | 0 | 0 | 0 | 0 | 0 | 0 | 0 | 0 | 0 | 0 | 0 | 0 | 0 | 0 | 0 | 0 | 0 | 0 | 0 | 0 | 0 | 0 | 0
Industrial Sector Energy Related Emissions before CCS[heat if,iron and steel 241,NOx] | NoSettings | 0 | 0 | 0 | 0 | 0 | 0 | 0 | 0 | 0 | 0 | 0 | 0 | 0 | 0 | 0 | 0 | 0 | 0 | 0 | 0 | 0 | 0 | 0 | 0 | 0 | 0 | 0 | 0 | 0 | 0 | 0
Industrial Sector Energy Related Emissions before CCS[heat if,iron and steel 241,PM10] | NoSettings | 0 | 0 | 0 | 0 | 0 | 0 | 0 | 0 | 0 | 0 | 0 | 0 | 0 | 0 | 0 | 0 | 0 | 0 | 0 | 0 | 0 | 0 | 0 | 0 | 0 | 0 | 0 | 0 | 0 | 0 | 0
Industrial Sector Energy Related Emissions before CCS[heat if,iron and steel 241,PM25] | NoSettings | 0 | 0 | 0 | 0 | 0 | 0 | 0 | 0 | 0 | 0 | 0 | 0 | 0 | 0 | 0 | 0 | 0 | 0 | 0 | 0 | 0 | 0 | 0 | 0 | 0 | 0 | 0 | 0 | 0 | 0 | 0
Industrial Sector Energy Related Emissions before CCS[heat if,iron and steel 241,SOx] | NoSettings | 0 | 0 | 0 | 0 | 0 | 0 | 0 | 0 | 0 | 0 | 0 | 0 | 0 | 0 | 0 | 0 | 0 | 0 | 0 | 0 | 0 | 0 | 0 | 0 | 0 | 0 | 0 | 0 | 0 | 0 | 0
Industrial Sector Energy Related Emissions before CCS[heat if,iron and steel 241,BC] | NoSettings | 0 | 0 | 0 | 0 | 0 | 0 | 0 | 0 | 0 | 0 | 0 | 0 | 0 | 0 | 0 | 0 | 0 | 0 | 0 | 0 | 0 | 0 | 0 | 0 | 0 | 0 | 0 | 0 | 0 | 0 | 0
Industrial Sector Energy Related Emissions before CCS[heat if,iron and steel 241,OC] | NoSettings | 0 | 0 | 0 | 0 | 0 | 0 | 0 | 0 | 0 | 0 | 0 | 0 | 0 | 0 | 0 | 0 | 0 | 0 | 0 | 0 | 0 | 0 | 0 | 0 | 0 | 0 | 0 | 0 | 0 | 0 | 0
Industrial Sector Energy Related Emissions before CCS[heat if,iron and steel 241,CH4] | NoSettings | 0 | 0 | 0 | 0 | 0 | 0 | 0 | 0 | 0 | 0 | 0 | 0 | 0 | 0 | 0 | 0 | 0 | 0 | 0 | 0 | 0 | 0 | 0 | 0 | 0 | 0 | 0 | 0 | 0 | 0 | 0
Industrial Sector Energy Related Emissions before CCS[heat if,iron and steel 241,N2O] | NoSettings | 0 | 0 | 0 | 0 | 0 | 0 | 0 | 0 | 0 | 0 | 0 | 0 | 0 | 0 | 0 | 0 | 0 | 0 | 0 | 0 | 0 | 0 | 0 | 0 | 0 | 0 | 0 | 0 | 0 | 0 | 0
Industrial Sector Energy Related Emissions before CCS[heat if,iron and steel 241,F gases] | NoSettings | 0 | 0 | 0 | 0 | 0 | 0 | 0 | 0 | 0 | 0 | 0 | 0 | 0 | 0 | 0 | 0 | 0 | 0 | 0 | 0 | 0 | 0 | 0 | 0 | 0 | 0 | 0 | 0 | 0 | 0 | 0
Industrial Sector Energy Related Emissions before CCS[heat if,other metals 242,CO2] | NoSettings | 0 | 0 | 0 | 0 | 0 | 0 | 0 | 0 | 0 | 0 | 0 | 0 | 0 | 0 | 0 | 0 | 0 | 0 | 0 | 0 | 0 | 0 | 0 | 0 | 0 | 0 | 0 | 0 | 0 | 0 | 0
Industrial Sector Energy Related Emissions before CCS[heat if,other metals 242,VOC] | NoSettings | 0 | 0 | 0 | 0 | 0 | 0 | 0 | 0 | 0 | 0 | 0 | 0 | 0 | 0 | 0 | 0 | 0 | 0 | 0 | 0 | 0 | 0 | 0 | 0 | 0 | 0 | 0 | 0 | 0 | 0 | 0
Industrial Sector Energy Related Emissions before CCS[heat if,other metals 242,CO] | NoSettings | 0 | 0 | 0 | 0 | 0 | 0 | 0 | 0 | 0 | 0 | 0 | 0 | 0 | 0 | 0 | 0 | 0 | 0 | 0 | 0 | 0 | 0 | 0 | 0 | 0 | 0 | 0 | 0 | 0 | 0 | 0
Industrial Sector Energy Related Emissions before CCS[heat if,other metals 242,NOx] | NoSettings | 0 | 0 | 0 | 0 | 0 | 0 | 0 | 0 | 0 | 0 | 0 | 0 | 0 | 0 | 0 | 0 | 0 | 0 | 0 | 0 | 0 | 0 | 0 | 0 | 0 | 0 | 0 | 0 | 0 | 0 | 0
Industrial Sector Energy Related Emissions before CCS[heat if,other metals 242,PM10] | NoSettings | 0 | 0 | 0 | 0 | 0 | 0 | 0 | 0 | 0 | 0 | 0 | 0 | 0 | 0 | 0 | 0 | 0 | 0 | 0 | 0 | 0 | 0 | 0 | 0 | 0 | 0 | 0 | 0 | 0 | 0 | 0
Industrial Sector Energy Related Emissions before CCS[heat if,other metals 242,PM25] | NoSettings | 0 | 0 | 0 | 0 | 0 | 0 | 0 | 0 | 0 | 0 | 0 | 0 | 0 | 0 | 0 | 0 | 0 | 0 | 0 | 0 | 0 | 0 | 0 | 0 | 0 | 0 | 0 | 0 | 0 | 0 | 0
Industrial Sector Energy Related Emissions before CCS[heat if,other metals 242,SOx] | NoSettings | 0 | 0 | 0 | 0 | 0 | 0 | 0 | 0 | 0 | 0 | 0 | 0 | 0 | 0 | 0 | 0 | 0 | 0 | 0 | 0 | 0 | 0 | 0 | 0 | 0 | 0 | 0 | 0 | 0 | 0 | 0
Industrial Sector Energy Related Emissions before CCS[heat if,other metals 242,BC] | NoSettings | 0 | 0 | 0 | 0 | 0 | 0 | 0 | 0 | 0 | 0 | 0 | 0 | 0 | 0 | 0 | 0 | 0 | 0 | 0 | 0 | 0 | 0 | 0 | 0 | 0 | 0 | 0 | 0 | 0 | 0 | 0
Industrial Sector Energy Related Emissions before CCS[heat if,other metals 242,OC] | NoSettings | 0 | 0 | 0 | 0 | 0 | 0 | 0 | 0 | 0 | 0 | 0 | 0 | 0 | 0 | 0 | 0 | 0 | 0 | 0 | 0 | 0 | 0 | 0 | 0 | 0 | 0 | 0 | 0 | 0 | 0 | 0
Industrial Sector Energy Related Emissions before CCS[heat if,other metals 242,CH4] | NoSettings | 0 | 0 | 0 | 0 | 0 | 0 | 0 | 0 | 0 | 0 | 0 | 0 | 0 | 0 | 0 | 0 | 0 | 0 | 0 | 0 | 0 | 0 | 0 | 0 | 0 | 0 | 0 | 0 | 0 | 0 | 0
Industrial Sector Energy Related Emissions before CCS[heat if,other metals 242,N2O] | NoSettings | 0 | 0 | 0 | 0 | 0 | 0 | 0 | 0 | 0 | 0 | 0 | 0 | 0 | 0 | 0 | 0 | 0 | 0 | 0 | 0 | 0 | 0 | 0 | 0 | 0 | 0 | 0 | 0 | 0 | 0 | 0
Industrial Sector Energy Related Emissions before CCS[heat if,other metals 242,F gases] | NoSettings | 0 | 0 | 0 | 0 | 0 | 0 | 0 | 0 | 0 | 0 | 0 | 0 | 0 | 0 | 0 | 0 | 0 | 0 | 0 | 0 | 0 | 0 | 0 | 0 | 0 | 0 | 0 | 0 | 0 | 0 | 0
Industrial Sector Energy Related Emissions before CCS[heat if,metal products except machinery and vehicles 25,CO2] | NoSettings | 0 | 0 | 0 | 0 | 0 | 0 | 0 | 0 | 0 | 0 | 0 | 0 | 0 | 0 | 0 | 0 | 0 | 0 | 0 | 0 | 0 | 0 | 0 | 0 | 0 | 0 | 0 | 0 | 0 | 0 | 0
Industrial Sector Energy Related Emissions before CCS[heat if,metal products except machinery and vehicles 25,VOC] | NoSettings | 0 | 0 | 0 | 0 | 0 | 0 | 0 | 0 | 0 | 0 | 0 | 0 | 0 | 0 | 0 | 0 | 0 | 0 | 0 | 0 | 0 | 0 | 0 | 0 | 0 | 0 | 0 | 0 | 0 | 0 | 0
Industrial Sector Energy Related Emissions before CCS[heat if,metal products except machinery and vehicles 25,CO] | NoSettings | 0 | 0 | 0 | 0 | 0 | 0 | 0 | 0 | 0 | 0 | 0 | 0 | 0 | 0 | 0 | 0 | 0 | 0 | 0 | 0 | 0 | 0 | 0 | 0 | 0 | 0 | 0 | 0 | 0 | 0 | 0
Industrial Sector Energy Related Emissions before CCS[heat if,metal products except machinery and vehicles 25,NOx] | NoSettings | 0 | 0 | 0 | 0 | 0 | 0 | 0 | 0 | 0 | 0 | 0 | 0 | 0 | 0 | 0 | 0 | 0 | 0 | 0 | 0 | 0 | 0 | 0 | 0 | 0 | 0 | 0 | 0 | 0 | 0 | 0
Industrial Sector Energy Related Emissions before CCS[heat if,metal products except machinery and vehicles 25,PM10] | NoSettings | 0 | 0 | 0 | 0 | 0 | 0 | 0 | 0 | 0 | 0 | 0 | 0 | 0 | 0 | 0 | 0 | 0 | 0 | 0 | 0 | 0 | 0 | 0 | 0 | 0 | 0 | 0 | 0 | 0 | 0 | 0
Industrial Sector Energy Related Emissions before CCS[heat if,metal products except machinery and vehicles 25,PM25] | NoSettings | 0 | 0 | 0 | 0 | 0 | 0 | 0 | 0 | 0 | 0 | 0 | 0 | 0 | 0 | 0 | 0 | 0 | 0 | 0 | 0 | 0 | 0 | 0 | 0 | 0 | 0 | 0 | 0 | 0 | 0 | 0
Industrial Sector Energy Related Emissions before CCS[heat if,metal products except machinery and vehicles 25,SOx] | NoSettings | 0 | 0 | 0 | 0 | 0 | 0 | 0 | 0 | 0 | 0 | 0 | 0 | 0 | 0 | 0 | 0 | 0 | 0 | 0 | 0 | 0 | 0 | 0 | 0 | 0 | 0 | 0 | 0 | 0 | 0 | 0
Industrial Sector Energy Related Emissions before CCS[heat if,metal products except machinery and vehicles 25,BC] | NoSettings | 0 | 0 | 0 | 0 | 0 | 0 | 0 | 0 | 0 | 0 | 0 | 0 | 0 | 0 | 0 | 0 | 0 | 0 | 0 | 0 | 0 | 0 | 0 | 0 | 0 | 0 | 0 | 0 | 0 | 0 | 0
Industrial Sector Energy Related Emissions before CCS[heat if,metal products except machinery and vehicles 25,OC] | NoSettings | 0 | 0 | 0 | 0 | 0 | 0 | 0 | 0 | 0 | 0 | 0 | 0 | 0 | 0 | 0 | 0 | 0 | 0 | 0 | 0 | 0 | 0 | 0 | 0 | 0 | 0 | 0 | 0 | 0 | 0 | 0
Industrial Sector Energy Related Emissions before CCS[heat if,metal products except machinery and vehicles 25,CH4] | NoSettings | 0 | 0 | 0 | 0 | 0 | 0 | 0 | 0 | 0 | 0 | 0 | 0 | 0 | 0 | 0 | 0 | 0 | 0 | 0 | 0 | 0 | 0 | 0 | 0 | 0 | 0 | 0 | 0 | 0 | 0 | 0
Industrial Sector Energy Related Emissions before CCS[heat if,metal products except machinery and vehicles 25,N2O] | NoSettings | 0 | 0 | 0 | 0 | 0 | 0 | 0 | 0 | 0 | 0 | 0 | 0 | 0 | 0 | 0 | 0 | 0 | 0 | 0 | 0 | 0 | 0 | 0 | 0 | 0 | 0 | 0 | 0 | 0 | 0 | 0
Industrial Sector Energy Related Emissions before CCS[heat if,metal products except machinery and vehicles 25,F gases] | NoSettings | 0 | 0 | 0 | 0 | 0 | 0 | 0 | 0 | 0 | 0 | 0 | 0 | 0 | 0 | 0 | 0 | 0 | 0 | 0 | 0 | 0 | 0 | 0 | 0 | 0 | 0 | 0 | 0 | 0 | 0 | 0
Industrial Sector Energy Related Emissions before CCS[heat if,computers and electronics 26,CO2] | NoSettings | 0 | 0 | 0 | 0 | 0 | 0 | 0 | 0 | 0 | 0 | 0 | 0 | 0 | 0 | 0 | 0 | 0 | 0 | 0 | 0 | 0 | 0 | 0 | 0 | 0 | 0 | 0 | 0 | 0 | 0 | 0
Industrial Sector Energy Related Emissions before CCS[heat if,computers and electronics 26,VOC] | NoSettings | 0 | 0 | 0 | 0 | 0 | 0 | 0 | 0 | 0 | 0 | 0 | 0 | 0 | 0 | 0 | 0 | 0 | 0 | 0 | 0 | 0 | 0 | 0 | 0 | 0 | 0 | 0 | 0 | 0 | 0 | 0
Industrial Sector Energy Related Emissions before CCS[heat if,computers and electronics 26,CO] | NoSettings | 0 | 0 | 0 | 0 | 0 | 0 | 0 | 0 | 0 | 0 | 0 | 0 | 0 | 0 | 0 | 0 | 0 | 0 | 0 | 0 | 0 | 0 | 0 | 0 | 0 | 0 | 0 | 0 | 0 | 0 | 0
Industrial Sector Energy Related Emissions before CCS[heat if,computers and electronics 26,NOx] | NoSettings | 0 | 0 | 0 | 0 | 0 | 0 | 0 | 0 | 0 | 0 | 0 | 0 | 0 | 0 | 0 | 0 | 0 | 0 | 0 | 0 | 0 | 0 | 0 | 0 | 0 | 0 | 0 | 0 | 0 | 0 | 0
Industrial Sector Energy Related Emissions before CCS[heat if,computers and electronics 26,PM10] | NoSettings | 0 | 0 | 0 | 0 | 0 | 0 | 0 | 0 | 0 | 0 | 0 | 0 | 0 | 0 | 0 | 0 | 0 | 0 | 0 | 0 | 0 | 0 | 0 | 0 | 0 | 0 | 0 | 0 | 0 | 0 | 0
Industrial Sector Energy Related Emissions before CCS[heat if,computers and electronics 26,PM25] | NoSettings | 0 | 0 | 0 | 0 | 0 | 0 | 0 | 0 | 0 | 0 | 0 | 0 | 0 | 0 | 0 | 0 | 0 | 0 | 0 | 0 | 0 | 0 | 0 | 0 | 0 | 0 | 0 | 0 | 0 | 0 | 0
Industrial Sector Energy Related Emissions before CCS[heat if,computers and electronics 26,SOx] | NoSettings | 0 | 0 | 0 | 0 | 0 | 0 | 0 | 0 | 0 | 0 | 0 | 0 | 0 | 0 | 0 | 0 | 0 | 0 | 0 | 0 | 0 | 0 | 0 | 0 | 0 | 0 | 0 | 0 | 0 | 0 | 0
Industrial Sector Energy Related Emissions before CCS[heat if,computers and electronics 26,BC] | NoSettings | 0 | 0 | 0 | 0 | 0 | 0 | 0 | 0 | 0 | 0 | 0 | 0 | 0 | 0 | 0 | 0 | 0 | 0 | 0 | 0 | 0 | 0 | 0 | 0 | 0 | 0 | 0 | 0 | 0 | 0 | 0
Industrial Sector Energy Related Emissions before CCS[heat if,computers and electronics 26,OC] | NoSettings | 0 | 0 | 0 | 0 | 0 | 0 | 0 | 0 | 0 | 0 | 0 | 0 | 0 | 0 | 0 | 0 | 0 | 0 | 0 | 0 | 0 | 0 | 0 | 0 | 0 | 0 | 0 | 0 | 0 | 0 | 0
Industrial Sector Energy Related Emissions before CCS[heat if,computers and electronics 26,CH4] | NoSettings | 0 | 0 | 0 | 0 | 0 | 0 | 0 | 0 | 0 | 0 | 0 | 0 | 0 | 0 | 0 | 0 | 0 | 0 | 0 | 0 | 0 | 0 | 0 | 0 | 0 | 0 | 0 | 0 | 0 | 0 | 0
Industrial Sector Energy Related Emissions before CCS[heat if,computers and electronics 26,N2O] | NoSettings | 0 | 0 | 0 | 0 | 0 | 0 | 0 | 0 | 0 | 0 | 0 | 0 | 0 | 0 | 0 | 0 | 0 | 0 | 0 | 0 | 0 | 0 | 0 | 0 | 0 | 0 | 0 | 0 | 0 | 0 | 0
Industrial Sector Energy Related Emissions before CCS[heat if,computers and electronics 26,F gases] | NoSettings | 0 | 0 | 0 | 0 | 0 | 0 | 0 | 0 | 0 | 0 | 0 | 0 | 0 | 0 | 0 | 0 | 0 | 0 | 0 | 0 | 0 | 0 | 0 | 0 | 0 | 0 | 0 | 0 | 0 | 0 | 0
Industrial Sector Energy Related Emissions before CCS[heat if,appliances and electrical equipment 27,CO2] | NoSettings | 0 | 0 | 0 | 0 | 0 | 0 | 0 | 0 | 0 | 0 | 0 | 0 | 0 | 0 | 0 | 0 | 0 | 0 | 0 | 0 | 0 | 0 | 0 | 0 | 0 | 0 | 0 | 0 | 0 | 0 | 0
Industrial Sector Energy Related Emissions before CCS[heat if,appliances and electrical equipment 27,VOC] | NoSettings | 0 | 0 | 0 | 0 | 0 | 0 | 0 | 0 | 0 | 0 | 0 | 0 | 0 | 0 | 0 | 0 | 0 | 0 | 0 | 0 | 0 | 0 | 0 | 0 | 0 | 0 | 0 | 0 | 0 | 0 | 0
Industrial Sector Energy Related Emissions before CCS[heat if,appliances and electrical equipment 27,CO] | NoSettings | 0 | 0 | 0 | 0 | 0 | 0 | 0 | 0 | 0 | 0 | 0 | 0 | 0 | 0 | 0 | 0 | 0 | 0 | 0 | 0 | 0 | 0 | 0 | 0 | 0 | 0 | 0 | 0 | 0 | 0 | 0
Industrial Sector Energy Related Emissions before CCS[heat if,appliances and electrical equipment 27,NOx] | NoSettings | 0 | 0 | 0 | 0 | 0 | 0 | 0 | 0 | 0 | 0 | 0 | 0 | 0 | 0 | 0 | 0 | 0 | 0 | 0 | 0 | 0 | 0 | 0 | 0 | 0 | 0 | 0 | 0 | 0 | 0 | 0
Industrial Sector Energy Related Emissions before CCS[heat if,appliances and electrical equipment 27,PM10] | NoSettings | 0 | 0 | 0 | 0 | 0 | 0 | 0 | 0 | 0 | 0 | 0 | 0 | 0 | 0 | 0 | 0 | 0 | 0 | 0 | 0 | 0 | 0 | 0 | 0 | 0 | 0 | 0 | 0 | 0 | 0 | 0
Industrial Sector Energy Related Emissions before CCS[heat if,appliances and electrical equipment 27,PM25] | NoSettings | 0 | 0 | 0 | 0 | 0 | 0 | 0 | 0 | 0 | 0 | 0 | 0 | 0 | 0 | 0 | 0 | 0 | 0 | 0 | 0 | 0 | 0 | 0 | 0 | 0 | 0 | 0 | 0 | 0 | 0 | 0
Industrial Sector Energy Related Emissions before CCS[heat if,appliances and electrical equipment 27,SOx] | NoSettings | 0 | 0 | 0 | 0 | 0 | 0 | 0 | 0 | 0 | 0 | 0 | 0 | 0 | 0 | 0 | 0 | 0 | 0 | 0 | 0 | 0 | 0 | 0 | 0 | 0 | 0 | 0 | 0 | 0 | 0 | 0
Industrial Sector Energy Related Emissions before CCS[heat if,appliances and electrical equipment 27,BC] | NoSettings | 0 | 0 | 0 | 0 | 0 | 0 | 0 | 0 | 0 | 0 | 0 | 0 | 0 | 0 | 0 | 0 | 0 | 0 | 0 | 0 | 0 | 0 | 0 | 0 | 0 | 0 | 0 | 0 | 0 | 0 | 0
Industrial Sector Energy Related Emissions before CCS[heat if,appliances and electrical equipment 27,OC] | NoSettings | 0 | 0 | 0 | 0 | 0 | 0 | 0 | 0 | 0 | 0 | 0 | 0 | 0 | 0 | 0 | 0 | 0 | 0 | 0 | 0 | 0 | 0 | 0 | 0 | 0 | 0 | 0 | 0 | 0 | 0 | 0
Industrial Sector Energy Related Emissions before CCS[heat if,appliances and electrical equipment 27,CH4] | NoSettings | 0 | 0 | 0 | 0 | 0 | 0 | 0 | 0 | 0 | 0 | 0 | 0 | 0 | 0 | 0 | 0 | 0 | 0 | 0 | 0 | 0 | 0 | 0 | 0 | 0 | 0 | 0 | 0 | 0 | 0 | 0
Industrial Sector Energy Related Emissions before CCS[heat if,appliances and electrical equipment 27,N2O] | NoSettings | 0 | 0 | 0 | 0 | 0 | 0 | 0 | 0 | 0 | 0 | 0 | 0 | 0 | 0 | 0 | 0 | 0 | 0 | 0 | 0 | 0 | 0 | 0 | 0 | 0 | 0 | 0 | 0 | 0 | 0 | 0
Industrial Sector Energy Related Emissions before CCS[heat if,appliances and electrical equipment 27,F gases] | NoSettings | 0 | 0 | 0 | 0 | 0 | 0 | 0 | 0 | 0 | 0 | 0 | 0 | 0 | 0 | 0 | 0 | 0 | 0 | 0 | 0 | 0 | 0 | 0 | 0 | 0 | 0 | 0 | 0 | 0 | 0 | 0
Industrial Sector Energy Related Emissions before CCS[heat if,other machinery 28,CO2] | NoSettings | 0 | 0 | 0 | 0 | 0 | 0 | 0 | 0 | 0 | 0 | 0 | 0 | 0 | 0 | 0 | 0 | 0 | 0 | 0 | 0 | 0 | 0 | 0 | 0 | 0 | 0 | 0 | 0 | 0 | 0 | 0
Industrial Sector Energy Related Emissions before CCS[heat if,other machinery 28,VOC] | NoSettings | 0 | 0 | 0 | 0 | 0 | 0 | 0 | 0 | 0 | 0 | 0 | 0 | 0 | 0 | 0 | 0 | 0 | 0 | 0 | 0 | 0 | 0 | 0 | 0 | 0 | 0 | 0 | 0 | 0 | 0 | 0
Industrial Sector Energy Related Emissions before CCS[heat if,other machinery 28,CO] | NoSettings | 0 | 0 | 0 | 0 | 0 | 0 | 0 | 0 | 0 | 0 | 0 | 0 | 0 | 0 | 0 | 0 | 0 | 0 | 0 | 0 | 0 | 0 | 0 | 0 | 0 | 0 | 0 | 0 | 0 | 0 | 0
Industrial Sector Energy Related Emissions before CCS[heat if,other machinery 28,NOx] | NoSettings | 0 | 0 | 0 | 0 | 0 | 0 | 0 | 0 | 0 | 0 | 0 | 0 | 0 | 0 | 0 | 0 | 0 | 0 | 0 | 0 | 0 | 0 | 0 | 0 | 0 | 0 | 0 | 0 | 0 | 0 | 0
Industrial Sector Energy Related Emissions before CCS[heat if,other machinery 28,PM10] | NoSettings | 0 | 0 | 0 | 0 | 0 | 0 | 0 | 0 | 0 | 0 | 0 | 0 | 0 | 0 | 0 | 0 | 0 | 0 | 0 | 0 | 0 | 0 | 0 | 0 | 0 | 0 | 0 | 0 | 0 | 0 | 0
Industrial Sector Energy Related Emissions before CCS[heat if,other machinery 28,PM25] | NoSettings | 0 | 0 | 0 | 0 | 0 | 0 | 0 | 0 | 0 | 0 | 0 | 0 | 0 | 0 | 0 | 0 | 0 | 0 | 0 | 0 | 0 | 0 | 0 | 0 | 0 | 0 | 0 | 0 | 0 | 0 | 0
Industrial Sector Energy Related Emissions before CCS[heat if,other machinery 28,SOx] | NoSettings | 0 | 0 | 0 | 0 | 0 | 0 | 0 | 0 | 0 | 0 | 0 | 0 | 0 | 0 | 0 | 0 | 0 | 0 | 0 | 0 | 0 | 0 | 0 | 0 | 0 | 0 | 0 | 0 | 0 | 0 | 0
Industrial Sector Energy Related Emissions before CCS[heat if,other machinery 28,BC] | NoSettings | 0 | 0 | 0 | 0 | 0 | 0 | 0 | 0 | 0 | 0 | 0 | 0 | 0 | 0 | 0 | 0 | 0 | 0 | 0 | 0 | 0 | 0 | 0 | 0 | 0 | 0 | 0 | 0 | 0 | 0 | 0
Industrial Sector Energy Related Emissions before CCS[heat if,other machinery 28,OC] | NoSettings | 0 | 0 | 0 | 0 | 0 | 0 | 0 | 0 | 0 | 0 | 0 | 0 | 0 | 0 | 0 | 0 | 0 | 0 | 0 | 0 | 0 | 0 | 0 | 0 | 0 | 0 | 0 | 0 | 0 | 0 | 0
Industrial Sector Energy Related Emissions before CCS[heat if,other machinery 28,CH4] | NoSettings | 0 | 0 | 0 | 0 | 0 | 0 | 0 | 0 | 0 | 0 | 0 | 0 | 0 | 0 | 0 | 0 | 0 | 0 | 0 | 0 | 0 | 0 | 0 | 0 | 0 | 0 | 0 | 0 | 0 | 0 | 0
Industrial Sector Energy Related Emissions before CCS[heat if,other machinery 28,N2O] | NoSettings | 0 | 0 | 0 | 0 | 0 | 0 | 0 | 0 | 0 | 0 | 0 | 0 | 0 | 0 | 0 | 0 | 0 | 0 | 0 | 0 | 0 | 0 | 0 | 0 | 0 | 0 | 0 | 0 | 0 | 0 | 0
Industrial Sector Energy Related Emissions before CCS[heat if,other machinery 28,F gases] | NoSettings | 0 | 0 | 0 | 0 | 0 | 0 | 0 | 0 | 0 | 0 | 0 | 0 | 0 | 0 | 0 | 0 | 0 | 0 | 0 | 0 | 0 | 0 | 0 | 0 | 0 | 0 | 0 | 0 | 0 | 0 | 0
Industrial Sector Energy Related Emissions before CCS[heat if,road vehicles 29,CO2] | NoSettings | 0 | 0 | 0 | 0 | 0 | 0 | 0 | 0 | 0 | 0 | 0 | 0 | 0 | 0 | 0 | 0 | 0 | 0 | 0 | 0 | 0 | 0 | 0 | 0 | 0 | 0 | 0 | 0 | 0 | 0 | 0
Industrial Sector Energy Related Emissions before CCS[heat if,road vehicles 29,VOC] | NoSettings | 0 | 0 | 0 | 0 | 0 | 0 | 0 | 0 | 0 | 0 | 0 | 0 | 0 | 0 | 0 | 0 | 0 | 0 | 0 | 0 | 0 | 0 | 0 | 0 | 0 | 0 | 0 | 0 | 0 | 0 | 0
Industrial Sector Energy Related Emissions before CCS[heat if,road vehicles 29,CO] | NoSettings | 0 | 0 | 0 | 0 | 0 | 0 | 0 | 0 | 0 | 0 | 0 | 0 | 0 | 0 | 0 | 0 | 0 | 0 | 0 | 0 | 0 | 0 | 0 | 0 | 0 | 0 | 0 | 0 | 0 | 0 | 0
Industrial Sector Energy Related Emissions before CCS[heat if,road vehicles 29,NOx] | NoSettings | 0 | 0 | 0 | 0 | 0 | 0 | 0 | 0 | 0 | 0 | 0 | 0 | 0 | 0 | 0 | 0 | 0 | 0 | 0 | 0 | 0 | 0 | 0 | 0 | 0 | 0 | 0 | 0 | 0 | 0 | 0
Industrial Sector Energy Related Emissions before CCS[heat if,road vehicles 29,PM10] | NoSettings | 0 | 0 | 0 | 0 | 0 | 0 | 0 | 0 | 0 | 0 | 0 | 0 | 0 | 0 | 0 | 0 | 0 | 0 | 0 | 0 | 0 | 0 | 0 | 0 | 0 | 0 | 0 | 0 | 0 | 0 | 0
Industrial Sector Energy Related Emissions before CCS[heat if,road vehicles 29,PM25] | NoSettings | 0 | 0 | 0 | 0 | 0 | 0 | 0 | 0 | 0 | 0 | 0 | 0 | 0 | 0 | 0 | 0 | 0 | 0 | 0 | 0 | 0 | 0 | 0 | 0 | 0 | 0 | 0 | 0 | 0 | 0 | 0
Industrial Sector Energy Related Emissions before CCS[heat if,road vehicles 29,SOx] | NoSettings | 0 | 0 | 0 | 0 | 0 | 0 | 0 | 0 | 0 | 0 | 0 | 0 | 0 | 0 | 0 | 0 | 0 | 0 | 0 | 0 | 0 | 0 | 0 | 0 | 0 | 0 | 0 | 0 | 0 | 0 | 0
Industrial Sector Energy Related Emissions before CCS[heat if,road vehicles 29,BC] | NoSettings | 0 | 0 | 0 | 0 | 0 | 0 | 0 | 0 | 0 | 0 | 0 | 0 | 0 | 0 | 0 | 0 | 0 | 0 | 0 | 0 | 0 | 0 | 0 | 0 | 0 | 0 | 0 | 0 | 0 | 0 | 0
Industrial Sector Energy Related Emissions before CCS[heat if,road vehicles 29,OC] | NoSettings | 0 | 0 | 0 | 0 | 0 | 0 | 0 | 0 | 0 | 0 | 0 | 0 | 0 | 0 | 0 | 0 | 0 | 0 | 0 | 0 | 0 | 0 | 0 | 0 | 0 | 0 | 0 | 0 | 0 | 0 | 0
Industrial Sector Energy Related Emissions before CCS[heat if,road vehicles 29,CH4] | NoSettings | 0 | 0 | 0 | 0 | 0 | 0 | 0 | 0 | 0 | 0 | 0 | 0 | 0 | 0 | 0 | 0 | 0 | 0 | 0 | 0 | 0 | 0 | 0 | 0 | 0 | 0 | 0 | 0 | 0 | 0 | 0
Industrial Sector Energy Related Emissions before CCS[heat if,road vehicles 29,N2O] | NoSettings | 0 | 0 | 0 | 0 | 0 | 0 | 0 | 0 | 0 | 0 | 0 | 0 | 0 | 0 | 0 | 0 | 0 | 0 | 0 | 0 | 0 | 0 | 0 | 0 | 0 | 0 | 0 | 0 | 0 | 0 | 0
Industrial Sector Energy Related Emissions before CCS[heat if,road vehicles 29,F gases] | NoSettings | 0 | 0 | 0 | 0 | 0 | 0 | 0 | 0 | 0 | 0 | 0 | 0 | 0 | 0 | 0 | 0 | 0 | 0 | 0 | 0 | 0 | 0 | 0 | 0 | 0 | 0 | 0 | 0 | 0 | 0 | 0
Industrial Sector Energy Related Emissions before CCS[heat if,nonroad vehicles 30,CO2] | NoSettings | 0 | 0 | 0 | 0 | 0 | 0 | 0 | 0 | 0 | 0 | 0 | 0 | 0 | 0 | 0 | 0 | 0 | 0 | 0 | 0 | 0 | 0 | 0 | 0 | 0 | 0 | 0 | 0 | 0 | 0 | 0
Industrial Sector Energy Related Emissions before CCS[heat if,nonroad vehicles 30,VOC] | NoSettings | 0 | 0 | 0 | 0 | 0 | 0 | 0 | 0 | 0 | 0 | 0 | 0 | 0 | 0 | 0 | 0 | 0 | 0 | 0 | 0 | 0 | 0 | 0 | 0 | 0 | 0 | 0 | 0 | 0 | 0 | 0
Industrial Sector Energy Related Emissions before CCS[heat if,nonroad vehicles 30,CO] | NoSettings | 0 | 0 | 0 | 0 | 0 | 0 | 0 | 0 | 0 | 0 | 0 | 0 | 0 | 0 | 0 | 0 | 0 | 0 | 0 | 0 | 0 | 0 | 0 | 0 | 0 | 0 | 0 | 0 | 0 | 0 | 0
Industrial Sector Energy Related Emissions before CCS[heat if,nonroad vehicles 30,NOx] | NoSettings | 0 | 0 | 0 | 0 | 0 | 0 | 0 | 0 | 0 | 0 | 0 | 0 | 0 | 0 | 0 | 0 | 0 | 0 | 0 | 0 | 0 | 0 | 0 | 0 | 0 | 0 | 0 | 0 | 0 | 0 | 0
Industrial Sector Energy Related Emissions before CCS[heat if,nonroad vehicles 30,PM10] | NoSettings | 0 | 0 | 0 | 0 | 0 | 0 | 0 | 0 | 0 | 0 | 0 | 0 | 0 | 0 | 0 | 0 | 0 | 0 | 0 | 0 | 0 | 0 | 0 | 0 | 0 | 0 | 0 | 0 | 0 | 0 | 0
Industrial Sector Energy Related Emissions before CCS[heat if,nonroad vehicles 30,PM25] | NoSettings | 0 | 0 | 0 | 0 | 0 | 0 | 0 | 0 | 0 | 0 | 0 | 0 | 0 | 0 | 0 | 0 | 0 | 0 | 0 | 0 | 0 | 0 | 0 | 0 | 0 | 0 | 0 | 0 | 0 | 0 | 0
Industrial Sector Energy Related Emissions before CCS[heat if,nonroad vehicles 30,SOx] | NoSettings | 0 | 0 | 0 | 0 | 0 | 0 | 0 | 0 | 0 | 0 | 0 | 0 | 0 | 0 | 0 | 0 | 0 | 0 | 0 | 0 | 0 | 0 | 0 | 0 | 0 | 0 | 0 | 0 | 0 | 0 | 0
Industrial Sector Energy Related Emissions before CCS[heat if,nonroad vehicles 30,BC] | NoSettings | 0 | 0 | 0 | 0 | 0 | 0 | 0 | 0 | 0 | 0 | 0 | 0 | 0 | 0 | 0 | 0 | 0 | 0 | 0 | 0 | 0 | 0 | 0 | 0 | 0 | 0 | 0 | 0 | 0 | 0 | 0
Industrial Sector Energy Related Emissions before CCS[heat if,nonroad vehicles 30,OC] | NoSettings | 0 | 0 | 0 | 0 | 0 | 0 | 0 | 0 | 0 | 0 | 0 | 0 | 0 | 0 | 0 | 0 | 0 | 0 | 0 | 0 | 0 | 0 | 0 | 0 | 0 | 0 | 0 | 0 | 0 | 0 | 0
Industrial Sector Energy Related Emissions before CCS[heat if,nonroad vehicles 30,CH4] | NoSettings | 0 | 0 | 0 | 0 | 0 | 0 | 0 | 0 | 0 | 0 | 0 | 0 | 0 | 0 | 0 | 0 | 0 | 0 | 0 | 0 | 0 | 0 | 0 | 0 | 0 | 0 | 0 | 0 | 0 | 0 | 0
Industrial Sector Energy Related Emissions before CCS[heat if,nonroad vehicles 30,N2O] | NoSettings | 0 | 0 | 0 | 0 | 0 | 0 | 0 | 0 | 0 | 0 | 0 | 0 | 0 | 0 | 0 | 0 | 0 | 0 | 0 | 0 | 0 | 0 | 0 | 0 | 0 | 0 | 0 | 0 | 0 | 0 | 0
Industrial Sector Energy Related Emissions before CCS[heat if,nonroad vehicles 30,F gases] | NoSettings | 0 | 0 | 0 | 0 | 0 | 0 | 0 | 0 | 0 | 0 | 0 | 0 | 0 | 0 | 0 | 0 | 0 | 0 | 0 | 0 | 0 | 0 | 0 | 0 | 0 | 0 | 0 | 0 | 0 | 0 | 0
Industrial Sector Energy Related Emissions before CCS[heat if,other manufacturing 31T33,CO2] | NoSettings | 0 | 0 | 0 | 0 | 0 | 0 | 0 | 0 | 0 | 0 | 0 | 0 | 0 | 0 | 0 | 0 | 0 | 0 | 0 | 0 | 0 | 0 | 0 | 0 | 0 | 0 | 0 | 0 | 0 | 0 | 0
Industrial Sector Energy Related Emissions before CCS[heat if,other manufacturing 31T33,VOC] | NoSettings | 0 | 0 | 0 | 0 | 0 | 0 | 0 | 0 | 0 | 0 | 0 | 0 | 0 | 0 | 0 | 0 | 0 | 0 | 0 | 0 | 0 | 0 | 0 | 0 | 0 | 0 | 0 | 0 | 0 | 0 | 0
Industrial Sector Energy Related Emissions before CCS[heat if,other manufacturing 31T33,CO] | NoSettings | 0 | 0 | 0 | 0 | 0 | 0 | 0 | 0 | 0 | 0 | 0 | 0 | 0 | 0 | 0 | 0 | 0 | 0 | 0 | 0 | 0 | 0 | 0 | 0 | 0 | 0 | 0 | 0 | 0 | 0 | 0
Industrial Sector Energy Related Emissions before CCS[heat if,other manufacturing 31T33,NOx] | NoSettings | 0 | 0 | 0 | 0 | 0 | 0 | 0 | 0 | 0 | 0 | 0 | 0 | 0 | 0 | 0 | 0 | 0 | 0 | 0 | 0 | 0 | 0 | 0 | 0 | 0 | 0 | 0 | 0 | 0 | 0 | 0
Industrial Sector Energy Related Emissions before CCS[heat if,other manufacturing 31T33,PM10] | NoSettings | 0 | 0 | 0 | 0 | 0 | 0 | 0 | 0 | 0 | 0 | 0 | 0 | 0 | 0 | 0 | 0 | 0 | 0 | 0 | 0 | 0 | 0 | 0 | 0 | 0 | 0 | 0 | 0 | 0 | 0 | 0
Industrial Sector Energy Related Emissions before CCS[heat if,other manufacturing 31T33,PM25] | NoSettings | 0 | 0 | 0 | 0 | 0 | 0 | 0 | 0 | 0 | 0 | 0 | 0 | 0 | 0 | 0 | 0 | 0 | 0 | 0 | 0 | 0 | 0 | 0 | 0 | 0 | 0 | 0 | 0 | 0 | 0 | 0
Industrial Sector Energy Related Emissions before CCS[heat if,other manufacturing 31T33,SOx] | NoSettings | 0 | 0 | 0 | 0 | 0 | 0 | 0 | 0 | 0 | 0 | 0 | 0 | 0 | 0 | 0 | 0 | 0 | 0 | 0 | 0 | 0 | 0 | 0 | 0 | 0 | 0 | 0 | 0 | 0 | 0 | 0
Industrial Sector Energy Related Emissions before CCS[heat if,other manufacturing 31T33,BC] | NoSettings | 0 | 0 | 0 | 0 | 0 | 0 | 0 | 0 | 0 | 0 | 0 | 0 | 0 | 0 | 0 | 0 | 0 | 0 | 0 | 0 | 0 | 0 | 0 | 0 | 0 | 0 | 0 | 0 | 0 | 0 | 0
Industrial Sector Energy Related Emissions before CCS[heat if,other manufacturing 31T33,OC] | NoSettings | 0 | 0 | 0 | 0 | 0 | 0 | 0 | 0 | 0 | 0 | 0 | 0 | 0 | 0 | 0 | 0 | 0 | 0 | 0 | 0 | 0 | 0 | 0 | 0 | 0 | 0 | 0 | 0 | 0 | 0 | 0
Industrial Sector Energy Related Emissions before CCS[heat if,other manufacturing 31T33,CH4] | NoSettings | 0 | 0 | 0 | 0 | 0 | 0 | 0 | 0 | 0 | 0 | 0 | 0 | 0 | 0 | 0 | 0 | 0 | 0 | 0 | 0 | 0 | 0 | 0 | 0 | 0 | 0 | 0 | 0 | 0 | 0 | 0
Industrial Sector Energy Related Emissions before CCS[heat if,other manufacturing 31T33,N2O] | NoSettings | 0 | 0 | 0 | 0 | 0 | 0 | 0 | 0 | 0 | 0 | 0 | 0 | 0 | 0 | 0 | 0 | 0 | 0 | 0 | 0 | 0 | 0 | 0 | 0 | 0 | 0 | 0 | 0 | 0 | 0 | 0
Industrial Sector Energy Related Emissions before CCS[heat if,other manufacturing 31T33,F gases] | NoSettings | 0 | 0 | 0 | 0 | 0 | 0 | 0 | 0 | 0 | 0 | 0 | 0 | 0 | 0 | 0 | 0 | 0 | 0 | 0 | 0 | 0 | 0 | 0 | 0 | 0 | 0 | 0 | 0 | 0 | 0 | 0
Industrial Sector Energy Related Emissions before CCS[heat if,energy pipelines and gas processing 352T353,CO2] | NoSettings | 0 | 0 | 0 | 0 | 0 | 0 | 0 | 0 | 0 | 0 | 0 | 0 | 0 | 0 | 0 | 0 | 0 | 0 | 0 | 0 | 0 | 0 | 0 | 0 | 0 | 0 | 0 | 0 | 0 | 0 | 0
Industrial Sector Energy Related Emissions before CCS[heat if,energy pipelines and gas processing 352T353,VOC] | NoSettings | 0 | 0 | 0 | 0 | 0 | 0 | 0 | 0 | 0 | 0 | 0 | 0 | 0 | 0 | 0 | 0 | 0 | 0 | 0 | 0 | 0 | 0 | 0 | 0 | 0 | 0 | 0 | 0 | 0 | 0 | 0
Industrial Sector Energy Related Emissions before CCS[heat if,energy pipelines and gas processing 352T353,CO] | NoSettings | 0 | 0 | 0 | 0 | 0 | 0 | 0 | 0 | 0 | 0 | 0 | 0 | 0 | 0 | 0 | 0 | 0 | 0 | 0 | 0 | 0 | 0 | 0 | 0 | 0 | 0 | 0 | 0 | 0 | 0 | 0
Industrial Sector Energy Related Emissions before CCS[heat if,energy pipelines and gas processing 352T353,NOx] | NoSettings | 0 | 0 | 0 | 0 | 0 | 0 | 0 | 0 | 0 | 0 | 0 | 0 | 0 | 0 | 0 | 0 | 0 | 0 | 0 | 0 | 0 | 0 | 0 | 0 | 0 | 0 | 0 | 0 | 0 | 0 | 0
Industrial Sector Energy Related Emissions before CCS[heat if,energy pipelines and gas processing 352T353,PM10] | NoSettings | 0 | 0 | 0 | 0 | 0 | 0 | 0 | 0 | 0 | 0 | 0 | 0 | 0 | 0 | 0 | 0 | 0 | 0 | 0 | 0 | 0 | 0 | 0 | 0 | 0 | 0 | 0 | 0 | 0 | 0 | 0
Industrial Sector Energy Related Emissions before CCS[heat if,energy pipelines and gas processing 352T353,PM25] | NoSettings | 0 | 0 | 0 | 0 | 0 | 0 | 0 | 0 | 0 | 0 | 0 | 0 | 0 | 0 | 0 | 0 | 0 | 0 | 0 | 0 | 0 | 0 | 0 | 0 | 0 | 0 | 0 | 0 | 0 | 0 | 0
Industrial Sector Energy Related Emissions before CCS[heat if,energy pipelines and gas processing 352T353,SOx] | NoSettings | 0 | 0 | 0 | 0 | 0 | 0 | 0 | 0 | 0 | 0 | 0 | 0 | 0 | 0 | 0 | 0 | 0 | 0 | 0 | 0 | 0 | 0 | 0 | 0 | 0 | 0 | 0 | 0 | 0 | 0 | 0
Industrial Sector Energy Related Emissions before CCS[heat if,energy pipelines and gas processing 352T353,BC] | NoSettings | 0 | 0 | 0 | 0 | 0 | 0 | 0 | 0 | 0 | 0 | 0 | 0 | 0 | 0 | 0 | 0 | 0 | 0 | 0 | 0 | 0 | 0 | 0 | 0 | 0 | 0 | 0 | 0 | 0 | 0 | 0
Industrial Sector Energy Related Emissions before CCS[heat if,energy pipelines and gas processing 352T353,OC] | NoSettings | 0 | 0 | 0 | 0 | 0 | 0 | 0 | 0 | 0 | 0 | 0 | 0 | 0 | 0 | 0 | 0 | 0 | 0 | 0 | 0 | 0 | 0 | 0 | 0 | 0 | 0 | 0 | 0 | 0 | 0 | 0
Industrial Sector Energy Related Emissions before CCS[heat if,energy pipelines and gas processing 352T353,CH4] | NoSettings | 0 | 0 | 0 | 0 | 0 | 0 | 0 | 0 | 0 | 0 | 0 | 0 | 0 | 0 | 0 | 0 | 0 | 0 | 0 | 0 | 0 | 0 | 0 | 0 | 0 | 0 | 0 | 0 | 0 | 0 | 0
Industrial Sector Energy Related Emissions before CCS[heat if,energy pipelines and gas processing 352T353,N2O] | NoSettings | 0 | 0 | 0 | 0 | 0 | 0 | 0 | 0 | 0 | 0 | 0 | 0 | 0 | 0 | 0 | 0 | 0 | 0 | 0 | 0 | 0 | 0 | 0 | 0 | 0 | 0 | 0 | 0 | 0 | 0 | 0
Industrial Sector Energy Related Emissions before CCS[heat if,energy pipelines and gas processing 352T353,F gases] | NoSettings | 0 | 0 | 0 | 0 | 0 | 0 | 0 | 0 | 0 | 0 | 0 | 0 | 0 | 0 | 0 | 0 | 0 | 0 | 0 | 0 | 0 | 0 | 0 | 0 | 0 | 0 | 0 | 0 | 0 | 0 | 0
Industrial Sector Energy Related Emissions before CCS[heat if,water and waste 36T39,CO2] | NoSettings | 0 | 0 | 0 | 0 | 0 | 0 | 0 | 0 | 0 | 0 | 0 | 0 | 0 | 0 | 0 | 0 | 0 | 0 | 0 | 0 | 0 | 0 | 0 | 0 | 0 | 0 | 0 | 0 | 0 | 0 | 0
Industrial Sector Energy Related Emissions before CCS[heat if,water and waste 36T39,VOC] | NoSettings | 0 | 0 | 0 | 0 | 0 | 0 | 0 | 0 | 0 | 0 | 0 | 0 | 0 | 0 | 0 | 0 | 0 | 0 | 0 | 0 | 0 | 0 | 0 | 0 | 0 | 0 | 0 | 0 | 0 | 0 | 0
Industrial Sector Energy Related Emissions before CCS[heat if,water and waste 36T39,CO] | NoSettings | 0 | 0 | 0 | 0 | 0 | 0 | 0 | 0 | 0 | 0 | 0 | 0 | 0 | 0 | 0 | 0 | 0 | 0 | 0 | 0 | 0 | 0 | 0 | 0 | 0 | 0 | 0 | 0 | 0 | 0 | 0
Industrial Sector Energy Related Emissions before CCS[heat if,water and waste 36T39,NOx] | NoSettings | 0 | 0 | 0 | 0 | 0 | 0 | 0 | 0 | 0 | 0 | 0 | 0 | 0 | 0 | 0 | 0 | 0 | 0 | 0 | 0 | 0 | 0 | 0 | 0 | 0 | 0 | 0 | 0 | 0 | 0 | 0
Industrial Sector Energy Related Emissions before CCS[heat if,water and waste 36T39,PM10] | NoSettings | 0 | 0 | 0 | 0 | 0 | 0 | 0 | 0 | 0 | 0 | 0 | 0 | 0 | 0 | 0 | 0 | 0 | 0 | 0 | 0 | 0 | 0 | 0 | 0 | 0 | 0 | 0 | 0 | 0 | 0 | 0
Industrial Sector Energy Related Emissions before CCS[heat if,water and waste 36T39,PM25] | NoSettings | 0 | 0 | 0 | 0 | 0 | 0 | 0 | 0 | 0 | 0 | 0 | 0 | 0 | 0 | 0 | 0 | 0 | 0 | 0 | 0 | 0 | 0 | 0 | 0 | 0 | 0 | 0 | 0 | 0 | 0 | 0
Industrial Sector Energy Related Emissions before CCS[heat if,water and waste 36T39,SOx] | NoSettings | 0 | 0 | 0 | 0 | 0 | 0 | 0 | 0 | 0 | 0 | 0 | 0 | 0 | 0 | 0 | 0 | 0 | 0 | 0 | 0 | 0 | 0 | 0 | 0 | 0 | 0 | 0 | 0 | 0 | 0 | 0
Industrial Sector Energy Related Emissions before CCS[heat if,water and waste 36T39,BC] | NoSettings | 0 | 0 | 0 | 0 | 0 | 0 | 0 | 0 | 0 | 0 | 0 | 0 | 0 | 0 | 0 | 0 | 0 | 0 | 0 | 0 | 0 | 0 | 0 | 0 | 0 | 0 | 0 | 0 | 0 | 0 | 0
Industrial Sector Energy Related Emissions before CCS[heat if,water and waste 36T39,OC] | NoSettings | 0 | 0 | 0 | 0 | 0 | 0 | 0 | 0 | 0 | 0 | 0 | 0 | 0 | 0 | 0 | 0 | 0 | 0 | 0 | 0 | 0 | 0 | 0 | 0 | 0 | 0 | 0 | 0 | 0 | 0 | 0
Industrial Sector Energy Related Emissions before CCS[heat if,water and waste 36T39,CH4] | NoSettings | 0 | 0 | 0 | 0 | 0 | 0 | 0 | 0 | 0 | 0 | 0 | 0 | 0 | 0 | 0 | 0 | 0 | 0 | 0 | 0 | 0 | 0 | 0 | 0 | 0 | 0 | 0 | 0 | 0 | 0 | 0
Industrial Sector Energy Related Emissions before CCS[heat if,water and waste 36T39,N2O] | NoSettings | 0 | 0 | 0 | 0 | 0 | 0 | 0 | 0 | 0 | 0 | 0 | 0 | 0 | 0 | 0 | 0 | 0 | 0 | 0 | 0 | 0 | 0 | 0 | 0 | 0 | 0 | 0 | 0 | 0 | 0 | 0
Industrial Sector Energy Related Emissions before CCS[heat if,water and waste 36T39,F gases] | NoSettings | 0 | 0 | 0 | 0 | 0 | 0 | 0 | 0 | 0 | 0 | 0 | 0 | 0 | 0 | 0 | 0 | 0 | 0 | 0 | 0 | 0 | 0 | 0 | 0 | 0 | 0 | 0 | 0 | 0 | 0 | 0
Industrial Sector Energy Related Emissions before CCS[heat if,construction 41T43,CO2] | NoSettings | 0 | 0 | 0 | 0 | 0 | 0 | 0 | 0 | 0 | 0 | 0 | 0 | 0 | 0 | 0 | 0 | 0 | 0 | 0 | 0 | 0 | 0 | 0 | 0 | 0 | 0 | 0 | 0 | 0 | 0 | 0
Industrial Sector Energy Related Emissions before CCS[heat if,construction 41T43,VOC] | NoSettings | 0 | 0 | 0 | 0 | 0 | 0 | 0 | 0 | 0 | 0 | 0 | 0 | 0 | 0 | 0 | 0 | 0 | 0 | 0 | 0 | 0 | 0 | 0 | 0 | 0 | 0 | 0 | 0 | 0 | 0 | 0
Industrial Sector Energy Related Emissions before CCS[heat if,construction 41T43,CO] | NoSettings | 0 | 0 | 0 | 0 | 0 | 0 | 0 | 0 | 0 | 0 | 0 | 0 | 0 | 0 | 0 | 0 | 0 | 0 | 0 | 0 | 0 | 0 | 0 | 0 | 0 | 0 | 0 | 0 | 0 | 0 | 0
Industrial Sector Energy Related Emissions before CCS[heat if,construction 41T43,NOx] | NoSettings | 0 | 0 | 0 | 0 | 0 | 0 | 0 | 0 | 0 | 0 | 0 | 0 | 0 | 0 | 0 | 0 | 0 | 0 | 0 | 0 | 0 | 0 | 0 | 0 | 0 | 0 | 0 | 0 | 0 | 0 | 0
Industrial Sector Energy Related Emissions before CCS[heat if,construction 41T43,PM10] | NoSettings | 0 | 0 | 0 | 0 | 0 | 0 | 0 | 0 | 0 | 0 | 0 | 0 | 0 | 0 | 0 | 0 | 0 | 0 | 0 | 0 | 0 | 0 | 0 | 0 | 0 | 0 | 0 | 0 | 0 | 0 | 0
Industrial Sector Energy Related Emissions before CCS[heat if,construction 41T43,PM25] | NoSettings | 0 | 0 | 0 | 0 | 0 | 0 | 0 | 0 | 0 | 0 | 0 | 0 | 0 | 0 | 0 | 0 | 0 | 0 | 0 | 0 | 0 | 0 | 0 | 0 | 0 | 0 | 0 | 0 | 0 | 0 | 0
Industrial Sector Energy Related Emissions before CCS[heat if,construction 41T43,SOx] | NoSettings | 0 | 0 | 0 | 0 | 0 | 0 | 0 | 0 | 0 | 0 | 0 | 0 | 0 | 0 | 0 | 0 | 0 | 0 | 0 | 0 | 0 | 0 | 0 | 0 | 0 | 0 | 0 | 0 | 0 | 0 | 0
Industrial Sector Energy Related Emissions before CCS[heat if,construction 41T43,BC] | NoSettings | 0 | 0 | 0 | 0 | 0 | 0 | 0 | 0 | 0 | 0 | 0 | 0 | 0 | 0 | 0 | 0 | 0 | 0 | 0 | 0 | 0 | 0 | 0 | 0 | 0 | 0 | 0 | 0 | 0 | 0 | 0
Industrial Sector Energy Related Emissions before CCS[heat if,construction 41T43,OC] | NoSettings | 0 | 0 | 0 | 0 | 0 | 0 | 0 | 0 | 0 | 0 | 0 | 0 | 0 | 0 | 0 | 0 | 0 | 0 | 0 | 0 | 0 | 0 | 0 | 0 | 0 | 0 | 0 | 0 | 0 | 0 | 0
Industrial Sector Energy Related Emissions before CCS[heat if,construction 41T43,CH4] | NoSettings | 0 | 0 | 0 | 0 | 0 | 0 | 0 | 0 | 0 | 0 | 0 | 0 | 0 | 0 | 0 | 0 | 0 | 0 | 0 | 0 | 0 | 0 | 0 | 0 | 0 | 0 | 0 | 0 | 0 | 0 | 0
Industrial Sector Energy Related Emissions before CCS[heat if,construction 41T43,N2O] | NoSettings | 0 | 0 | 0 | 0 | 0 | 0 | 0 | 0 | 0 | 0 | 0 | 0 | 0 | 0 | 0 | 0 | 0 | 0 | 0 | 0 | 0 | 0 | 0 | 0 | 0 | 0 | 0 | 0 | 0 | 0 | 0
Industrial Sector Energy Related Emissions before CCS[heat if,construction 41T43,F gases] | NoSettings | 0 | 0 | 0 | 0 | 0 | 0 | 0 | 0 | 0 | 0 | 0 | 0 | 0 | 0 | 0 | 0 | 0 | 0 | 0 | 0 | 0 | 0 | 0 | 0 | 0 | 0 | 0 | 0 | 0 | 0 | 0
Industrial Sector Energy Related Emissions before CCS[crude oil if,agriculture and forestry 01T03,CO2] | NoSettings | 0 | 0 | 0 | 0 | 0 | 0 | 0 | 0 | 0 | 0 | 0 | 0 | 0 | 0 | 0 | 0 | 0 | 0 | 0 | 0 | 0 | 0 | 0 | 0 | 0 | 0 | 0 | 0 | 0 | 0 | 0
Industrial Sector Energy Related Emissions before CCS[crude oil if,agriculture and forestry 01T03,VOC] | NoSettings | 0 | 0 | 0 | 0 | 0 | 0 | 0 | 0 | 0 | 0 | 0 | 0 | 0 | 0 | 0 | 0 | 0 | 0 | 0 | 0 | 0 | 0 | 0 | 0 | 0 | 0 | 0 | 0 | 0 | 0 | 0
Industrial Sector Energy Related Emissions before CCS[crude oil if,agriculture and forestry 01T03,CO] | NoSettings | 0 | 0 | 0 | 0 | 0 | 0 | 0 | 0 | 0 | 0 | 0 | 0 | 0 | 0 | 0 | 0 | 0 | 0 | 0 | 0 | 0 | 0 | 0 | 0 | 0 | 0 | 0 | 0 | 0 | 0 | 0
Industrial Sector Energy Related Emissions before CCS[crude oil if,agriculture and forestry 01T03,NOx] | NoSettings | 0 | 0 | 0 | 0 | 0 | 0 | 0 | 0 | 0 | 0 | 0 | 0 | 0 | 0 | 0 | 0 | 0 | 0 | 0 | 0 | 0 | 0 | 0 | 0 | 0 | 0 | 0 | 0 | 0 | 0 | 0
Industrial Sector Energy Related Emissions before CCS[crude oil if,agriculture and forestry 01T03,PM10] | NoSettings | 0 | 0 | 0 | 0 | 0 | 0 | 0 | 0 | 0 | 0 | 0 | 0 | 0 | 0 | 0 | 0 | 0 | 0 | 0 | 0 | 0 | 0 | 0 | 0 | 0 | 0 | 0 | 0 | 0 | 0 | 0
Industrial Sector Energy Related Emissions before CCS[crude oil if,agriculture and forestry 01T03,PM25] | NoSettings | 0 | 0 | 0 | 0 | 0 | 0 | 0 | 0 | 0 | 0 | 0 | 0 | 0 | 0 | 0 | 0 | 0 | 0 | 0 | 0 | 0 | 0 | 0 | 0 | 0 | 0 | 0 | 0 | 0 | 0 | 0
Industrial Sector Energy Related Emissions before CCS[crude oil if,agriculture and forestry 01T03,SOx] | NoSettings | 0 | 0 | 0 | 0 | 0 | 0 | 0 | 0 | 0 | 0 | 0 | 0 | 0 | 0 | 0 | 0 | 0 | 0 | 0 | 0 | 0 | 0 | 0 | 0 | 0 | 0 | 0 | 0 | 0 | 0 | 0
Industrial Sector Energy Related Emissions before CCS[crude oil if,agriculture and forestry 01T03,BC] | NoSettings | 0 | 0 | 0 | 0 | 0 | 0 | 0 | 0 | 0 | 0 | 0 | 0 | 0 | 0 | 0 | 0 | 0 | 0 | 0 | 0 | 0 | 0 | 0 | 0 | 0 | 0 | 0 | 0 | 0 | 0 | 0
Industrial Sector Energy Related Emissions before CCS[crude oil if,agriculture and forestry 01T03,OC] | NoSettings | 0 | 0 | 0 | 0 | 0 | 0 | 0 | 0 | 0 | 0 | 0 | 0 | 0 | 0 | 0 | 0 | 0 | 0 | 0 | 0 | 0 | 0 | 0 | 0 | 0 | 0 | 0 | 0 | 0 | 0 | 0
Industrial Sector Energy Related Emissions before CCS[crude oil if,agriculture and forestry 01T03,CH4] | NoSettings | 0 | 0 | 0 | 0 | 0 | 0 | 0 | 0 | 0 | 0 | 0 | 0 | 0 | 0 | 0 | 0 | 0 | 0 | 0 | 0 | 0 | 0 | 0 | 0 | 0 | 0 | 0 | 0 | 0 | 0 | 0
Industrial Sector Energy Related Emissions before CCS[crude oil if,agriculture and forestry 01T03,N2O] | NoSettings | 0 | 0 | 0 | 0 | 0 | 0 | 0 | 0 | 0 | 0 | 0 | 0 | 0 | 0 | 0 | 0 | 0 | 0 | 0 | 0 | 0 | 0 | 0 | 0 | 0 | 0 | 0 | 0 | 0 | 0 | 0
Industrial Sector Energy Related Emissions before CCS[crude oil if,agriculture and forestry 01T03,F gases] | NoSettings | 0 | 0 | 0 | 0 | 0 | 0 | 0 | 0 | 0 | 0 | 0 | 0 | 0 | 0 | 0 | 0 | 0 | 0 | 0 | 0 | 0 | 0 | 0 | 0 | 0 | 0 | 0 | 0 | 0 | 0 | 0
Industrial Sector Energy Related Emissions before CCS[crude oil if,coal mining 05,CO2] | NoSettings | 0 | 0 | 0 | 0 | 0 | 0 | 0 | 0 | 0 | 0 | 0 | 0 | 0 | 0 | 0 | 0 | 0 | 0 | 0 | 0 | 0 | 0 | 0 | 0 | 0 | 0 | 0 | 0 | 0 | 0 | 0
Industrial Sector Energy Related Emissions before CCS[crude oil if,coal mining 05,VOC] | NoSettings | 0 | 0 | 0 | 0 | 0 | 0 | 0 | 0 | 0 | 0 | 0 | 0 | 0 | 0 | 0 | 0 | 0 | 0 | 0 | 0 | 0 | 0 | 0 | 0 | 0 | 0 | 0 | 0 | 0 | 0 | 0
Industrial Sector Energy Related Emissions before CCS[crude oil if,coal mining 05,CO] | NoSettings | 0 | 0 | 0 | 0 | 0 | 0 | 0 | 0 | 0 | 0 | 0 | 0 | 0 | 0 | 0 | 0 | 0 | 0 | 0 | 0 | 0 | 0 | 0 | 0 | 0 | 0 | 0 | 0 | 0 | 0 | 0
Industrial Sector Energy Related Emissions before CCS[crude oil if,coal mining 05,NOx] | NoSettings | 0 | 0 | 0 | 0 | 0 | 0 | 0 | 0 | 0 | 0 | 0 | 0 | 0 | 0 | 0 | 0 | 0 | 0 | 0 | 0 | 0 | 0 | 0 | 0 | 0 | 0 | 0 | 0 | 0 | 0 | 0
Industrial Sector Energy Related Emissions before CCS[crude oil if,coal mining 05,PM10] | NoSettings | 0 | 0 | 0 | 0 | 0 | 0 | 0 | 0 | 0 | 0 | 0 | 0 | 0 | 0 | 0 | 0 | 0 | 0 | 0 | 0 | 0 | 0 | 0 | 0 | 0 | 0 | 0 | 0 | 0 | 0 | 0
Industrial Sector Energy Related Emissions before CCS[crude oil if,coal mining 05,PM25] | NoSettings | 0 | 0 | 0 | 0 | 0 | 0 | 0 | 0 | 0 | 0 | 0 | 0 | 0 | 0 | 0 | 0 | 0 | 0 | 0 | 0 | 0 | 0 | 0 | 0 | 0 | 0 | 0 | 0 | 0 | 0 | 0
Industrial Sector Energy Related Emissions before CCS[crude oil if,coal mining 05,SOx] | NoSettings | 0 | 0 | 0 | 0 | 0 | 0 | 0 | 0 | 0 | 0 | 0 | 0 | 0 | 0 | 0 | 0 | 0 | 0 | 0 | 0 | 0 | 0 | 0 | 0 | 0 | 0 | 0 | 0 | 0 | 0 | 0
Industrial Sector Energy Related Emissions before CCS[crude oil if,coal mining 05,BC] | NoSettings | 0 | 0 | 0 | 0 | 0 | 0 | 0 | 0 | 0 | 0 | 0 | 0 | 0 | 0 | 0 | 0 | 0 | 0 | 0 | 0 | 0 | 0 | 0 | 0 | 0 | 0 | 0 | 0 | 0 | 0 | 0
Industrial Sector Energy Related Emissions before CCS[crude oil if,coal mining 05,OC] | NoSettings | 0 | 0 | 0 | 0 | 0 | 0 | 0 | 0 | 0 | 0 | 0 | 0 | 0 | 0 | 0 | 0 | 0 | 0 | 0 | 0 | 0 | 0 | 0 | 0 | 0 | 0 | 0 | 0 | 0 | 0 | 0
Industrial Sector Energy Related Emissions before CCS[crude oil if,coal mining 05,CH4] | NoSettings | 0 | 0 | 0 | 0 | 0 | 0 | 0 | 0 | 0 | 0 | 0 | 0 | 0 | 0 | 0 | 0 | 0 | 0 | 0 | 0 | 0 | 0 | 0 | 0 | 0 | 0 | 0 | 0 | 0 | 0 | 0
Industrial Sector Energy Related Emissions before CCS[crude oil if,coal mining 05,N2O] | NoSettings | 0 | 0 | 0 | 0 | 0 | 0 | 0 | 0 | 0 | 0 | 0 | 0 | 0 | 0 | 0 | 0 | 0 | 0 | 0 | 0 | 0 | 0 | 0 | 0 | 0 | 0 | 0 | 0 | 0 | 0 | 0
Industrial Sector Energy Related Emissions before CCS[crude oil if,coal mining 05,F gases] | NoSettings | 0 | 0 | 0 | 0 | 0 | 0 | 0 | 0 | 0 | 0 | 0 | 0 | 0 | 0 | 0 | 0 | 0 | 0 | 0 | 0 | 0 | 0 | 0 | 0 | 0 | 0 | 0 | 0 | 0 | 0 | 0
Industrial Sector Energy Related Emissions before CCS[crude oil if,oil and gas extraction 06,CO2] | NoSettings | 0 | 0 | 0 | 0 | 0 | 0 | 0 | 0 | 0 | 0 | 0 | 0 | 0 | 0 | 0 | 0 | 0 | 0 | 0 | 0 | 0 | 0 | 0 | 0 | 0 | 0 | 0 | 0 | 0 | 0 | 0
Industrial Sector Energy Related Emissions before CCS[crude oil if,oil and gas extraction 06,VOC] | NoSettings | 0 | 0 | 0 | 0 | 0 | 0 | 0 | 0 | 0 | 0 | 0 | 0 | 0 | 0 | 0 | 0 | 0 | 0 | 0 | 0 | 0 | 0 | 0 | 0 | 0 | 0 | 0 | 0 | 0 | 0 | 0
Industrial Sector Energy Related Emissions before CCS[crude oil if,oil and gas extraction 06,CO] | NoSettings | 0 | 0 | 0 | 0 | 0 | 0 | 0 | 0 | 0 | 0 | 0 | 0 | 0 | 0 | 0 | 0 | 0 | 0 | 0 | 0 | 0 | 0 | 0 | 0 | 0 | 0 | 0 | 0 | 0 | 0 | 0
Industrial Sector Energy Related Emissions before CCS[crude oil if,oil and gas extraction 06,NOx] | NoSettings | 0 | 0 | 0 | 0 | 0 | 0 | 0 | 0 | 0 | 0 | 0 | 0 | 0 | 0 | 0 | 0 | 0 | 0 | 0 | 0 | 0 | 0 | 0 | 0 | 0 | 0 | 0 | 0 | 0 | 0 | 0
Industrial Sector Energy Related Emissions before CCS[crude oil if,oil and gas extraction 06,PM10] | NoSettings | 0 | 0 | 0 | 0 | 0 | 0 | 0 | 0 | 0 | 0 | 0 | 0 | 0 | 0 | 0 | 0 | 0 | 0 | 0 | 0 | 0 | 0 | 0 | 0 | 0 | 0 | 0 | 0 | 0 | 0 | 0
Industrial Sector Energy Related Emissions before CCS[crude oil if,oil and gas extraction 06,PM25] | NoSettings | 0 | 0 | 0 | 0 | 0 | 0 | 0 | 0 | 0 | 0 | 0 | 0 | 0 | 0 | 0 | 0 | 0 | 0 | 0 | 0 | 0 | 0 | 0 | 0 | 0 | 0 | 0 | 0 | 0 | 0 | 0
Industrial Sector Energy Related Emissions before CCS[crude oil if,oil and gas extraction 06,SOx] | NoSettings | 0 | 0 | 0 | 0 | 0 | 0 | 0 | 0 | 0 | 0 | 0 | 0 | 0 | 0 | 0 | 0 | 0 | 0 | 0 | 0 | 0 | 0 | 0 | 0 | 0 | 0 | 0 | 0 | 0 | 0 | 0
Industrial Sector Energy Related Emissions before CCS[crude oil if,oil and gas extraction 06,BC] | NoSettings | 0 | 0 | 0 | 0 | 0 | 0 | 0 | 0 | 0 | 0 | 0 | 0 | 0 | 0 | 0 | 0 | 0 | 0 | 0 | 0 | 0 | 0 | 0 | 0 | 0 | 0 | 0 | 0 | 0 | 0 | 0
Industrial Sector Energy Related Emissions before CCS[crude oil if,oil and gas extraction 06,OC] | NoSettings | 0 | 0 | 0 | 0 | 0 | 0 | 0 | 0 | 0 | 0 | 0 | 0 | 0 | 0 | 0 | 0 | 0 | 0 | 0 | 0 | 0 | 0 | 0 | 0 | 0 | 0 | 0 | 0 | 0 | 0 | 0
Industrial Sector Energy Related Emissions before CCS[crude oil if,oil and gas extraction 06,CH4] | NoSettings | 0 | 0 | 0 | 0 | 0 | 0 | 0 | 0 | 0 | 0 | 0 | 0 | 0 | 0 | 0 | 0 | 0 | 0 | 0 | 0 | 0 | 0 | 0 | 0 | 0 | 0 | 0 | 0 | 0 | 0 | 0
Industrial Sector Energy Related Emissions before CCS[crude oil if,oil and gas extraction 06,N2O] | NoSettings | 0 | 0 | 0 | 0 | 0 | 0 | 0 | 0 | 0 | 0 | 0 | 0 | 0 | 0 | 0 | 0 | 0 | 0 | 0 | 0 | 0 | 0 | 0 | 0 | 0 | 0 | 0 | 0 | 0 | 0 | 0
Industrial Sector Energy Related Emissions before CCS[crude oil if,oil and gas extraction 06,F gases] | NoSettings | 0 | 0 | 0 | 0 | 0 | 0 | 0 | 0 | 0 | 0 | 0 | 0 | 0 | 0 | 0 | 0 | 0 | 0 | 0 | 0 | 0 | 0 | 0 | 0 | 0 | 0 | 0 | 0 | 0 | 0 | 0
Industrial Sector Energy Related Emissions before CCS[crude oil if,other mining and quarrying 07T08,CO2] | NoSettings | 0 | 0 | 0 | 0 | 0 | 0 | 0 | 0 | 0 | 0 | 0 | 0 | 0 | 0 | 0 | 0 | 0 | 0 | 0 | 0 | 0 | 0 | 0 | 0 | 0 | 0 | 0 | 0 | 0 | 0 | 0
Industrial Sector Energy Related Emissions before CCS[crude oil if,other mining and quarrying 07T08,VOC] | NoSettings | 0 | 0 | 0 | 0 | 0 | 0 | 0 | 0 | 0 | 0 | 0 | 0 | 0 | 0 | 0 | 0 | 0 | 0 | 0 | 0 | 0 | 0 | 0 | 0 | 0 | 0 | 0 | 0 | 0 | 0 | 0
Industrial Sector Energy Related Emissions before CCS[crude oil if,other mining and quarrying 07T08,CO] | NoSettings | 0 | 0 | 0 | 0 | 0 | 0 | 0 | 0 | 0 | 0 | 0 | 0 | 0 | 0 | 0 | 0 | 0 | 0 | 0 | 0 | 0 | 0 | 0 | 0 | 0 | 0 | 0 | 0 | 0 | 0 | 0
Industrial Sector Energy Related Emissions before CCS[crude oil if,other mining and quarrying 07T08,NOx] | NoSettings | 0 | 0 | 0 | 0 | 0 | 0 | 0 | 0 | 0 | 0 | 0 | 0 | 0 | 0 | 0 | 0 | 0 | 0 | 0 | 0 | 0 | 0 | 0 | 0 | 0 | 0 | 0 | 0 | 0 | 0 | 0
Industrial Sector Energy Related Emissions before CCS[crude oil if,other mining and quarrying 07T08,PM10] | NoSettings | 0 | 0 | 0 | 0 | 0 | 0 | 0 | 0 | 0 | 0 | 0 | 0 | 0 | 0 | 0 | 0 | 0 | 0 | 0 | 0 | 0 | 0 | 0 | 0 | 0 | 0 | 0 | 0 | 0 | 0 | 0
Industrial Sector Energy Related Emissions before CCS[crude oil if,other mining and quarrying 07T08,PM25] | NoSettings | 0 | 0 | 0 | 0 | 0 | 0 | 0 | 0 | 0 | 0 | 0 | 0 | 0 | 0 | 0 | 0 | 0 | 0 | 0 | 0 | 0 | 0 | 0 | 0 | 0 | 0 | 0 | 0 | 0 | 0 | 0
Industrial Sector Energy Related Emissions before CCS[crude oil if,other mining and quarrying 07T08,SOx] | NoSettings | 0 | 0 | 0 | 0 | 0 | 0 | 0 | 0 | 0 | 0 | 0 | 0 | 0 | 0 | 0 | 0 | 0 | 0 | 0 | 0 | 0 | 0 | 0 | 0 | 0 | 0 | 0 | 0 | 0 | 0 | 0
Industrial Sector Energy Related Emissions before CCS[crude oil if,other mining and quarrying 07T08,BC] | NoSettings | 0 | 0 | 0 | 0 | 0 | 0 | 0 | 0 | 0 | 0 | 0 | 0 | 0 | 0 | 0 | 0 | 0 | 0 | 0 | 0 | 0 | 0 | 0 | 0 | 0 | 0 | 0 | 0 | 0 | 0 | 0
Industrial Sector Energy Related Emissions before CCS[crude oil if,other mining and quarrying 07T08,OC] | NoSettings | 0 | 0 | 0 | 0 | 0 | 0 | 0 | 0 | 0 | 0 | 0 | 0 | 0 | 0 | 0 | 0 | 0 | 0 | 0 | 0 | 0 | 0 | 0 | 0 | 0 | 0 | 0 | 0 | 0 | 0 | 0
Industrial Sector Energy Related Emissions before CCS[crude oil if,other mining and quarrying 07T08,CH4] | NoSettings | 0 | 0 | 0 | 0 | 0 | 0 | 0 | 0 | 0 | 0 | 0 | 0 | 0 | 0 | 0 | 0 | 0 | 0 | 0 | 0 | 0 | 0 | 0 | 0 | 0 | 0 | 0 | 0 | 0 | 0 | 0
Industrial Sector Energy Related Emissions before CCS[crude oil if,other mining and quarrying 07T08,N2O] | NoSettings | 0 | 0 | 0 | 0 | 0 | 0 | 0 | 0 | 0 | 0 | 0 | 0 | 0 | 0 | 0 | 0 | 0 | 0 | 0 | 0 | 0 | 0 | 0 | 0 | 0 | 0 | 0 | 0 | 0 | 0 | 0
Industrial Sector Energy Related Emissions before CCS[crude oil if,other mining and quarrying 07T08,F gases] | NoSettings | 0 | 0 | 0 | 0 | 0 | 0 | 0 | 0 | 0 | 0 | 0 | 0 | 0 | 0 | 0 | 0 | 0 | 0 | 0 | 0 | 0 | 0 | 0 | 0 | 0 | 0 | 0 | 0 | 0 | 0 | 0
Industrial Sector Energy Related Emissions before CCS[crude oil if,food beverage and tobacco 10T12,CO2] | NoSettings | 0 | 0 | 0 | 0 | 0 | 0 | 0 | 0 | 0 | 0 | 0 | 0 | 0 | 0 | 0 | 0 | 0 | 0 | 0 | 0 | 0 | 0 | 0 | 0 | 0 | 0 | 0 | 0 | 0 | 0 | 0
Industrial Sector Energy Related Emissions before CCS[crude oil if,food beverage and tobacco 10T12,VOC] | NoSettings | 0 | 0 | 0 | 0 | 0 | 0 | 0 | 0 | 0 | 0 | 0 | 0 | 0 | 0 | 0 | 0 | 0 | 0 | 0 | 0 | 0 | 0 | 0 | 0 | 0 | 0 | 0 | 0 | 0 | 0 | 0
Industrial Sector Energy Related Emissions before CCS[crude oil if,food beverage and tobacco 10T12,CO] | NoSettings | 0 | 0 | 0 | 0 | 0 | 0 | 0 | 0 | 0 | 0 | 0 | 0 | 0 | 0 | 0 | 0 | 0 | 0 | 0 | 0 | 0 | 0 | 0 | 0 | 0 | 0 | 0 | 0 | 0 | 0 | 0
Industrial Sector Energy Related Emissions before CCS[crude oil if,food beverage and tobacco 10T12,NOx] | NoSettings | 0 | 0 | 0 | 0 | 0 | 0 | 0 | 0 | 0 | 0 | 0 | 0 | 0 | 0 | 0 | 0 | 0 | 0 | 0 | 0 | 0 | 0 | 0 | 0 | 0 | 0 | 0 | 0 | 0 | 0 | 0
Industrial Sector Energy Related Emissions before CCS[crude oil if,food beverage and tobacco 10T12,PM10] | NoSettings | 0 | 0 | 0 | 0 | 0 | 0 | 0 | 0 | 0 | 0 | 0 | 0 | 0 | 0 | 0 | 0 | 0 | 0 | 0 | 0 | 0 | 0 | 0 | 0 | 0 | 0 | 0 | 0 | 0 | 0 | 0
Industrial Sector Energy Related Emissions before CCS[crude oil if,food beverage and tobacco 10T12,PM25] | NoSettings | 0 | 0 | 0 | 0 | 0 | 0 | 0 | 0 | 0 | 0 | 0 | 0 | 0 | 0 | 0 | 0 | 0 | 0 | 0 | 0 | 0 | 0 | 0 | 0 | 0 | 0 | 0 | 0 | 0 | 0 | 0
Industrial Sector Energy Related Emissions before CCS[crude oil if,food beverage and tobacco 10T12,SOx] | NoSettings | 0 | 0 | 0 | 0 | 0 | 0 | 0 | 0 | 0 | 0 | 0 | 0 | 0 | 0 | 0 | 0 | 0 | 0 | 0 | 0 | 0 | 0 | 0 | 0 | 0 | 0 | 0 | 0 | 0 | 0 | 0
Industrial Sector Energy Related Emissions before CCS[crude oil if,food beverage and tobacco 10T12,BC] | NoSettings | 0 | 0 | 0 | 0 | 0 | 0 | 0 | 0 | 0 | 0 | 0 | 0 | 0 | 0 | 0 | 0 | 0 | 0 | 0 | 0 | 0 | 0 | 0 | 0 | 0 | 0 | 0 | 0 | 0 | 0 | 0
Industrial Sector Energy Related Emissions before CCS[crude oil if,food beverage and tobacco 10T12,OC] | NoSettings | 0 | 0 | 0 | 0 | 0 | 0 | 0 | 0 | 0 | 0 | 0 | 0 | 0 | 0 | 0 | 0 | 0 | 0 | 0 | 0 | 0 | 0 | 0 | 0 | 0 | 0 | 0 | 0 | 0 | 0 | 0
Industrial Sector Energy Related Emissions before CCS[crude oil if,food beverage and tobacco 10T12,CH4] | NoSettings | 0 | 0 | 0 | 0 | 0 | 0 | 0 | 0 | 0 | 0 | 0 | 0 | 0 | 0 | 0 | 0 | 0 | 0 | 0 | 0 | 0 | 0 | 0 | 0 | 0 | 0 | 0 | 0 | 0 | 0 | 0
Industrial Sector Energy Related Emissions before CCS[crude oil if,food beverage and tobacco 10T12,N2O] | NoSettings | 0 | 0 | 0 | 0 | 0 | 0 | 0 | 0 | 0 | 0 | 0 | 0 | 0 | 0 | 0 | 0 | 0 | 0 | 0 | 0 | 0 | 0 | 0 | 0 | 0 | 0 | 0 | 0 | 0 | 0 | 0
Industrial Sector Energy Related Emissions before CCS[crude oil if,food beverage and tobacco 10T12,F gases] | NoSettings | 0 | 0 | 0 | 0 | 0 | 0 | 0 | 0 | 0 | 0 | 0 | 0 | 0 | 0 | 0 | 0 | 0 | 0 | 0 | 0 | 0 | 0 | 0 | 0 | 0 | 0 | 0 | 0 | 0 | 0 | 0
Industrial Sector Energy Related Emissions before CCS[crude oil if,textiles apparel and leather 13T15,CO2] | NoSettings | 0 | 0 | 0 | 0 | 0 | 0 | 0 | 0 | 0 | 0 | 0 | 0 | 0 | 0 | 0 | 0 | 0 | 0 | 0 | 0 | 0 | 0 | 0 | 0 | 0 | 0 | 0 | 0 | 0 | 0 | 0
Industrial Sector Energy Related Emissions before CCS[crude oil if,textiles apparel and leather 13T15,VOC] | NoSettings | 0 | 0 | 0 | 0 | 0 | 0 | 0 | 0 | 0 | 0 | 0 | 0 | 0 | 0 | 0 | 0 | 0 | 0 | 0 | 0 | 0 | 0 | 0 | 0 | 0 | 0 | 0 | 0 | 0 | 0 | 0
Industrial Sector Energy Related Emissions before CCS[crude oil if,textiles apparel and leather 13T15,CO] | NoSettings | 0 | 0 | 0 | 0 | 0 | 0 | 0 | 0 | 0 | 0 | 0 | 0 | 0 | 0 | 0 | 0 | 0 | 0 | 0 | 0 | 0 | 0 | 0 | 0 | 0 | 0 | 0 | 0 | 0 | 0 | 0
Industrial Sector Energy Related Emissions before CCS[crude oil if,textiles apparel and leather 13T15,NOx] | NoSettings | 0 | 0 | 0 | 0 | 0 | 0 | 0 | 0 | 0 | 0 | 0 | 0 | 0 | 0 | 0 | 0 | 0 | 0 | 0 | 0 | 0 | 0 | 0 | 0 | 0 | 0 | 0 | 0 | 0 | 0 | 0
Industrial Sector Energy Related Emissions before CCS[crude oil if,textiles apparel and leather 13T15,PM10] | NoSettings | 0 | 0 | 0 | 0 | 0 | 0 | 0 | 0 | 0 | 0 | 0 | 0 | 0 | 0 | 0 | 0 | 0 | 0 | 0 | 0 | 0 | 0 | 0 | 0 | 0 | 0 | 0 | 0 | 0 | 0 | 0
Industrial Sector Energy Related Emissions before CCS[crude oil if,textiles apparel and leather 13T15,PM25] | NoSettings | 0 | 0 | 0 | 0 | 0 | 0 | 0 | 0 | 0 | 0 | 0 | 0 | 0 | 0 | 0 | 0 | 0 | 0 | 0 | 0 | 0 | 0 | 0 | 0 | 0 | 0 | 0 | 0 | 0 | 0 | 0
Industrial Sector Energy Related Emissions before CCS[crude oil if,textiles apparel and leather 13T15,SOx] | NoSettings | 0 | 0 | 0 | 0 | 0 | 0 | 0 | 0 | 0 | 0 | 0 | 0 | 0 | 0 | 0 | 0 | 0 | 0 | 0 | 0 | 0 | 0 | 0 | 0 | 0 | 0 | 0 | 0 | 0 | 0 | 0
Industrial Sector Energy Related Emissions before CCS[crude oil if,textiles apparel and leather 13T15,BC] | NoSettings | 0 | 0 | 0 | 0 | 0 | 0 | 0 | 0 | 0 | 0 | 0 | 0 | 0 | 0 | 0 | 0 | 0 | 0 | 0 | 0 | 0 | 0 | 0 | 0 | 0 | 0 | 0 | 0 | 0 | 0 | 0
Industrial Sector Energy Related Emissions before CCS[crude oil if,textiles apparel and leather 13T15,OC] | NoSettings | 0 | 0 | 0 | 0 | 0 | 0 | 0 | 0 | 0 | 0 | 0 | 0 | 0 | 0 | 0 | 0 | 0 | 0 | 0 | 0 | 0 | 0 | 0 | 0 | 0 | 0 | 0 | 0 | 0 | 0 | 0
Industrial Sector Energy Related Emissions before CCS[crude oil if,textiles apparel and leather 13T15,CH4] | NoSettings | 0 | 0 | 0 | 0 | 0 | 0 | 0 | 0 | 0 | 0 | 0 | 0 | 0 | 0 | 0 | 0 | 0 | 0 | 0 | 0 | 0 | 0 | 0 | 0 | 0 | 0 | 0 | 0 | 0 | 0 | 0
Industrial Sector Energy Related Emissions before CCS[crude oil if,textiles apparel and leather 13T15,N2O] | NoSettings | 0 | 0 | 0 | 0 | 0 | 0 | 0 | 0 | 0 | 0 | 0 | 0 | 0 | 0 | 0 | 0 | 0 | 0 | 0 | 0 | 0 | 0 | 0 | 0 | 0 | 0 | 0 | 0 | 0 | 0 | 0
Industrial Sector Energy Related Emissions before CCS[crude oil if,textiles apparel and leather 13T15,F gases] | NoSettings | 0 | 0 | 0 | 0 | 0 | 0 | 0 | 0 | 0 | 0 | 0 | 0 | 0 | 0 | 0 | 0 | 0 | 0 | 0 | 0 | 0 | 0 | 0 | 0 | 0 | 0 | 0 | 0 | 0 | 0 | 0
Industrial Sector Energy Related Emissions before CCS[crude oil if,wood products 16,CO2] | NoSettings | 0 | 0 | 0 | 0 | 0 | 0 | 0 | 0 | 0 | 0 | 0 | 0 | 0 | 0 | 0 | 0 | 0 | 0 | 0 | 0 | 0 | 0 | 0 | 0 | 0 | 0 | 0 | 0 | 0 | 0 | 0
Industrial Sector Energy Related Emissions before CCS[crude oil if,wood products 16,VOC] | NoSettings | 0 | 0 | 0 | 0 | 0 | 0 | 0 | 0 | 0 | 0 | 0 | 0 | 0 | 0 | 0 | 0 | 0 | 0 | 0 | 0 | 0 | 0 | 0 | 0 | 0 | 0 | 0 | 0 | 0 | 0 | 0
Industrial Sector Energy Related Emissions before CCS[crude oil if,wood products 16,CO] | NoSettings | 0 | 0 | 0 | 0 | 0 | 0 | 0 | 0 | 0 | 0 | 0 | 0 | 0 | 0 | 0 | 0 | 0 | 0 | 0 | 0 | 0 | 0 | 0 | 0 | 0 | 0 | 0 | 0 | 0 | 0 | 0
Industrial Sector Energy Related Emissions before CCS[crude oil if,wood products 16,NOx] | NoSettings | 0 | 0 | 0 | 0 | 0 | 0 | 0 | 0 | 0 | 0 | 0 | 0 | 0 | 0 | 0 | 0 | 0 | 0 | 0 | 0 | 0 | 0 | 0 | 0 | 0 | 0 | 0 | 0 | 0 | 0 | 0
Industrial Sector Energy Related Emissions before CCS[crude oil if,wood products 16,PM10] | NoSettings | 0 | 0 | 0 | 0 | 0 | 0 | 0 | 0 | 0 | 0 | 0 | 0 | 0 | 0 | 0 | 0 | 0 | 0 | 0 | 0 | 0 | 0 | 0 | 0 | 0 | 0 | 0 | 0 | 0 | 0 | 0
Industrial Sector Energy Related Emissions before CCS[crude oil if,wood products 16,PM25] | NoSettings | 0 | 0 | 0 | 0 | 0 | 0 | 0 | 0 | 0 | 0 | 0 | 0 | 0 | 0 | 0 | 0 | 0 | 0 | 0 | 0 | 0 | 0 | 0 | 0 | 0 | 0 | 0 | 0 | 0 | 0 | 0
Industrial Sector Energy Related Emissions before CCS[crude oil if,wood products 16,SOx] | NoSettings | 0 | 0 | 0 | 0 | 0 | 0 | 0 | 0 | 0 | 0 | 0 | 0 | 0 | 0 | 0 | 0 | 0 | 0 | 0 | 0 | 0 | 0 | 0 | 0 | 0 | 0 | 0 | 0 | 0 | 0 | 0
Industrial Sector Energy Related Emissions before CCS[crude oil if,wood products 16,BC] | NoSettings | 0 | 0 | 0 | 0 | 0 | 0 | 0 | 0 | 0 | 0 | 0 | 0 | 0 | 0 | 0 | 0 | 0 | 0 | 0 | 0 | 0 | 0 | 0 | 0 | 0 | 0 | 0 | 0 | 0 | 0 | 0
Industrial Sector Energy Related Emissions before CCS[crude oil if,wood products 16,OC] | NoSettings | 0 | 0 | 0 | 0 | 0 | 0 | 0 | 0 | 0 | 0 | 0 | 0 | 0 | 0 | 0 | 0 | 0 | 0 | 0 | 0 | 0 | 0 | 0 | 0 | 0 | 0 | 0 | 0 | 0 | 0 | 0
Industrial Sector Energy Related Emissions before CCS[crude oil if,wood products 16,CH4] | NoSettings | 0 | 0 | 0 | 0 | 0 | 0 | 0 | 0 | 0 | 0 | 0 | 0 | 0 | 0 | 0 | 0 | 0 | 0 | 0 | 0 | 0 | 0 | 0 | 0 | 0 | 0 | 0 | 0 | 0 | 0 | 0
Industrial Sector Energy Related Emissions before CCS[crude oil if,wood products 16,N2O] | NoSettings | 0 | 0 | 0 | 0 | 0 | 0 | 0 | 0 | 0 | 0 | 0 | 0 | 0 | 0 | 0 | 0 | 0 | 0 | 0 | 0 | 0 | 0 | 0 | 0 | 0 | 0 | 0 | 0 | 0 | 0 | 0
Industrial Sector Energy Related Emissions before CCS[crude oil if,wood products 16,F gases] | NoSettings | 0 | 0 | 0 | 0 | 0 | 0 | 0 | 0 | 0 | 0 | 0 | 0 | 0 | 0 | 0 | 0 | 0 | 0 | 0 | 0 | 0 | 0 | 0 | 0 | 0 | 0 | 0 | 0 | 0 | 0 | 0
Industrial Sector Energy Related Emissions before CCS[crude oil if,pulp paper and printing 17T18,CO2] | NoSettings | 0 | 0 | 0 | 0 | 0 | 0 | 0 | 0 | 0 | 0 | 0 | 0 | 0 | 0 | 0 | 0 | 0 | 0 | 0 | 0 | 0 | 0 | 0 | 0 | 0 | 0 | 0 | 0 | 0 | 0 | 0
Industrial Sector Energy Related Emissions before CCS[crude oil if,pulp paper and printing 17T18,VOC] | NoSettings | 0 | 0 | 0 | 0 | 0 | 0 | 0 | 0 | 0 | 0 | 0 | 0 | 0 | 0 | 0 | 0 | 0 | 0 | 0 | 0 | 0 | 0 | 0 | 0 | 0 | 0 | 0 | 0 | 0 | 0 | 0
Industrial Sector Energy Related Emissions before CCS[crude oil if,pulp paper and printing 17T18,CO] | NoSettings | 0 | 0 | 0 | 0 | 0 | 0 | 0 | 0 | 0 | 0 | 0 | 0 | 0 | 0 | 0 | 0 | 0 | 0 | 0 | 0 | 0 | 0 | 0 | 0 | 0 | 0 | 0 | 0 | 0 | 0 | 0
Industrial Sector Energy Related Emissions before CCS[crude oil if,pulp paper and printing 17T18,NOx] | NoSettings | 0 | 0 | 0 | 0 | 0 | 0 | 0 | 0 | 0 | 0 | 0 | 0 | 0 | 0 | 0 | 0 | 0 | 0 | 0 | 0 | 0 | 0 | 0 | 0 | 0 | 0 | 0 | 0 | 0 | 0 | 0
Industrial Sector Energy Related Emissions before CCS[crude oil if,pulp paper and printing 17T18,PM10] | NoSettings | 0 | 0 | 0 | 0 | 0 | 0 | 0 | 0 | 0 | 0 | 0 | 0 | 0 | 0 | 0 | 0 | 0 | 0 | 0 | 0 | 0 | 0 | 0 | 0 | 0 | 0 | 0 | 0 | 0 | 0 | 0
Industrial Sector Energy Related Emissions before CCS[crude oil if,pulp paper and printing 17T18,PM25] | NoSettings | 0 | 0 | 0 | 0 | 0 | 0 | 0 | 0 | 0 | 0 | 0 | 0 | 0 | 0 | 0 | 0 | 0 | 0 | 0 | 0 | 0 | 0 | 0 | 0 | 0 | 0 | 0 | 0 | 0 | 0 | 0
Industrial Sector Energy Related Emissions before CCS[crude oil if,pulp paper and printing 17T18,SOx] | NoSettings | 0 | 0 | 0 | 0 | 0 | 0 | 0 | 0 | 0 | 0 | 0 | 0 | 0 | 0 | 0 | 0 | 0 | 0 | 0 | 0 | 0 | 0 | 0 | 0 | 0 | 0 | 0 | 0 | 0 | 0 | 0
Industrial Sector Energy Related Emissions before CCS[crude oil if,pulp paper and printing 17T18,BC] | NoSettings | 0 | 0 | 0 | 0 | 0 | 0 | 0 | 0 | 0 | 0 | 0 | 0 | 0 | 0 | 0 | 0 | 0 | 0 | 0 | 0 | 0 | 0 | 0 | 0 | 0 | 0 | 0 | 0 | 0 | 0 | 0
Industrial Sector Energy Related Emissions before CCS[crude oil if,pulp paper and printing 17T18,OC] | NoSettings | 0 | 0 | 0 | 0 | 0 | 0 | 0 | 0 | 0 | 0 | 0 | 0 | 0 | 0 | 0 | 0 | 0 | 0 | 0 | 0 | 0 | 0 | 0 | 0 | 0 | 0 | 0 | 0 | 0 | 0 | 0
Industrial Sector Energy Related Emissions before CCS[crude oil if,pulp paper and printing 17T18,CH4] | NoSettings | 0 | 0 | 0 | 0 | 0 | 0 | 0 | 0 | 0 | 0 | 0 | 0 | 0 | 0 | 0 | 0 | 0 | 0 | 0 | 0 | 0 | 0 | 0 | 0 | 0 | 0 | 0 | 0 | 0 | 0 | 0
Industrial Sector Energy Related Emissions before CCS[crude oil if,pulp paper and printing 17T18,N2O] | NoSettings | 0 | 0 | 0 | 0 | 0 | 0 | 0 | 0 | 0 | 0 | 0 | 0 | 0 | 0 | 0 | 0 | 0 | 0 | 0 | 0 | 0 | 0 | 0 | 0 | 0 | 0 | 0 | 0 | 0 | 0 | 0
Industrial Sector Energy Related Emissions before CCS[crude oil if,pulp paper and printing 17T18,F gases] | NoSettings | 0 | 0 | 0 | 0 | 0 | 0 | 0 | 0 | 0 | 0 | 0 | 0 | 0 | 0 | 0 | 0 | 0 | 0 | 0 | 0 | 0 | 0 | 0 | 0 | 0 | 0 | 0 | 0 | 0 | 0 | 0
Industrial Sector Energy Related Emissions before CCS[crude oil if,refined petroleum and coke 19,CO2] | NoSettings | 17504900000000 | 22275800000000 | 22276700000000 | 22278000000000 | 22278700000000 | 22279300000000 | 22279900000000 | 22280500000000 | 22280400000000 | 22284300000000 | 22287900000000 | 22291400000000 | 22295300000000 | 22298900000000 | 22302500000000 | 22305800000000 | 22309300000000 | 22308800000000 | 22308200000000 | 22308000000000 | 22307600000000 | 22307500000000 | 22307200000000 | 22306800000000 | 22306400000000 | 22306400000000 | 22305900000000 | 22306100000000 | 22305900000000 | 22305700000000 | 22305700000000
Industrial Sector Energy Related Emissions before CCS[crude oil if,refined petroleum and coke 19,VOC] | NoSettings | 756479000 | 962655000 | 962694000 | 962747000 | 962779000 | 962806000 | 962830000 | 962857000 | 962854000 | 963022000 | 963176000 | 963327000 | 963497000 | 963653000 | 963808000 | 963951000 | 964102000 | 964080000 | 964056000 | 964045000 | 964026000 | 964025000 | 964010000 | 963994000 | 963978000 | 963975000 | 963956000 | 963962000 | 963955000 | 963948000 | 963946000
Industrial Sector Energy Related Emissions before CCS[crude oil if,refined petroleum and coke 19,CO] | NoSettings | 6614000000 | 8416620000 | 8416960000 | 8417420000 | 8417700000 | 8417940000 | 8418150000 | 8418390000 | 8418360000 | 8419830000 | 8421170000 | 8422490000 | 8423980000 | 8425340000 | 8426700000 | 8427950000 | 8429270000 | 8429080000 | 8428870000 | 8428770000 | 8428610000 | 8428590000 | 8428460000 | 8428330000 | 8428180000 | 8428160000 | 8428000000 | 8428040000 | 8427980000 | 8427920000 | 8427900000
Industrial Sector Energy Related Emissions before CCS[crude oil if,refined petroleum and coke 19,NOx] | NoSettings | 10839800000 | 13794100000 | 13794700000 | 13795500000 | 13795900000 | 13796300000 | 13796600000 | 13797000000 | 13797000000 | 13799400000 | 13801600000 | 13803800000 | 13806200000 | 13808400000 | 13810700000 | 13812700000 | 13814900000 | 13814600000 | 13814200000 | 13814000000 | 13813800000 | 13813800000 | 13813500000 | 13813300000 | 13813100000 | 13813000000 | 13812800000 | 13812900000 | 13812800000 | 13812700000 | 13812600000
Industrial Sector Energy Related Emissions before CCS[crude oil if,refined petroleum and coke 19,PM10] | NoSettings | 1044490000 | 1329160000 | 1329220000 | 1329290000 | 1329330000 | 1329370000 | 1329400000 | 1329440000 | 1329440000 | 1329670000 | 1329880000 | 1330090000 | 1330320000 | 1330540000 | 1330750000 | 1330950000 | 1331160000 | 1331130000 | 1331100000 | 1331080000 | 1331050000 | 1331050000 | 1331030000 | 1331010000 | 1330990000 | 1330980000 | 1330960000 | 1330970000 | 1330960000 | 1330950000 | 1330940000
Industrial Sector Energy Related Emissions before CCS[crude oil if,refined petroleum and coke 19,PM25] | NoSettings | 1044490000 | 1329160000 | 1329220000 | 1329290000 | 1329330000 | 1329370000 | 1329400000 | 1329440000 | 1329440000 | 1329670000 | 1329880000 | 1330090000 | 1330320000 | 1330540000 | 1330750000 | 1330950000 | 1331160000 | 1331130000 | 1331100000 | 1331080000 | 1331050000 | 1331050000 | 1331030000 | 1331010000 | 1330990000 | 1330980000 | 1330960000 | 1330970000 | 1330960000 | 1330950000 | 1330940000
Industrial Sector Energy Related Emissions before CCS[crude oil if,refined petroleum and coke 19,SOx] | NoSettings | 79837700 | 101597000 | 101601000 | 101607000 | 101610000 | 101613000 | 101616000 | 101619000 | 101618000 | 101636000 | 101652000 | 101668000 | 101686000 | 101703000 | 101719000 | 101734000 | 101750000 | 101748000 | 101745000 | 101744000 | 101742000 | 101742000 | 101740000 | 101739000 | 101737000 | 101737000 | 101735000 | 101735000 | 101734000 | 101734000 | 101733000
Industrial Sector Energy Related Emissions before CCS[crude oil if,refined petroleum and coke 19,BC] | NoSettings | 172212000 | 219148000 | 219157000 | 219169000 | 219176000 | 219182000 | 219188000 | 219194000 | 219193000 | 219231000 | 219266000 | 219301000 | 219340000 | 219375000 | 219410000 | 219443000 | 219477000 | 219472000 | 219467000 | 219464000 | 219460000 | 219460000 | 219456000 | 219453000 | 219449000 | 219448000 | 219444000 | 219445000 | 219444000 | 219442000 | 219442000
Industrial Sector Energy Related Emissions before CCS[crude oil if,refined petroleum and coke 19,OC] | NoSettings | 447025000 | 568861000 | 568884000 | 568915000 | 568934000 | 568950000 | 568964000 | 568980000 | 568978000 | 569077000 | 569168000 | 569258000 | 569358000 | 569450000 | 569542000 | 569627000 | 569716000 | 569703000 | 569689000 | 569682000 | 569671000 | 569670000 | 569661000 | 569652000 | 569642000 | 569640000 | 569630000 | 569633000 | 569629000 | 569624000 | 569623000
Industrial Sector Energy Related Emissions before CCS[crude oil if,refined petroleum and coke 19,CH4] | NoSettings | 329908000 | 419824000 | 419841000 | 419863000 | 419878000 | 419889000 | 419900000 | 419912000 | 419910000 | 419983000 | 420050000 | 420116000 | 420191000 | 420258000 | 420326000 | 420389000 | 420454000 | 420445000 | 420434000 | 420429000 | 420421000 | 420421000 | 420414000 | 420407000 | 420400000 | 420399000 | 420391000 | 420393000 | 420390000 | 420387000 | 420386000
Industrial Sector Energy Related Emissions before CCS[crude oil if,refined petroleum and coke 19,N2O] | NoSettings | 32990800 | 41982400 | 41984100 | 41986300 | 41987800 | 41988900 | 41990000 | 41991200 | 41991000 | 41998300 | 42005000 | 42011600 | 42019100 | 42025800 | 42032600 | 42038900 | 42045400 | 42044500 | 42043400 | 42042900 | 42042100 | 42042100 | 42041400 | 42040700 | 42040000 | 42039900 | 42039100 | 42039300 | 42039000 | 42038700 | 42038600
Industrial Sector Energy Related Emissions before CCS[crude oil if,refined petroleum and coke 19,F gases] | NoSettings | 0 | 0 | 0 | 0 | 0 | 0 | 0 | 0 | 0 | 0 | 0 | 0 | 0 | 0 | 0 | 0 | 0 | 0 | 0 | 0 | 0 | 0 | 0 | 0 | 0 | 0 | 0 | 0 | 0 | 0 | 0
Industrial Sector Energy Related Emissions before CCS[crude oil if,chemicals 20,CO2] | NoSettings | 0 | 81864800 | 144341000 | 188878000 | 211882000 | 218966000 | 215685000 | 224880000 | 356122000 | 344788000 | 332164000 | 313315000 | 323954000 | 332758000 | 340847000 | 346171000 | 350248000 | 337944000 | 329685000 | 321193000 | 314229000 | 307529000 | 296980000 | 286202000 | 274565000 | 266573000 | 254285000 | 250047000 | 246318000 | 242207000 | 237063000
Industrial Sector Energy Related Emissions before CCS[crude oil if,chemicals 20,VOC] | NoSettings | 0 | 3537.81 | 6237.72 | 8162.39 | 9156.54 | 9462.65 | 9320.88 | 9718.24 | 15389.9 | 14900.1 | 14354.5 | 13540 | 13999.7 | 14380.2 | 14729.8 | 14959.9 | 15136 | 14604.3 | 14247.4 | 13880.4 | 13579.5 | 13289.9 | 12834 | 12368.3 | 11865.4 | 11520 | 10989 | 10805.8 | 10644.7 | 10467 | 10244.7
Industrial Sector Energy Related Emissions before CCS[crude oil if,chemicals 20,CO] | NoSettings | 0 | 30931.5 | 54537.2 | 71364.9 | 80056.9 | 82733.2 | 81493.7 | 84967.9 | 134556 | 130273 | 125504 | 118382 | 122402 | 125728 | 128784 | 130796 | 132336 | 127688 | 124567 | 121358 | 118727 | 116196 | 112210 | 108138 | 103741 | 100721 | 96077.9 | 94476.8 | 93067.8 | 91514.7 | 89571.1
Industrial Sector Energy Related Emissions before CCS[crude oil if,chemicals 20,NOx] | NoSettings | 0 | 50694.2 | 89382 | 116961 | 131207 | 135593 | 133561 | 139255 | 220526 | 213507 | 205690 | 194018 | 200606 | 206058 | 211067 | 214364 | 216888 | 209269 | 204155 | 198896 | 194584 | 190435 | 183902 | 177229 | 170022 | 165073 | 157464 | 154840 | 152530 | 149985 | 146800
Industrial Sector Energy Related Emissions before CCS[crude oil if,chemicals 20,PM10] | NoSettings | 0 | 4884.73 | 8612.57 | 11270 | 12642.7 | 13065.3 | 12869.6 | 13418.2 | 21249.2 | 20572.9 | 19819.7 | 18695 | 19329.8 | 19855.1 | 20337.7 | 20655.5 | 20898.7 | 20164.6 | 19671.7 | 19165 | 18749.5 | 18349.7 | 17720.3 | 17077.2 | 16382.8 | 15906 | 15172.7 | 14919.9 | 14697.4 | 14452.1 | 14145.2
Industrial Sector Energy Related Emissions before CCS[crude oil if,chemicals 20,PM25] | NoSettings | 0 | 4884.73 | 8612.57 | 11270 | 12642.7 | 13065.3 | 12869.6 | 13418.2 | 21249.2 | 20572.9 | 19819.7 | 18695 | 19329.8 | 19855.1 | 20337.7 | 20655.5 | 20898.7 | 20164.6 | 19671.7 | 19165 | 18749.5 | 18349.7 | 17720.3 | 17077.2 | 16382.8 | 15906 | 15172.7 | 14919.9 | 14697.4 | 14452.1 | 14145.2
Industrial Sector Energy Related Emissions before CCS[crude oil if,chemicals 20,SOx] | NoSettings | 0 | 373.375 | 658.321 | 861.447 | 966.369 | 998.675 | 983.712 | 1025.65 | 1624.23 | 1572.53 | 1514.96 | 1428.99 | 1477.51 | 1517.67 | 1554.56 | 1578.84 | 1597.44 | 1541.32 | 1503.65 | 1464.92 | 1433.16 | 1402.6 | 1354.49 | 1305.33 | 1252.26 | 1215.81 | 1159.76 | 1140.43 | 1123.42 | 1104.68 | 1081.22
Industrial Sector Energy Related Emissions before CCS[crude oil if,chemicals 20,BC] | NoSettings | 0 | 805.379 | 1420.01 | 1858.16 | 2084.48 | 2154.17 | 2121.89 | 2212.35 | 3503.5 | 3391.99 | 3267.8 | 3082.37 | 3187.03 | 3273.64 | 3353.22 | 3405.61 | 3445.71 | 3324.67 | 3243.41 | 3159.87 | 3091.36 | 3025.44 | 2921.66 | 2815.63 | 2701.15 | 2622.53 | 2501.63 | 2459.94 | 2423.25 | 2382.81 | 2332.21
Industrial Sector Energy Related Emissions before CCS[crude oil if,chemicals 20,OC] | NoSettings | 0 | 2090.59 | 3686.05 | 4823.39 | 5410.87 | 5591.76 | 5507.98 | 5742.79 | 9094.34 | 8804.89 | 8482.52 | 8001.17 | 8272.86 | 8497.67 | 8704.25 | 8840.22 | 8944.33 | 8630.13 | 8419.2 | 8202.34 | 8024.51 | 7853.4 | 7584.01 | 7308.78 | 7011.61 | 6807.51 | 6493.7 | 6385.48 | 6290.25 | 6185.28 | 6053.91
Industrial Sector Energy Related Emissions before CCS[crude oil if,chemicals 20,CH4] | NoSettings | 0 | 1542.87 | 2720.33 | 3559.7 | 3993.26 | 4126.76 | 4064.93 | 4238.22 | 6711.69 | 6498.07 | 6260.16 | 5904.92 | 6105.43 | 6271.35 | 6423.8 | 6524.15 | 6600.98 | 6369.1 | 6213.43 | 6053.39 | 5922.14 | 5795.87 | 5597.05 | 5393.94 | 5174.62 | 5024 | 4792.4 | 4712.53 | 4642.25 | 4564.78 | 4467.83
Industrial Sector Energy Related Emissions before CCS[crude oil if,chemicals 20,N2O] | NoSettings | 0 | 154.287 | 272.033 | 355.97 | 399.326 | 412.676 | 406.493 | 423.822 | 671.169 | 649.807 | 626.016 | 590.492 | 610.543 | 627.135 | 642.38 | 652.415 | 660.098 | 636.91 | 621.343 | 605.339 | 592.214 | 579.587 | 559.705 | 539.394 | 517.462 | 502.4 | 479.24 | 471.253 | 464.225 | 456.478 | 446.783
Industrial Sector Energy Related Emissions before CCS[crude oil if,chemicals 20,F gases] | NoSettings | 0 | 0 | 0 | 0 | 0 | 0 | 0 | 0 | 0 | 0 | 0 | 0 | 0 | 0 | 0 | 0 | 0 | 0 | 0 | 0 | 0 | 0 | 0 | 0 | 0 | 0 | 0 | 0 | 0 | 0 | 0
Industrial Sector Energy Related Emissions before CCS[crude oil if,rubber and plastic products 22,CO2] | NoSettings | 0 | 0 | 0 | 0 | 0 | 0 | 0 | 0 | 0 | 0 | 0 | 0 | 0 | 0 | 0 | 0 | 0 | 0 | 0 | 0 | 0 | 0 | 0 | 0 | 0 | 0 | 0 | 0 | 0 | 0 | 0
Industrial Sector Energy Related Emissions before CCS[crude oil if,rubber and plastic products 22,VOC] | NoSettings | 0 | 0 | 0 | 0 | 0 | 0 | 0 | 0 | 0 | 0 | 0 | 0 | 0 | 0 | 0 | 0 | 0 | 0 | 0 | 0 | 0 | 0 | 0 | 0 | 0 | 0 | 0 | 0 | 0 | 0 | 0
Industrial Sector Energy Related Emissions before CCS[crude oil if,rubber and plastic products 22,CO] | NoSettings | 0 | 0 | 0 | 0 | 0 | 0 | 0 | 0 | 0 | 0 | 0 | 0 | 0 | 0 | 0 | 0 | 0 | 0 | 0 | 0 | 0 | 0 | 0 | 0 | 0 | 0 | 0 | 0 | 0 | 0 | 0
Industrial Sector Energy Related Emissions before CCS[crude oil if,rubber and plastic products 22,NOx] | NoSettings | 0 | 0 | 0 | 0 | 0 | 0 | 0 | 0 | 0 | 0 | 0 | 0 | 0 | 0 | 0 | 0 | 0 | 0 | 0 | 0 | 0 | 0 | 0 | 0 | 0 | 0 | 0 | 0 | 0 | 0 | 0
Industrial Sector Energy Related Emissions before CCS[crude oil if,rubber and plastic products 22,PM10] | NoSettings | 0 | 0 | 0 | 0 | 0 | 0 | 0 | 0 | 0 | 0 | 0 | 0 | 0 | 0 | 0 | 0 | 0 | 0 | 0 | 0 | 0 | 0 | 0 | 0 | 0 | 0 | 0 | 0 | 0 | 0 | 0
Industrial Sector Energy Related Emissions before CCS[crude oil if,rubber and plastic products 22,PM25] | NoSettings | 0 | 0 | 0 | 0 | 0 | 0 | 0 | 0 | 0 | 0 | 0 | 0 | 0 | 0 | 0 | 0 | 0 | 0 | 0 | 0 | 0 | 0 | 0 | 0 | 0 | 0 | 0 | 0 | 0 | 0 | 0
Industrial Sector Energy Related Emissions before CCS[crude oil if,rubber and plastic products 22,SOx] | NoSettings | 0 | 0 | 0 | 0 | 0 | 0 | 0 | 0 | 0 | 0 | 0 | 0 | 0 | 0 | 0 | 0 | 0 | 0 | 0 | 0 | 0 | 0 | 0 | 0 | 0 | 0 | 0 | 0 | 0 | 0 | 0
Industrial Sector Energy Related Emissions before CCS[crude oil if,rubber and plastic products 22,BC] | NoSettings | 0 | 0 | 0 | 0 | 0 | 0 | 0 | 0 | 0 | 0 | 0 | 0 | 0 | 0 | 0 | 0 | 0 | 0 | 0 | 0 | 0 | 0 | 0 | 0 | 0 | 0 | 0 | 0 | 0 | 0 | 0
Industrial Sector Energy Related Emissions before CCS[crude oil if,rubber and plastic products 22,OC] | NoSettings | 0 | 0 | 0 | 0 | 0 | 0 | 0 | 0 | 0 | 0 | 0 | 0 | 0 | 0 | 0 | 0 | 0 | 0 | 0 | 0 | 0 | 0 | 0 | 0 | 0 | 0 | 0 | 0 | 0 | 0 | 0
Industrial Sector Energy Related Emissions before CCS[crude oil if,rubber and plastic products 22,CH4] | NoSettings | 0 | 0 | 0 | 0 | 0 | 0 | 0 | 0 | 0 | 0 | 0 | 0 | 0 | 0 | 0 | 0 | 0 | 0 | 0 | 0 | 0 | 0 | 0 | 0 | 0 | 0 | 0 | 0 | 0 | 0 | 0
Industrial Sector Energy Related Emissions before CCS[crude oil if,rubber and plastic products 22,N2O] | NoSettings | 0 | 0 | 0 | 0 | 0 | 0 | 0 | 0 | 0 | 0 | 0 | 0 | 0 | 0 | 0 | 0 | 0 | 0 | 0 | 0 | 0 | 0 | 0 | 0 | 0 | 0 | 0 | 0 | 0 | 0 | 0
Industrial Sector Energy Related Emissions before CCS[crude oil if,rubber and plastic products 22,F gases] | NoSettings | 0 | 0 | 0 | 0 | 0 | 0 | 0 | 0 | 0 | 0 | 0 | 0 | 0 | 0 | 0 | 0 | 0 | 0 | 0 | 0 | 0 | 0 | 0 | 0 | 0 | 0 | 0 | 0 | 0 | 0 | 0
Industrial Sector Energy Related Emissions before CCS[crude oil if,glass and glass products 231,CO2] | NoSettings | 0 | 0 | 0 | 0 | 0 | 0 | 0 | 0 | 0 | 0 | 0 | 0 | 0 | 0 | 0 | 0 | 0 | 0 | 0 | 0 | 0 | 0 | 0 | 0 | 0 | 0 | 0 | 0 | 0 | 0 | 0
Industrial Sector Energy Related Emissions before CCS[crude oil if,glass and glass products 231,VOC] | NoSettings | 0 | 0 | 0 | 0 | 0 | 0 | 0 | 0 | 0 | 0 | 0 | 0 | 0 | 0 | 0 | 0 | 0 | 0 | 0 | 0 | 0 | 0 | 0 | 0 | 0 | 0 | 0 | 0 | 0 | 0 | 0
Industrial Sector Energy Related Emissions before CCS[crude oil if,glass and glass products 231,CO] | NoSettings | 0 | 0 | 0 | 0 | 0 | 0 | 0 | 0 | 0 | 0 | 0 | 0 | 0 | 0 | 0 | 0 | 0 | 0 | 0 | 0 | 0 | 0 | 0 | 0 | 0 | 0 | 0 | 0 | 0 | 0 | 0
Industrial Sector Energy Related Emissions before CCS[crude oil if,glass and glass products 231,NOx] | NoSettings | 0 | 0 | 0 | 0 | 0 | 0 | 0 | 0 | 0 | 0 | 0 | 0 | 0 | 0 | 0 | 0 | 0 | 0 | 0 | 0 | 0 | 0 | 0 | 0 | 0 | 0 | 0 | 0 | 0 | 0 | 0
Industrial Sector Energy Related Emissions before CCS[crude oil if,glass and glass products 231,PM10] | NoSettings | 0 | 0 | 0 | 0 | 0 | 0 | 0 | 0 | 0 | 0 | 0 | 0 | 0 | 0 | 0 | 0 | 0 | 0 | 0 | 0 | 0 | 0 | 0 | 0 | 0 | 0 | 0 | 0 | 0 | 0 | 0
Industrial Sector Energy Related Emissions before CCS[crude oil if,glass and glass products 231,PM25] | NoSettings | 0 | 0 | 0 | 0 | 0 | 0 | 0 | 0 | 0 | 0 | 0 | 0 | 0 | 0 | 0 | 0 | 0 | 0 | 0 | 0 | 0 | 0 | 0 | 0 | 0 | 0 | 0 | 0 | 0 | 0 | 0
Industrial Sector Energy Related Emissions before CCS[crude oil if,glass and glass products 231,SOx] | NoSettings | 0 | 0 | 0 | 0 | 0 | 0 | 0 | 0 | 0 | 0 | 0 | 0 | 0 | 0 | 0 | 0 | 0 | 0 | 0 | 0 | 0 | 0 | 0 | 0 | 0 | 0 | 0 | 0 | 0 | 0 | 0
Industrial Sector Energy Related Emissions before CCS[crude oil if,glass and glass products 231,BC] | NoSettings | 0 | 0 | 0 | 0 | 0 | 0 | 0 | 0 | 0 | 0 | 0 | 0 | 0 | 0 | 0 | 0 | 0 | 0 | 0 | 0 | 0 | 0 | 0 | 0 | 0 | 0 | 0 | 0 | 0 | 0 | 0
Industrial Sector Energy Related Emissions before CCS[crude oil if,glass and glass products 231,OC] | NoSettings | 0 | 0 | 0 | 0 | 0 | 0 | 0 | 0 | 0 | 0 | 0 | 0 | 0 | 0 | 0 | 0 | 0 | 0 | 0 | 0 | 0 | 0 | 0 | 0 | 0 | 0 | 0 | 0 | 0 | 0 | 0
Industrial Sector Energy Related Emissions before CCS[crude oil if,glass and glass products 231,CH4] | NoSettings | 0 | 0 | 0 | 0 | 0 | 0 | 0 | 0 | 0 | 0 | 0 | 0 | 0 | 0 | 0 | 0 | 0 | 0 | 0 | 0 | 0 | 0 | 0 | 0 | 0 | 0 | 0 | 0 | 0 | 0 | 0
Industrial Sector Energy Related Emissions before CCS[crude oil if,glass and glass products 231,N2O] | NoSettings | 0 | 0 | 0 | 0 | 0 | 0 | 0 | 0 | 0 | 0 | 0 | 0 | 0 | 0 | 0 | 0 | 0 | 0 | 0 | 0 | 0 | 0 | 0 | 0 | 0 | 0 | 0 | 0 | 0 | 0 | 0
Industrial Sector Energy Related Emissions before CCS[crude oil if,glass and glass products 231,F gases] | NoSettings | 0 | 0 | 0 | 0 | 0 | 0 | 0 | 0 | 0 | 0 | 0 | 0 | 0 | 0 | 0 | 0 | 0 | 0 | 0 | 0 | 0 | 0 | 0 | 0 | 0 | 0 | 0 | 0 | 0 | 0 | 0
Industrial Sector Energy Related Emissions before CCS[crude oil if,cement and other nonmetallic minerals 239,CO2] | NoSettings | 0 | 0 | 438368000 | 876626000 | 1240870000 | 1552420000 | 1821380000 | 2123670000 | 3002250000 | 6210050000 | 9229890000 | 12021900000 | 14997500000 | 17836300000 | 20608000000 | 23353200000 | 25894200000 | 25506300000 | 25123000000 | 24731100000 | 24408800000 | 24090800000 | 23709300000 | 23278300000 | 22822200000 | 22654600000 | 22236600000 | 21988700000 | 21742700000 | 21497200000 | 21255100000
Industrial Sector Energy Related Emissions before CCS[crude oil if,cement and other nonmetallic minerals 239,VOC] | NoSettings | 0 | 0 | 18944.2 | 37883.6 | 53624.4 | 67088.2 | 78711.2 | 91775 | 129743 | 268369 | 398872 | 519527 | 648119 | 770801 | 890577 | 1009210 | 1119020 | 1102260 | 1085700 | 1068760 | 1054830 | 1041090 | 1024600 | 1005980 | 986268 | 979025 | 960958 | 950246 | 939617 | 929008 | 918543
Industrial Sector Energy Related Emissions before CCS[crude oil if,cement and other nonmetallic minerals 239,CO] | NoSettings | 0 | 0 | 165631 | 331221 | 468845 | 586561 | 688182 | 802401 | 1134360 | 2346380 | 3487390 | 4542300 | 5666590 | 6739220 | 7786430 | 8823700 | 9783770 | 9637220 | 9492380 | 9344320 | 9222530 | 9102400 | 8958230 | 8795370 | 8623070 | 8559750 | 8401780 | 8308120 | 8215190 | 8122440 | 8030940
Industrial Sector Energy Related Emissions before CCS[crude oil if,cement and other nonmetallic minerals 239,NOx] | NoSettings | 0 | 0 | 271456 | 542844 | 768397 | 961325 | 1127870 | 1315070 | 1859120 | 3845520 | 5715540 | 7444450 | 9287070 | 11045000 | 12761300 | 14461300 | 16034800 | 15794600 | 15557200 | 15314600 | 15115000 | 14918100 | 14681800 | 14414900 | 14132500 | 14028700 | 13769800 | 13616300 | 13464000 | 13312000 | 13162000
Industrial Sector Energy Related Emissions before CCS[crude oil if,cement and other nonmetallic minerals 239,PM10] | NoSettings | 0 | 0 | 26156.7 | 52306.8 | 74040.4 | 92630.3 | 108678 | 126716 | 179139 | 370543 | 550732 | 717324 | 894874 | 1064260 | 1229640 | 1393450 | 1545060 | 1521920 | 1499050 | 1475660 | 1456430 | 1437460 | 1414690 | 1388970 | 1361760 | 1351760 | 1326820 | 1312030 | 1297350 | 1282700 | 1268250
Industrial Sector Energy Related Emissions before CCS[crude oil if,cement and other nonmetallic minerals 239,PM25] | NoSettings | 0 | 0 | 26156.7 | 52306.8 | 74040.4 | 92630.3 | 108678 | 126716 | 179139 | 370543 | 550732 | 717324 | 894874 | 1064260 | 1229640 | 1393450 | 1545060 | 1521920 | 1499050 | 1475660 | 1456430 | 1437460 | 1414690 | 1388970 | 1361760 | 1351760 | 1326820 | 1312030 | 1297350 | 1282700 | 1268250
Industrial Sector Energy Related Emissions before CCS[crude oil if,cement and other nonmetallic minerals 239,SOx] | NoSettings | 0 | 0 | 1999.34 | 3998.18 | 5659.44 | 7080.39 | 8307.07 | 9685.81 | 13692.9 | 28323.2 | 42096.4 | 54830.2 | 68401.6 | 81349.3 | 93990.3 | 106511 | 118100 | 116331 | 114583 | 112796 | 111325 | 109875 | 108135 | 106169 | 104089 | 103325 | 101418 | 100288 | 99165.8 | 98046.2 | 96941.7
Industrial Sector Energy Related Emissions before CCS[crude oil if,cement and other nonmetallic minerals 239,BC] | NoSettings | 0 | 0 | 4312.63 | 8624.18 | 12207.6 | 15272.6 | 17918.6 | 20892.5 | 29535.9 | 61093.9 | 90802.9 | 118270 | 147544 | 175472 | 202739 | 229747 | 254745 | 250929 | 247158 | 243303 | 240132 | 237004 | 233250 | 229010 | 224523 | 222874 | 218762 | 216323 | 213903 | 211488 | 209106
Industrial Sector Energy Related Emissions before CCS[crude oil if,cement and other nonmetallic minerals 239,OC] | NoSettings | 0 | 0 | 11194.7 | 22386.5 | 31688.2 | 39644.4 | 46512.7 | 54232.5 | 76668.9 | 158587 | 235705 | 307004 | 382992 | 455489 | 526268 | 596374 | 661264 | 651359 | 641569 | 631562 | 623331 | 615211 | 605467 | 594460 | 582814 | 578534 | 567858 | 561528 | 555247 | 548978 | 542794
Industrial Sector Energy Related Emissions before CCS[crude oil if,cement and other nonmetallic minerals 239,CH4] | NoSettings | 0 | 0 | 8261.74 | 16521.4 | 23386.1 | 29257.8 | 34326.7 | 40024 | 56582.2 | 117038 | 173952 | 226571 | 282651 | 336154 | 388390 | 440129 | 488017 | 480708 | 473483 | 466097 | 460023 | 454030 | 446839 | 438716 | 430121 | 426963 | 419083 | 414411 | 409776 | 405150 | 400586
Industrial Sector Energy Related Emissions before CCS[crude oil if,cement and other nonmetallic minerals 239,N2O] | NoSettings | 0 | 0 | 826.174 | 1652.14 | 2338.61 | 2925.78 | 3432.67 | 4002.4 | 5658.22 | 11703.8 | 17395.2 | 22657.1 | 28265.1 | 33615.4 | 38839 | 44012.9 | 48801.7 | 48070.8 | 47348.3 | 46609.7 | 46002.3 | 45403 | 44683.9 | 43871.6 | 43012.1 | 42696.3 | 41908.3 | 41441.1 | 40977.6 | 40515 | 40058.6
Industrial Sector Energy Related Emissions before CCS[crude oil if,cement and other nonmetallic minerals 239,F gases] | NoSettings | 0 | 0 | 0 | 0 | 0 | 0 | 0 | 0 | 0 | 0 | 0 | 0 | 0 | 0 | 0 | 0 | 0 | 0 | 0 | 0 | 0 | 0 | 0 | 0 | 0 | 0 | 0 | 0 | 0 | 0 | 0
Industrial Sector Energy Related Emissions before CCS[crude oil if,iron and steel 241,CO2] | NoSettings | 0 | 0 | 0 | 0 | 0 | 0 | 0 | 0 | 0 | 0 | 0 | 0 | 0 | 0 | 0 | 0 | 0 | 0 | 0 | 0 | 0 | 0 | 0 | 0 | 0 | 0 | 0 | 0 | 0 | 0 | 0
Industrial Sector Energy Related Emissions before CCS[crude oil if,iron and steel 241,VOC] | NoSettings | 0 | 0 | 0 | 0 | 0 | 0 | 0 | 0 | 0 | 0 | 0 | 0 | 0 | 0 | 0 | 0 | 0 | 0 | 0 | 0 | 0 | 0 | 0 | 0 | 0 | 0 | 0 | 0 | 0 | 0 | 0
Industrial Sector Energy Related Emissions before CCS[crude oil if,iron and steel 241,CO] | NoSettings | 0 | 0 | 0 | 0 | 0 | 0 | 0 | 0 | 0 | 0 | 0 | 0 | 0 | 0 | 0 | 0 | 0 | 0 | 0 | 0 | 0 | 0 | 0 | 0 | 0 | 0 | 0 | 0 | 0 | 0 | 0
Industrial Sector Energy Related Emissions before CCS[crude oil if,iron and steel 241,NOx] | NoSettings | 0 | 0 | 0 | 0 | 0 | 0 | 0 | 0 | 0 | 0 | 0 | 0 | 0 | 0 | 0 | 0 | 0 | 0 | 0 | 0 | 0 | 0 | 0 | 0 | 0 | 0 | 0 | 0 | 0 | 0 | 0
Industrial Sector Energy Related Emissions before CCS[crude oil if,iron and steel 241,PM10] | NoSettings | 0 | 0 | 0 | 0 | 0 | 0 | 0 | 0 | 0 | 0 | 0 | 0 | 0 | 0 | 0 | 0 | 0 | 0 | 0 | 0 | 0 | 0 | 0 | 0 | 0 | 0 | 0 | 0 | 0 | 0 | 0
Industrial Sector Energy Related Emissions before CCS[crude oil if,iron and steel 241,PM25] | NoSettings | 0 | 0 | 0 | 0 | 0 | 0 | 0 | 0 | 0 | 0 | 0 | 0 | 0 | 0 | 0 | 0 | 0 | 0 | 0 | 0 | 0 | 0 | 0 | 0 | 0 | 0 | 0 | 0 | 0 | 0 | 0
Industrial Sector Energy Related Emissions before CCS[crude oil if,iron and steel 241,SOx] | NoSettings | 0 | 0 | 0 | 0 | 0 | 0 | 0 | 0 | 0 | 0 | 0 | 0 | 0 | 0 | 0 | 0 | 0 | 0 | 0 | 0 | 0 | 0 | 0 | 0 | 0 | 0 | 0 | 0 | 0 | 0 | 0
Industrial Sector Energy Related Emissions before CCS[crude oil if,iron and steel 241,BC] | NoSettings | 0 | 0 | 0 | 0 | 0 | 0 | 0 | 0 | 0 | 0 | 0 | 0 | 0 | 0 | 0 | 0 | 0 | 0 | 0 | 0 | 0 | 0 | 0 | 0 | 0 | 0 | 0 | 0 | 0 | 0 | 0
Industrial Sector Energy Related Emissions before CCS[crude oil if,iron and steel 241,OC] | NoSettings | 0 | 0 | 0 | 0 | 0 | 0 | 0 | 0 | 0 | 0 | 0 | 0 | 0 | 0 | 0 | 0 | 0 | 0 | 0 | 0 | 0 | 0 | 0 | 0 | 0 | 0 | 0 | 0 | 0 | 0 | 0
Industrial Sector Energy Related Emissions before CCS[crude oil if,iron and steel 241,CH4] | NoSettings | 0 | 0 | 0 | 0 | 0 | 0 | 0 | 0 | 0 | 0 | 0 | 0 | 0 | 0 | 0 | 0 | 0 | 0 | 0 | 0 | 0 | 0 | 0 | 0 | 0 | 0 | 0 | 0 | 0 | 0 | 0
Industrial Sector Energy Related Emissions before CCS[crude oil if,iron and steel 241,N2O] | NoSettings | 0 | 0 | 0 | 0 | 0 | 0 | 0 | 0 | 0 | 0 | 0 | 0 | 0 | 0 | 0 | 0 | 0 | 0 | 0 | 0 | 0 | 0 | 0 | 0 | 0 | 0 | 0 | 0 | 0 | 0 | 0
Industrial Sector Energy Related Emissions before CCS[crude oil if,iron and steel 241,F gases] | NoSettings | 0 | 0 | 0 | 0 | 0 | 0 | 0 | 0 | 0 | 0 | 0 | 0 | 0 | 0 | 0 | 0 | 0 | 0 | 0 | 0 | 0 | 0 | 0 | 0 | 0 | 0 | 0 | 0 | 0 | 0 | 0
Industrial Sector Energy Related Emissions before CCS[crude oil if,other metals 242,CO2] | NoSettings | 0 | 0 | 0 | 0 | 0 | 0 | 0 | 0 | 0 | 0 | 0 | 0 | 0 | 0 | 0 | 0 | 0 | 0 | 0 | 0 | 0 | 0 | 0 | 0 | 0 | 0 | 0 | 0 | 0 | 0 | 0
Industrial Sector Energy Related Emissions before CCS[crude oil if,other metals 242,VOC] | NoSettings | 0 | 0 | 0 | 0 | 0 | 0 | 0 | 0 | 0 | 0 | 0 | 0 | 0 | 0 | 0 | 0 | 0 | 0 | 0 | 0 | 0 | 0 | 0 | 0 | 0 | 0 | 0 | 0 | 0 | 0 | 0
Industrial Sector Energy Related Emissions before CCS[crude oil if,other metals 242,CO] | NoSettings | 0 | 0 | 0 | 0 | 0 | 0 | 0 | 0 | 0 | 0 | 0 | 0 | 0 | 0 | 0 | 0 | 0 | 0 | 0 | 0 | 0 | 0 | 0 | 0 | 0 | 0 | 0 | 0 | 0 | 0 | 0
Industrial Sector Energy Related Emissions before CCS[crude oil if,other metals 242,NOx] | NoSettings | 0 | 0 | 0 | 0 | 0 | 0 | 0 | 0 | 0 | 0 | 0 | 0 | 0 | 0 | 0 | 0 | 0 | 0 | 0 | 0 | 0 | 0 | 0 | 0 | 0 | 0 | 0 | 0 | 0 | 0 | 0
Industrial Sector Energy Related Emissions before CCS[crude oil if,other metals 242,PM10] | NoSettings | 0 | 0 | 0 | 0 | 0 | 0 | 0 | 0 | 0 | 0 | 0 | 0 | 0 | 0 | 0 | 0 | 0 | 0 | 0 | 0 | 0 | 0 | 0 | 0 | 0 | 0 | 0 | 0 | 0 | 0 | 0
Industrial Sector Energy Related Emissions before CCS[crude oil if,other metals 242,PM25] | NoSettings | 0 | 0 | 0 | 0 | 0 | 0 | 0 | 0 | 0 | 0 | 0 | 0 | 0 | 0 | 0 | 0 | 0 | 0 | 0 | 0 | 0 | 0 | 0 | 0 | 0 | 0 | 0 | 0 | 0 | 0 | 0
Industrial Sector Energy Related Emissions before CCS[crude oil if,other metals 242,SOx] | NoSettings | 0 | 0 | 0 | 0 | 0 | 0 | 0 | 0 | 0 | 0 | 0 | 0 | 0 | 0 | 0 | 0 | 0 | 0 | 0 | 0 | 0 | 0 | 0 | 0 | 0 | 0 | 0 | 0 | 0 | 0 | 0
Industrial Sector Energy Related Emissions before CCS[crude oil if,other metals 242,BC] | NoSettings | 0 | 0 | 0 | 0 | 0 | 0 | 0 | 0 | 0 | 0 | 0 | 0 | 0 | 0 | 0 | 0 | 0 | 0 | 0 | 0 | 0 | 0 | 0 | 0 | 0 | 0 | 0 | 0 | 0 | 0 | 0
Industrial Sector Energy Related Emissions before CCS[crude oil if,other metals 242,OC] | NoSettings | 0 | 0 | 0 | 0 | 0 | 0 | 0 | 0 | 0 | 0 | 0 | 0 | 0 | 0 | 0 | 0 | 0 | 0 | 0 | 0 | 0 | 0 | 0 | 0 | 0 | 0 | 0 | 0 | 0 | 0 | 0
Industrial Sector Energy Related Emissions before CCS[crude oil if,other metals 242,CH4] | NoSettings | 0 | 0 | 0 | 0 | 0 | 0 | 0 | 0 | 0 | 0 | 0 | 0 | 0 | 0 | 0 | 0 | 0 | 0 | 0 | 0 | 0 | 0 | 0 | 0 | 0 | 0 | 0 | 0 | 0 | 0 | 0
Industrial Sector Energy Related Emissions before CCS[crude oil if,other metals 242,N2O] | NoSettings | 0 | 0 | 0 | 0 | 0 | 0 | 0 | 0 | 0 | 0 | 0 | 0 | 0 | 0 | 0 | 0 | 0 | 0 | 0 | 0 | 0 | 0 | 0 | 0 | 0 | 0 | 0 | 0 | 0 | 0 | 0
Industrial Sector Energy Related Emissions before CCS[crude oil if,other metals 242,F gases] | NoSettings | 0 | 0 | 0 | 0 | 0 | 0 | 0 | 0 | 0 | 0 | 0 | 0 | 0 | 0 | 0 | 0 | 0 | 0 | 0 | 0 | 0 | 0 | 0 | 0 | 0 | 0 | 0 | 0 | 0 | 0 | 0
Industrial Sector Energy Related Emissions before CCS[crude oil if,metal products except machinery and vehicles 25,CO2] | NoSettings | 0 | 0 | 0 | 0 | 0 | 0 | 0 | 0 | 0 | 0 | 0 | 0 | 0 | 0 | 0 | 0 | 0 | 0 | 0 | 0 | 0 | 0 | 0 | 0 | 0 | 0 | 0 | 0 | 0 | 0 | 0
Industrial Sector Energy Related Emissions before CCS[crude oil if,metal products except machinery and vehicles 25,VOC] | NoSettings | 0 | 0 | 0 | 0 | 0 | 0 | 0 | 0 | 0 | 0 | 0 | 0 | 0 | 0 | 0 | 0 | 0 | 0 | 0 | 0 | 0 | 0 | 0 | 0 | 0 | 0 | 0 | 0 | 0 | 0 | 0
Industrial Sector Energy Related Emissions before CCS[crude oil if,metal products except machinery and vehicles 25,CO] | NoSettings | 0 | 0 | 0 | 0 | 0 | 0 | 0 | 0 | 0 | 0 | 0 | 0 | 0 | 0 | 0 | 0 | 0 | 0 | 0 | 0 | 0 | 0 | 0 | 0 | 0 | 0 | 0 | 0 | 0 | 0 | 0
Industrial Sector Energy Related Emissions before CCS[crude oil if,metal products except machinery and vehicles 25,NOx] | NoSettings | 0 | 0 | 0 | 0 | 0 | 0 | 0 | 0 | 0 | 0 | 0 | 0 | 0 | 0 | 0 | 0 | 0 | 0 | 0 | 0 | 0 | 0 | 0 | 0 | 0 | 0 | 0 | 0 | 0 | 0 | 0
Industrial Sector Energy Related Emissions before CCS[crude oil if,metal products except machinery and vehicles 25,PM10] | NoSettings | 0 | 0 | 0 | 0 | 0 | 0 | 0 | 0 | 0 | 0 | 0 | 0 | 0 | 0 | 0 | 0 | 0 | 0 | 0 | 0 | 0 | 0 | 0 | 0 | 0 | 0 | 0 | 0 | 0 | 0 | 0
Industrial Sector Energy Related Emissions before CCS[crude oil if,metal products except machinery and vehicles 25,PM25] | NoSettings | 0 | 0 | 0 | 0 | 0 | 0 | 0 | 0 | 0 | 0 | 0 | 0 | 0 | 0 | 0 | 0 | 0 | 0 | 0 | 0 | 0 | 0 | 0 | 0 | 0 | 0 | 0 | 0 | 0 | 0 | 0
Industrial Sector Energy Related Emissions before CCS[crude oil if,metal products except machinery and vehicles 25,SOx] | NoSettings | 0 | 0 | 0 | 0 | 0 | 0 | 0 | 0 | 0 | 0 | 0 | 0 | 0 | 0 | 0 | 0 | 0 | 0 | 0 | 0 | 0 | 0 | 0 | 0 | 0 | 0 | 0 | 0 | 0 | 0 | 0
Industrial Sector Energy Related Emissions before CCS[crude oil if,metal products except machinery and vehicles 25,BC] | NoSettings | 0 | 0 | 0 | 0 | 0 | 0 | 0 | 0 | 0 | 0 | 0 | 0 | 0 | 0 | 0 | 0 | 0 | 0 | 0 | 0 | 0 | 0 | 0 | 0 | 0 | 0 | 0 | 0 | 0 | 0 | 0
Industrial Sector Energy Related Emissions before CCS[crude oil if,metal products except machinery and vehicles 25,OC] | NoSettings | 0 | 0 | 0 | 0 | 0 | 0 | 0 | 0 | 0 | 0 | 0 | 0 | 0 | 0 | 0 | 0 | 0 | 0 | 0 | 0 | 0 | 0 | 0 | 0 | 0 | 0 | 0 | 0 | 0 | 0 | 0
Industrial Sector Energy Related Emissions before CCS[crude oil if,metal products except machinery and vehicles 25,CH4] | NoSettings | 0 | 0 | 0 | 0 | 0 | 0 | 0 | 0 | 0 | 0 | 0 | 0 | 0 | 0 | 0 | 0 | 0 | 0 | 0 | 0 | 0 | 0 | 0 | 0 | 0 | 0 | 0 | 0 | 0 | 0 | 0
Industrial Sector Energy Related Emissions before CCS[crude oil if,metal products except machinery and vehicles 25,N2O] | NoSettings | 0 | 0 | 0 | 0 | 0 | 0 | 0 | 0 | 0 | 0 | 0 | 0 | 0 | 0 | 0 | 0 | 0 | 0 | 0 | 0 | 0 | 0 | 0 | 0 | 0 | 0 | 0 | 0 | 0 | 0 | 0
Industrial Sector Energy Related Emissions before CCS[crude oil if,metal products except machinery and vehicles 25,F gases] | NoSettings | 0 | 0 | 0 | 0 | 0 | 0 | 0 | 0 | 0 | 0 | 0 | 0 | 0 | 0 | 0 | 0 | 0 | 0 | 0 | 0 | 0 | 0 | 0 | 0 | 0 | 0 | 0 | 0 | 0 | 0 | 0
Industrial Sector Energy Related Emissions before CCS[crude oil if,computers and electronics 26,CO2] | NoSettings | 0 | 0 | 0 | 0 | 0 | 0 | 0 | 0 | 0 | 0 | 0 | 0 | 0 | 0 | 0 | 0 | 0 | 0 | 0 | 0 | 0 | 0 | 0 | 0 | 0 | 0 | 0 | 0 | 0 | 0 | 0
Industrial Sector Energy Related Emissions before CCS[crude oil if,computers and electronics 26,VOC] | NoSettings | 0 | 0 | 0 | 0 | 0 | 0 | 0 | 0 | 0 | 0 | 0 | 0 | 0 | 0 | 0 | 0 | 0 | 0 | 0 | 0 | 0 | 0 | 0 | 0 | 0 | 0 | 0 | 0 | 0 | 0 | 0
Industrial Sector Energy Related Emissions before CCS[crude oil if,computers and electronics 26,CO] | NoSettings | 0 | 0 | 0 | 0 | 0 | 0 | 0 | 0 | 0 | 0 | 0 | 0 | 0 | 0 | 0 | 0 | 0 | 0 | 0 | 0 | 0 | 0 | 0 | 0 | 0 | 0 | 0 | 0 | 0 | 0 | 0
Industrial Sector Energy Related Emissions before CCS[crude oil if,computers and electronics 26,NOx] | NoSettings | 0 | 0 | 0 | 0 | 0 | 0 | 0 | 0 | 0 | 0 | 0 | 0 | 0 | 0 | 0 | 0 | 0 | 0 | 0 | 0 | 0 | 0 | 0 | 0 | 0 | 0 | 0 | 0 | 0 | 0 | 0
Industrial Sector Energy Related Emissions before CCS[crude oil if,computers and electronics 26,PM10] | NoSettings | 0 | 0 | 0 | 0 | 0 | 0 | 0 | 0 | 0 | 0 | 0 | 0 | 0 | 0 | 0 | 0 | 0 | 0 | 0 | 0 | 0 | 0 | 0 | 0 | 0 | 0 | 0 | 0 | 0 | 0 | 0
Industrial Sector Energy Related Emissions before CCS[crude oil if,computers and electronics 26,PM25] | NoSettings | 0 | 0 | 0 | 0 | 0 | 0 | 0 | 0 | 0 | 0 | 0 | 0 | 0 | 0 | 0 | 0 | 0 | 0 | 0 | 0 | 0 | 0 | 0 | 0 | 0 | 0 | 0 | 0 | 0 | 0 | 0
Industrial Sector Energy Related Emissions before CCS[crude oil if,computers and electronics 26,SOx] | NoSettings | 0 | 0 | 0 | 0 | 0 | 0 | 0 | 0 | 0 | 0 | 0 | 0 | 0 | 0 | 0 | 0 | 0 | 0 | 0 | 0 | 0 | 0 | 0 | 0 | 0 | 0 | 0 | 0 | 0 | 0 | 0
Industrial Sector Energy Related Emissions before CCS[crude oil if,computers and electronics 26,BC] | NoSettings | 0 | 0 | 0 | 0 | 0 | 0 | 0 | 0 | 0 | 0 | 0 | 0 | 0 | 0 | 0 | 0 | 0 | 0 | 0 | 0 | 0 | 0 | 0 | 0 | 0 | 0 | 0 | 0 | 0 | 0 | 0
Industrial Sector Energy Related Emissions before CCS[crude oil if,computers and electronics 26,OC] | NoSettings | 0 | 0 | 0 | 0 | 0 | 0 | 0 | 0 | 0 | 0 | 0 | 0 | 0 | 0 | 0 | 0 | 0 | 0 | 0 | 0 | 0 | 0 | 0 | 0 | 0 | 0 | 0 | 0 | 0 | 0 | 0
Industrial Sector Energy Related Emissions before CCS[crude oil if,computers and electronics 26,CH4] | NoSettings | 0 | 0 | 0 | 0 | 0 | 0 | 0 | 0 | 0 | 0 | 0 | 0 | 0 | 0 | 0 | 0 | 0 | 0 | 0 | 0 | 0 | 0 | 0 | 0 | 0 | 0 | 0 | 0 | 0 | 0 | 0
Industrial Sector Energy Related Emissions before CCS[crude oil if,computers and electronics 26,N2O] | NoSettings | 0 | 0 | 0 | 0 | 0 | 0 | 0 | 0 | 0 | 0 | 0 | 0 | 0 | 0 | 0 | 0 | 0 | 0 | 0 | 0 | 0 | 0 | 0 | 0 | 0 | 0 | 0 | 0 | 0 | 0 | 0
Industrial Sector Energy Related Emissions before CCS[crude oil if,computers and electronics 26,F gases] | NoSettings | 0 | 0 | 0 | 0 | 0 | 0 | 0 | 0 | 0 | 0 | 0 | 0 | 0 | 0 | 0 | 0 | 0 | 0 | 0 | 0 | 0 | 0 | 0 | 0 | 0 | 0 | 0 | 0 | 0 | 0 | 0
Industrial Sector Energy Related Emissions before CCS[crude oil if,appliances and electrical equipment 27,CO2] | NoSettings | 0 | 0 | 0 | 0 | 0 | 0 | 0 | 0 | 0 | 0 | 0 | 0 | 0 | 0 | 0 | 0 | 0 | 0 | 0 | 0 | 0 | 0 | 0 | 0 | 0 | 0 | 0 | 0 | 0 | 0 | 0
Industrial Sector Energy Related Emissions before CCS[crude oil if,appliances and electrical equipment 27,VOC] | NoSettings | 0 | 0 | 0 | 0 | 0 | 0 | 0 | 0 | 0 | 0 | 0 | 0 | 0 | 0 | 0 | 0 | 0 | 0 | 0 | 0 | 0 | 0 | 0 | 0 | 0 | 0 | 0 | 0 | 0 | 0 | 0
Industrial Sector Energy Related Emissions before CCS[crude oil if,appliances and electrical equipment 27,CO] | NoSettings | 0 | 0 | 0 | 0 | 0 | 0 | 0 | 0 | 0 | 0 | 0 | 0 | 0 | 0 | 0 | 0 | 0 | 0 | 0 | 0 | 0 | 0 | 0 | 0 | 0 | 0 | 0 | 0 | 0 | 0 | 0
Industrial Sector Energy Related Emissions before CCS[crude oil if,appliances and electrical equipment 27,NOx] | NoSettings | 0 | 0 | 0 | 0 | 0 | 0 | 0 | 0 | 0 | 0 | 0 | 0 | 0 | 0 | 0 | 0 | 0 | 0 | 0 | 0 | 0 | 0 | 0 | 0 | 0 | 0 | 0 | 0 | 0 | 0 | 0
Industrial Sector Energy Related Emissions before CCS[crude oil if,appliances and electrical equipment 27,PM10] | NoSettings | 0 | 0 | 0 | 0 | 0 | 0 | 0 | 0 | 0 | 0 | 0 | 0 | 0 | 0 | 0 | 0 | 0 | 0 | 0 | 0 | 0 | 0 | 0 | 0 | 0 | 0 | 0 | 0 | 0 | 0 | 0
Industrial Sector Energy Related Emissions before CCS[crude oil if,appliances and electrical equipment 27,PM25] | NoSettings | 0 | 0 | 0 | 0 | 0 | 0 | 0 | 0 | 0 | 0 | 0 | 0 | 0 | 0 | 0 | 0 | 0 | 0 | 0 | 0 | 0 | 0 | 0 | 0 | 0 | 0 | 0 | 0 | 0 | 0 | 0
Industrial Sector Energy Related Emissions before CCS[crude oil if,appliances and electrical equipment 27,SOx] | NoSettings | 0 | 0 | 0 | 0 | 0 | 0 | 0 | 0 | 0 | 0 | 0 | 0 | 0 | 0 | 0 | 0 | 0 | 0 | 0 | 0 | 0 | 0 | 0 | 0 | 0 | 0 | 0 | 0 | 0 | 0 | 0
Industrial Sector Energy Related Emissions before CCS[crude oil if,appliances and electrical equipment 27,BC] | NoSettings | 0 | 0 | 0 | 0 | 0 | 0 | 0 | 0 | 0 | 0 | 0 | 0 | 0 | 0 | 0 | 0 | 0 | 0 | 0 | 0 | 0 | 0 | 0 | 0 | 0 | 0 | 0 | 0 | 0 | 0 | 0
Industrial Sector Energy Related Emissions before CCS[crude oil if,appliances and electrical equipment 27,OC] | NoSettings | 0 | 0 | 0 | 0 | 0 | 0 | 0 | 0 | 0 | 0 | 0 | 0 | 0 | 0 | 0 | 0 | 0 | 0 | 0 | 0 | 0 | 0 | 0 | 0 | 0 | 0 | 0 | 0 | 0 | 0 | 0
Industrial Sector Energy Related Emissions before CCS[crude oil if,appliances and electrical equipment 27,CH4] | NoSettings | 0 | 0 | 0 | 0 | 0 | 0 | 0 | 0 | 0 | 0 | 0 | 0 | 0 | 0 | 0 | 0 | 0 | 0 | 0 | 0 | 0 | 0 | 0 | 0 | 0 | 0 | 0 | 0 | 0 | 0 | 0
Industrial Sector Energy Related Emissions before CCS[crude oil if,appliances and electrical equipment 27,N2O] | NoSettings | 0 | 0 | 0 | 0 | 0 | 0 | 0 | 0 | 0 | 0 | 0 | 0 | 0 | 0 | 0 | 0 | 0 | 0 | 0 | 0 | 0 | 0 | 0 | 0 | 0 | 0 | 0 | 0 | 0 | 0 | 0
Industrial Sector Energy Related Emissions before CCS[crude oil if,appliances and electrical equipment 27,F gases] | NoSettings | 0 | 0 | 0 | 0 | 0 | 0 | 0 | 0 | 0 | 0 | 0 | 0 | 0 | 0 | 0 | 0 | 0 | 0 | 0 | 0 | 0 | 0 | 0 | 0 | 0 | 0 | 0 | 0 | 0 | 0 | 0
Industrial Sector Energy Related Emissions before CCS[crude oil if,other machinery 28,CO2] | NoSettings | 0 | 0 | 0 | 0 | 0 | 0 | 0 | 0 | 0 | 0 | 0 | 0 | 0 | 0 | 0 | 0 | 0 | 0 | 0 | 0 | 0 | 0 | 0 | 0 | 0 | 0 | 0 | 0 | 0 | 0 | 0
Industrial Sector Energy Related Emissions before CCS[crude oil if,other machinery 28,VOC] | NoSettings | 0 | 0 | 0 | 0 | 0 | 0 | 0 | 0 | 0 | 0 | 0 | 0 | 0 | 0 | 0 | 0 | 0 | 0 | 0 | 0 | 0 | 0 | 0 | 0 | 0 | 0 | 0 | 0 | 0 | 0 | 0
Industrial Sector Energy Related Emissions before CCS[crude oil if,other machinery 28,CO] | NoSettings | 0 | 0 | 0 | 0 | 0 | 0 | 0 | 0 | 0 | 0 | 0 | 0 | 0 | 0 | 0 | 0 | 0 | 0 | 0 | 0 | 0 | 0 | 0 | 0 | 0 | 0 | 0 | 0 | 0 | 0 | 0
Industrial Sector Energy Related Emissions before CCS[crude oil if,other machinery 28,NOx] | NoSettings | 0 | 0 | 0 | 0 | 0 | 0 | 0 | 0 | 0 | 0 | 0 | 0 | 0 | 0 | 0 | 0 | 0 | 0 | 0 | 0 | 0 | 0 | 0 | 0 | 0 | 0 | 0 | 0 | 0 | 0 | 0
Industrial Sector Energy Related Emissions before CCS[crude oil if,other machinery 28,PM10] | NoSettings | 0 | 0 | 0 | 0 | 0 | 0 | 0 | 0 | 0 | 0 | 0 | 0 | 0 | 0 | 0 | 0 | 0 | 0 | 0 | 0 | 0 | 0 | 0 | 0 | 0 | 0 | 0 | 0 | 0 | 0 | 0
Industrial Sector Energy Related Emissions before CCS[crude oil if,other machinery 28,PM25] | NoSettings | 0 | 0 | 0 | 0 | 0 | 0 | 0 | 0 | 0 | 0 | 0 | 0 | 0 | 0 | 0 | 0 | 0 | 0 | 0 | 0 | 0 | 0 | 0 | 0 | 0 | 0 | 0 | 0 | 0 | 0 | 0
Industrial Sector Energy Related Emissions before CCS[crude oil if,other machinery 28,SOx] | NoSettings | 0 | 0 | 0 | 0 | 0 | 0 | 0 | 0 | 0 | 0 | 0 | 0 | 0 | 0 | 0 | 0 | 0 | 0 | 0 | 0 | 0 | 0 | 0 | 0 | 0 | 0 | 0 | 0 | 0 | 0 | 0
Industrial Sector Energy Related Emissions before CCS[crude oil if,other machinery 28,BC] | NoSettings | 0 | 0 | 0 | 0 | 0 | 0 | 0 | 0 | 0 | 0 | 0 | 0 | 0 | 0 | 0 | 0 | 0 | 0 | 0 | 0 | 0 | 0 | 0 | 0 | 0 | 0 | 0 | 0 | 0 | 0 | 0
Industrial Sector Energy Related Emissions before CCS[crude oil if,other machinery 28,OC] | NoSettings | 0 | 0 | 0 | 0 | 0 | 0 | 0 | 0 | 0 | 0 | 0 | 0 | 0 | 0 | 0 | 0 | 0 | 0 | 0 | 0 | 0 | 0 | 0 | 0 | 0 | 0 | 0 | 0 | 0 | 0 | 0
Industrial Sector Energy Related Emissions before CCS[crude oil if,other machinery 28,CH4] | NoSettings | 0 | 0 | 0 | 0 | 0 | 0 | 0 | 0 | 0 | 0 | 0 | 0 | 0 | 0 | 0 | 0 | 0 | 0 | 0 | 0 | 0 | 0 | 0 | 0 | 0 | 0 | 0 | 0 | 0 | 0 | 0
Industrial Sector Energy Related Emissions before CCS[crude oil if,other machinery 28,N2O] | NoSettings | 0 | 0 | 0 | 0 | 0 | 0 | 0 | 0 | 0 | 0 | 0 | 0 | 0 | 0 | 0 | 0 | 0 | 0 | 0 | 0 | 0 | 0 | 0 | 0 | 0 | 0 | 0 | 0 | 0 | 0 | 0
Industrial Sector Energy Related Emissions before CCS[crude oil if,other machinery 28,F gases] | NoSettings | 0 | 0 | 0 | 0 | 0 | 0 | 0 | 0 | 0 | 0 | 0 | 0 | 0 | 0 | 0 | 0 | 0 | 0 | 0 | 0 | 0 | 0 | 0 | 0 | 0 | 0 | 0 | 0 | 0 | 0 | 0
Industrial Sector Energy Related Emissions before CCS[crude oil if,road vehicles 29,CO2] | NoSettings | 0 | 0 | 0 | 0 | 0 | 0 | 0 | 0 | 0 | 0 | 0 | 0 | 0 | 0 | 0 | 0 | 0 | 0 | 0 | 0 | 0 | 0 | 0 | 0 | 0 | 0 | 0 | 0 | 0 | 0 | 0
Industrial Sector Energy Related Emissions before CCS[crude oil if,road vehicles 29,VOC] | NoSettings | 0 | 0 | 0 | 0 | 0 | 0 | 0 | 0 | 0 | 0 | 0 | 0 | 0 | 0 | 0 | 0 | 0 | 0 | 0 | 0 | 0 | 0 | 0 | 0 | 0 | 0 | 0 | 0 | 0 | 0 | 0
Industrial Sector Energy Related Emissions before CCS[crude oil if,road vehicles 29,CO] | NoSettings | 0 | 0 | 0 | 0 | 0 | 0 | 0 | 0 | 0 | 0 | 0 | 0 | 0 | 0 | 0 | 0 | 0 | 0 | 0 | 0 | 0 | 0 | 0 | 0 | 0 | 0 | 0 | 0 | 0 | 0 | 0
Industrial Sector Energy Related Emissions before CCS[crude oil if,road vehicles 29,NOx] | NoSettings | 0 | 0 | 0 | 0 | 0 | 0 | 0 | 0 | 0 | 0 | 0 | 0 | 0 | 0 | 0 | 0 | 0 | 0 | 0 | 0 | 0 | 0 | 0 | 0 | 0 | 0 | 0 | 0 | 0 | 0 | 0
Industrial Sector Energy Related Emissions before CCS[crude oil if,road vehicles 29,PM10] | NoSettings | 0 | 0 | 0 | 0 | 0 | 0 | 0 | 0 | 0 | 0 | 0 | 0 | 0 | 0 | 0 | 0 | 0 | 0 | 0 | 0 | 0 | 0 | 0 | 0 | 0 | 0 | 0 | 0 | 0 | 0 | 0
Industrial Sector Energy Related Emissions before CCS[crude oil if,road vehicles 29,PM25] | NoSettings | 0 | 0 | 0 | 0 | 0 | 0 | 0 | 0 | 0 | 0 | 0 | 0 | 0 | 0 | 0 | 0 | 0 | 0 | 0 | 0 | 0 | 0 | 0 | 0 | 0 | 0 | 0 | 0 | 0 | 0 | 0
Industrial Sector Energy Related Emissions before CCS[crude oil if,road vehicles 29,SOx] | NoSettings | 0 | 0 | 0 | 0 | 0 | 0 | 0 | 0 | 0 | 0 | 0 | 0 | 0 | 0 | 0 | 0 | 0 | 0 | 0 | 0 | 0 | 0 | 0 | 0 | 0 | 0 | 0 | 0 | 0 | 0 | 0
Industrial Sector Energy Related Emissions before CCS[crude oil if,road vehicles 29,BC] | NoSettings | 0 | 0 | 0 | 0 | 0 | 0 | 0 | 0 | 0 | 0 | 0 | 0 | 0 | 0 | 0 | 0 | 0 | 0 | 0 | 0 | 0 | 0 | 0 | 0 | 0 | 0 | 0 | 0 | 0 | 0 | 0
Industrial Sector Energy Related Emissions before CCS[crude oil if,road vehicles 29,OC] | NoSettings | 0 | 0 | 0 | 0 | 0 | 0 | 0 | 0 | 0 | 0 | 0 | 0 | 0 | 0 | 0 | 0 | 0 | 0 | 0 | 0 | 0 | 0 | 0 | 0 | 0 | 0 | 0 | 0 | 0 | 0 | 0
Industrial Sector Energy Related Emissions before CCS[crude oil if,road vehicles 29,CH4] | NoSettings | 0 | 0 | 0 | 0 | 0 | 0 | 0 | 0 | 0 | 0 | 0 | 0 | 0 | 0 | 0 | 0 | 0 | 0 | 0 | 0 | 0 | 0 | 0 | 0 | 0 | 0 | 0 | 0 | 0 | 0 | 0
Industrial Sector Energy Related Emissions before CCS[crude oil if,road vehicles 29,N2O] | NoSettings | 0 | 0 | 0 | 0 | 0 | 0 | 0 | 0 | 0 | 0 | 0 | 0 | 0 | 0 | 0 | 0 | 0 | 0 | 0 | 0 | 0 | 0 | 0 | 0 | 0 | 0 | 0 | 0 | 0 | 0 | 0
Industrial Sector Energy Related Emissions before CCS[crude oil if,road vehicles 29,F gases] | NoSettings | 0 | 0 | 0 | 0 | 0 | 0 | 0 | 0 | 0 | 0 | 0 | 0 | 0 | 0 | 0 | 0 | 0 | 0 | 0 | 0 | 0 | 0 | 0 | 0 | 0 | 0 | 0 | 0 | 0 | 0 | 0
Industrial Sector Energy Related Emissions before CCS[crude oil if,nonroad vehicles 30,CO2] | NoSettings | 0 | 0 | 0 | 0 | 0 | 0 | 0 | 0 | 0 | 0 | 0 | 0 | 0 | 0 | 0 | 0 | 0 | 0 | 0 | 0 | 0 | 0 | 0 | 0 | 0 | 0 | 0 | 0 | 0 | 0 | 0
Industrial Sector Energy Related Emissions before CCS[crude oil if,nonroad vehicles 30,VOC] | NoSettings | 0 | 0 | 0 | 0 | 0 | 0 | 0 | 0 | 0 | 0 | 0 | 0 | 0 | 0 | 0 | 0 | 0 | 0 | 0 | 0 | 0 | 0 | 0 | 0 | 0 | 0 | 0 | 0 | 0 | 0 | 0
Industrial Sector Energy Related Emissions before CCS[crude oil if,nonroad vehicles 30,CO] | NoSettings | 0 | 0 | 0 | 0 | 0 | 0 | 0 | 0 | 0 | 0 | 0 | 0 | 0 | 0 | 0 | 0 | 0 | 0 | 0 | 0 | 0 | 0 | 0 | 0 | 0 | 0 | 0 | 0 | 0 | 0 | 0
Industrial Sector Energy Related Emissions before CCS[crude oil if,nonroad vehicles 30,NOx] | NoSettings | 0 | 0 | 0 | 0 | 0 | 0 | 0 | 0 | 0 | 0 | 0 | 0 | 0 | 0 | 0 | 0 | 0 | 0 | 0 | 0 | 0 | 0 | 0 | 0 | 0 | 0 | 0 | 0 | 0 | 0 | 0
Industrial Sector Energy Related Emissions before CCS[crude oil if,nonroad vehicles 30,PM10] | NoSettings | 0 | 0 | 0 | 0 | 0 | 0 | 0 | 0 | 0 | 0 | 0 | 0 | 0 | 0 | 0 | 0 | 0 | 0 | 0 | 0 | 0 | 0 | 0 | 0 | 0 | 0 | 0 | 0 | 0 | 0 | 0
Industrial Sector Energy Related Emissions before CCS[crude oil if,nonroad vehicles 30,PM25] | NoSettings | 0 | 0 | 0 | 0 | 0 | 0 | 0 | 0 | 0 | 0 | 0 | 0 | 0 | 0 | 0 | 0 | 0 | 0 | 0 | 0 | 0 | 0 | 0 | 0 | 0 | 0 | 0 | 0 | 0 | 0 | 0
Industrial Sector Energy Related Emissions before CCS[crude oil if,nonroad vehicles 30,SOx] | NoSettings | 0 | 0 | 0 | 0 | 0 | 0 | 0 | 0 | 0 | 0 | 0 | 0 | 0 | 0 | 0 | 0 | 0 | 0 | 0 | 0 | 0 | 0 | 0 | 0 | 0 | 0 | 0 | 0 | 0 | 0 | 0
Industrial Sector Energy Related Emissions before CCS[crude oil if,nonroad vehicles 30,BC] | NoSettings | 0 | 0 | 0 | 0 | 0 | 0 | 0 | 0 | 0 | 0 | 0 | 0 | 0 | 0 | 0 | 0 | 0 | 0 | 0 | 0 | 0 | 0 | 0 | 0 | 0 | 0 | 0 | 0 | 0 | 0 | 0
Industrial Sector Energy Related Emissions before CCS[crude oil if,nonroad vehicles 30,OC] | NoSettings | 0 | 0 | 0 | 0 | 0 | 0 | 0 | 0 | 0 | 0 | 0 | 0 | 0 | 0 | 0 | 0 | 0 | 0 | 0 | 0 | 0 | 0 | 0 | 0 | 0 | 0 | 0 | 0 | 0 | 0 | 0
Industrial Sector Energy Related Emissions before CCS[crude oil if,nonroad vehicles 30,CH4] | NoSettings | 0 | 0 | 0 | 0 | 0 | 0 | 0 | 0 | 0 | 0 | 0 | 0 | 0 | 0 | 0 | 0 | 0 | 0 | 0 | 0 | 0 | 0 | 0 | 0 | 0 | 0 | 0 | 0 | 0 | 0 | 0
Industrial Sector Energy Related Emissions before CCS[crude oil if,nonroad vehicles 30,N2O] | NoSettings | 0 | 0 | 0 | 0 | 0 | 0 | 0 | 0 | 0 | 0 | 0 | 0 | 0 | 0 | 0 | 0 | 0 | 0 | 0 | 0 | 0 | 0 | 0 | 0 | 0 | 0 | 0 | 0 | 0 | 0 | 0
Industrial Sector Energy Related Emissions before CCS[crude oil if,nonroad vehicles 30,F gases] | NoSettings | 0 | 0 | 0 | 0 | 0 | 0 | 0 | 0 | 0 | 0 | 0 | 0 | 0 | 0 | 0 | 0 | 0 | 0 | 0 | 0 | 0 | 0 | 0 | 0 | 0 | 0 | 0 | 0 | 0 | 0 | 0
Industrial Sector Energy Related Emissions before CCS[crude oil if,other manufacturing 31T33,CO2] | NoSettings | 0 | 0 | 0 | 0 | 0 | 0 | 0 | 0 | 0 | 0 | 0 | 0 | 0 | 0 | 0 | 0 | 0 | 0 | 0 | 0 | 0 | 0 | 0 | 0 | 0 | 0 | 0 | 0 | 0 | 0 | 0
Industrial Sector Energy Related Emissions before CCS[crude oil if,other manufacturing 31T33,VOC] | NoSettings | 0 | 0 | 0 | 0 | 0 | 0 | 0 | 0 | 0 | 0 | 0 | 0 | 0 | 0 | 0 | 0 | 0 | 0 | 0 | 0 | 0 | 0 | 0 | 0 | 0 | 0 | 0 | 0 | 0 | 0 | 0
Industrial Sector Energy Related Emissions before CCS[crude oil if,other manufacturing 31T33,CO] | NoSettings | 0 | 0 | 0 | 0 | 0 | 0 | 0 | 0 | 0 | 0 | 0 | 0 | 0 | 0 | 0 | 0 | 0 | 0 | 0 | 0 | 0 | 0 | 0 | 0 | 0 | 0 | 0 | 0 | 0 | 0 | 0
Industrial Sector Energy Related Emissions before CCS[crude oil if,other manufacturing 31T33,NOx] | NoSettings | 0 | 0 | 0 | 0 | 0 | 0 | 0 | 0 | 0 | 0 | 0 | 0 | 0 | 0 | 0 | 0 | 0 | 0 | 0 | 0 | 0 | 0 | 0 | 0 | 0 | 0 | 0 | 0 | 0 | 0 | 0
Industrial Sector Energy Related Emissions before CCS[crude oil if,other manufacturing 31T33,PM10] | NoSettings | 0 | 0 | 0 | 0 | 0 | 0 | 0 | 0 | 0 | 0 | 0 | 0 | 0 | 0 | 0 | 0 | 0 | 0 | 0 | 0 | 0 | 0 | 0 | 0 | 0 | 0 | 0 | 0 | 0 | 0 | 0
Industrial Sector Energy Related Emissions before CCS[crude oil if,other manufacturing 31T33,PM25] | NoSettings | 0 | 0 | 0 | 0 | 0 | 0 | 0 | 0 | 0 | 0 | 0 | 0 | 0 | 0 | 0 | 0 | 0 | 0 | 0 | 0 | 0 | 0 | 0 | 0 | 0 | 0 | 0 | 0 | 0 | 0 | 0
Industrial Sector Energy Related Emissions before CCS[crude oil if,other manufacturing 31T33,SOx] | NoSettings | 0 | 0 | 0 | 0 | 0 | 0 | 0 | 0 | 0 | 0 | 0 | 0 | 0 | 0 | 0 | 0 | 0 | 0 | 0 | 0 | 0 | 0 | 0 | 0 | 0 | 0 | 0 | 0 | 0 | 0 | 0
Industrial Sector Energy Related Emissions before CCS[crude oil if,other manufacturing 31T33,BC] | NoSettings | 0 | 0 | 0 | 0 | 0 | 0 | 0 | 0 | 0 | 0 | 0 | 0 | 0 | 0 | 0 | 0 | 0 | 0 | 0 | 0 | 0 | 0 | 0 | 0 | 0 | 0 | 0 | 0 | 0 | 0 | 0
Industrial Sector Energy Related Emissions before CCS[crude oil if,other manufacturing 31T33,OC] | NoSettings | 0 | 0 | 0 | 0 | 0 | 0 | 0 | 0 | 0 | 0 | 0 | 0 | 0 | 0 | 0 | 0 | 0 | 0 | 0 | 0 | 0 | 0 | 0 | 0 | 0 | 0 | 0 | 0 | 0 | 0 | 0
Industrial Sector Energy Related Emissions before CCS[crude oil if,other manufacturing 31T33,CH4] | NoSettings | 0 | 0 | 0 | 0 | 0 | 0 | 0 | 0 | 0 | 0 | 0 | 0 | 0 | 0 | 0 | 0 | 0 | 0 | 0 | 0 | 0 | 0 | 0 | 0 | 0 | 0 | 0 | 0 | 0 | 0 | 0
Industrial Sector Energy Related Emissions before CCS[crude oil if,other manufacturing 31T33,N2O] | NoSettings | 0 | 0 | 0 | 0 | 0 | 0 | 0 | 0 | 0 | 0 | 0 | 0 | 0 | 0 | 0 | 0 | 0 | 0 | 0 | 0 | 0 | 0 | 0 | 0 | 0 | 0 | 0 | 0 | 0 | 0 | 0
Industrial Sector Energy Related Emissions before CCS[crude oil if,other manufacturing 31T33,F gases] | NoSettings | 0 | 0 | 0 | 0 | 0 | 0 | 0 | 0 | 0 | 0 | 0 | 0 | 0 | 0 | 0 | 0 | 0 | 0 | 0 | 0 | 0 | 0 | 0 | 0 | 0 | 0 | 0 | 0 | 0 | 0 | 0
Industrial Sector Energy Related Emissions before CCS[crude oil if,energy pipelines and gas processing 352T353,CO2] | NoSettings | 0 | 611963000 | 649638000 | 654366000 | 613471000 | 567783000 | 528548000 | 528640000 | 526736000 | 528561000 | 518356000 | 507957000 | 518204000 | 525162000 | 534093000 | 542251000 | 550527000 | 544121000 | 530963000 | 521180000 | 512201000 | 504347000 | 498983000 | 494842000 | 487180000 | 484843000 | 479394000 | 480216000 | 479428000 | 479852000 | 481804000
Industrial Sector Energy Related Emissions before CCS[crude oil if,energy pipelines and gas processing 352T353,VOC] | NoSettings | 0 | 26446.1 | 28074.3 | 28278.6 | 26511.3 | 24536.9 | 22841.3 | 22845.3 | 22763 | 22841.9 | 22400.9 | 21951.5 | 22394.3 | 22695 | 23080.9 | 23433.5 | 23791.1 | 23514.3 | 22945.7 | 22522.9 | 22134.9 | 21795.5 | 21563.7 | 21384.7 | 21053.6 | 20952.6 | 20717.1 | 20752.6 | 20718.6 | 20736.9 | 20821.3
Industrial Sector Energy Related Emissions before CCS[crude oil if,energy pipelines and gas processing 352T353,CO] | NoSettings | 0 | 231222 | 245457 | 247243 | 231792 | 214529 | 199705 | 199739 | 199020 | 199710 | 195854 | 191925 | 195797 | 198425 | 201800 | 204882 | 208009 | 205589 | 200617 | 196921 | 193528 | 190561 | 188534 | 186969 | 184074 | 183191 | 181132 | 181443 | 181145 | 181306 | 182043
Industrial Sector Energy Related Emissions before CCS[crude oil if,energy pipelines and gas processing 352T353,NOx] | NoSettings | 0 | 378953 | 402283 | 405211 | 379888 | 351595 | 327299 | 327356 | 326177 | 327307 | 320988 | 314548 | 320894 | 325203 | 330733 | 335785 | 340910 | 336943 | 328795 | 322737 | 317176 | 312313 | 308991 | 306427 | 301682 | 300235 | 296861 | 297370 | 296882 | 297145 | 298353
Industrial Sector Energy Related Emissions before CCS[crude oil if,energy pipelines and gas processing 352T353,PM10] | NoSettings | 0 | 36514.8 | 38762.8 | 39044.9 | 36604.8 | 33878.6 | 31537.6 | 31543 | 31429.4 | 31538.3 | 30929.4 | 30308.9 | 30920.4 | 31335.5 | 31868.4 | 32355.2 | 32849 | 32466.8 | 31681.6 | 31098 | 30562.1 | 30093.5 | 29773.5 | 29526.4 | 29069.2 | 28929.7 | 28604.6 | 28653.6 | 28606.7 | 28631.9 | 28748.4
Industrial Sector Energy Related Emissions before CCS[crude oil if,energy pipelines and gas processing 352T353,PM25] | NoSettings | 0 | 36514.8 | 38762.8 | 39044.9 | 36604.8 | 33878.6 | 31537.6 | 31543 | 31429.4 | 31538.3 | 30929.4 | 30308.9 | 30920.4 | 31335.5 | 31868.4 | 32355.2 | 32849 | 32466.8 | 31681.6 | 31098 | 30562.1 | 30093.5 | 29773.5 | 29526.4 | 29069.2 | 28929.7 | 28604.6 | 28653.6 | 28606.7 | 28631.9 | 28748.4
Industrial Sector Energy Related Emissions before CCS[crude oil if,energy pipelines and gas processing 352T353,SOx] | NoSettings | 0 | 2791.08 | 2962.92 | 2984.48 | 2797.97 | 2589.59 | 2410.64 | 2411.06 | 2402.38 | 2410.7 | 2364.16 | 2316.73 | 2363.47 | 2395.2 | 2435.93 | 2473.14 | 2510.88 | 2481.67 | 2421.65 | 2377.04 | 2336.08 | 2300.26 | 2275.8 | 2256.91 | 2221.97 | 2211.31 | 2186.45 | 2190.2 | 2186.61 | 2188.54 | 2197.45
Industrial Sector Energy Related Emissions before CCS[crude oil if,energy pipelines and gas processing 352T353,BC] | NoSettings | 0 | 6020.44 | 6391.09 | 6437.6 | 6035.28 | 5585.8 | 5199.81 | 5200.72 | 5181.98 | 5199.94 | 5099.54 | 4997.24 | 5098.05 | 5166.5 | 5254.36 | 5334.62 | 5416.04 | 5353.01 | 5223.57 | 5127.33 | 5038.99 | 4961.72 | 4908.95 | 4868.22 | 4792.83 | 4769.85 | 4716.24 | 4724.32 | 4716.58 | 4720.74 | 4739.95
Industrial Sector Energy Related Emissions before CCS[crude oil if,energy pipelines and gas processing 352T353,OC] | NoSettings | 0 | 15627.8 | 16589.9 | 16710.6 | 15666.3 | 14499.5 | 13497.6 | 13499.9 | 13451.3 | 13497.9 | 13237.3 | 12971.8 | 13233.5 | 13411.1 | 13639.2 | 13847.5 | 14058.9 | 13895.3 | 13559.3 | 13309.5 | 13080.1 | 12879.6 | 12742.6 | 12636.8 | 12441.2 | 12381.5 | 12242.3 | 12263.3 | 12243.2 | 12254 | 12303.9
Industrial Sector Energy Related Emissions before CCS[crude oil if,energy pipelines and gas processing 352T353,CH4] | NoSettings | 0 | 11533.4 | 12243.5 | 12332.6 | 11561.8 | 10700.8 | 9961.32 | 9963.06 | 9927.17 | 9961.57 | 9769.24 | 9573.26 | 9766.39 | 9897.52 | 10065.8 | 10219.6 | 10375.6 | 10254.8 | 10006.8 | 9822.47 | 9653.24 | 9505.22 | 9404.13 | 9326.09 | 9181.67 | 9137.63 | 9034.93 | 9050.43 | 9035.59 | 9043.57 | 9080.36
Industrial Sector Energy Related Emissions before CCS[crude oil if,energy pipelines and gas processing 352T353,N2O] | NoSettings | 0 | 1153.34 | 1224.35 | 1233.26 | 1156.18 | 1070.08 | 996.132 | 996.306 | 992.717 | 996.157 | 976.924 | 957.326 | 976.639 | 989.752 | 1006.58 | 1021.96 | 1037.56 | 1025.48 | 1000.68 | 982.247 | 965.324 | 950.522 | 940.413 | 932.609 | 918.167 | 913.763 | 903.493 | 905.043 | 903.559 | 904.357 | 908.036
Industrial Sector Energy Related Emissions before CCS[crude oil if,energy pipelines and gas processing 352T353,F gases] | NoSettings | 0 | 0 | 0 | 0 | 0 | 0 | 0 | 0 | 0 | 0 | 0 | 0 | 0 | 0 | 0 | 0 | 0 | 0 | 0 | 0 | 0 | 0 | 0 | 0 | 0 | 0 | 0 | 0 | 0 | 0 | 0
Industrial Sector Energy Related Emissions before CCS[crude oil if,water and waste 36T39,CO2] | NoSettings | 0 | 0 | 0 | 0 | 0 | 0 | 0 | 0 | 0 | 0 | 0 | 0 | 0 | 0 | 0 | 0 | 0 | 0 | 0 | 0 | 0 | 0 | 0 | 0 | 0 | 0 | 0 | 0 | 0 | 0 | 0
Industrial Sector Energy Related Emissions before CCS[crude oil if,water and waste 36T39,VOC] | NoSettings | 0 | 0 | 0 | 0 | 0 | 0 | 0 | 0 | 0 | 0 | 0 | 0 | 0 | 0 | 0 | 0 | 0 | 0 | 0 | 0 | 0 | 0 | 0 | 0 | 0 | 0 | 0 | 0 | 0 | 0 | 0
Industrial Sector Energy Related Emissions before CCS[crude oil if,water and waste 36T39,CO] | NoSettings | 0 | 0 | 0 | 0 | 0 | 0 | 0 | 0 | 0 | 0 | 0 | 0 | 0 | 0 | 0 | 0 | 0 | 0 | 0 | 0 | 0 | 0 | 0 | 0 | 0 | 0 | 0 | 0 | 0 | 0 | 0
Industrial Sector Energy Related Emissions before CCS[crude oil if,water and waste 36T39,NOx] | NoSettings | 0 | 0 | 0 | 0 | 0 | 0 | 0 | 0 | 0 | 0 | 0 | 0 | 0 | 0 | 0 | 0 | 0 | 0 | 0 | 0 | 0 | 0 | 0 | 0 | 0 | 0 | 0 | 0 | 0 | 0 | 0
Industrial Sector Energy Related Emissions before CCS[crude oil if,water and waste 36T39,PM10] | NoSettings | 0 | 0 | 0 | 0 | 0 | 0 | 0 | 0 | 0 | 0 | 0 | 0 | 0 | 0 | 0 | 0 | 0 | 0 | 0 | 0 | 0 | 0 | 0 | 0 | 0 | 0 | 0 | 0 | 0 | 0 | 0
Industrial Sector Energy Related Emissions before CCS[crude oil if,water and waste 36T39,PM25] | NoSettings | 0 | 0 | 0 | 0 | 0 | 0 | 0 | 0 | 0 | 0 | 0 | 0 | 0 | 0 | 0 | 0 | 0 | 0 | 0 | 0 | 0 | 0 | 0 | 0 | 0 | 0 | 0 | 0 | 0 | 0 | 0
Industrial Sector Energy Related Emissions before CCS[crude oil if,water and waste 36T39,SOx] | NoSettings | 0 | 0 | 0 | 0 | 0 | 0 | 0 | 0 | 0 | 0 | 0 | 0 | 0 | 0 | 0 | 0 | 0 | 0 | 0 | 0 | 0 | 0 | 0 | 0 | 0 | 0 | 0 | 0 | 0 | 0 | 0
Industrial Sector Energy Related Emissions before CCS[crude oil if,water and waste 36T39,BC] | NoSettings | 0 | 0 | 0 | 0 | 0 | 0 | 0 | 0 | 0 | 0 | 0 | 0 | 0 | 0 | 0 | 0 | 0 | 0 | 0 | 0 | 0 | 0 | 0 | 0 | 0 | 0 | 0 | 0 | 0 | 0 | 0
Industrial Sector Energy Related Emissions before CCS[crude oil if,water and waste 36T39,OC] | NoSettings | 0 | 0 | 0 | 0 | 0 | 0 | 0 | 0 | 0 | 0 | 0 | 0 | 0 | 0 | 0 | 0 | 0 | 0 | 0 | 0 | 0 | 0 | 0 | 0 | 0 | 0 | 0 | 0 | 0 | 0 | 0
Industrial Sector Energy Related Emissions before CCS[crude oil if,water and waste 36T39,CH4] | NoSettings | 0 | 0 | 0 | 0 | 0 | 0 | 0 | 0 | 0 | 0 | 0 | 0 | 0 | 0 | 0 | 0 | 0 | 0 | 0 | 0 | 0 | 0 | 0 | 0 | 0 | 0 | 0 | 0 | 0 | 0 | 0
Industrial Sector Energy Related Emissions before CCS[crude oil if,water and waste 36T39,N2O] | NoSettings | 0 | 0 | 0 | 0 | 0 | 0 | 0 | 0 | 0 | 0 | 0 | 0 | 0 | 0 | 0 | 0 | 0 | 0 | 0 | 0 | 0 | 0 | 0 | 0 | 0 | 0 | 0 | 0 | 0 | 0 | 0
Industrial Sector Energy Related Emissions before CCS[crude oil if,water and waste 36T39,F gases] | NoSettings | 0 | 0 | 0 | 0 | 0 | 0 | 0 | 0 | 0 | 0 | 0 | 0 | 0 | 0 | 0 | 0 | 0 | 0 | 0 | 0 | 0 | 0 | 0 | 0 | 0 | 0 | 0 | 0 | 0 | 0 | 0
Industrial Sector Energy Related Emissions before CCS[crude oil if,construction 41T43,CO2] | NoSettings | 0 | 0 | 0 | 0 | 0 | 0 | 0 | 0 | 0 | 0 | 0 | 0 | 0 | 0 | 0 | 0 | 0 | 0 | 0 | 0 | 0 | 0 | 0 | 0 | 0 | 0 | 0 | 0 | 0 | 0 | 0
Industrial Sector Energy Related Emissions before CCS[crude oil if,construction 41T43,VOC] | NoSettings | 0 | 0 | 0 | 0 | 0 | 0 | 0 | 0 | 0 | 0 | 0 | 0 | 0 | 0 | 0 | 0 | 0 | 0 | 0 | 0 | 0 | 0 | 0 | 0 | 0 | 0 | 0 | 0 | 0 | 0 | 0
Industrial Sector Energy Related Emissions before CCS[crude oil if,construction 41T43,CO] | NoSettings | 0 | 0 | 0 | 0 | 0 | 0 | 0 | 0 | 0 | 0 | 0 | 0 | 0 | 0 | 0 | 0 | 0 | 0 | 0 | 0 | 0 | 0 | 0 | 0 | 0 | 0 | 0 | 0 | 0 | 0 | 0
Industrial Sector Energy Related Emissions before CCS[crude oil if,construction 41T43,NOx] | NoSettings | 0 | 0 | 0 | 0 | 0 | 0 | 0 | 0 | 0 | 0 | 0 | 0 | 0 | 0 | 0 | 0 | 0 | 0 | 0 | 0 | 0 | 0 | 0 | 0 | 0 | 0 | 0 | 0 | 0 | 0 | 0
Industrial Sector Energy Related Emissions before CCS[crude oil if,construction 41T43,PM10] | NoSettings | 0 | 0 | 0 | 0 | 0 | 0 | 0 | 0 | 0 | 0 | 0 | 0 | 0 | 0 | 0 | 0 | 0 | 0 | 0 | 0 | 0 | 0 | 0 | 0 | 0 | 0 | 0 | 0 | 0 | 0 | 0
Industrial Sector Energy Related Emissions before CCS[crude oil if,construction 41T43,PM25] | NoSettings | 0 | 0 | 0 | 0 | 0 | 0 | 0 | 0 | 0 | 0 | 0 | 0 | 0 | 0 | 0 | 0 | 0 | 0 | 0 | 0 | 0 | 0 | 0 | 0 | 0 | 0 | 0 | 0 | 0 | 0 | 0
Industrial Sector Energy Related Emissions before CCS[crude oil if,construction 41T43,SOx] | NoSettings | 0 | 0 | 0 | 0 | 0 | 0 | 0 | 0 | 0 | 0 | 0 | 0 | 0 | 0 | 0 | 0 | 0 | 0 | 0 | 0 | 0 | 0 | 0 | 0 | 0 | 0 | 0 | 0 | 0 | 0 | 0
Industrial Sector Energy Related Emissions before CCS[crude oil if,construction 41T43,BC] | NoSettings | 0 | 0 | 0 | 0 | 0 | 0 | 0 | 0 | 0 | 0 | 0 | 0 | 0 | 0 | 0 | 0 | 0 | 0 | 0 | 0 | 0 | 0 | 0 | 0 | 0 | 0 | 0 | 0 | 0 | 0 | 0
Industrial Sector Energy Related Emissions before CCS[crude oil if,construction 41T43,OC] | NoSettings | 0 | 0 | 0 | 0 | 0 | 0 | 0 | 0 | 0 | 0 | 0 | 0 | 0 | 0 | 0 | 0 | 0 | 0 | 0 | 0 | 0 | 0 | 0 | 0 | 0 | 0 | 0 | 0 | 0 | 0 | 0
Industrial Sector Energy Related Emissions before CCS[crude oil if,construction 41T43,CH4] | NoSettings | 0 | 0 | 0 | 0 | 0 | 0 | 0 | 0 | 0 | 0 | 0 | 0 | 0 | 0 | 0 | 0 | 0 | 0 | 0 | 0 | 0 | 0 | 0 | 0 | 0 | 0 | 0 | 0 | 0 | 0 | 0
Industrial Sector Energy Related Emissions before CCS[crude oil if,construction 41T43,N2O] | NoSettings | 0 | 0 | 0 | 0 | 0 | 0 | 0 | 0 | 0 | 0 | 0 | 0 | 0 | 0 | 0 | 0 | 0 | 0 | 0 | 0 | 0 | 0 | 0 | 0 | 0 | 0 | 0 | 0 | 0 | 0 | 0
Industrial Sector Energy Related Emissions before CCS[crude oil if,construction 41T43,F gases] | NoSettings | 0 | 0 | 0 | 0 | 0 | 0 | 0 | 0 | 0 | 0 | 0 | 0 | 0 | 0 | 0 | 0 | 0 | 0 | 0 | 0 | 0 | 0 | 0 | 0 | 0 | 0 | 0 | 0 | 0 | 0 | 0
Industrial Sector Energy Related Emissions before CCS[heavy or residual fuel oil if,agriculture and forestry 01T03,CO2] | NoSettings | 0 | 0 | 0 | 0 | 0 | 0 | 0 | 0 | 0 | 0 | 0 | 0 | 0 | 0 | 0 | 0 | 0 | 0 | 0 | 0 | 0 | 0 | 0 | 0 | 0 | 0 | 0 | 0 | 0 | 0 | 0
Industrial Sector Energy Related Emissions before CCS[heavy or residual fuel oil if,agriculture and forestry 01T03,VOC] | NoSettings | 0 | 0 | 0 | 0 | 0 | 0 | 0 | 0 | 0 | 0 | 0 | 0 | 0 | 0 | 0 | 0 | 0 | 0 | 0 | 0 | 0 | 0 | 0 | 0 | 0 | 0 | 0 | 0 | 0 | 0 | 0
Industrial Sector Energy Related Emissions before CCS[heavy or residual fuel oil if,agriculture and forestry 01T03,CO] | NoSettings | 0 | 0 | 0 | 0 | 0 | 0 | 0 | 0 | 0 | 0 | 0 | 0 | 0 | 0 | 0 | 0 | 0 | 0 | 0 | 0 | 0 | 0 | 0 | 0 | 0 | 0 | 0 | 0 | 0 | 0 | 0
Industrial Sector Energy Related Emissions before CCS[heavy or residual fuel oil if,agriculture and forestry 01T03,NOx] | NoSettings | 0 | 0 | 0 | 0 | 0 | 0 | 0 | 0 | 0 | 0 | 0 | 0 | 0 | 0 | 0 | 0 | 0 | 0 | 0 | 0 | 0 | 0 | 0 | 0 | 0 | 0 | 0 | 0 | 0 | 0 | 0
Industrial Sector Energy Related Emissions before CCS[heavy or residual fuel oil if,agriculture and forestry 01T03,PM10] | NoSettings | 0 | 0 | 0 | 0 | 0 | 0 | 0 | 0 | 0 | 0 | 0 | 0 | 0 | 0 | 0 | 0 | 0 | 0 | 0 | 0 | 0 | 0 | 0 | 0 | 0 | 0 | 0 | 0 | 0 | 0 | 0
Industrial Sector Energy Related Emissions before CCS[heavy or residual fuel oil if,agriculture and forestry 01T03,PM25] | NoSettings | 0 | 0 | 0 | 0 | 0 | 0 | 0 | 0 | 0 | 0 | 0 | 0 | 0 | 0 | 0 | 0 | 0 | 0 | 0 | 0 | 0 | 0 | 0 | 0 | 0 | 0 | 0 | 0 | 0 | 0 | 0
Industrial Sector Energy Related Emissions before CCS[heavy or residual fuel oil if,agriculture and forestry 01T03,SOx] | NoSettings | 0 | 0 | 0 | 0 | 0 | 0 | 0 | 0 | 0 | 0 | 0 | 0 | 0 | 0 | 0 | 0 | 0 | 0 | 0 | 0 | 0 | 0 | 0 | 0 | 0 | 0 | 0 | 0 | 0 | 0 | 0
Industrial Sector Energy Related Emissions before CCS[heavy or residual fuel oil if,agriculture and forestry 01T03,BC] | NoSettings | 0 | 0 | 0 | 0 | 0 | 0 | 0 | 0 | 0 | 0 | 0 | 0 | 0 | 0 | 0 | 0 | 0 | 0 | 0 | 0 | 0 | 0 | 0 | 0 | 0 | 0 | 0 | 0 | 0 | 0 | 0
Industrial Sector Energy Related Emissions before CCS[heavy or residual fuel oil if,agriculture and forestry 01T03,OC] | NoSettings | 0 | 0 | 0 | 0 | 0 | 0 | 0 | 0 | 0 | 0 | 0 | 0 | 0 | 0 | 0 | 0 | 0 | 0 | 0 | 0 | 0 | 0 | 0 | 0 | 0 | 0 | 0 | 0 | 0 | 0 | 0
Industrial Sector Energy Related Emissions before CCS[heavy or residual fuel oil if,agriculture and forestry 01T03,CH4] | NoSettings | 0 | 0 | 0 | 0 | 0 | 0 | 0 | 0 | 0 | 0 | 0 | 0 | 0 | 0 | 0 | 0 | 0 | 0 | 0 | 0 | 0 | 0 | 0 | 0 | 0 | 0 | 0 | 0 | 0 | 0 | 0
Industrial Sector Energy Related Emissions before CCS[heavy or residual fuel oil if,agriculture and forestry 01T03,N2O] | NoSettings | 0 | 0 | 0 | 0 | 0 | 0 | 0 | 0 | 0 | 0 | 0 | 0 | 0 | 0 | 0 | 0 | 0 | 0 | 0 | 0 | 0 | 0 | 0 | 0 | 0 | 0 | 0 | 0 | 0 | 0 | 0
Industrial Sector Energy Related Emissions before CCS[heavy or residual fuel oil if,agriculture and forestry 01T03,F gases] | NoSettings | 0 | 0 | 0 | 0 | 0 | 0 | 0 | 0 | 0 | 0 | 0 | 0 | 0 | 0 | 0 | 0 | 0 | 0 | 0 | 0 | 0 | 0 | 0 | 0 | 0 | 0 | 0 | 0 | 0 | 0 | 0
Industrial Sector Energy Related Emissions before CCS[heavy or residual fuel oil if,coal mining 05,CO2] | NoSettings | 0 | 0 | 0 | 0 | 0 | 0 | 0 | 0 | 0 | 0 | 0 | 0 | 0 | 0 | 0 | 0 | 0 | 0 | 0 | 0 | 0 | 0 | 0 | 0 | 0 | 0 | 0 | 0 | 0 | 0 | 0
Industrial Sector Energy Related Emissions before CCS[heavy or residual fuel oil if,coal mining 05,VOC] | NoSettings | 0 | 0 | 0 | 0 | 0 | 0 | 0 | 0 | 0 | 0 | 0 | 0 | 0 | 0 | 0 | 0 | 0 | 0 | 0 | 0 | 0 | 0 | 0 | 0 | 0 | 0 | 0 | 0 | 0 | 0 | 0
Industrial Sector Energy Related Emissions before CCS[heavy or residual fuel oil if,coal mining 05,CO] | NoSettings | 0 | 0 | 0 | 0 | 0 | 0 | 0 | 0 | 0 | 0 | 0 | 0 | 0 | 0 | 0 | 0 | 0 | 0 | 0 | 0 | 0 | 0 | 0 | 0 | 0 | 0 | 0 | 0 | 0 | 0 | 0
Industrial Sector Energy Related Emissions before CCS[heavy or residual fuel oil if,coal mining 05,NOx] | NoSettings | 0 | 0 | 0 | 0 | 0 | 0 | 0 | 0 | 0 | 0 | 0 | 0 | 0 | 0 | 0 | 0 | 0 | 0 | 0 | 0 | 0 | 0 | 0 | 0 | 0 | 0 | 0 | 0 | 0 | 0 | 0
Industrial Sector Energy Related Emissions before CCS[heavy or residual fuel oil if,coal mining 05,PM10] | NoSettings | 0 | 0 | 0 | 0 | 0 | 0 | 0 | 0 | 0 | 0 | 0 | 0 | 0 | 0 | 0 | 0 | 0 | 0 | 0 | 0 | 0 | 0 | 0 | 0 | 0 | 0 | 0 | 0 | 0 | 0 | 0
Industrial Sector Energy Related Emissions before CCS[heavy or residual fuel oil if,coal mining 05,PM25] | NoSettings | 0 | 0 | 0 | 0 | 0 | 0 | 0 | 0 | 0 | 0 | 0 | 0 | 0 | 0 | 0 | 0 | 0 | 0 | 0 | 0 | 0 | 0 | 0 | 0 | 0 | 0 | 0 | 0 | 0 | 0 | 0
Industrial Sector Energy Related Emissions before CCS[heavy or residual fuel oil if,coal mining 05,SOx] | NoSettings | 0 | 0 | 0 | 0 | 0 | 0 | 0 | 0 | 0 | 0 | 0 | 0 | 0 | 0 | 0 | 0 | 0 | 0 | 0 | 0 | 0 | 0 | 0 | 0 | 0 | 0 | 0 | 0 | 0 | 0 | 0
Industrial Sector Energy Related Emissions before CCS[heavy or residual fuel oil if,coal mining 05,BC] | NoSettings | 0 | 0 | 0 | 0 | 0 | 0 | 0 | 0 | 0 | 0 | 0 | 0 | 0 | 0 | 0 | 0 | 0 | 0 | 0 | 0 | 0 | 0 | 0 | 0 | 0 | 0 | 0 | 0 | 0 | 0 | 0
Industrial Sector Energy Related Emissions before CCS[heavy or residual fuel oil if,coal mining 05,OC] | NoSettings | 0 | 0 | 0 | 0 | 0 | 0 | 0 | 0 | 0 | 0 | 0 | 0 | 0 | 0 | 0 | 0 | 0 | 0 | 0 | 0 | 0 | 0 | 0 | 0 | 0 | 0 | 0 | 0 | 0 | 0 | 0
Industrial Sector Energy Related Emissions before CCS[heavy or residual fuel oil if,coal mining 05,CH4] | NoSettings | 0 | 0 | 0 | 0 | 0 | 0 | 0 | 0 | 0 | 0 | 0 | 0 | 0 | 0 | 0 | 0 | 0 | 0 | 0 | 0 | 0 | 0 | 0 | 0 | 0 | 0 | 0 | 0 | 0 | 0 | 0
Industrial Sector Energy Related Emissions before CCS[heavy or residual fuel oil if,coal mining 05,N2O] | NoSettings | 0 | 0 | 0 | 0 | 0 | 0 | 0 | 0 | 0 | 0 | 0 | 0 | 0 | 0 | 0 | 0 | 0 | 0 | 0 | 0 | 0 | 0 | 0 | 0 | 0 | 0 | 0 | 0 | 0 | 0 | 0
Industrial Sector Energy Related Emissions before CCS[heavy or residual fuel oil if,coal mining 05,F gases] | NoSettings | 0 | 0 | 0 | 0 | 0 | 0 | 0 | 0 | 0 | 0 | 0 | 0 | 0 | 0 | 0 | 0 | 0 | 0 | 0 | 0 | 0 | 0 | 0 | 0 | 0 | 0 | 0 | 0 | 0 | 0 | 0
Industrial Sector Energy Related Emissions before CCS[heavy or residual fuel oil if,oil and gas extraction 06,CO2] | NoSettings | 0 | 0 | 0 | 0 | 0 | 0 | 0 | 0 | 0 | 0 | 0 | 0 | 0 | 0 | 0 | 0 | 0 | 0 | 0 | 0 | 0 | 0 | 0 | 0 | 0 | 0 | 0 | 0 | 0 | 0 | 0
Industrial Sector Energy Related Emissions before CCS[heavy or residual fuel oil if,oil and gas extraction 06,VOC] | NoSettings | 0 | 0 | 0 | 0 | 0 | 0 | 0 | 0 | 0 | 0 | 0 | 0 | 0 | 0 | 0 | 0 | 0 | 0 | 0 | 0 | 0 | 0 | 0 | 0 | 0 | 0 | 0 | 0 | 0 | 0 | 0
Industrial Sector Energy Related Emissions before CCS[heavy or residual fuel oil if,oil and gas extraction 06,CO] | NoSettings | 0 | 0 | 0 | 0 | 0 | 0 | 0 | 0 | 0 | 0 | 0 | 0 | 0 | 0 | 0 | 0 | 0 | 0 | 0 | 0 | 0 | 0 | 0 | 0 | 0 | 0 | 0 | 0 | 0 | 0 | 0
Industrial Sector Energy Related Emissions before CCS[heavy or residual fuel oil if,oil and gas extraction 06,NOx] | NoSettings | 0 | 0 | 0 | 0 | 0 | 0 | 0 | 0 | 0 | 0 | 0 | 0 | 0 | 0 | 0 | 0 | 0 | 0 | 0 | 0 | 0 | 0 | 0 | 0 | 0 | 0 | 0 | 0 | 0 | 0 | 0
Industrial Sector Energy Related Emissions before CCS[heavy or residual fuel oil if,oil and gas extraction 06,PM10] | NoSettings | 0 | 0 | 0 | 0 | 0 | 0 | 0 | 0 | 0 | 0 | 0 | 0 | 0 | 0 | 0 | 0 | 0 | 0 | 0 | 0 | 0 | 0 | 0 | 0 | 0 | 0 | 0 | 0 | 0 | 0 | 0
Industrial Sector Energy Related Emissions before CCS[heavy or residual fuel oil if,oil and gas extraction 06,PM25] | NoSettings | 0 | 0 | 0 | 0 | 0 | 0 | 0 | 0 | 0 | 0 | 0 | 0 | 0 | 0 | 0 | 0 | 0 | 0 | 0 | 0 | 0 | 0 | 0 | 0 | 0 | 0 | 0 | 0 | 0 | 0 | 0
Industrial Sector Energy Related Emissions before CCS[heavy or residual fuel oil if,oil and gas extraction 06,SOx] | NoSettings | 0 | 0 | 0 | 0 | 0 | 0 | 0 | 0 | 0 | 0 | 0 | 0 | 0 | 0 | 0 | 0 | 0 | 0 | 0 | 0 | 0 | 0 | 0 | 0 | 0 | 0 | 0 | 0 | 0 | 0 | 0
Industrial Sector Energy Related Emissions before CCS[heavy or residual fuel oil if,oil and gas extraction 06,BC] | NoSettings | 0 | 0 | 0 | 0 | 0 | 0 | 0 | 0 | 0 | 0 | 0 | 0 | 0 | 0 | 0 | 0 | 0 | 0 | 0 | 0 | 0 | 0 | 0 | 0 | 0 | 0 | 0 | 0 | 0 | 0 | 0
Industrial Sector Energy Related Emissions before CCS[heavy or residual fuel oil if,oil and gas extraction 06,OC] | NoSettings | 0 | 0 | 0 | 0 | 0 | 0 | 0 | 0 | 0 | 0 | 0 | 0 | 0 | 0 | 0 | 0 | 0 | 0 | 0 | 0 | 0 | 0 | 0 | 0 | 0 | 0 | 0 | 0 | 0 | 0 | 0
Industrial Sector Energy Related Emissions before CCS[heavy or residual fuel oil if,oil and gas extraction 06,CH4] | NoSettings | 0 | 0 | 0 | 0 | 0 | 0 | 0 | 0 | 0 | 0 | 0 | 0 | 0 | 0 | 0 | 0 | 0 | 0 | 0 | 0 | 0 | 0 | 0 | 0 | 0 | 0 | 0 | 0 | 0 | 0 | 0
Industrial Sector Energy Related Emissions before CCS[heavy or residual fuel oil if,oil and gas extraction 06,N2O] | NoSettings | 0 | 0 | 0 | 0 | 0 | 0 | 0 | 0 | 0 | 0 | 0 | 0 | 0 | 0 | 0 | 0 | 0 | 0 | 0 | 0 | 0 | 0 | 0 | 0 | 0 | 0 | 0 | 0 | 0 | 0 | 0
Industrial Sector Energy Related Emissions before CCS[heavy or residual fuel oil if,oil and gas extraction 06,F gases] | NoSettings | 0 | 0 | 0 | 0 | 0 | 0 | 0 | 0 | 0 | 0 | 0 | 0 | 0 | 0 | 0 | 0 | 0 | 0 | 0 | 0 | 0 | 0 | 0 | 0 | 0 | 0 | 0 | 0 | 0 | 0 | 0
Industrial Sector Energy Related Emissions before CCS[heavy or residual fuel oil if,other mining and quarrying 07T08,CO2] | NoSettings | 0 | 0 | 0 | 0 | 0 | 0 | 0 | 0 | 0 | 0 | 0 | 0 | 0 | 0 | 0 | 0 | 0 | 0 | 0 | 0 | 0 | 0 | 0 | 0 | 0 | 0 | 0 | 0 | 0 | 0 | 0
Industrial Sector Energy Related Emissions before CCS[heavy or residual fuel oil if,other mining and quarrying 07T08,VOC] | NoSettings | 0 | 0 | 0 | 0 | 0 | 0 | 0 | 0 | 0 | 0 | 0 | 0 | 0 | 0 | 0 | 0 | 0 | 0 | 0 | 0 | 0 | 0 | 0 | 0 | 0 | 0 | 0 | 0 | 0 | 0 | 0
Industrial Sector Energy Related Emissions before CCS[heavy or residual fuel oil if,other mining and quarrying 07T08,CO] | NoSettings | 0 | 0 | 0 | 0 | 0 | 0 | 0 | 0 | 0 | 0 | 0 | 0 | 0 | 0 | 0 | 0 | 0 | 0 | 0 | 0 | 0 | 0 | 0 | 0 | 0 | 0 | 0 | 0 | 0 | 0 | 0
Industrial Sector Energy Related Emissions before CCS[heavy or residual fuel oil if,other mining and quarrying 07T08,NOx] | NoSettings | 0 | 0 | 0 | 0 | 0 | 0 | 0 | 0 | 0 | 0 | 0 | 0 | 0 | 0 | 0 | 0 | 0 | 0 | 0 | 0 | 0 | 0 | 0 | 0 | 0 | 0 | 0 | 0 | 0 | 0 | 0
Industrial Sector Energy Related Emissions before CCS[heavy or residual fuel oil if,other mining and quarrying 07T08,PM10] | NoSettings | 0 | 0 | 0 | 0 | 0 | 0 | 0 | 0 | 0 | 0 | 0 | 0 | 0 | 0 | 0 | 0 | 0 | 0 | 0 | 0 | 0 | 0 | 0 | 0 | 0 | 0 | 0 | 0 | 0 | 0 | 0
Industrial Sector Energy Related Emissions before CCS[heavy or residual fuel oil if,other mining and quarrying 07T08,PM25] | NoSettings | 0 | 0 | 0 | 0 | 0 | 0 | 0 | 0 | 0 | 0 | 0 | 0 | 0 | 0 | 0 | 0 | 0 | 0 | 0 | 0 | 0 | 0 | 0 | 0 | 0 | 0 | 0 | 0 | 0 | 0 | 0
Industrial Sector Energy Related Emissions before CCS[heavy or residual fuel oil if,other mining and quarrying 07T08,SOx] | NoSettings | 0 | 0 | 0 | 0 | 0 | 0 | 0 | 0 | 0 | 0 | 0 | 0 | 0 | 0 | 0 | 0 | 0 | 0 | 0 | 0 | 0 | 0 | 0 | 0 | 0 | 0 | 0 | 0 | 0 | 0 | 0
Industrial Sector Energy Related Emissions before CCS[heavy or residual fuel oil if,other mining and quarrying 07T08,BC] | NoSettings | 0 | 0 | 0 | 0 | 0 | 0 | 0 | 0 | 0 | 0 | 0 | 0 | 0 | 0 | 0 | 0 | 0 | 0 | 0 | 0 | 0 | 0 | 0 | 0 | 0 | 0 | 0 | 0 | 0 | 0 | 0
Industrial Sector Energy Related Emissions before CCS[heavy or residual fuel oil if,other mining and quarrying 07T08,OC] | NoSettings | 0 | 0 | 0 | 0 | 0 | 0 | 0 | 0 | 0 | 0 | 0 | 0 | 0 | 0 | 0 | 0 | 0 | 0 | 0 | 0 | 0 | 0 | 0 | 0 | 0 | 0 | 0 | 0 | 0 | 0 | 0
Industrial Sector Energy Related Emissions before CCS[heavy or residual fuel oil if,other mining and quarrying 07T08,CH4] | NoSettings | 0 | 0 | 0 | 0 | 0 | 0 | 0 | 0 | 0 | 0 | 0 | 0 | 0 | 0 | 0 | 0 | 0 | 0 | 0 | 0 | 0 | 0 | 0 | 0 | 0 | 0 | 0 | 0 | 0 | 0 | 0
Industrial Sector Energy Related Emissions before CCS[heavy or residual fuel oil if,other mining and quarrying 07T08,N2O] | NoSettings | 0 | 0 | 0 | 0 | 0 | 0 | 0 | 0 | 0 | 0 | 0 | 0 | 0 | 0 | 0 | 0 | 0 | 0 | 0 | 0 | 0 | 0 | 0 | 0 | 0 | 0 | 0 | 0 | 0 | 0 | 0
Industrial Sector Energy Related Emissions before CCS[heavy or residual fuel oil if,other mining and quarrying 07T08,F gases] | NoSettings | 0 | 0 | 0 | 0 | 0 | 0 | 0 | 0 | 0 | 0 | 0 | 0 | 0 | 0 | 0 | 0 | 0 | 0 | 0 | 0 | 0 | 0 | 0 | 0 | 0 | 0 | 0 | 0 | 0 | 0 | 0
Industrial Sector Energy Related Emissions before CCS[heavy or residual fuel oil if,food beverage and tobacco 10T12,CO2] | NoSettings | 0 | 0 | 0 | 0 | 0 | 0 | 0 | 0 | 0 | 0 | 0 | 0 | 0 | 0 | 0 | 0 | 0 | 0 | 0 | 0 | 0 | 0 | 0 | 0 | 0 | 0 | 0 | 0 | 0 | 0 | 0
Industrial Sector Energy Related Emissions before CCS[heavy or residual fuel oil if,food beverage and tobacco 10T12,VOC] | NoSettings | 0 | 0 | 0 | 0 | 0 | 0 | 0 | 0 | 0 | 0 | 0 | 0 | 0 | 0 | 0 | 0 | 0 | 0 | 0 | 0 | 0 | 0 | 0 | 0 | 0 | 0 | 0 | 0 | 0 | 0 | 0
Industrial Sector Energy Related Emissions before CCS[heavy or residual fuel oil if,food beverage and tobacco 10T12,CO] | NoSettings | 0 | 0 | 0 | 0 | 0 | 0 | 0 | 0 | 0 | 0 | 0 | 0 | 0 | 0 | 0 | 0 | 0 | 0 | 0 | 0 | 0 | 0 | 0 | 0 | 0 | 0 | 0 | 0 | 0 | 0 | 0
Industrial Sector Energy Related Emissions before CCS[heavy or residual fuel oil if,food beverage and tobacco 10T12,NOx] | NoSettings | 0 | 0 | 0 | 0 | 0 | 0 | 0 | 0 | 0 | 0 | 0 | 0 | 0 | 0 | 0 | 0 | 0 | 0 | 0 | 0 | 0 | 0 | 0 | 0 | 0 | 0 | 0 | 0 | 0 | 0 | 0
Industrial Sector Energy Related Emissions before CCS[heavy or residual fuel oil if,food beverage and tobacco 10T12,PM10] | NoSettings | 0 | 0 | 0 | 0 | 0 | 0 | 0 | 0 | 0 | 0 | 0 | 0 | 0 | 0 | 0 | 0 | 0 | 0 | 0 | 0 | 0 | 0 | 0 | 0 | 0 | 0 | 0 | 0 | 0 | 0 | 0
Industrial Sector Energy Related Emissions before CCS[heavy or residual fuel oil if,food beverage and tobacco 10T12,PM25] | NoSettings | 0 | 0 | 0 | 0 | 0 | 0 | 0 | 0 | 0 | 0 | 0 | 0 | 0 | 0 | 0 | 0 | 0 | 0 | 0 | 0 | 0 | 0 | 0 | 0 | 0 | 0 | 0 | 0 | 0 | 0 | 0
Industrial Sector Energy Related Emissions before CCS[heavy or residual fuel oil if,food beverage and tobacco 10T12,SOx] | NoSettings | 0 | 0 | 0 | 0 | 0 | 0 | 0 | 0 | 0 | 0 | 0 | 0 | 0 | 0 | 0 | 0 | 0 | 0 | 0 | 0 | 0 | 0 | 0 | 0 | 0 | 0 | 0 | 0 | 0 | 0 | 0
Industrial Sector Energy Related Emissions before CCS[heavy or residual fuel oil if,food beverage and tobacco 10T12,BC] | NoSettings | 0 | 0 | 0 | 0 | 0 | 0 | 0 | 0 | 0 | 0 | 0 | 0 | 0 | 0 | 0 | 0 | 0 | 0 | 0 | 0 | 0 | 0 | 0 | 0 | 0 | 0 | 0 | 0 | 0 | 0 | 0
Industrial Sector Energy Related Emissions before CCS[heavy or residual fuel oil if,food beverage and tobacco 10T12,OC] | NoSettings | 0 | 0 | 0 | 0 | 0 | 0 | 0 | 0 | 0 | 0 | 0 | 0 | 0 | 0 | 0 | 0 | 0 | 0 | 0 | 0 | 0 | 0 | 0 | 0 | 0 | 0 | 0 | 0 | 0 | 0 | 0
Industrial Sector Energy Related Emissions before CCS[heavy or residual fuel oil if,food beverage and tobacco 10T12,CH4] | NoSettings | 0 | 0 | 0 | 0 | 0 | 0 | 0 | 0 | 0 | 0 | 0 | 0 | 0 | 0 | 0 | 0 | 0 | 0 | 0 | 0 | 0 | 0 | 0 | 0 | 0 | 0 | 0 | 0 | 0 | 0 | 0
Industrial Sector Energy Related Emissions before CCS[heavy or residual fuel oil if,food beverage and tobacco 10T12,N2O] | NoSettings | 0 | 0 | 0 | 0 | 0 | 0 | 0 | 0 | 0 | 0 | 0 | 0 | 0 | 0 | 0 | 0 | 0 | 0 | 0 | 0 | 0 | 0 | 0 | 0 | 0 | 0 | 0 | 0 | 0 | 0 | 0
Industrial Sector Energy Related Emissions before CCS[heavy or residual fuel oil if,food beverage and tobacco 10T12,F gases] | NoSettings | 0 | 0 | 0 | 0 | 0 | 0 | 0 | 0 | 0 | 0 | 0 | 0 | 0 | 0 | 0 | 0 | 0 | 0 | 0 | 0 | 0 | 0 | 0 | 0 | 0 | 0 | 0 | 0 | 0 | 0 | 0
Industrial Sector Energy Related Emissions before CCS[heavy or residual fuel oil if,textiles apparel and leather 13T15,CO2] | NoSettings | 0 | 0 | 0 | 0 | 0 | 0 | 0 | 0 | 0 | 0 | 0 | 0 | 0 | 0 | 0 | 0 | 0 | 0 | 0 | 0 | 0 | 0 | 0 | 0 | 0 | 0 | 0 | 0 | 0 | 0 | 0
Industrial Sector Energy Related Emissions before CCS[heavy or residual fuel oil if,textiles apparel and leather 13T15,VOC] | NoSettings | 0 | 0 | 0 | 0 | 0 | 0 | 0 | 0 | 0 | 0 | 0 | 0 | 0 | 0 | 0 | 0 | 0 | 0 | 0 | 0 | 0 | 0 | 0 | 0 | 0 | 0 | 0 | 0 | 0 | 0 | 0
Industrial Sector Energy Related Emissions before CCS[heavy or residual fuel oil if,textiles apparel and leather 13T15,CO] | NoSettings | 0 | 0 | 0 | 0 | 0 | 0 | 0 | 0 | 0 | 0 | 0 | 0 | 0 | 0 | 0 | 0 | 0 | 0 | 0 | 0 | 0 | 0 | 0 | 0 | 0 | 0 | 0 | 0 | 0 | 0 | 0
Industrial Sector Energy Related Emissions before CCS[heavy or residual fuel oil if,textiles apparel and leather 13T15,NOx] | NoSettings | 0 | 0 | 0 | 0 | 0 | 0 | 0 | 0 | 0 | 0 | 0 | 0 | 0 | 0 | 0 | 0 | 0 | 0 | 0 | 0 | 0 | 0 | 0 | 0 | 0 | 0 | 0 | 0 | 0 | 0 | 0
Industrial Sector Energy Related Emissions before CCS[heavy or residual fuel oil if,textiles apparel and leather 13T15,PM10] | NoSettings | 0 | 0 | 0 | 0 | 0 | 0 | 0 | 0 | 0 | 0 | 0 | 0 | 0 | 0 | 0 | 0 | 0 | 0 | 0 | 0 | 0 | 0 | 0 | 0 | 0 | 0 | 0 | 0 | 0 | 0 | 0
Industrial Sector Energy Related Emissions before CCS[heavy or residual fuel oil if,textiles apparel and leather 13T15,PM25] | NoSettings | 0 | 0 | 0 | 0 | 0 | 0 | 0 | 0 | 0 | 0 | 0 | 0 | 0 | 0 | 0 | 0 | 0 | 0 | 0 | 0 | 0 | 0 | 0 | 0 | 0 | 0 | 0 | 0 | 0 | 0 | 0
Industrial Sector Energy Related Emissions before CCS[heavy or residual fuel oil if,textiles apparel and leather 13T15,SOx] | NoSettings | 0 | 0 | 0 | 0 | 0 | 0 | 0 | 0 | 0 | 0 | 0 | 0 | 0 | 0 | 0 | 0 | 0 | 0 | 0 | 0 | 0 | 0 | 0 | 0 | 0 | 0 | 0 | 0 | 0 | 0 | 0
Industrial Sector Energy Related Emissions before CCS[heavy or residual fuel oil if,textiles apparel and leather 13T15,BC] | NoSettings | 0 | 0 | 0 | 0 | 0 | 0 | 0 | 0 | 0 | 0 | 0 | 0 | 0 | 0 | 0 | 0 | 0 | 0 | 0 | 0 | 0 | 0 | 0 | 0 | 0 | 0 | 0 | 0 | 0 | 0 | 0
Industrial Sector Energy Related Emissions before CCS[heavy or residual fuel oil if,textiles apparel and leather 13T15,OC] | NoSettings | 0 | 0 | 0 | 0 | 0 | 0 | 0 | 0 | 0 | 0 | 0 | 0 | 0 | 0 | 0 | 0 | 0 | 0 | 0 | 0 | 0 | 0 | 0 | 0 | 0 | 0 | 0 | 0 | 0 | 0 | 0
Industrial Sector Energy Related Emissions before CCS[heavy or residual fuel oil if,textiles apparel and leather 13T15,CH4] | NoSettings | 0 | 0 | 0 | 0 | 0 | 0 | 0 | 0 | 0 | 0 | 0 | 0 | 0 | 0 | 0 | 0 | 0 | 0 | 0 | 0 | 0 | 0 | 0 | 0 | 0 | 0 | 0 | 0 | 0 | 0 | 0
Industrial Sector Energy Related Emissions before CCS[heavy or residual fuel oil if,textiles apparel and leather 13T15,N2O] | NoSettings | 0 | 0 | 0 | 0 | 0 | 0 | 0 | 0 | 0 | 0 | 0 | 0 | 0 | 0 | 0 | 0 | 0 | 0 | 0 | 0 | 0 | 0 | 0 | 0 | 0 | 0 | 0 | 0 | 0 | 0 | 0
Industrial Sector Energy Related Emissions before CCS[heavy or residual fuel oil if,textiles apparel and leather 13T15,F gases] | NoSettings | 0 | 0 | 0 | 0 | 0 | 0 | 0 | 0 | 0 | 0 | 0 | 0 | 0 | 0 | 0 | 0 | 0 | 0 | 0 | 0 | 0 | 0 | 0 | 0 | 0 | 0 | 0 | 0 | 0 | 0 | 0
Industrial Sector Energy Related Emissions before CCS[heavy or residual fuel oil if,wood products 16,CO2] | NoSettings | 0 | 0 | 0 | 0 | 0 | 0 | 0 | 0 | 0 | 0 | 0 | 0 | 0 | 0 | 0 | 0 | 0 | 0 | 0 | 0 | 0 | 0 | 0 | 0 | 0 | 0 | 0 | 0 | 0 | 0 | 0
Industrial Sector Energy Related Emissions before CCS[heavy or residual fuel oil if,wood products 16,VOC] | NoSettings | 0 | 0 | 0 | 0 | 0 | 0 | 0 | 0 | 0 | 0 | 0 | 0 | 0 | 0 | 0 | 0 | 0 | 0 | 0 | 0 | 0 | 0 | 0 | 0 | 0 | 0 | 0 | 0 | 0 | 0 | 0
Industrial Sector Energy Related Emissions before CCS[heavy or residual fuel oil if,wood products 16,CO] | NoSettings | 0 | 0 | 0 | 0 | 0 | 0 | 0 | 0 | 0 | 0 | 0 | 0 | 0 | 0 | 0 | 0 | 0 | 0 | 0 | 0 | 0 | 0 | 0 | 0 | 0 | 0 | 0 | 0 | 0 | 0 | 0
Industrial Sector Energy Related Emissions before CCS[heavy or residual fuel oil if,wood products 16,NOx] | NoSettings | 0 | 0 | 0 | 0 | 0 | 0 | 0 | 0 | 0 | 0 | 0 | 0 | 0 | 0 | 0 | 0 | 0 | 0 | 0 | 0 | 0 | 0 | 0 | 0 | 0 | 0 | 0 | 0 | 0 | 0 | 0
Industrial Sector Energy Related Emissions before CCS[heavy or residual fuel oil if,wood products 16,PM10] | NoSettings | 0 | 0 | 0 | 0 | 0 | 0 | 0 | 0 | 0 | 0 | 0 | 0 | 0 | 0 | 0 | 0 | 0 | 0 | 0 | 0 | 0 | 0 | 0 | 0 | 0 | 0 | 0 | 0 | 0 | 0 | 0
Industrial Sector Energy Related Emissions before CCS[heavy or residual fuel oil if,wood products 16,PM25] | NoSettings | 0 | 0 | 0 | 0 | 0 | 0 | 0 | 0 | 0 | 0 | 0 | 0 | 0 | 0 | 0 | 0 | 0 | 0 | 0 | 0 | 0 | 0 | 0 | 0 | 0 | 0 | 0 | 0 | 0 | 0 | 0
Industrial Sector Energy Related Emissions before CCS[heavy or residual fuel oil if,wood products 16,SOx] | NoSettings | 0 | 0 | 0 | 0 | 0 | 0 | 0 | 0 | 0 | 0 | 0 | 0 | 0 | 0 | 0 | 0 | 0 | 0 | 0 | 0 | 0 | 0 | 0 | 0 | 0 | 0 | 0 | 0 | 0 | 0 | 0
Industrial Sector Energy Related Emissions before CCS[heavy or residual fuel oil if,wood products 16,BC] | NoSettings | 0 | 0 | 0 | 0 | 0 | 0 | 0 | 0 | 0 | 0 | 0 | 0 | 0 | 0 | 0 | 0 | 0 | 0 | 0 | 0 | 0 | 0 | 0 | 0 | 0 | 0 | 0 | 0 | 0 | 0 | 0
Industrial Sector Energy Related Emissions before CCS[heavy or residual fuel oil if,wood products 16,OC] | NoSettings | 0 | 0 | 0 | 0 | 0 | 0 | 0 | 0 | 0 | 0 | 0 | 0 | 0 | 0 | 0 | 0 | 0 | 0 | 0 | 0 | 0 | 0 | 0 | 0 | 0 | 0 | 0 | 0 | 0 | 0 | 0
Industrial Sector Energy Related Emissions before CCS[heavy or residual fuel oil if,wood products 16,CH4] | NoSettings | 0 | 0 | 0 | 0 | 0 | 0 | 0 | 0 | 0 | 0 | 0 | 0 | 0 | 0 | 0 | 0 | 0 | 0 | 0 | 0 | 0 | 0 | 0 | 0 | 0 | 0 | 0 | 0 | 0 | 0 | 0
Industrial Sector Energy Related Emissions before CCS[heavy or residual fuel oil if,wood products 16,N2O] | NoSettings | 0 | 0 | 0 | 0 | 0 | 0 | 0 | 0 | 0 | 0 | 0 | 0 | 0 | 0 | 0 | 0 | 0 | 0 | 0 | 0 | 0 | 0 | 0 | 0 | 0 | 0 | 0 | 0 | 0 | 0 | 0
Industrial Sector Energy Related Emissions before CCS[heavy or residual fuel oil if,wood products 16,F gases] | NoSettings | 0 | 0 | 0 | 0 | 0 | 0 | 0 | 0 | 0 | 0 | 0 | 0 | 0 | 0 | 0 | 0 | 0 | 0 | 0 | 0 | 0 | 0 | 0 | 0 | 0 | 0 | 0 | 0 | 0 | 0 | 0
Industrial Sector Energy Related Emissions before CCS[heavy or residual fuel oil if,pulp paper and printing 17T18,CO2] | NoSettings | 0 | 0 | 0 | 0 | 0 | 0 | 0 | 0 | 0 | 0 | 0 | 0 | 0 | 0 | 0 | 0 | 0 | 0 | 0 | 0 | 0 | 0 | 0 | 0 | 0 | 0 | 0 | 0 | 0 | 0 | 0
Industrial Sector Energy Related Emissions before CCS[heavy or residual fuel oil if,pulp paper and printing 17T18,VOC] | NoSettings | 0 | 0 | 0 | 0 | 0 | 0 | 0 | 0 | 0 | 0 | 0 | 0 | 0 | 0 | 0 | 0 | 0 | 0 | 0 | 0 | 0 | 0 | 0 | 0 | 0 | 0 | 0 | 0 | 0 | 0 | 0
Industrial Sector Energy Related Emissions before CCS[heavy or residual fuel oil if,pulp paper and printing 17T18,CO] | NoSettings | 0 | 0 | 0 | 0 | 0 | 0 | 0 | 0 | 0 | 0 | 0 | 0 | 0 | 0 | 0 | 0 | 0 | 0 | 0 | 0 | 0 | 0 | 0 | 0 | 0 | 0 | 0 | 0 | 0 | 0 | 0
Industrial Sector Energy Related Emissions before CCS[heavy or residual fuel oil if,pulp paper and printing 17T18,NOx] | NoSettings | 0 | 0 | 0 | 0 | 0 | 0 | 0 | 0 | 0 | 0 | 0 | 0 | 0 | 0 | 0 | 0 | 0 | 0 | 0 | 0 | 0 | 0 | 0 | 0 | 0 | 0 | 0 | 0 | 0 | 0 | 0
Industrial Sector Energy Related Emissions before CCS[heavy or residual fuel oil if,pulp paper and printing 17T18,PM10] | NoSettings | 0 | 0 | 0 | 0 | 0 | 0 | 0 | 0 | 0 | 0 | 0 | 0 | 0 | 0 | 0 | 0 | 0 | 0 | 0 | 0 | 0 | 0 | 0 | 0 | 0 | 0 | 0 | 0 | 0 | 0 | 0
Industrial Sector Energy Related Emissions before CCS[heavy or residual fuel oil if,pulp paper and printing 17T18,PM25] | NoSettings | 0 | 0 | 0 | 0 | 0 | 0 | 0 | 0 | 0 | 0 | 0 | 0 | 0 | 0 | 0 | 0 | 0 | 0 | 0 | 0 | 0 | 0 | 0 | 0 | 0 | 0 | 0 | 0 | 0 | 0 | 0
Industrial Sector Energy Related Emissions before CCS[heavy or residual fuel oil if,pulp paper and printing 17T18,SOx] | NoSettings | 0 | 0 | 0 | 0 | 0 | 0 | 0 | 0 | 0 | 0 | 0 | 0 | 0 | 0 | 0 | 0 | 0 | 0 | 0 | 0 | 0 | 0 | 0 | 0 | 0 | 0 | 0 | 0 | 0 | 0 | 0
Industrial Sector Energy Related Emissions before CCS[heavy or residual fuel oil if,pulp paper and printing 17T18,BC] | NoSettings | 0 | 0 | 0 | 0 | 0 | 0 | 0 | 0 | 0 | 0 | 0 | 0 | 0 | 0 | 0 | 0 | 0 | 0 | 0 | 0 | 0 | 0 | 0 | 0 | 0 | 0 | 0 | 0 | 0 | 0 | 0
Industrial Sector Energy Related Emissions before CCS[heavy or residual fuel oil if,pulp paper and printing 17T18,OC] | NoSettings | 0 | 0 | 0 | 0 | 0 | 0 | 0 | 0 | 0 | 0 | 0 | 0 | 0 | 0 | 0 | 0 | 0 | 0 | 0 | 0 | 0 | 0 | 0 | 0 | 0 | 0 | 0 | 0 | 0 | 0 | 0
Industrial Sector Energy Related Emissions before CCS[heavy or residual fuel oil if,pulp paper and printing 17T18,CH4] | NoSettings | 0 | 0 | 0 | 0 | 0 | 0 | 0 | 0 | 0 | 0 | 0 | 0 | 0 | 0 | 0 | 0 | 0 | 0 | 0 | 0 | 0 | 0 | 0 | 0 | 0 | 0 | 0 | 0 | 0 | 0 | 0
Industrial Sector Energy Related Emissions before CCS[heavy or residual fuel oil if,pulp paper and printing 17T18,N2O] | NoSettings | 0 | 0 | 0 | 0 | 0 | 0 | 0 | 0 | 0 | 0 | 0 | 0 | 0 | 0 | 0 | 0 | 0 | 0 | 0 | 0 | 0 | 0 | 0 | 0 | 0 | 0 | 0 | 0 | 0 | 0 | 0
Industrial Sector Energy Related Emissions before CCS[heavy or residual fuel oil if,pulp paper and printing 17T18,F gases] | NoSettings | 0 | 0 | 0 | 0 | 0 | 0 | 0 | 0 | 0 | 0 | 0 | 0 | 0 | 0 | 0 | 0 | 0 | 0 | 0 | 0 | 0 | 0 | 0 | 0 | 0 | 0 | 0 | 0 | 0 | 0 | 0
Industrial Sector Energy Related Emissions before CCS[heavy or residual fuel oil if,refined petroleum and coke 19,CO2] | NoSettings | 214643000000 | 230147000000 | 215915000000 | 220608000000 | 219219000000 | 217523000000 | 213232000000 | 212410000000 | 204366000000 | 200318000000 | 196330000000 | 193482000000 | 188838000000 | 188184000000 | 182627000000 | 179511000000 | 180600000000 | 176110000000 | 174206000000 | 174133000000 | 173960000000 | 171893000000 | 171136000000 | 170742000000 | 170586000000 | 169722000000 | 169349000000 | 168863000000 | 168375000000 | 167886000000 | 167400000000
Industrial Sector Energy Related Emissions before CCS[heavy or residual fuel oil if,refined petroleum and coke 19,VOC] | NoSettings | 2417950 | 2592600 | 2432280 | 2485150 | 2469500 | 2450390 | 2402060 | 2392790 | 2302180 | 2256580 | 2211650 | 2179580 | 2127260 | 2119880 | 2057290 | 2022190 | 2034450 | 1983880 | 1962430 | 1961600 | 1959660 | 1936370 | 1927850 | 1923410 | 1921650 | 1911920 | 1907710 | 1902230 | 1896740 | 1891240 | 1885750
Industrial Sector Energy Related Emissions before CCS[heavy or residual fuel oil if,refined petroleum and coke 19,CO] | NoSettings | 96249400 | 103201000 | 96819700 | 98924200 | 98301100 | 97540600 | 95616600 | 95247800 | 91640900 | 89825700 | 88037200 | 86760500 | 84677900 | 84384400 | 81892700 | 80495400 | 80983700 | 78970500 | 78116800 | 78083900 | 78006500 | 77079500 | 76740100 | 76563500 | 76493400 | 76106000 | 75938700 | 75720600 | 75501900 | 75282900 | 75064600
Industrial Sector Energy Related Emissions before CCS[heavy or residual fuel oil if,refined petroleum and coke 19,NOx] | NoSettings | 366323000 | 392782000 | 368493000 | 376503000 | 374131000 | 371237000 | 363914000 | 362511000 | 348783000 | 341874000 | 335067000 | 330208000 | 322282000 | 321165000 | 311681000 | 306364000 | 308222000 | 300560000 | 297311000 | 297185000 | 296891000 | 293363000 | 292071000 | 291399000 | 291132000 | 289658000 | 289021000 | 288191000 | 287358000 | 286525000 | 285694000
Industrial Sector Energy Related Emissions before CCS[heavy or residual fuel oil if,refined petroleum and coke 19,PM10] | NoSettings | 94451600 | 101274000 | 95011300 | 97076500 | 96465000 | 95718700 | 93830700 | 93468700 | 89929300 | 88147900 | 86392800 | 85140000 | 83096300 | 82808300 | 80363100 | 78992000 | 79471100 | 77495500 | 76657800 | 76625400 | 76549500 | 75639900 | 75306700 | 75133500 | 75064700 | 74684500 | 74520300 | 74306300 | 74091700 | 73876700 | 73662500
Industrial Sector Energy Related Emissions before CCS[heavy or residual fuel oil if,refined petroleum and coke 19,PM25] | NoSettings | 43220200 | 46342000 | 43476300 | 44421300 | 44141500 | 43800000 | 42936000 | 42770400 | 41150800 | 40335700 | 39532600 | 38959300 | 38024100 | 37892300 | 36773400 | 36146000 | 36365200 | 35461200 | 35077900 | 35063100 | 35028300 | 34612100 | 34459700 | 34380400 | 34348900 | 34174900 | 34099800 | 34001900 | 33903700 | 33805300 | 33707300
Industrial Sector Energy Related Emissions before CCS[heavy or residual fuel oil if,refined petroleum and coke 19,SOx] | NoSettings | 1826060000 | 1957960000 | 1836880000 | 1876810000 | 1864990000 | 1850560000 | 1814050000 | 1807060000 | 1738630000 | 1704190000 | 1670260000 | 1646040000 | 1606520000 | 1600960000 | 1553680000 | 1527170000 | 1536440000 | 1498240000 | 1482050000 | 1481420000 | 1479950000 | 1462370000 | 1455930000 | 1452580000 | 1451250000 | 1443900000 | 1440720000 | 1436590000 | 1432440000 | 1428280000 | 1424140000
Industrial Sector Energy Related Emissions before CCS[heavy or residual fuel oil if,refined petroleum and coke 19,BC] | NoSettings | 2740920 | 2938890 | 2757160 | 2817090 | 2799350 | 2777690 | 2722900 | 2712390 | 2609680 | 2557990 | 2507060 | 2470700 | 2411390 | 2403040 | 2332080 | 2292290 | 2306190 | 2248860 | 2224550 | 2223610 | 2221410 | 2195010 | 2185350 | 2180320 | 2178320 | 2167290 | 2162520 | 2156320 | 2150090 | 2143850 | 2137630
Industrial Sector Energy Related Emissions before CCS[heavy or residual fuel oil if,refined petroleum and coke 19,OC] | NoSettings | 1900640 | 2037920 | 1911900 | 1953460 | 1941150 | 1926130 | 1888140 | 1880860 | 1809630 | 1773790 | 1738470 | 1713260 | 1672130 | 1666340 | 1617130 | 1589540 | 1599180 | 1559430 | 1542570 | 1541920 | 1540390 | 1522090 | 1515390 | 1511900 | 1510520 | 1502870 | 1499560 | 1495260 | 1490940 | 1486610 | 1482300
Industrial Sector Energy Related Emissions before CCS[heavy or residual fuel oil if,refined petroleum and coke 19,CH4] | NoSettings | 8574300 | 9193620 | 8625110 | 8812590 | 8757080 | 8689320 | 8517930 | 8485070 | 8163760 | 8002050 | 7842730 | 7728990 | 7543460 | 7517320 | 7295340 | 7170870 | 7214370 | 7035030 | 6958980 | 6956040 | 6949150 | 6866570 | 6836330 | 6820600 | 6814360 | 6779850 | 6764940 | 6745510 | 6726030 | 6706510 | 6687070
Industrial Sector Energy Related Emissions before CCS[heavy or residual fuel oil if,refined petroleum and coke 19,N2O] | NoSettings | 1714860 | 1838720 | 1725020 | 1762520 | 1751420 | 1737860 | 1703590 | 1697010 | 1632750 | 1600410 | 1568550 | 1545800 | 1508690 | 1503460 | 1459070 | 1434170 | 1442870 | 1407010 | 1391800 | 1391210 | 1389830 | 1373310 | 1367270 | 1364120 | 1362870 | 1355970 | 1352990 | 1349100 | 1345210 | 1341300 | 1337410
Industrial Sector Energy Related Emissions before CCS[heavy or residual fuel oil if,refined petroleum and coke 19,F gases] | NoSettings | 0 | 0 | 0 | 0 | 0 | 0 | 0 | 0 | 0 | 0 | 0 | 0 | 0 | 0 | 0 | 0 | 0 | 0 | 0 | 0 | 0 | 0 | 0 | 0 | 0 | 0 | 0 | 0 | 0 | 0 | 0
Industrial Sector Energy Related Emissions before CCS[heavy or residual fuel oil if,chemicals 20,CO2] | NoSettings | 0 | 860819 | 1426400 | 1907600 | 2127400 | 2182900 | 2109260 | 2191250 | 3342090 | 3173180 | 2998010 | 2788230 | 2815620 | 2882990 | 2868530 | 2865020 | 2915690 | 2745940 | 2651420 | 2582830 | 2524940 | 2443400 | 2350670 | 2261810 | 2169110 | 2096380 | 1996740 | 1959030 | 1925440 | 1889010 | 1844700
Industrial Sector Energy Related Emissions before CCS[heavy or residual fuel oil if,chemicals 20,VOC] | NoSettings | 0 | 9.6971 | 16.0684 | 21.4891 | 23.9651 | 24.5903 | 23.7608 | 24.6844 | 37.6486 | 35.7458 | 33.7726 | 31.4093 | 31.7179 | 32.4768 | 32.314 | 32.2744 | 32.8452 | 30.9329 | 29.8682 | 29.0955 | 28.4434 | 27.5249 | 26.4803 | 25.4793 | 24.435 | 23.6157 | 22.4932 | 22.0684 | 21.6901 | 21.2797 | 20.7805
Industrial Sector Energy Related Emissions before CCS[heavy or residual fuel oil if,chemicals 20,CO] | NoSettings | 0 | 386.004 | 639.619 | 855.397 | 953.959 | 978.844 | 945.826 | 982.589 | 1498.65 | 1422.9 | 1344.36 | 1250.29 | 1262.57 | 1292.78 | 1286.29 | 1284.72 | 1307.44 | 1231.32 | 1188.94 | 1158.18 | 1132.22 | 1095.66 | 1054.08 | 1014.23 | 972.662 | 940.049 | 895.369 | 878.457 | 863.399 | 847.063 | 827.19
Industrial Sector Energy Related Emissions before CCS[heavy or residual fuel oil if,chemicals 20,NOx] | NoSettings | 0 | 1469.12 | 2434.37 | 3255.62 | 3630.75 | 3725.46 | 3599.79 | 3739.71 | 5703.81 | 5415.53 | 5116.59 | 4758.55 | 4805.3 | 4920.28 | 4895.6 | 4889.61 | 4976.09 | 4686.38 | 4525.07 | 4408.01 | 4309.21 | 4170.05 | 4011.8 | 3860.14 | 3701.93 | 3577.8 | 3407.75 | 3343.39 | 3286.08 | 3223.9 | 3148.26
Industrial Sector Energy Related Emissions before CCS[heavy or residual fuel oil if,chemicals 20,PM10] | NoSettings | 0 | 378.795 | 627.672 | 839.419 | 936.141 | 960.562 | 928.159 | 964.236 | 1470.65 | 1396.32 | 1319.25 | 1226.93 | 1238.99 | 1268.63 | 1262.27 | 1260.72 | 1283.02 | 1208.32 | 1166.73 | 1136.55 | 1111.08 | 1075.19 | 1034.39 | 995.289 | 954.494 | 922.491 | 878.645 | 862.05 | 847.273 | 831.242 | 811.74
Industrial Sector Energy Related Emissions before CCS[heavy or residual fuel oil if,chemicals 20,PM25] | NoSettings | 0 | 173.333 | 287.217 | 384.111 | 428.37 | 439.544 | 424.717 | 441.226 | 672.958 | 638.945 | 603.675 | 561.433 | 566.948 | 580.514 | 577.602 | 576.895 | 587.099 | 552.917 | 533.885 | 520.074 | 508.418 | 491.999 | 473.328 | 455.435 | 436.768 | 422.123 | 402.06 | 394.466 | 387.704 | 380.369 | 371.445
Industrial Sector Energy Related Emissions before CCS[heavy or residual fuel oil if,chemicals 20,SOx] | NoSettings | 0 | 7323.34 | 12135 | 16228.7 | 18098.7 | 18570.8 | 17944.4 | 18641.9 | 28432.6 | 26995.5 | 25505.4 | 23720.6 | 23953.7 | 24526.8 | 24403.8 | 24373.9 | 24805 | 23360.8 | 22556.7 | 21973.2 | 21480.7 | 20787 | 19998.2 | 19242.2 | 18453.5 | 17834.8 | 16987.1 | 16666.2 | 16380.6 | 16070.6 | 15693.6
Industrial Sector Energy Related Emissions before CCS[heavy or residual fuel oil if,chemicals 20,BC] | NoSettings | 0 | 10.9923 | 18.2146 | 24.3593 | 27.1661 | 27.8748 | 26.9345 | 27.9814 | 42.6773 | 40.5203 | 38.2836 | 35.6047 | 35.9545 | 36.8148 | 36.6301 | 36.5853 | 37.2323 | 35.0646 | 33.8577 | 32.9818 | 32.2426 | 31.2013 | 30.0173 | 28.8826 | 27.6987 | 26.77 | 25.4976 | 25.0161 | 24.5872 | 24.122 | 23.5561
Industrial Sector Energy Related Emissions before CCS[heavy or residual fuel oil if,chemicals 20,OC] | NoSettings | 0 | 7.6224 | 12.6306 | 16.8915 | 18.8378 | 19.3292 | 18.6772 | 19.4032 | 29.5938 | 28.098 | 26.547 | 24.6894 | 24.9319 | 25.5285 | 25.4004 | 25.3693 | 25.818 | 24.3149 | 23.478 | 22.8706 | 22.358 | 21.636 | 20.8149 | 20.028 | 19.2071 | 18.5632 | 17.6809 | 17.3469 | 17.0495 | 16.727 | 16.3345
Industrial Sector Energy Related Emissions before CCS[heavy or residual fuel oil if,chemicals 20,CH4] | NoSettings | 0 | 34.3869 | 56.98 | 76.2023 | 84.9827 | 87.1996 | 84.2581 | 87.5332 | 133.506 | 126.758 | 119.761 | 111.381 | 112.475 | 115.166 | 114.588 | 114.448 | 116.472 | 109.691 | 105.916 | 103.176 | 100.863 | 97.6059 | 93.9018 | 90.3521 | 86.6488 | 83.7435 | 79.7632 | 78.2567 | 76.9152 | 75.46 | 73.6896
Industrial Sector Energy Related Emissions before CCS[heavy or residual fuel oil if,chemicals 20,N2O] | NoSettings | 0 | 6.8774 | 11.396 | 15.2405 | 16.9965 | 17.4399 | 16.8516 | 17.5066 | 26.7011 | 25.3516 | 23.9522 | 22.2761 | 22.495 | 23.0332 | 22.9177 | 22.8896 | 23.2945 | 21.9382 | 21.1831 | 20.6351 | 20.1726 | 19.5212 | 18.7804 | 18.0704 | 17.3298 | 16.7487 | 15.9526 | 15.6513 | 15.383 | 15.092 | 14.7379
Industrial Sector Energy Related Emissions before CCS[heavy or residual fuel oil if,chemicals 20,F gases] | NoSettings | 0 | 0 | 0 | 0 | 0 | 0 | 0 | 0 | 0 | 0 | 0 | 0 | 0 | 0 | 0 | 0 | 0 | 0 | 0 | 0 | 0 | 0 | 0 | 0 | 0 | 0 | 0 | 0 | 0 | 0 | 0
Industrial Sector Energy Related Emissions before CCS[heavy or residual fuel oil if,rubber and plastic products 22,CO2] | NoSettings | 0 | 0 | 0 | 0 | 0 | 0 | 0 | 0 | 0 | 0 | 0 | 0 | 0 | 0 | 0 | 0 | 0 | 0 | 0 | 0 | 0 | 0 | 0 | 0 | 0 | 0 | 0 | 0 | 0 | 0 | 0
Industrial Sector Energy Related Emissions before CCS[heavy or residual fuel oil if,rubber and plastic products 22,VOC] | NoSettings | 0 | 0 | 0 | 0 | 0 | 0 | 0 | 0 | 0 | 0 | 0 | 0 | 0 | 0 | 0 | 0 | 0 | 0 | 0 | 0 | 0 | 0 | 0 | 0 | 0 | 0 | 0 | 0 | 0 | 0 | 0
Industrial Sector Energy Related Emissions before CCS[heavy or residual fuel oil if,rubber and plastic products 22,CO] | NoSettings | 0 | 0 | 0 | 0 | 0 | 0 | 0 | 0 | 0 | 0 | 0 | 0 | 0 | 0 | 0 | 0 | 0 | 0 | 0 | 0 | 0 | 0 | 0 | 0 | 0 | 0 | 0 | 0 | 0 | 0 | 0
Industrial Sector Energy Related Emissions before CCS[heavy or residual fuel oil if,rubber and plastic products 22,NOx] | NoSettings | 0 | 0 | 0 | 0 | 0 | 0 | 0 | 0 | 0 | 0 | 0 | 0 | 0 | 0 | 0 | 0 | 0 | 0 | 0 | 0 | 0 | 0 | 0 | 0 | 0 | 0 | 0 | 0 | 0 | 0 | 0
Industrial Sector Energy Related Emissions before CCS[heavy or residual fuel oil if,rubber and plastic products 22,PM10] | NoSettings | 0 | 0 | 0 | 0 | 0 | 0 | 0 | 0 | 0 | 0 | 0 | 0 | 0 | 0 | 0 | 0 | 0 | 0 | 0 | 0 | 0 | 0 | 0 | 0 | 0 | 0 | 0 | 0 | 0 | 0 | 0
Industrial Sector Energy Related Emissions before CCS[heavy or residual fuel oil if,rubber and plastic products 22,PM25] | NoSettings | 0 | 0 | 0 | 0 | 0 | 0 | 0 | 0 | 0 | 0 | 0 | 0 | 0 | 0 | 0 | 0 | 0 | 0 | 0 | 0 | 0 | 0 | 0 | 0 | 0 | 0 | 0 | 0 | 0 | 0 | 0
Industrial Sector Energy Related Emissions before CCS[heavy or residual fuel oil if,rubber and plastic products 22,SOx] | NoSettings | 0 | 0 | 0 | 0 | 0 | 0 | 0 | 0 | 0 | 0 | 0 | 0 | 0 | 0 | 0 | 0 | 0 | 0 | 0 | 0 | 0 | 0 | 0 | 0 | 0 | 0 | 0 | 0 | 0 | 0 | 0
Industrial Sector Energy Related Emissions before CCS[heavy or residual fuel oil if,rubber and plastic products 22,BC] | NoSettings | 0 | 0 | 0 | 0 | 0 | 0 | 0 | 0 | 0 | 0 | 0 | 0 | 0 | 0 | 0 | 0 | 0 | 0 | 0 | 0 | 0 | 0 | 0 | 0 | 0 | 0 | 0 | 0 | 0 | 0 | 0
Industrial Sector Energy Related Emissions before CCS[heavy or residual fuel oil if,rubber and plastic products 22,OC] | NoSettings | 0 | 0 | 0 | 0 | 0 | 0 | 0 | 0 | 0 | 0 | 0 | 0 | 0 | 0 | 0 | 0 | 0 | 0 | 0 | 0 | 0 | 0 | 0 | 0 | 0 | 0 | 0 | 0 | 0 | 0 | 0
Industrial Sector Energy Related Emissions before CCS[heavy or residual fuel oil if,rubber and plastic products 22,CH4] | NoSettings | 0 | 0 | 0 | 0 | 0 | 0 | 0 | 0 | 0 | 0 | 0 | 0 | 0 | 0 | 0 | 0 | 0 | 0 | 0 | 0 | 0 | 0 | 0 | 0 | 0 | 0 | 0 | 0 | 0 | 0 | 0
Industrial Sector Energy Related Emissions before CCS[heavy or residual fuel oil if,rubber and plastic products 22,N2O] | NoSettings | 0 | 0 | 0 | 0 | 0 | 0 | 0 | 0 | 0 | 0 | 0 | 0 | 0 | 0 | 0 | 0 | 0 | 0 | 0 | 0 | 0 | 0 | 0 | 0 | 0 | 0 | 0 | 0 | 0 | 0 | 0
Industrial Sector Energy Related Emissions before CCS[heavy or residual fuel oil if,rubber and plastic products 22,F gases] | NoSettings | 0 | 0 | 0 | 0 | 0 | 0 | 0 | 0 | 0 | 0 | 0 | 0 | 0 | 0 | 0 | 0 | 0 | 0 | 0 | 0 | 0 | 0 | 0 | 0 | 0 | 0 | 0 | 0 | 0 | 0 | 0
Industrial Sector Energy Related Emissions before CCS[heavy or residual fuel oil if,glass and glass products 231,CO2] | NoSettings | 0 | 0 | 0 | 0 | 0 | 0 | 0 | 0 | 0 | 0 | 0 | 0 | 0 | 0 | 0 | 0 | 0 | 0 | 0 | 0 | 0 | 0 | 0 | 0 | 0 | 0 | 0 | 0 | 0 | 0 | 0
Industrial Sector Energy Related Emissions before CCS[heavy or residual fuel oil if,glass and glass products 231,VOC] | NoSettings | 0 | 0 | 0 | 0 | 0 | 0 | 0 | 0 | 0 | 0 | 0 | 0 | 0 | 0 | 0 | 0 | 0 | 0 | 0 | 0 | 0 | 0 | 0 | 0 | 0 | 0 | 0 | 0 | 0 | 0 | 0
Industrial Sector Energy Related Emissions before CCS[heavy or residual fuel oil if,glass and glass products 231,CO] | NoSettings | 0 | 0 | 0 | 0 | 0 | 0 | 0 | 0 | 0 | 0 | 0 | 0 | 0 | 0 | 0 | 0 | 0 | 0 | 0 | 0 | 0 | 0 | 0 | 0 | 0 | 0 | 0 | 0 | 0 | 0 | 0
Industrial Sector Energy Related Emissions before CCS[heavy or residual fuel oil if,glass and glass products 231,NOx] | NoSettings | 0 | 0 | 0 | 0 | 0 | 0 | 0 | 0 | 0 | 0 | 0 | 0 | 0 | 0 | 0 | 0 | 0 | 0 | 0 | 0 | 0 | 0 | 0 | 0 | 0 | 0 | 0 | 0 | 0 | 0 | 0
Industrial Sector Energy Related Emissions before CCS[heavy or residual fuel oil if,glass and glass products 231,PM10] | NoSettings | 0 | 0 | 0 | 0 | 0 | 0 | 0 | 0 | 0 | 0 | 0 | 0 | 0 | 0 | 0 | 0 | 0 | 0 | 0 | 0 | 0 | 0 | 0 | 0 | 0 | 0 | 0 | 0 | 0 | 0 | 0
Industrial Sector Energy Related Emissions before CCS[heavy or residual fuel oil if,glass and glass products 231,PM25] | NoSettings | 0 | 0 | 0 | 0 | 0 | 0 | 0 | 0 | 0 | 0 | 0 | 0 | 0 | 0 | 0 | 0 | 0 | 0 | 0 | 0 | 0 | 0 | 0 | 0 | 0 | 0 | 0 | 0 | 0 | 0 | 0
Industrial Sector Energy Related Emissions before CCS[heavy or residual fuel oil if,glass and glass products 231,SOx] | NoSettings | 0 | 0 | 0 | 0 | 0 | 0 | 0 | 0 | 0 | 0 | 0 | 0 | 0 | 0 | 0 | 0 | 0 | 0 | 0 | 0 | 0 | 0 | 0 | 0 | 0 | 0 | 0 | 0 | 0 | 0 | 0
Industrial Sector Energy Related Emissions before CCS[heavy or residual fuel oil if,glass and glass products 231,BC] | NoSettings | 0 | 0 | 0 | 0 | 0 | 0 | 0 | 0 | 0 | 0 | 0 | 0 | 0 | 0 | 0 | 0 | 0 | 0 | 0 | 0 | 0 | 0 | 0 | 0 | 0 | 0 | 0 | 0 | 0 | 0 | 0
Industrial Sector Energy Related Emissions before CCS[heavy or residual fuel oil if,glass and glass products 231,OC] | NoSettings | 0 | 0 | 0 | 0 | 0 | 0 | 0 | 0 | 0 | 0 | 0 | 0 | 0 | 0 | 0 | 0 | 0 | 0 | 0 | 0 | 0 | 0 | 0 | 0 | 0 | 0 | 0 | 0 | 0 | 0 | 0
Industrial Sector Energy Related Emissions before CCS[heavy or residual fuel oil if,glass and glass products 231,CH4] | NoSettings | 0 | 0 | 0 | 0 | 0 | 0 | 0 | 0 | 0 | 0 | 0 | 0 | 0 | 0 | 0 | 0 | 0 | 0 | 0 | 0 | 0 | 0 | 0 | 0 | 0 | 0 | 0 | 0 | 0 | 0 | 0
Industrial Sector Energy Related Emissions before CCS[heavy or residual fuel oil if,glass and glass products 231,N2O] | NoSettings | 0 | 0 | 0 | 0 | 0 | 0 | 0 | 0 | 0 | 0 | 0 | 0 | 0 | 0 | 0 | 0 | 0 | 0 | 0 | 0 | 0 | 0 | 0 | 0 | 0 | 0 | 0 | 0 | 0 | 0 | 0
Industrial Sector Energy Related Emissions before CCS[heavy or residual fuel oil if,glass and glass products 231,F gases] | NoSettings | 0 | 0 | 0 | 0 | 0 | 0 | 0 | 0 | 0 | 0 | 0 | 0 | 0 | 0 | 0 | 0 | 0 | 0 | 0 | 0 | 0 | 0 | 0 | 0 | 0 | 0 | 0 | 0 | 0 | 0 | 0
Industrial Sector Energy Related Emissions before CCS[heavy or residual fuel oil if,cement and other nonmetallic minerals 239,CO2] | NoSettings | 0 | 0 | 4332020 | 8853620 | 12458900 | 15476300 | 17811900 | 20693200 | 28175200 | 57152800 | 83306300 | 106984000 | 130349000 | 154533000 | 173434000 | 193278000 | 215560000 | 207250000 | 202046000 | 198872000 | 196133000 | 191408000 | 187665000 | 183965000 | 180299000 | 178160000 | 174610000 | 172273000 | 169961000 | 167661000 | 165395000
Industrial Sector Energy Related Emissions before CCS[heavy or residual fuel oil if,cement and other nonmetallic minerals 239,VOC] | NoSettings | 0 | 0 | 48.8001 | 99.7358 | 140.349 | 174.34 | 200.651 | 233.109 | 317.393 | 643.825 | 938.443 | 1205.17 | 1468.38 | 1740.81 | 1953.73 | 2177.28 | 2428.28 | 2334.66 | 2276.05 | 2240.29 | 2209.44 | 2156.21 | 2114.05 | 2072.36 | 2031.07 | 2006.97 | 1966.98 | 1940.65 | 1914.61 | 1888.69 | 1863.18
Industrial Sector Energy Related Emissions before CCS[heavy or residual fuel oil if,cement and other nonmetallic minerals 239,CO] | NoSettings | 0 | 0 | 1942.54 | 3970.1 | 5586.76 | 6939.8 | 7987.13 | 9279.16 | 12634.2 | 25628.2 | 37355.8 | 47973.3 | 58450.6 | 69295 | 77770.7 | 86669 | 96660.6 | 92933.9 | 90600.8 | 89177.3 | 87949.2 | 85830.4 | 84152.1 | 82492.6 | 80849 | 79889.8 | 78297.8 | 77250 | 76213.2 | 75181.6 | 74165.8
Industrial Sector Energy Related Emissions before CCS[heavy or residual fuel oil if,cement and other nonmetallic minerals 239,NOx] | NoSettings | 0 | 0 | 7393.27 | 15110.1 | 21263.1 | 26412.7 | 30398.8 | 35316.3 | 48085.4 | 97540.2 | 142175 | 182585 | 222462 | 263735 | 295993 | 329860 | 367888 | 353704 | 344824 | 339406 | 334733 | 326668 | 320281 | 313965 | 307709 | 304058 | 298000 | 294011 | 290065 | 286139 | 282273
Industrial Sector Energy Related Emissions before CCS[heavy or residual fuel oil if,cement and other nonmetallic minerals 239,PM10] | NoSettings | 0 | 0 | 1906.26 | 3895.95 | 5482.42 | 6810.18 | 7837.95 | 9105.85 | 12398.2 | 25149.5 | 36658.1 | 47077.2 | 57358.9 | 68000.7 | 76318.1 | 85050.2 | 94855.1 | 91198.1 | 88908.5 | 87511.6 | 86306.5 | 84227.3 | 82580.3 | 80951.8 | 79338.9 | 78397.6 | 76835.4 | 75807.1 | 74789.7 | 73777.3 | 72780.6
Industrial Sector Energy Related Emissions before CCS[heavy or residual fuel oil if,cement and other nonmetallic minerals 239,PM25] | NoSettings | 0 | 0 | 872.288 | 1782.75 | 2508.7 | 3116.27 | 3586.57 | 4166.75 | 5673.31 | 11508.2 | 16774.4 | 21542.1 | 26246.9 | 31116.5 | 34922.4 | 38918.2 | 43404.8 | 41731.4 | 40683.7 | 40044.5 | 39493.1 | 38541.6 | 37788 | 37042.8 | 36304.7 | 35874 | 35159.2 | 34688.6 | 34223.1 | 33759.8 | 33303.7
Industrial Sector Energy Related Emissions before CCS[heavy or residual fuel oil if,cement and other nonmetallic minerals 239,SOx] | NoSettings | 0 | 0 | 36854.3 | 75321.4 | 105993 | 131663 | 151533 | 176046 | 239698 | 486222 | 708721 | 910157 | 1108940 | 1314680 | 1475480 | 1644300 | 1833860 | 1763160 | 1718890 | 1691890 | 1668590 | 1628390 | 1596550 | 1565060 | 1533880 | 1515680 | 1485480 | 1465600 | 1445930 | 1426360 | 1407090
Industrial Sector Energy Related Emissions before CCS[heavy or residual fuel oil if,cement and other nonmetallic minerals 239,BC] | NoSettings | 0 | 0 | 55.3183 | 113.058 | 159.096 | 197.626 | 227.452 | 264.245 | 359.787 | 729.82 | 1063.79 | 1366.15 | 1664.51 | 1973.33 | 2214.69 | 2468.1 | 2752.63 | 2646.5 | 2580.06 | 2539.52 | 2504.55 | 2444.22 | 2396.42 | 2349.16 | 2302.36 | 2275.04 | 2229.71 | 2199.87 | 2170.34 | 2140.97 | 2112.04
Industrial Sector Energy Related Emissions before CCS[heavy or residual fuel oil if,cement and other nonmetallic minerals 239,OC] | NoSettings | 0 | 0 | 38.3594 | 78.3976 | 110.322 | 137.04 | 157.722 | 183.236 | 249.487 | 506.08 | 737.665 | 947.328 | 1154.22 | 1368.37 | 1535.74 | 1711.45 | 1908.76 | 1835.17 | 1789.09 | 1760.98 | 1736.73 | 1694.89 | 1661.75 | 1628.98 | 1596.52 | 1577.58 | 1546.15 | 1525.46 | 1504.98 | 1484.61 | 1464.55
Industrial Sector Energy Related Emissions before CCS[heavy or residual fuel oil if,cement and other nonmetallic minerals 239,CH4] | NoSettings | 0 | 0 | 173.05 | 353.673 | 497.693 | 618.227 | 711.527 | 826.627 | 1125.51 | 2283.07 | 3327.81 | 4273.66 | 5207.03 | 6173.09 | 6928.14 | 7720.84 | 8610.93 | 8278.95 | 8071.1 | 7944.29 | 7834.89 | 7646.14 | 7496.62 | 7348.79 | 7202.37 | 7116.92 | 6975.1 | 6881.75 | 6789.39 | 6697.49 | 6607.01
Industrial Sector Energy Related Emissions before CCS[heavy or residual fuel oil if,cement and other nonmetallic minerals 239,N2O] | NoSettings | 0 | 0 | 34.61 | 70.7346 | 99.5385 | 123.645 | 142.305 | 165.325 | 225.101 | 456.613 | 665.563 | 854.732 | 1041.41 | 1234.62 | 1385.63 | 1544.17 | 1722.19 | 1655.79 | 1614.22 | 1588.86 | 1566.98 | 1529.23 | 1499.32 | 1469.76 | 1440.47 | 1423.38 | 1395.02 | 1376.35 | 1357.88 | 1339.5 | 1321.4
Industrial Sector Energy Related Emissions before CCS[heavy or residual fuel oil if,cement and other nonmetallic minerals 239,F gases] | NoSettings | 0 | 0 | 0 | 0 | 0 | 0 | 0 | 0 | 0 | 0 | 0 | 0 | 0 | 0 | 0 | 0 | 0 | 0 | 0 | 0 | 0 | 0 | 0 | 0 | 0 | 0 | 0 | 0 | 0 | 0 | 0
Industrial Sector Energy Related Emissions before CCS[heavy or residual fuel oil if,iron and steel 241,CO2] | NoSettings | 0 | 0 | 0 | 0 | 0 | 0 | 0 | 0 | 0 | 0 | 0 | 0 | 0 | 0 | 0 | 0 | 0 | 0 | 0 | 0 | 0 | 0 | 0 | 0 | 0 | 0 | 0 | 0 | 0 | 0 | 0
Industrial Sector Energy Related Emissions before CCS[heavy or residual fuel oil if,iron and steel 241,VOC] | NoSettings | 0 | 0 | 0 | 0 | 0 | 0 | 0 | 0 | 0 | 0 | 0 | 0 | 0 | 0 | 0 | 0 | 0 | 0 | 0 | 0 | 0 | 0 | 0 | 0 | 0 | 0 | 0 | 0 | 0 | 0 | 0
Industrial Sector Energy Related Emissions before CCS[heavy or residual fuel oil if,iron and steel 241,CO] | NoSettings | 0 | 0 | 0 | 0 | 0 | 0 | 0 | 0 | 0 | 0 | 0 | 0 | 0 | 0 | 0 | 0 | 0 | 0 | 0 | 0 | 0 | 0 | 0 | 0 | 0 | 0 | 0 | 0 | 0 | 0 | 0
Industrial Sector Energy Related Emissions before CCS[heavy or residual fuel oil if,iron and steel 241,NOx] | NoSettings | 0 | 0 | 0 | 0 | 0 | 0 | 0 | 0 | 0 | 0 | 0 | 0 | 0 | 0 | 0 | 0 | 0 | 0 | 0 | 0 | 0 | 0 | 0 | 0 | 0 | 0 | 0 | 0 | 0 | 0 | 0
Industrial Sector Energy Related Emissions before CCS[heavy or residual fuel oil if,iron and steel 241,PM10] | NoSettings | 0 | 0 | 0 | 0 | 0 | 0 | 0 | 0 | 0 | 0 | 0 | 0 | 0 | 0 | 0 | 0 | 0 | 0 | 0 | 0 | 0 | 0 | 0 | 0 | 0 | 0 | 0 | 0 | 0 | 0 | 0
Industrial Sector Energy Related Emissions before CCS[heavy or residual fuel oil if,iron and steel 241,PM25] | NoSettings | 0 | 0 | 0 | 0 | 0 | 0 | 0 | 0 | 0 | 0 | 0 | 0 | 0 | 0 | 0 | 0 | 0 | 0 | 0 | 0 | 0 | 0 | 0 | 0 | 0 | 0 | 0 | 0 | 0 | 0 | 0
Industrial Sector Energy Related Emissions before CCS[heavy or residual fuel oil if,iron and steel 241,SOx] | NoSettings | 0 | 0 | 0 | 0 | 0 | 0 | 0 | 0 | 0 | 0 | 0 | 0 | 0 | 0 | 0 | 0 | 0 | 0 | 0 | 0 | 0 | 0 | 0 | 0 | 0 | 0 | 0 | 0 | 0 | 0 | 0
Industrial Sector Energy Related Emissions before CCS[heavy or residual fuel oil if,iron and steel 241,BC] | NoSettings | 0 | 0 | 0 | 0 | 0 | 0 | 0 | 0 | 0 | 0 | 0 | 0 | 0 | 0 | 0 | 0 | 0 | 0 | 0 | 0 | 0 | 0 | 0 | 0 | 0 | 0 | 0 | 0 | 0 | 0 | 0
Industrial Sector Energy Related Emissions before CCS[heavy or residual fuel oil if,iron and steel 241,OC] | NoSettings | 0 | 0 | 0 | 0 | 0 | 0 | 0 | 0 | 0 | 0 | 0 | 0 | 0 | 0 | 0 | 0 | 0 | 0 | 0 | 0 | 0 | 0 | 0 | 0 | 0 | 0 | 0 | 0 | 0 | 0 | 0
Industrial Sector Energy Related Emissions before CCS[heavy or residual fuel oil if,iron and steel 241,CH4] | NoSettings | 0 | 0 | 0 | 0 | 0 | 0 | 0 | 0 | 0 | 0 | 0 | 0 | 0 | 0 | 0 | 0 | 0 | 0 | 0 | 0 | 0 | 0 | 0 | 0 | 0 | 0 | 0 | 0 | 0 | 0 | 0
Industrial Sector Energy Related Emissions before CCS[heavy or residual fuel oil if,iron and steel 241,N2O] | NoSettings | 0 | 0 | 0 | 0 | 0 | 0 | 0 | 0 | 0 | 0 | 0 | 0 | 0 | 0 | 0 | 0 | 0 | 0 | 0 | 0 | 0 | 0 | 0 | 0 | 0 | 0 | 0 | 0 | 0 | 0 | 0
Industrial Sector Energy Related Emissions before CCS[heavy or residual fuel oil if,iron and steel 241,F gases] | NoSettings | 0 | 0 | 0 | 0 | 0 | 0 | 0 | 0 | 0 | 0 | 0 | 0 | 0 | 0 | 0 | 0 | 0 | 0 | 0 | 0 | 0 | 0 | 0 | 0 | 0 | 0 | 0 | 0 | 0 | 0 | 0
Industrial Sector Energy Related Emissions before CCS[heavy or residual fuel oil if,other metals 242,CO2] | NoSettings | 0 | 0 | 0 | 0 | 0 | 0 | 0 | 0 | 0 | 0 | 0 | 0 | 0 | 0 | 0 | 0 | 0 | 0 | 0 | 0 | 0 | 0 | 0 | 0 | 0 | 0 | 0 | 0 | 0 | 0 | 0
Industrial Sector Energy Related Emissions before CCS[heavy or residual fuel oil if,other metals 242,VOC] | NoSettings | 0 | 0 | 0 | 0 | 0 | 0 | 0 | 0 | 0 | 0 | 0 | 0 | 0 | 0 | 0 | 0 | 0 | 0 | 0 | 0 | 0 | 0 | 0 | 0 | 0 | 0 | 0 | 0 | 0 | 0 | 0
Industrial Sector Energy Related Emissions before CCS[heavy or residual fuel oil if,other metals 242,CO] | NoSettings | 0 | 0 | 0 | 0 | 0 | 0 | 0 | 0 | 0 | 0 | 0 | 0 | 0 | 0 | 0 | 0 | 0 | 0 | 0 | 0 | 0 | 0 | 0 | 0 | 0 | 0 | 0 | 0 | 0 | 0 | 0
Industrial Sector Energy Related Emissions before CCS[heavy or residual fuel oil if,other metals 242,NOx] | NoSettings | 0 | 0 | 0 | 0 | 0 | 0 | 0 | 0 | 0 | 0 | 0 | 0 | 0 | 0 | 0 | 0 | 0 | 0 | 0 | 0 | 0 | 0 | 0 | 0 | 0 | 0 | 0 | 0 | 0 | 0 | 0
Industrial Sector Energy Related Emissions before CCS[heavy or residual fuel oil if,other metals 242,PM10] | NoSettings | 0 | 0 | 0 | 0 | 0 | 0 | 0 | 0 | 0 | 0 | 0 | 0 | 0 | 0 | 0 | 0 | 0 | 0 | 0 | 0 | 0 | 0 | 0 | 0 | 0 | 0 | 0 | 0 | 0 | 0 | 0
Industrial Sector Energy Related Emissions before CCS[heavy or residual fuel oil if,other metals 242,PM25] | NoSettings | 0 | 0 | 0 | 0 | 0 | 0 | 0 | 0 | 0 | 0 | 0 | 0 | 0 | 0 | 0 | 0 | 0 | 0 | 0 | 0 | 0 | 0 | 0 | 0 | 0 | 0 | 0 | 0 | 0 | 0 | 0
Industrial Sector Energy Related Emissions before CCS[heavy or residual fuel oil if,other metals 242,SOx] | NoSettings | 0 | 0 | 0 | 0 | 0 | 0 | 0 | 0 | 0 | 0 | 0 | 0 | 0 | 0 | 0 | 0 | 0 | 0 | 0 | 0 | 0 | 0 | 0 | 0 | 0 | 0 | 0 | 0 | 0 | 0 | 0
Industrial Sector Energy Related Emissions before CCS[heavy or residual fuel oil if,other metals 242,BC] | NoSettings | 0 | 0 | 0 | 0 | 0 | 0 | 0 | 0 | 0 | 0 | 0 | 0 | 0 | 0 | 0 | 0 | 0 | 0 | 0 | 0 | 0 | 0 | 0 | 0 | 0 | 0 | 0 | 0 | 0 | 0 | 0
Industrial Sector Energy Related Emissions before CCS[heavy or residual fuel oil if,other metals 242,OC] | NoSettings | 0 | 0 | 0 | 0 | 0 | 0 | 0 | 0 | 0 | 0 | 0 | 0 | 0 | 0 | 0 | 0 | 0 | 0 | 0 | 0 | 0 | 0 | 0 | 0 | 0 | 0 | 0 | 0 | 0 | 0 | 0
Industrial Sector Energy Related Emissions before CCS[heavy or residual fuel oil if,other metals 242,CH4] | NoSettings | 0 | 0 | 0 | 0 | 0 | 0 | 0 | 0 | 0 | 0 | 0 | 0 | 0 | 0 | 0 | 0 | 0 | 0 | 0 | 0 | 0 | 0 | 0 | 0 | 0 | 0 | 0 | 0 | 0 | 0 | 0
Industrial Sector Energy Related Emissions before CCS[heavy or residual fuel oil if,other metals 242,N2O] | NoSettings | 0 | 0 | 0 | 0 | 0 | 0 | 0 | 0 | 0 | 0 | 0 | 0 | 0 | 0 | 0 | 0 | 0 | 0 | 0 | 0 | 0 | 0 | 0 | 0 | 0 | 0 | 0 | 0 | 0 | 0 | 0
Industrial Sector Energy Related Emissions before CCS[heavy or residual fuel oil if,other metals 242,F gases] | NoSettings | 0 | 0 | 0 | 0 | 0 | 0 | 0 | 0 | 0 | 0 | 0 | 0 | 0 | 0 | 0 | 0 | 0 | 0 | 0 | 0 | 0 | 0 | 0 | 0 | 0 | 0 | 0 | 0 | 0 | 0 | 0
Industrial Sector Energy Related Emissions before CCS[heavy or residual fuel oil if,metal products except machinery and vehicles 25,CO2] | NoSettings | 0 | 0 | 0 | 0 | 0 | 0 | 0 | 0 | 0 | 0 | 0 | 0 | 0 | 0 | 0 | 0 | 0 | 0 | 0 | 0 | 0 | 0 | 0 | 0 | 0 | 0 | 0 | 0 | 0 | 0 | 0
Industrial Sector Energy Related Emissions before CCS[heavy or residual fuel oil if,metal products except machinery and vehicles 25,VOC] | NoSettings | 0 | 0 | 0 | 0 | 0 | 0 | 0 | 0 | 0 | 0 | 0 | 0 | 0 | 0 | 0 | 0 | 0 | 0 | 0 | 0 | 0 | 0 | 0 | 0 | 0 | 0 | 0 | 0 | 0 | 0 | 0
Industrial Sector Energy Related Emissions before CCS[heavy or residual fuel oil if,metal products except machinery and vehicles 25,CO] | NoSettings | 0 | 0 | 0 | 0 | 0 | 0 | 0 | 0 | 0 | 0 | 0 | 0 | 0 | 0 | 0 | 0 | 0 | 0 | 0 | 0 | 0 | 0 | 0 | 0 | 0 | 0 | 0 | 0 | 0 | 0 | 0
Industrial Sector Energy Related Emissions before CCS[heavy or residual fuel oil if,metal products except machinery and vehicles 25,NOx] | NoSettings | 0 | 0 | 0 | 0 | 0 | 0 | 0 | 0 | 0 | 0 | 0 | 0 | 0 | 0 | 0 | 0 | 0 | 0 | 0 | 0 | 0 | 0 | 0 | 0 | 0 | 0 | 0 | 0 | 0 | 0 | 0
Industrial Sector Energy Related Emissions before CCS[heavy or residual fuel oil if,metal products except machinery and vehicles 25,PM10] | NoSettings | 0 | 0 | 0 | 0 | 0 | 0 | 0 | 0 | 0 | 0 | 0 | 0 | 0 | 0 | 0 | 0 | 0 | 0 | 0 | 0 | 0 | 0 | 0 | 0 | 0 | 0 | 0 | 0 | 0 | 0 | 0
Industrial Sector Energy Related Emissions before CCS[heavy or residual fuel oil if,metal products except machinery and vehicles 25,PM25] | NoSettings | 0 | 0 | 0 | 0 | 0 | 0 | 0 | 0 | 0 | 0 | 0 | 0 | 0 | 0 | 0 | 0 | 0 | 0 | 0 | 0 | 0 | 0 | 0 | 0 | 0 | 0 | 0 | 0 | 0 | 0 | 0
Industrial Sector Energy Related Emissions before CCS[heavy or residual fuel oil if,metal products except machinery and vehicles 25,SOx] | NoSettings | 0 | 0 | 0 | 0 | 0 | 0 | 0 | 0 | 0 | 0 | 0 | 0 | 0 | 0 | 0 | 0 | 0 | 0 | 0 | 0 | 0 | 0 | 0 | 0 | 0 | 0 | 0 | 0 | 0 | 0 | 0
Industrial Sector Energy Related Emissions before CCS[heavy or residual fuel oil if,metal products except machinery and vehicles 25,BC] | NoSettings | 0 | 0 | 0 | 0 | 0 | 0 | 0 | 0 | 0 | 0 | 0 | 0 | 0 | 0 | 0 | 0 | 0 | 0 | 0 | 0 | 0 | 0 | 0 | 0 | 0 | 0 | 0 | 0 | 0 | 0 | 0
Industrial Sector Energy Related Emissions before CCS[heavy or residual fuel oil if,metal products except machinery and vehicles 25,OC] | NoSettings | 0 | 0 | 0 | 0 | 0 | 0 | 0 | 0 | 0 | 0 | 0 | 0 | 0 | 0 | 0 | 0 | 0 | 0 | 0 | 0 | 0 | 0 | 0 | 0 | 0 | 0 | 0 | 0 | 0 | 0 | 0
Industrial Sector Energy Related Emissions before CCS[heavy or residual fuel oil if,metal products except machinery and vehicles 25,CH4] | NoSettings | 0 | 0 | 0 | 0 | 0 | 0 | 0 | 0 | 0 | 0 | 0 | 0 | 0 | 0 | 0 | 0 | 0 | 0 | 0 | 0 | 0 | 0 | 0 | 0 | 0 | 0 | 0 | 0 | 0 | 0 | 0
Industrial Sector Energy Related Emissions before CCS[heavy or residual fuel oil if,metal products except machinery and vehicles 25,N2O] | NoSettings | 0 | 0 | 0 | 0 | 0 | 0 | 0 | 0 | 0 | 0 | 0 | 0 | 0 | 0 | 0 | 0 | 0 | 0 | 0 | 0 | 0 | 0 | 0 | 0 | 0 | 0 | 0 | 0 | 0 | 0 | 0
Industrial Sector Energy Related Emissions before CCS[heavy or residual fuel oil if,metal products except machinery and vehicles 25,F gases] | NoSettings | 0 | 0 | 0 | 0 | 0 | 0 | 0 | 0 | 0 | 0 | 0 | 0 | 0 | 0 | 0 | 0 | 0 | 0 | 0 | 0 | 0 | 0 | 0 | 0 | 0 | 0 | 0 | 0 | 0 | 0 | 0
Industrial Sector Energy Related Emissions before CCS[heavy or residual fuel oil if,computers and electronics 26,CO2] | NoSettings | 0 | 0 | 0 | 0 | 0 | 0 | 0 | 0 | 0 | 0 | 0 | 0 | 0 | 0 | 0 | 0 | 0 | 0 | 0 | 0 | 0 | 0 | 0 | 0 | 0 | 0 | 0 | 0 | 0 | 0 | 0
Industrial Sector Energy Related Emissions before CCS[heavy or residual fuel oil if,computers and electronics 26,VOC] | NoSettings | 0 | 0 | 0 | 0 | 0 | 0 | 0 | 0 | 0 | 0 | 0 | 0 | 0 | 0 | 0 | 0 | 0 | 0 | 0 | 0 | 0 | 0 | 0 | 0 | 0 | 0 | 0 | 0 | 0 | 0 | 0
Industrial Sector Energy Related Emissions before CCS[heavy or residual fuel oil if,computers and electronics 26,CO] | NoSettings | 0 | 0 | 0 | 0 | 0 | 0 | 0 | 0 | 0 | 0 | 0 | 0 | 0 | 0 | 0 | 0 | 0 | 0 | 0 | 0 | 0 | 0 | 0 | 0 | 0 | 0 | 0 | 0 | 0 | 0 | 0
Industrial Sector Energy Related Emissions before CCS[heavy or residual fuel oil if,computers and electronics 26,NOx] | NoSettings | 0 | 0 | 0 | 0 | 0 | 0 | 0 | 0 | 0 | 0 | 0 | 0 | 0 | 0 | 0 | 0 | 0 | 0 | 0 | 0 | 0 | 0 | 0 | 0 | 0 | 0 | 0 | 0 | 0 | 0 | 0
Industrial Sector Energy Related Emissions before CCS[heavy or residual fuel oil if,computers and electronics 26,PM10] | NoSettings | 0 | 0 | 0 | 0 | 0 | 0 | 0 | 0 | 0 | 0 | 0 | 0 | 0 | 0 | 0 | 0 | 0 | 0 | 0 | 0 | 0 | 0 | 0 | 0 | 0 | 0 | 0 | 0 | 0 | 0 | 0
Industrial Sector Energy Related Emissions before CCS[heavy or residual fuel oil if,computers and electronics 26,PM25] | NoSettings | 0 | 0 | 0 | 0 | 0 | 0 | 0 | 0 | 0 | 0 | 0 | 0 | 0 | 0 | 0 | 0 | 0 | 0 | 0 | 0 | 0 | 0 | 0 | 0 | 0 | 0 | 0 | 0 | 0 | 0 | 0
Industrial Sector Energy Related Emissions before CCS[heavy or residual fuel oil if,computers and electronics 26,SOx] | NoSettings | 0 | 0 | 0 | 0 | 0 | 0 | 0 | 0 | 0 | 0 | 0 | 0 | 0 | 0 | 0 | 0 | 0 | 0 | 0 | 0 | 0 | 0 | 0 | 0 | 0 | 0 | 0 | 0 | 0 | 0 | 0
Industrial Sector Energy Related Emissions before CCS[heavy or residual fuel oil if,computers and electronics 26,BC] | NoSettings | 0 | 0 | 0 | 0 | 0 | 0 | 0 | 0 | 0 | 0 | 0 | 0 | 0 | 0 | 0 | 0 | 0 | 0 | 0 | 0 | 0 | 0 | 0 | 0 | 0 | 0 | 0 | 0 | 0 | 0 | 0
Industrial Sector Energy Related Emissions before CCS[heavy or residual fuel oil if,computers and electronics 26,OC] | NoSettings | 0 | 0 | 0 | 0 | 0 | 0 | 0 | 0 | 0 | 0 | 0 | 0 | 0 | 0 | 0 | 0 | 0 | 0 | 0 | 0 | 0 | 0 | 0 | 0 | 0 | 0 | 0 | 0 | 0 | 0 | 0
Industrial Sector Energy Related Emissions before CCS[heavy or residual fuel oil if,computers and electronics 26,CH4] | NoSettings | 0 | 0 | 0 | 0 | 0 | 0 | 0 | 0 | 0 | 0 | 0 | 0 | 0 | 0 | 0 | 0 | 0 | 0 | 0 | 0 | 0 | 0 | 0 | 0 | 0 | 0 | 0 | 0 | 0 | 0 | 0
Industrial Sector Energy Related Emissions before CCS[heavy or residual fuel oil if,computers and electronics 26,N2O] | NoSettings | 0 | 0 | 0 | 0 | 0 | 0 | 0 | 0 | 0 | 0 | 0 | 0 | 0 | 0 | 0 | 0 | 0 | 0 | 0 | 0 | 0 | 0 | 0 | 0 | 0 | 0 | 0 | 0 | 0 | 0 | 0
Industrial Sector Energy Related Emissions before CCS[heavy or residual fuel oil if,computers and electronics 26,F gases] | NoSettings | 0 | 0 | 0 | 0 | 0 | 0 | 0 | 0 | 0 | 0 | 0 | 0 | 0 | 0 | 0 | 0 | 0 | 0 | 0 | 0 | 0 | 0 | 0 | 0 | 0 | 0 | 0 | 0 | 0 | 0 | 0
Industrial Sector Energy Related Emissions before CCS[heavy or residual fuel oil if,appliances and electrical equipment 27,CO2] | NoSettings | 0 | 0 | 0 | 0 | 0 | 0 | 0 | 0 | 0 | 0 | 0 | 0 | 0 | 0 | 0 | 0 | 0 | 0 | 0 | 0 | 0 | 0 | 0 | 0 | 0 | 0 | 0 | 0 | 0 | 0 | 0
Industrial Sector Energy Related Emissions before CCS[heavy or residual fuel oil if,appliances and electrical equipment 27,VOC] | NoSettings | 0 | 0 | 0 | 0 | 0 | 0 | 0 | 0 | 0 | 0 | 0 | 0 | 0 | 0 | 0 | 0 | 0 | 0 | 0 | 0 | 0 | 0 | 0 | 0 | 0 | 0 | 0 | 0 | 0 | 0 | 0
Industrial Sector Energy Related Emissions before CCS[heavy or residual fuel oil if,appliances and electrical equipment 27,CO] | NoSettings | 0 | 0 | 0 | 0 | 0 | 0 | 0 | 0 | 0 | 0 | 0 | 0 | 0 | 0 | 0 | 0 | 0 | 0 | 0 | 0 | 0 | 0 | 0 | 0 | 0 | 0 | 0 | 0 | 0 | 0 | 0
Industrial Sector Energy Related Emissions before CCS[heavy or residual fuel oil if,appliances and electrical equipment 27,NOx] | NoSettings | 0 | 0 | 0 | 0 | 0 | 0 | 0 | 0 | 0 | 0 | 0 | 0 | 0 | 0 | 0 | 0 | 0 | 0 | 0 | 0 | 0 | 0 | 0 | 0 | 0 | 0 | 0 | 0 | 0 | 0 | 0
Industrial Sector Energy Related Emissions before CCS[heavy or residual fuel oil if,appliances and electrical equipment 27,PM10] | NoSettings | 0 | 0 | 0 | 0 | 0 | 0 | 0 | 0 | 0 | 0 | 0 | 0 | 0 | 0 | 0 | 0 | 0 | 0 | 0 | 0 | 0 | 0 | 0 | 0 | 0 | 0 | 0 | 0 | 0 | 0 | 0
Industrial Sector Energy Related Emissions before CCS[heavy or residual fuel oil if,appliances and electrical equipment 27,PM25] | NoSettings | 0 | 0 | 0 | 0 | 0 | 0 | 0 | 0 | 0 | 0 | 0 | 0 | 0 | 0 | 0 | 0 | 0 | 0 | 0 | 0 | 0 | 0 | 0 | 0 | 0 | 0 | 0 | 0 | 0 | 0 | 0
Industrial Sector Energy Related Emissions before CCS[heavy or residual fuel oil if,appliances and electrical equipment 27,SOx] | NoSettings | 0 | 0 | 0 | 0 | 0 | 0 | 0 | 0 | 0 | 0 | 0 | 0 | 0 | 0 | 0 | 0 | 0 | 0 | 0 | 0 | 0 | 0 | 0 | 0 | 0 | 0 | 0 | 0 | 0 | 0 | 0
Industrial Sector Energy Related Emissions before CCS[heavy or residual fuel oil if,appliances and electrical equipment 27,BC] | NoSettings | 0 | 0 | 0 | 0 | 0 | 0 | 0 | 0 | 0 | 0 | 0 | 0 | 0 | 0 | 0 | 0 | 0 | 0 | 0 | 0 | 0 | 0 | 0 | 0 | 0 | 0 | 0 | 0 | 0 | 0 | 0
Industrial Sector Energy Related Emissions before CCS[heavy or residual fuel oil if,appliances and electrical equipment 27,OC] | NoSettings | 0 | 0 | 0 | 0 | 0 | 0 | 0 | 0 | 0 | 0 | 0 | 0 | 0 | 0 | 0 | 0 | 0 | 0 | 0 | 0 | 0 | 0 | 0 | 0 | 0 | 0 | 0 | 0 | 0 | 0 | 0
Industrial Sector Energy Related Emissions before CCS[heavy or residual fuel oil if,appliances and electrical equipment 27,CH4] | NoSettings | 0 | 0 | 0 | 0 | 0 | 0 | 0 | 0 | 0 | 0 | 0 | 0 | 0 | 0 | 0 | 0 | 0 | 0 | 0 | 0 | 0 | 0 | 0 | 0 | 0 | 0 | 0 | 0 | 0 | 0 | 0
Industrial Sector Energy Related Emissions before CCS[heavy or residual fuel oil if,appliances and electrical equipment 27,N2O] | NoSettings | 0 | 0 | 0 | 0 | 0 | 0 | 0 | 0 | 0 | 0 | 0 | 0 | 0 | 0 | 0 | 0 | 0 | 0 | 0 | 0 | 0 | 0 | 0 | 0 | 0 | 0 | 0 | 0 | 0 | 0 | 0
Industrial Sector Energy Related Emissions before CCS[heavy or residual fuel oil if,appliances and electrical equipment 27,F gases] | NoSettings | 0 | 0 | 0 | 0 | 0 | 0 | 0 | 0 | 0 | 0 | 0 | 0 | 0 | 0 | 0 | 0 | 0 | 0 | 0 | 0 | 0 | 0 | 0 | 0 | 0 | 0 | 0 | 0 | 0 | 0 | 0
Industrial Sector Energy Related Emissions before CCS[heavy or residual fuel oil if,other machinery 28,CO2] | NoSettings | 0 | 0 | 0 | 0 | 0 | 0 | 0 | 0 | 0 | 0 | 0 | 0 | 0 | 0 | 0 | 0 | 0 | 0 | 0 | 0 | 0 | 0 | 0 | 0 | 0 | 0 | 0 | 0 | 0 | 0 | 0
Industrial Sector Energy Related Emissions before CCS[heavy or residual fuel oil if,other machinery 28,VOC] | NoSettings | 0 | 0 | 0 | 0 | 0 | 0 | 0 | 0 | 0 | 0 | 0 | 0 | 0 | 0 | 0 | 0 | 0 | 0 | 0 | 0 | 0 | 0 | 0 | 0 | 0 | 0 | 0 | 0 | 0 | 0 | 0
Industrial Sector Energy Related Emissions before CCS[heavy or residual fuel oil if,other machinery 28,CO] | NoSettings | 0 | 0 | 0 | 0 | 0 | 0 | 0 | 0 | 0 | 0 | 0 | 0 | 0 | 0 | 0 | 0 | 0 | 0 | 0 | 0 | 0 | 0 | 0 | 0 | 0 | 0 | 0 | 0 | 0 | 0 | 0
Industrial Sector Energy Related Emissions before CCS[heavy or residual fuel oil if,other machinery 28,NOx] | NoSettings | 0 | 0 | 0 | 0 | 0 | 0 | 0 | 0 | 0 | 0 | 0 | 0 | 0 | 0 | 0 | 0 | 0 | 0 | 0 | 0 | 0 | 0 | 0 | 0 | 0 | 0 | 0 | 0 | 0 | 0 | 0
Industrial Sector Energy Related Emissions before CCS[heavy or residual fuel oil if,other machinery 28,PM10] | NoSettings | 0 | 0 | 0 | 0 | 0 | 0 | 0 | 0 | 0 | 0 | 0 | 0 | 0 | 0 | 0 | 0 | 0 | 0 | 0 | 0 | 0 | 0 | 0 | 0 | 0 | 0 | 0 | 0 | 0 | 0 | 0
Industrial Sector Energy Related Emissions before CCS[heavy or residual fuel oil if,other machinery 28,PM25] | NoSettings | 0 | 0 | 0 | 0 | 0 | 0 | 0 | 0 | 0 | 0 | 0 | 0 | 0 | 0 | 0 | 0 | 0 | 0 | 0 | 0 | 0 | 0 | 0 | 0 | 0 | 0 | 0 | 0 | 0 | 0 | 0
Industrial Sector Energy Related Emissions before CCS[heavy or residual fuel oil if,other machinery 28,SOx] | NoSettings | 0 | 0 | 0 | 0 | 0 | 0 | 0 | 0 | 0 | 0 | 0 | 0 | 0 | 0 | 0 | 0 | 0 | 0 | 0 | 0 | 0 | 0 | 0 | 0 | 0 | 0 | 0 | 0 | 0 | 0 | 0
Industrial Sector Energy Related Emissions before CCS[heavy or residual fuel oil if,other machinery 28,BC] | NoSettings | 0 | 0 | 0 | 0 | 0 | 0 | 0 | 0 | 0 | 0 | 0 | 0 | 0 | 0 | 0 | 0 | 0 | 0 | 0 | 0 | 0 | 0 | 0 | 0 | 0 | 0 | 0 | 0 | 0 | 0 | 0
Industrial Sector Energy Related Emissions before CCS[heavy or residual fuel oil if,other machinery 28,OC] | NoSettings | 0 | 0 | 0 | 0 | 0 | 0 | 0 | 0 | 0 | 0 | 0 | 0 | 0 | 0 | 0 | 0 | 0 | 0 | 0 | 0 | 0 | 0 | 0 | 0 | 0 | 0 | 0 | 0 | 0 | 0 | 0
Industrial Sector Energy Related Emissions before CCS[heavy or residual fuel oil if,other machinery 28,CH4] | NoSettings | 0 | 0 | 0 | 0 | 0 | 0 | 0 | 0 | 0 | 0 | 0 | 0 | 0 | 0 | 0 | 0 | 0 | 0 | 0 | 0 | 0 | 0 | 0 | 0 | 0 | 0 | 0 | 0 | 0 | 0 | 0
Industrial Sector Energy Related Emissions before CCS[heavy or residual fuel oil if,other machinery 28,N2O] | NoSettings | 0 | 0 | 0 | 0 | 0 | 0 | 0 | 0 | 0 | 0 | 0 | 0 | 0 | 0 | 0 | 0 | 0 | 0 | 0 | 0 | 0 | 0 | 0 | 0 | 0 | 0 | 0 | 0 | 0 | 0 | 0
Industrial Sector Energy Related Emissions before CCS[heavy or residual fuel oil if,other machinery 28,F gases] | NoSettings | 0 | 0 | 0 | 0 | 0 | 0 | 0 | 0 | 0 | 0 | 0 | 0 | 0 | 0 | 0 | 0 | 0 | 0 | 0 | 0 | 0 | 0 | 0 | 0 | 0 | 0 | 0 | 0 | 0 | 0 | 0
Industrial Sector Energy Related Emissions before CCS[heavy or residual fuel oil if,road vehicles 29,CO2] | NoSettings | 0 | 0 | 0 | 0 | 0 | 0 | 0 | 0 | 0 | 0 | 0 | 0 | 0 | 0 | 0 | 0 | 0 | 0 | 0 | 0 | 0 | 0 | 0 | 0 | 0 | 0 | 0 | 0 | 0 | 0 | 0
Industrial Sector Energy Related Emissions before CCS[heavy or residual fuel oil if,road vehicles 29,VOC] | NoSettings | 0 | 0 | 0 | 0 | 0 | 0 | 0 | 0 | 0 | 0 | 0 | 0 | 0 | 0 | 0 | 0 | 0 | 0 | 0 | 0 | 0 | 0 | 0 | 0 | 0 | 0 | 0 | 0 | 0 | 0 | 0
Industrial Sector Energy Related Emissions before CCS[heavy or residual fuel oil if,road vehicles 29,CO] | NoSettings | 0 | 0 | 0 | 0 | 0 | 0 | 0 | 0 | 0 | 0 | 0 | 0 | 0 | 0 | 0 | 0 | 0 | 0 | 0 | 0 | 0 | 0 | 0 | 0 | 0 | 0 | 0 | 0 | 0 | 0 | 0
Industrial Sector Energy Related Emissions before CCS[heavy or residual fuel oil if,road vehicles 29,NOx] | NoSettings | 0 | 0 | 0 | 0 | 0 | 0 | 0 | 0 | 0 | 0 | 0 | 0 | 0 | 0 | 0 | 0 | 0 | 0 | 0 | 0 | 0 | 0 | 0 | 0 | 0 | 0 | 0 | 0 | 0 | 0 | 0
Industrial Sector Energy Related Emissions before CCS[heavy or residual fuel oil if,road vehicles 29,PM10] | NoSettings | 0 | 0 | 0 | 0 | 0 | 0 | 0 | 0 | 0 | 0 | 0 | 0 | 0 | 0 | 0 | 0 | 0 | 0 | 0 | 0 | 0 | 0 | 0 | 0 | 0 | 0 | 0 | 0 | 0 | 0 | 0
Industrial Sector Energy Related Emissions before CCS[heavy or residual fuel oil if,road vehicles 29,PM25] | NoSettings | 0 | 0 | 0 | 0 | 0 | 0 | 0 | 0 | 0 | 0 | 0 | 0 | 0 | 0 | 0 | 0 | 0 | 0 | 0 | 0 | 0 | 0 | 0 | 0 | 0 | 0 | 0 | 0 | 0 | 0 | 0
Industrial Sector Energy Related Emissions before CCS[heavy or residual fuel oil if,road vehicles 29,SOx] | NoSettings | 0 | 0 | 0 | 0 | 0 | 0 | 0 | 0 | 0 | 0 | 0 | 0 | 0 | 0 | 0 | 0 | 0 | 0 | 0 | 0 | 0 | 0 | 0 | 0 | 0 | 0 | 0 | 0 | 0 | 0 | 0
Industrial Sector Energy Related Emissions before CCS[heavy or residual fuel oil if,road vehicles 29,BC] | NoSettings | 0 | 0 | 0 | 0 | 0 | 0 | 0 | 0 | 0 | 0 | 0 | 0 | 0 | 0 | 0 | 0 | 0 | 0 | 0 | 0 | 0 | 0 | 0 | 0 | 0 | 0 | 0 | 0 | 0 | 0 | 0
Industrial Sector Energy Related Emissions before CCS[heavy or residual fuel oil if,road vehicles 29,OC] | NoSettings | 0 | 0 | 0 | 0 | 0 | 0 | 0 | 0 | 0 | 0 | 0 | 0 | 0 | 0 | 0 | 0 | 0 | 0 | 0 | 0 | 0 | 0 | 0 | 0 | 0 | 0 | 0 | 0 | 0 | 0 | 0
Industrial Sector Energy Related Emissions before CCS[heavy or residual fuel oil if,road vehicles 29,CH4] | NoSettings | 0 | 0 | 0 | 0 | 0 | 0 | 0 | 0 | 0 | 0 | 0 | 0 | 0 | 0 | 0 | 0 | 0 | 0 | 0 | 0 | 0 | 0 | 0 | 0 | 0 | 0 | 0 | 0 | 0 | 0 | 0
Industrial Sector Energy Related Emissions before CCS[heavy or residual fuel oil if,road vehicles 29,N2O] | NoSettings | 0 | 0 | 0 | 0 | 0 | 0 | 0 | 0 | 0 | 0 | 0 | 0 | 0 | 0 | 0 | 0 | 0 | 0 | 0 | 0 | 0 | 0 | 0 | 0 | 0 | 0 | 0 | 0 | 0 | 0 | 0
Industrial Sector Energy Related Emissions before CCS[heavy or residual fuel oil if,road vehicles 29,F gases] | NoSettings | 0 | 0 | 0 | 0 | 0 | 0 | 0 | 0 | 0 | 0 | 0 | 0 | 0 | 0 | 0 | 0 | 0 | 0 | 0 | 0 | 0 | 0 | 0 | 0 | 0 | 0 | 0 | 0 | 0 | 0 | 0
Industrial Sector Energy Related Emissions before CCS[heavy or residual fuel oil if,nonroad vehicles 30,CO2] | NoSettings | 0 | 0 | 0 | 0 | 0 | 0 | 0 | 0 | 0 | 0 | 0 | 0 | 0 | 0 | 0 | 0 | 0 | 0 | 0 | 0 | 0 | 0 | 0 | 0 | 0 | 0 | 0 | 0 | 0 | 0 | 0
Industrial Sector Energy Related Emissions before CCS[heavy or residual fuel oil if,nonroad vehicles 30,VOC] | NoSettings | 0 | 0 | 0 | 0 | 0 | 0 | 0 | 0 | 0 | 0 | 0 | 0 | 0 | 0 | 0 | 0 | 0 | 0 | 0 | 0 | 0 | 0 | 0 | 0 | 0 | 0 | 0 | 0 | 0 | 0 | 0
Industrial Sector Energy Related Emissions before CCS[heavy or residual fuel oil if,nonroad vehicles 30,CO] | NoSettings | 0 | 0 | 0 | 0 | 0 | 0 | 0 | 0 | 0 | 0 | 0 | 0 | 0 | 0 | 0 | 0 | 0 | 0 | 0 | 0 | 0 | 0 | 0 | 0 | 0 | 0 | 0 | 0 | 0 | 0 | 0
Industrial Sector Energy Related Emissions before CCS[heavy or residual fuel oil if,nonroad vehicles 30,NOx] | NoSettings | 0 | 0 | 0 | 0 | 0 | 0 | 0 | 0 | 0 | 0 | 0 | 0 | 0 | 0 | 0 | 0 | 0 | 0 | 0 | 0 | 0 | 0 | 0 | 0 | 0 | 0 | 0 | 0 | 0 | 0 | 0
Industrial Sector Energy Related Emissions before CCS[heavy or residual fuel oil if,nonroad vehicles 30,PM10] | NoSettings | 0 | 0 | 0 | 0 | 0 | 0 | 0 | 0 | 0 | 0 | 0 | 0 | 0 | 0 | 0 | 0 | 0 | 0 | 0 | 0 | 0 | 0 | 0 | 0 | 0 | 0 | 0 | 0 | 0 | 0 | 0
Industrial Sector Energy Related Emissions before CCS[heavy or residual fuel oil if,nonroad vehicles 30,PM25] | NoSettings | 0 | 0 | 0 | 0 | 0 | 0 | 0 | 0 | 0 | 0 | 0 | 0 | 0 | 0 | 0 | 0 | 0 | 0 | 0 | 0 | 0 | 0 | 0 | 0 | 0 | 0 | 0 | 0 | 0 | 0 | 0
Industrial Sector Energy Related Emissions before CCS[heavy or residual fuel oil if,nonroad vehicles 30,SOx] | NoSettings | 0 | 0 | 0 | 0 | 0 | 0 | 0 | 0 | 0 | 0 | 0 | 0 | 0 | 0 | 0 | 0 | 0 | 0 | 0 | 0 | 0 | 0 | 0 | 0 | 0 | 0 | 0 | 0 | 0 | 0 | 0
Industrial Sector Energy Related Emissions before CCS[heavy or residual fuel oil if,nonroad vehicles 30,BC] | NoSettings | 0 | 0 | 0 | 0 | 0 | 0 | 0 | 0 | 0 | 0 | 0 | 0 | 0 | 0 | 0 | 0 | 0 | 0 | 0 | 0 | 0 | 0 | 0 | 0 | 0 | 0 | 0 | 0 | 0 | 0 | 0
Industrial Sector Energy Related Emissions before CCS[heavy or residual fuel oil if,nonroad vehicles 30,OC] | NoSettings | 0 | 0 | 0 | 0 | 0 | 0 | 0 | 0 | 0 | 0 | 0 | 0 | 0 | 0 | 0 | 0 | 0 | 0 | 0 | 0 | 0 | 0 | 0 | 0 | 0 | 0 | 0 | 0 | 0 | 0 | 0
Industrial Sector Energy Related Emissions before CCS[heavy or residual fuel oil if,nonroad vehicles 30,CH4] | NoSettings | 0 | 0 | 0 | 0 | 0 | 0 | 0 | 0 | 0 | 0 | 0 | 0 | 0 | 0 | 0 | 0 | 0 | 0 | 0 | 0 | 0 | 0 | 0 | 0 | 0 | 0 | 0 | 0 | 0 | 0 | 0
Industrial Sector Energy Related Emissions before CCS[heavy or residual fuel oil if,nonroad vehicles 30,N2O] | NoSettings | 0 | 0 | 0 | 0 | 0 | 0 | 0 | 0 | 0 | 0 | 0 | 0 | 0 | 0 | 0 | 0 | 0 | 0 | 0 | 0 | 0 | 0 | 0 | 0 | 0 | 0 | 0 | 0 | 0 | 0 | 0
Industrial Sector Energy Related Emissions before CCS[heavy or residual fuel oil if,nonroad vehicles 30,F gases] | NoSettings | 0 | 0 | 0 | 0 | 0 | 0 | 0 | 0 | 0 | 0 | 0 | 0 | 0 | 0 | 0 | 0 | 0 | 0 | 0 | 0 | 0 | 0 | 0 | 0 | 0 | 0 | 0 | 0 | 0 | 0 | 0
Industrial Sector Energy Related Emissions before CCS[heavy or residual fuel oil if,other manufacturing 31T33,CO2] | NoSettings | 4351590000 | 4086250000 | 4226980000 | 4391070000 | 4470070000 | 4582450000 | 4650820000 | 4693200000 | 4728770000 | 4770700000 | 4834250000 | 4891130000 | 4939900000 | 5012810000 | 5068840000 | 5098840000 | 5117580000 | 5158160000 | 5203120000 | 5253810000 | 5288880000 | 5346180000 | 5431190000 | 5545120000 | 5638290000 | 5699130000 | 5805880000 | 5897180000 | 5988490000 | 6079790000 | 6171090000
Industrial Sector Energy Related Emissions before CCS[heavy or residual fuel oil if,other manufacturing 31T33,VOC] | NoSettings | 49020.6 | 46031.6 | 47616.8 | 49465.3 | 50355.2 | 51621.2 | 52391.4 | 52868.8 | 53269.4 | 53741.9 | 54457.7 | 55098.5 | 55647.9 | 56469.2 | 57100.4 | 57438.4 | 57649.4 | 58106.6 | 58613 | 59184.1 | 59579.1 | 60224.6 | 61182.2 | 62465.6 | 63515.2 | 64200.6 | 65403.2 | 66431.7 | 67460.2 | 68488.7 | 69517.2
Industrial Sector Energy Related Emissions before CCS[heavy or residual fuel oil if,other manufacturing 31T33,CO] | NoSettings | 1951320 | 1832340 | 1895440 | 1969020 | 2004450 | 2054840 | 2085500 | 2104500 | 2120450 | 2139260 | 2167750 | 2193260 | 2215130 | 2247820 | 2272950 | 2286400 | 2294800 | 2313000 | 2333160 | 2355890 | 2371610 | 2397310 | 2435430 | 2486520 | 2528300 | 2555580 | 2603450 | 2644390 | 2685330 | 2726270 | 2767210
Industrial Sector Energy Related Emissions before CCS[heavy or residual fuel oil if,other manufacturing 31T33,NOx] | NoSettings | 7426680 | 6973840 | 7214010 | 7494050 | 7628880 | 7820680 | 7937370 | 8009690 | 8070380 | 8141960 | 8250410 | 8347480 | 8430720 | 8555140 | 8650780 | 8701980 | 8733960 | 8803220 | 8879940 | 8966460 | 9026300 | 9124090 | 9269180 | 9463620 | 9622630 | 9726460 | 9908660 | 10064500 | 10220300 | 10376100 | 10531900
Industrial Sector Energy Related Emissions before CCS[heavy or residual fuel oil if,other manufacturing 31T33,PM10] | NoSettings | 1914870 | 1798120 | 1860040 | 1932240 | 1967010 | 2016460 | 2046550 | 2065200 | 2080850 | 2099300 | 2127260 | 2152290 | 2173750 | 2205830 | 2230490 | 2243690 | 2251940 | 2269800 | 2289580 | 2311890 | 2327320 | 2352530 | 2389940 | 2440070 | 2481070 | 2507840 | 2554820 | 2595000 | 2635170 | 2675350 | 2715520
Industrial Sector Energy Related Emissions before CCS[heavy or residual fuel oil if,other manufacturing 31T33,PM25] | NoSettings | 876229 | 822801 | 851137 | 884177 | 900085 | 922714 | 936482 | 945014 | 952176 | 960620 | 973416 | 984869 | 994689 | 1009370 | 1020650 | 1026690 | 1030470 | 1038640 | 1047690 | 1057900 | 1064960 | 1076500 | 1093610 | 1116550 | 1135320 | 1147570 | 1169060 | 1187450 | 1205830 | 1224210 | 1242600
Industrial Sector Energy Related Emissions before CCS[heavy or residual fuel oil if,other manufacturing 31T33,SOx] | NoSettings | 37020800 | 34763500 | 35960700 | 37356600 | 38028700 | 38984800 | 39566500 | 39927000 | 40229600 | 40586400 | 41127000 | 41610900 | 42025800 | 42646000 | 43122700 | 43378000 | 43537400 | 43882600 | 44265100 | 44696400 | 44994700 | 45482200 | 46205400 | 47174600 | 47967300 | 48484900 | 49393100 | 50169800 | 50946500 | 51723300 | 52500000
Industrial Sector Energy Related Emissions before CCS[heavy or residual fuel oil if,other manufacturing 31T33,BC] | NoSettings | 55568.3 | 52180 | 53977 | 56072.3 | 57081.2 | 58516.3 | 59389.4 | 59930.5 | 60384.6 | 60920.2 | 61731.6 | 62457.9 | 63080.7 | 64011.7 | 64727.3 | 65110.4 | 65349.7 | 65867.9 | 66442 | 67089.3 | 67537 | 68268.8 | 69354.3 | 70809.1 | 71999 | 72775.8 | 74139 | 75304.9 | 76470.8 | 77636.7 | 78802.6
Industrial Sector Energy Related Emissions before CCS[heavy or residual fuel oil if,other manufacturing 31T33,OC] | NoSettings | 38532.7 | 36183.2 | 37429.3 | 38882.3 | 39581.8 | 40577 | 41182.4 | 41557.6 | 41872.6 | 42243.9 | 42806.6 | 43310.3 | 43742.1 | 44387.7 | 44883.9 | 45149.5 | 45315.5 | 45674.8 | 46072.9 | 46521.8 | 46832.3 | 47339.6 | 48092.4 | 49101.2 | 49926.3 | 50465 | 51410.3 | 52218.7 | 53027.2 | 53835.7 | 54644.1
Industrial Sector Energy Related Emissions before CCS[heavy or residual fuel oil if,other manufacturing 31T33,CH4] | NoSettings | 173832 | 163233 | 168854 | 175409 | 178565 | 183054 | 185785 | 187478 | 188899 | 190574 | 193112 | 195385 | 197333 | 200245 | 202484 | 203682 | 204431 | 206052 | 207848 | 209873 | 211273 | 213562 | 216958 | 221509 | 225231 | 227662 | 231926 | 235573 | 239220 | 242868 | 246515
Industrial Sector Energy Related Emissions before CCS[heavy or residual fuel oil if,other manufacturing 31T33,N2O] | NoSettings | 34766.4 | 32646.5 | 33770.8 | 35081.8 | 35712.9 | 36610.8 | 37157.1 | 37495.6 | 37779.7 | 38114.8 | 38622.5 | 39076.9 | 39466.6 | 40049 | 40496.7 | 40736.4 | 40886.1 | 41210.3 | 41569.5 | 41974.5 | 42254.7 | 42712.5 | 43391.7 | 44301.9 | 45046.3 | 45532.3 | 46385.2 | 47114.7 | 47844.1 | 48573.5 | 49303
Industrial Sector Energy Related Emissions before CCS[heavy or residual fuel oil if,other manufacturing 31T33,F gases] | NoSettings | 0 | 0 | 0 | 0 | 0 | 0 | 0 | 0 | 0 | 0 | 0 | 0 | 0 | 0 | 0 | 0 | 0 | 0 | 0 | 0 | 0 | 0 | 0 | 0 | 0 | 0 | 0 | 0 | 0 | 0 | 0
Industrial Sector Energy Related Emissions before CCS[heavy or residual fuel oil if,energy pipelines and gas processing 352T353,CO2] | NoSettings | 0 | 6434860 | 6419820 | 6608860 | 6159550 | 5660300 | 5168860 | 5151110 | 4943250 | 4864490 | 4678530 | 4520370 | 4503930 | 4549970 | 4494870 | 4487840 | 4582950 | 4421210 | 4270160 | 4191000 | 4115720 | 4007170 | 3949590 | 3910660 | 3848800 | 3812890 | 3764380 | 3762310 | 3747650 | 3742450 | 3749130
Industrial Sector Energy Related Emissions before CCS[heavy or residual fuel oil if,energy pipelines and gas processing 352T353,VOC] | NoSettings | 0 | 72.4886 | 72.3192 | 74.4487 | 69.3872 | 63.7631 | 58.2271 | 58.0271 | 55.6856 | 54.7984 | 52.7035 | 50.9219 | 50.7367 | 51.2554 | 50.6346 | 50.5554 | 51.6268 | 49.8048 | 48.1032 | 47.2116 | 46.3635 | 45.1407 | 44.492 | 44.0536 | 43.3566 | 42.9521 | 42.4057 | 42.3824 | 42.2172 | 42.1586 | 42.2339
Industrial Sector Energy Related Emissions before CCS[heavy or residual fuel oil if,energy pipelines and gas processing 352T353,CO] | NoSettings | 0 | 2885.49 | 2878.75 | 2963.52 | 2762.04 | 2538.16 | 2317.8 | 2309.84 | 2216.63 | 2181.31 | 2097.92 | 2027 | 2019.63 | 2040.28 | 2015.57 | 2012.41 | 2055.06 | 1982.54 | 1914.8 | 1879.31 | 1845.55 | 1796.88 | 1771.06 | 1753.6 | 1725.86 | 1709.76 | 1688.01 | 1687.08 | 1680.51 | 1678.17 | 1681.17
Industrial Sector Energy Related Emissions before CCS[heavy or residual fuel oil if,energy pipelines and gas processing 352T353,NOx] | NoSettings | 0 | 10982.1 | 10956.4 | 11279.1 | 10512.2 | 9660.19 | 8821.48 | 8791.17 | 8436.43 | 8302.03 | 7984.65 | 7714.72 | 7686.67 | 7765.25 | 7671.2 | 7659.2 | 7821.52 | 7545.49 | 7287.7 | 7152.61 | 7024.12 | 6838.87 | 6740.59 | 6674.17 | 6568.58 | 6507.3 | 6424.51 | 6420.98 | 6395.96 | 6387.07 | 6398.48
Industrial Sector Energy Related Emissions before CCS[heavy or residual fuel oil if,energy pipelines and gas processing 352T353,PM10] | NoSettings | 0 | 2831.6 | 2824.98 | 2908.16 | 2710.45 | 2490.76 | 2274.5 | 2266.69 | 2175.23 | 2140.57 | 2058.74 | 1989.14 | 1981.91 | 2002.17 | 1977.92 | 1974.83 | 2016.68 | 1945.51 | 1879.04 | 1844.21 | 1811.08 | 1763.32 | 1737.98 | 1720.85 | 1693.62 | 1677.82 | 1656.48 | 1655.57 | 1649.12 | 1646.83 | 1649.77
Industrial Sector Energy Related Emissions before CCS[heavy or residual fuel oil if,energy pipelines and gas processing 352T353,PM25] | NoSettings | 0 | 1295.71 | 1292.68 | 1330.75 | 1240.28 | 1139.75 | 1040.79 | 1037.22 | 995.364 | 979.506 | 942.06 | 910.213 | 906.903 | 916.174 | 905.079 | 903.662 | 922.814 | 890.246 | 859.831 | 843.893 | 828.733 | 806.877 | 795.281 | 787.444 | 774.987 | 767.757 | 757.989 | 757.573 | 754.62 | 753.572 | 754.918
Industrial Sector Energy Related Emissions before CCS[heavy or residual fuel oil if,energy pipelines and gas processing 352T353,SOx] | NoSettings | 0 | 54744.1 | 54616.1 | 56224.4 | 52401.9 | 48154.5 | 43973.6 | 43822.6 | 42054.3 | 41384.3 | 39802.2 | 38456.7 | 38316.8 | 38708.5 | 38239.7 | 38179.9 | 38989 | 37613 | 36328 | 35654.6 | 35014.1 | 34090.7 | 33600.8 | 33269.7 | 32743.3 | 32437.9 | 32025.2 | 32007.6 | 31882.8 | 31838.5 | 31895.4
Industrial Sector Energy Related Emissions before CCS[heavy or residual fuel oil if,energy pipelines and gas processing 352T353,BC] | NoSettings | 0 | 82.1709 | 81.9788 | 84.3928 | 78.6552 | 72.2799 | 66.0045 | 65.7778 | 63.1235 | 62.1178 | 59.7431 | 57.7235 | 57.5136 | 58.1015 | 57.3979 | 57.308 | 58.5226 | 56.4572 | 54.5284 | 53.5176 | 52.5562 | 51.1702 | 50.4348 | 49.9378 | 49.1477 | 48.6893 | 48.0698 | 48.0434 | 47.8562 | 47.7897 | 47.8751
Industrial Sector Energy Related Emissions before CCS[heavy or residual fuel oil if,energy pipelines and gas processing 352T353,OC] | NoSettings | 0 | 56.9798 | 56.8466 | 58.5206 | 54.5419 | 50.1211 | 45.7695 | 45.6123 | 43.7718 | 43.0744 | 41.4277 | 40.0272 | 39.8817 | 40.2894 | 39.8014 | 39.7392 | 40.5813 | 39.1492 | 37.8117 | 37.1108 | 36.4441 | 35.483 | 34.973 | 34.6284 | 34.0805 | 33.7626 | 33.3331 | 33.3148 | 33.1849 | 33.1388 | 33.198
Industrial Sector Energy Related Emissions before CCS[heavy or residual fuel oil if,energy pipelines and gas processing 352T353,CH4] | NoSettings | 0 | 257.052 | 256.451 | 264.003 | 246.054 | 226.11 | 206.479 | 205.77 | 197.467 | 194.321 | 186.892 | 180.574 | 179.917 | 181.757 | 179.555 | 179.274 | 183.074 | 176.613 | 170.579 | 167.417 | 164.409 | 160.073 | 157.773 | 156.218 | 153.747 | 152.313 | 150.375 | 150.292 | 149.706 | 149.498 | 149.766
Industrial Sector Energy Related Emissions before CCS[heavy or residual fuel oil if,energy pipelines and gas processing 352T353,N2O] | NoSettings | 0 | 51.4104 | 51.2902 | 52.8005 | 49.2108 | 45.2221 | 41.2958 | 41.154 | 39.4933 | 38.8641 | 37.3784 | 36.1148 | 35.9835 | 36.3513 | 35.9111 | 35.8549 | 36.6147 | 35.3226 | 34.1158 | 33.4834 | 32.8819 | 32.0147 | 31.5546 | 31.2437 | 30.7494 | 30.4625 | 30.075 | 30.0584 | 29.9413 | 29.8997 | 29.9531
Industrial Sector Energy Related Emissions before CCS[heavy or residual fuel oil if,energy pipelines and gas processing 352T353,F gases] | NoSettings | 0 | 0 | 0 | 0 | 0 | 0 | 0 | 0 | 0 | 0 | 0 | 0 | 0 | 0 | 0 | 0 | 0 | 0 | 0 | 0 | 0 | 0 | 0 | 0 | 0 | 0 | 0 | 0 | 0 | 0 | 0
Industrial Sector Energy Related Emissions before CCS[heavy or residual fuel oil if,water and waste 36T39,CO2] | NoSettings | 0 | 0 | 0 | 0 | 0 | 0 | 0 | 0 | 0 | 0 | 0 | 0 | 0 | 0 | 0 | 0 | 0 | 0 | 0 | 0 | 0 | 0 | 0 | 0 | 0 | 0 | 0 | 0 | 0 | 0 | 0
Industrial Sector Energy Related Emissions before CCS[heavy or residual fuel oil if,water and waste 36T39,VOC] | NoSettings | 0 | 0 | 0 | 0 | 0 | 0 | 0 | 0 | 0 | 0 | 0 | 0 | 0 | 0 | 0 | 0 | 0 | 0 | 0 | 0 | 0 | 0 | 0 | 0 | 0 | 0 | 0 | 0 | 0 | 0 | 0
Industrial Sector Energy Related Emissions before CCS[heavy or residual fuel oil if,water and waste 36T39,CO] | NoSettings | 0 | 0 | 0 | 0 | 0 | 0 | 0 | 0 | 0 | 0 | 0 | 0 | 0 | 0 | 0 | 0 | 0 | 0 | 0 | 0 | 0 | 0 | 0 | 0 | 0 | 0 | 0 | 0 | 0 | 0 | 0
Industrial Sector Energy Related Emissions before CCS[heavy or residual fuel oil if,water and waste 36T39,NOx] | NoSettings | 0 | 0 | 0 | 0 | 0 | 0 | 0 | 0 | 0 | 0 | 0 | 0 | 0 | 0 | 0 | 0 | 0 | 0 | 0 | 0 | 0 | 0 | 0 | 0 | 0 | 0 | 0 | 0 | 0 | 0 | 0
Industrial Sector Energy Related Emissions before CCS[heavy or residual fuel oil if,water and waste 36T39,PM10] | NoSettings | 0 | 0 | 0 | 0 | 0 | 0 | 0 | 0 | 0 | 0 | 0 | 0 | 0 | 0 | 0 | 0 | 0 | 0 | 0 | 0 | 0 | 0 | 0 | 0 | 0 | 0 | 0 | 0 | 0 | 0 | 0
Industrial Sector Energy Related Emissions before CCS[heavy or residual fuel oil if,water and waste 36T39,PM25] | NoSettings | 0 | 0 | 0 | 0 | 0 | 0 | 0 | 0 | 0 | 0 | 0 | 0 | 0 | 0 | 0 | 0 | 0 | 0 | 0 | 0 | 0 | 0 | 0 | 0 | 0 | 0 | 0 | 0 | 0 | 0 | 0
Industrial Sector Energy Related Emissions before CCS[heavy or residual fuel oil if,water and waste 36T39,SOx] | NoSettings | 0 | 0 | 0 | 0 | 0 | 0 | 0 | 0 | 0 | 0 | 0 | 0 | 0 | 0 | 0 | 0 | 0 | 0 | 0 | 0 | 0 | 0 | 0 | 0 | 0 | 0 | 0 | 0 | 0 | 0 | 0
Industrial Sector Energy Related Emissions before CCS[heavy or residual fuel oil if,water and waste 36T39,BC] | NoSettings | 0 | 0 | 0 | 0 | 0 | 0 | 0 | 0 | 0 | 0 | 0 | 0 | 0 | 0 | 0 | 0 | 0 | 0 | 0 | 0 | 0 | 0 | 0 | 0 | 0 | 0 | 0 | 0 | 0 | 0 | 0
Industrial Sector Energy Related Emissions before CCS[heavy or residual fuel oil if,water and waste 36T39,OC] | NoSettings | 0 | 0 | 0 | 0 | 0 | 0 | 0 | 0 | 0 | 0 | 0 | 0 | 0 | 0 | 0 | 0 | 0 | 0 | 0 | 0 | 0 | 0 | 0 | 0 | 0 | 0 | 0 | 0 | 0 | 0 | 0
Industrial Sector Energy Related Emissions before CCS[heavy or residual fuel oil if,water and waste 36T39,CH4] | NoSettings | 0 | 0 | 0 | 0 | 0 | 0 | 0 | 0 | 0 | 0 | 0 | 0 | 0 | 0 | 0 | 0 | 0 | 0 | 0 | 0 | 0 | 0 | 0 | 0 | 0 | 0 | 0 | 0 | 0 | 0 | 0
Industrial Sector Energy Related Emissions before CCS[heavy or residual fuel oil if,water and waste 36T39,N2O] | NoSettings | 0 | 0 | 0 | 0 | 0 | 0 | 0 | 0 | 0 | 0 | 0 | 0 | 0 | 0 | 0 | 0 | 0 | 0 | 0 | 0 | 0 | 0 | 0 | 0 | 0 | 0 | 0 | 0 | 0 | 0 | 0
Industrial Sector Energy Related Emissions before CCS[heavy or residual fuel oil if,water and waste 36T39,F gases] | NoSettings | 0 | 0 | 0 | 0 | 0 | 0 | 0 | 0 | 0 | 0 | 0 | 0 | 0 | 0 | 0 | 0 | 0 | 0 | 0 | 0 | 0 | 0 | 0 | 0 | 0 | 0 | 0 | 0 | 0 | 0 | 0
Industrial Sector Energy Related Emissions before CCS[heavy or residual fuel oil if,construction 41T43,CO2] | NoSettings | 0 | 0 | 0 | 0 | 0 | 0 | 0 | 0 | 0 | 0 | 0 | 0 | 0 | 0 | 0 | 0 | 0 | 0 | 0 | 0 | 0 | 0 | 0 | 0 | 0 | 0 | 0 | 0 | 0 | 0 | 0
Industrial Sector Energy Related Emissions before CCS[heavy or residual fuel oil if,construction 41T43,VOC] | NoSettings | 0 | 0 | 0 | 0 | 0 | 0 | 0 | 0 | 0 | 0 | 0 | 0 | 0 | 0 | 0 | 0 | 0 | 0 | 0 | 0 | 0 | 0 | 0 | 0 | 0 | 0 | 0 | 0 | 0 | 0 | 0
Industrial Sector Energy Related Emissions before CCS[heavy or residual fuel oil if,construction 41T43,CO] | NoSettings | 0 | 0 | 0 | 0 | 0 | 0 | 0 | 0 | 0 | 0 | 0 | 0 | 0 | 0 | 0 | 0 | 0 | 0 | 0 | 0 | 0 | 0 | 0 | 0 | 0 | 0 | 0 | 0 | 0 | 0 | 0
Industrial Sector Energy Related Emissions before CCS[heavy or residual fuel oil if,construction 41T43,NOx] | NoSettings | 0 | 0 | 0 | 0 | 0 | 0 | 0 | 0 | 0 | 0 | 0 | 0 | 0 | 0 | 0 | 0 | 0 | 0 | 0 | 0 | 0 | 0 | 0 | 0 | 0 | 0 | 0 | 0 | 0 | 0 | 0
Industrial Sector Energy Related Emissions before CCS[heavy or residual fuel oil if,construction 41T43,PM10] | NoSettings | 0 | 0 | 0 | 0 | 0 | 0 | 0 | 0 | 0 | 0 | 0 | 0 | 0 | 0 | 0 | 0 | 0 | 0 | 0 | 0 | 0 | 0 | 0 | 0 | 0 | 0 | 0 | 0 | 0 | 0 | 0
Industrial Sector Energy Related Emissions before CCS[heavy or residual fuel oil if,construction 41T43,PM25] | NoSettings | 0 | 0 | 0 | 0 | 0 | 0 | 0 | 0 | 0 | 0 | 0 | 0 | 0 | 0 | 0 | 0 | 0 | 0 | 0 | 0 | 0 | 0 | 0 | 0 | 0 | 0 | 0 | 0 | 0 | 0 | 0
Industrial Sector Energy Related Emissions before CCS[heavy or residual fuel oil if,construction 41T43,SOx] | NoSettings | 0 | 0 | 0 | 0 | 0 | 0 | 0 | 0 | 0 | 0 | 0 | 0 | 0 | 0 | 0 | 0 | 0 | 0 | 0 | 0 | 0 | 0 | 0 | 0 | 0 | 0 | 0 | 0 | 0 | 0 | 0
Industrial Sector Energy Related Emissions before CCS[heavy or residual fuel oil if,construction 41T43,BC] | NoSettings | 0 | 0 | 0 | 0 | 0 | 0 | 0 | 0 | 0 | 0 | 0 | 0 | 0 | 0 | 0 | 0 | 0 | 0 | 0 | 0 | 0 | 0 | 0 | 0 | 0 | 0 | 0 | 0 | 0 | 0 | 0
Industrial Sector Energy Related Emissions before CCS[heavy or residual fuel oil if,construction 41T43,OC] | NoSettings | 0 | 0 | 0 | 0 | 0 | 0 | 0 | 0 | 0 | 0 | 0 | 0 | 0 | 0 | 0 | 0 | 0 | 0 | 0 | 0 | 0 | 0 | 0 | 0 | 0 | 0 | 0 | 0 | 0 | 0 | 0
Industrial Sector Energy Related Emissions before CCS[heavy or residual fuel oil if,construction 41T43,CH4] | NoSettings | 0 | 0 | 0 | 0 | 0 | 0 | 0 | 0 | 0 | 0 | 0 | 0 | 0 | 0 | 0 | 0 | 0 | 0 | 0 | 0 | 0 | 0 | 0 | 0 | 0 | 0 | 0 | 0 | 0 | 0 | 0
Industrial Sector Energy Related Emissions before CCS[heavy or residual fuel oil if,construction 41T43,N2O] | NoSettings | 0 | 0 | 0 | 0 | 0 | 0 | 0 | 0 | 0 | 0 | 0 | 0 | 0 | 0 | 0 | 0 | 0 | 0 | 0 | 0 | 0 | 0 | 0 | 0 | 0 | 0 | 0 | 0 | 0 | 0 | 0
Industrial Sector Energy Related Emissions before CCS[heavy or residual fuel oil if,construction 41T43,F gases] | NoSettings | 0 | 0 | 0 | 0 | 0 | 0 | 0 | 0 | 0 | 0 | 0 | 0 | 0 | 0 | 0 | 0 | 0 | 0 | 0 | 0 | 0 | 0 | 0 | 0 | 0 | 0 | 0 | 0 | 0 | 0 | 0
Industrial Sector Energy Related Emissions before CCS[LPG propane or butane if,agriculture and forestry 01T03,CO2] | NoSettings | 0 | 0 | 0 | 0 | 0 | 0 | 0 | 0 | 0 | 0 | 0 | 0 | 0 | 0 | 0 | 0 | 0 | 0 | 0 | 0 | 0 | 0 | 0 | 0 | 0 | 0 | 0 | 0 | 0 | 0 | 0
Industrial Sector Energy Related Emissions before CCS[LPG propane or butane if,agriculture and forestry 01T03,VOC] | NoSettings | 0 | 0 | 0 | 0 | 0 | 0 | 0 | 0 | 0 | 0 | 0 | 0 | 0 | 0 | 0 | 0 | 0 | 0 | 0 | 0 | 0 | 0 | 0 | 0 | 0 | 0 | 0 | 0 | 0 | 0 | 0
Industrial Sector Energy Related Emissions before CCS[LPG propane or butane if,agriculture and forestry 01T03,CO] | NoSettings | 0 | 0 | 0 | 0 | 0 | 0 | 0 | 0 | 0 | 0 | 0 | 0 | 0 | 0 | 0 | 0 | 0 | 0 | 0 | 0 | 0 | 0 | 0 | 0 | 0 | 0 | 0 | 0 | 0 | 0 | 0
Industrial Sector Energy Related Emissions before CCS[LPG propane or butane if,agriculture and forestry 01T03,NOx] | NoSettings | 0 | 0 | 0 | 0 | 0 | 0 | 0 | 0 | 0 | 0 | 0 | 0 | 0 | 0 | 0 | 0 | 0 | 0 | 0 | 0 | 0 | 0 | 0 | 0 | 0 | 0 | 0 | 0 | 0 | 0 | 0
Industrial Sector Energy Related Emissions before CCS[LPG propane or butane if,agriculture and forestry 01T03,PM10] | NoSettings | 0 | 0 | 0 | 0 | 0 | 0 | 0 | 0 | 0 | 0 | 0 | 0 | 0 | 0 | 0 | 0 | 0 | 0 | 0 | 0 | 0 | 0 | 0 | 0 | 0 | 0 | 0 | 0 | 0 | 0 | 0
Industrial Sector Energy Related Emissions before CCS[LPG propane or butane if,agriculture and forestry 01T03,PM25] | NoSettings | 0 | 0 | 0 | 0 | 0 | 0 | 0 | 0 | 0 | 0 | 0 | 0 | 0 | 0 | 0 | 0 | 0 | 0 | 0 | 0 | 0 | 0 | 0 | 0 | 0 | 0 | 0 | 0 | 0 | 0 | 0
Industrial Sector Energy Related Emissions before CCS[LPG propane or butane if,agriculture and forestry 01T03,SOx] | NoSettings | 0 | 0 | 0 | 0 | 0 | 0 | 0 | 0 | 0 | 0 | 0 | 0 | 0 | 0 | 0 | 0 | 0 | 0 | 0 | 0 | 0 | 0 | 0 | 0 | 0 | 0 | 0 | 0 | 0 | 0 | 0
Industrial Sector Energy Related Emissions before CCS[LPG propane or butane if,agriculture and forestry 01T03,BC] | NoSettings | 0 | 0 | 0 | 0 | 0 | 0 | 0 | 0 | 0 | 0 | 0 | 0 | 0 | 0 | 0 | 0 | 0 | 0 | 0 | 0 | 0 | 0 | 0 | 0 | 0 | 0 | 0 | 0 | 0 | 0 | 0
Industrial Sector Energy Related Emissions before CCS[LPG propane or butane if,agriculture and forestry 01T03,OC] | NoSettings | 0 | 0 | 0 | 0 | 0 | 0 | 0 | 0 | 0 | 0 | 0 | 0 | 0 | 0 | 0 | 0 | 0 | 0 | 0 | 0 | 0 | 0 | 0 | 0 | 0 | 0 | 0 | 0 | 0 | 0 | 0
Industrial Sector Energy Related Emissions before CCS[LPG propane or butane if,agriculture and forestry 01T03,CH4] | NoSettings | 0 | 0 | 0 | 0 | 0 | 0 | 0 | 0 | 0 | 0 | 0 | 0 | 0 | 0 | 0 | 0 | 0 | 0 | 0 | 0 | 0 | 0 | 0 | 0 | 0 | 0 | 0 | 0 | 0 | 0 | 0
Industrial Sector Energy Related Emissions before CCS[LPG propane or butane if,agriculture and forestry 01T03,N2O] | NoSettings | 0 | 0 | 0 | 0 | 0 | 0 | 0 | 0 | 0 | 0 | 0 | 0 | 0 | 0 | 0 | 0 | 0 | 0 | 0 | 0 | 0 | 0 | 0 | 0 | 0 | 0 | 0 | 0 | 0 | 0 | 0
Industrial Sector Energy Related Emissions before CCS[LPG propane or butane if,agriculture and forestry 01T03,F gases] | NoSettings | 0 | 0 | 0 | 0 | 0 | 0 | 0 | 0 | 0 | 0 | 0 | 0 | 0 | 0 | 0 | 0 | 0 | 0 | 0 | 0 | 0 | 0 | 0 | 0 | 0 | 0 | 0 | 0 | 0 | 0 | 0
Industrial Sector Energy Related Emissions before CCS[LPG propane or butane if,coal mining 05,CO2] | NoSettings | 0 | 0 | 0 | 0 | 0 | 0 | 0 | 0 | 0 | 0 | 0 | 0 | 0 | 0 | 0 | 0 | 0 | 0 | 0 | 0 | 0 | 0 | 0 | 0 | 0 | 0 | 0 | 0 | 0 | 0 | 0
Industrial Sector Energy Related Emissions before CCS[LPG propane or butane if,coal mining 05,VOC] | NoSettings | 0 | 0 | 0 | 0 | 0 | 0 | 0 | 0 | 0 | 0 | 0 | 0 | 0 | 0 | 0 | 0 | 0 | 0 | 0 | 0 | 0 | 0 | 0 | 0 | 0 | 0 | 0 | 0 | 0 | 0 | 0
Industrial Sector Energy Related Emissions before CCS[LPG propane or butane if,coal mining 05,CO] | NoSettings | 0 | 0 | 0 | 0 | 0 | 0 | 0 | 0 | 0 | 0 | 0 | 0 | 0 | 0 | 0 | 0 | 0 | 0 | 0 | 0 | 0 | 0 | 0 | 0 | 0 | 0 | 0 | 0 | 0 | 0 | 0
Industrial Sector Energy Related Emissions before CCS[LPG propane or butane if,coal mining 05,NOx] | NoSettings | 0 | 0 | 0 | 0 | 0 | 0 | 0 | 0 | 0 | 0 | 0 | 0 | 0 | 0 | 0 | 0 | 0 | 0 | 0 | 0 | 0 | 0 | 0 | 0 | 0 | 0 | 0 | 0 | 0 | 0 | 0
Industrial Sector Energy Related Emissions before CCS[LPG propane or butane if,coal mining 05,PM10] | NoSettings | 0 | 0 | 0 | 0 | 0 | 0 | 0 | 0 | 0 | 0 | 0 | 0 | 0 | 0 | 0 | 0 | 0 | 0 | 0 | 0 | 0 | 0 | 0 | 0 | 0 | 0 | 0 | 0 | 0 | 0 | 0
Industrial Sector Energy Related Emissions before CCS[LPG propane or butane if,coal mining 05,PM25] | NoSettings | 0 | 0 | 0 | 0 | 0 | 0 | 0 | 0 | 0 | 0 | 0 | 0 | 0 | 0 | 0 | 0 | 0 | 0 | 0 | 0 | 0 | 0 | 0 | 0 | 0 | 0 | 0 | 0 | 0 | 0 | 0
Industrial Sector Energy Related Emissions before CCS[LPG propane or butane if,coal mining 05,SOx] | NoSettings | 0 | 0 | 0 | 0 | 0 | 0 | 0 | 0 | 0 | 0 | 0 | 0 | 0 | 0 | 0 | 0 | 0 | 0 | 0 | 0 | 0 | 0 | 0 | 0 | 0 | 0 | 0 | 0 | 0 | 0 | 0
Industrial Sector Energy Related Emissions before CCS[LPG propane or butane if,coal mining 05,BC] | NoSettings | 0 | 0 | 0 | 0 | 0 | 0 | 0 | 0 | 0 | 0 | 0 | 0 | 0 | 0 | 0 | 0 | 0 | 0 | 0 | 0 | 0 | 0 | 0 | 0 | 0 | 0 | 0 | 0 | 0 | 0 | 0
Industrial Sector Energy Related Emissions before CCS[LPG propane or butane if,coal mining 05,OC] | NoSettings | 0 | 0 | 0 | 0 | 0 | 0 | 0 | 0 | 0 | 0 | 0 | 0 | 0 | 0 | 0 | 0 | 0 | 0 | 0 | 0 | 0 | 0 | 0 | 0 | 0 | 0 | 0 | 0 | 0 | 0 | 0
Industrial Sector Energy Related Emissions before CCS[LPG propane or butane if,coal mining 05,CH4] | NoSettings | 0 | 0 | 0 | 0 | 0 | 0 | 0 | 0 | 0 | 0 | 0 | 0 | 0 | 0 | 0 | 0 | 0 | 0 | 0 | 0 | 0 | 0 | 0 | 0 | 0 | 0 | 0 | 0 | 0 | 0 | 0
Industrial Sector Energy Related Emissions before CCS[LPG propane or butane if,coal mining 05,N2O] | NoSettings | 0 | 0 | 0 | 0 | 0 | 0 | 0 | 0 | 0 | 0 | 0 | 0 | 0 | 0 | 0 | 0 | 0 | 0 | 0 | 0 | 0 | 0 | 0 | 0 | 0 | 0 | 0 | 0 | 0 | 0 | 0
Industrial Sector Energy Related Emissions before CCS[LPG propane or butane if,coal mining 05,F gases] | NoSettings | 0 | 0 | 0 | 0 | 0 | 0 | 0 | 0 | 0 | 0 | 0 | 0 | 0 | 0 | 0 | 0 | 0 | 0 | 0 | 0 | 0 | 0 | 0 | 0 | 0 | 0 | 0 | 0 | 0 | 0 | 0
Industrial Sector Energy Related Emissions before CCS[LPG propane or butane if,oil and gas extraction 06,CO2] | NoSettings | 0 | 0 | 0 | 0 | 0 | 0 | 0 | 0 | 0 | 0 | 0 | 0 | 0 | 0 | 0 | 0 | 0 | 0 | 0 | 0 | 0 | 0 | 0 | 0 | 0 | 0 | 0 | 0 | 0 | 0 | 0
Industrial Sector Energy Related Emissions before CCS[LPG propane or butane if,oil and gas extraction 06,VOC] | NoSettings | 0 | 0 | 0 | 0 | 0 | 0 | 0 | 0 | 0 | 0 | 0 | 0 | 0 | 0 | 0 | 0 | 0 | 0 | 0 | 0 | 0 | 0 | 0 | 0 | 0 | 0 | 0 | 0 | 0 | 0 | 0
Industrial Sector Energy Related Emissions before CCS[LPG propane or butane if,oil and gas extraction 06,CO] | NoSettings | 0 | 0 | 0 | 0 | 0 | 0 | 0 | 0 | 0 | 0 | 0 | 0 | 0 | 0 | 0 | 0 | 0 | 0 | 0 | 0 | 0 | 0 | 0 | 0 | 0 | 0 | 0 | 0 | 0 | 0 | 0
Industrial Sector Energy Related Emissions before CCS[LPG propane or butane if,oil and gas extraction 06,NOx] | NoSettings | 0 | 0 | 0 | 0 | 0 | 0 | 0 | 0 | 0 | 0 | 0 | 0 | 0 | 0 | 0 | 0 | 0 | 0 | 0 | 0 | 0 | 0 | 0 | 0 | 0 | 0 | 0 | 0 | 0 | 0 | 0
Industrial Sector Energy Related Emissions before CCS[LPG propane or butane if,oil and gas extraction 06,PM10] | NoSettings | 0 | 0 | 0 | 0 | 0 | 0 | 0 | 0 | 0 | 0 | 0 | 0 | 0 | 0 | 0 | 0 | 0 | 0 | 0 | 0 | 0 | 0 | 0 | 0 | 0 | 0 | 0 | 0 | 0 | 0 | 0
Industrial Sector Energy Related Emissions before CCS[LPG propane or butane if,oil and gas extraction 06,PM25] | NoSettings | 0 | 0 | 0 | 0 | 0 | 0 | 0 | 0 | 0 | 0 | 0 | 0 | 0 | 0 | 0 | 0 | 0 | 0 | 0 | 0 | 0 | 0 | 0 | 0 | 0 | 0 | 0 | 0 | 0 | 0 | 0
Industrial Sector Energy Related Emissions before CCS[LPG propane or butane if,oil and gas extraction 06,SOx] | NoSettings | 0 | 0 | 0 | 0 | 0 | 0 | 0 | 0 | 0 | 0 | 0 | 0 | 0 | 0 | 0 | 0 | 0 | 0 | 0 | 0 | 0 | 0 | 0 | 0 | 0 | 0 | 0 | 0 | 0 | 0 | 0
Industrial Sector Energy Related Emissions before CCS[LPG propane or butane if,oil and gas extraction 06,BC] | NoSettings | 0 | 0 | 0 | 0 | 0 | 0 | 0 | 0 | 0 | 0 | 0 | 0 | 0 | 0 | 0 | 0 | 0 | 0 | 0 | 0 | 0 | 0 | 0 | 0 | 0 | 0 | 0 | 0 | 0 | 0 | 0
Industrial Sector Energy Related Emissions before CCS[LPG propane or butane if,oil and gas extraction 06,OC] | NoSettings | 0 | 0 | 0 | 0 | 0 | 0 | 0 | 0 | 0 | 0 | 0 | 0 | 0 | 0 | 0 | 0 | 0 | 0 | 0 | 0 | 0 | 0 | 0 | 0 | 0 | 0 | 0 | 0 | 0 | 0 | 0
Industrial Sector Energy Related Emissions before CCS[LPG propane or butane if,oil and gas extraction 06,CH4] | NoSettings | 0 | 0 | 0 | 0 | 0 | 0 | 0 | 0 | 0 | 0 | 0 | 0 | 0 | 0 | 0 | 0 | 0 | 0 | 0 | 0 | 0 | 0 | 0 | 0 | 0 | 0 | 0 | 0 | 0 | 0 | 0
Industrial Sector Energy Related Emissions before CCS[LPG propane or butane if,oil and gas extraction 06,N2O] | NoSettings | 0 | 0 | 0 | 0 | 0 | 0 | 0 | 0 | 0 | 0 | 0 | 0 | 0 | 0 | 0 | 0 | 0 | 0 | 0 | 0 | 0 | 0 | 0 | 0 | 0 | 0 | 0 | 0 | 0 | 0 | 0
Industrial Sector Energy Related Emissions before CCS[LPG propane or butane if,oil and gas extraction 06,F gases] | NoSettings | 0 | 0 | 0 | 0 | 0 | 0 | 0 | 0 | 0 | 0 | 0 | 0 | 0 | 0 | 0 | 0 | 0 | 0 | 0 | 0 | 0 | 0 | 0 | 0 | 0 | 0 | 0 | 0 | 0 | 0 | 0
Industrial Sector Energy Related Emissions before CCS[LPG propane or butane if,other mining and quarrying 07T08,CO2] | NoSettings | 0 | 0 | 0 | 0 | 0 | 0 | 0 | 0 | 0 | 0 | 0 | 0 | 0 | 0 | 0 | 0 | 0 | 0 | 0 | 0 | 0 | 0 | 0 | 0 | 0 | 0 | 0 | 0 | 0 | 0 | 0
Industrial Sector Energy Related Emissions before CCS[LPG propane or butane if,other mining and quarrying 07T08,VOC] | NoSettings | 0 | 0 | 0 | 0 | 0 | 0 | 0 | 0 | 0 | 0 | 0 | 0 | 0 | 0 | 0 | 0 | 0 | 0 | 0 | 0 | 0 | 0 | 0 | 0 | 0 | 0 | 0 | 0 | 0 | 0 | 0
Industrial Sector Energy Related Emissions before CCS[LPG propane or butane if,other mining and quarrying 07T08,CO] | NoSettings | 0 | 0 | 0 | 0 | 0 | 0 | 0 | 0 | 0 | 0 | 0 | 0 | 0 | 0 | 0 | 0 | 0 | 0 | 0 | 0 | 0 | 0 | 0 | 0 | 0 | 0 | 0 | 0 | 0 | 0 | 0
Industrial Sector Energy Related Emissions before CCS[LPG propane or butane if,other mining and quarrying 07T08,NOx] | NoSettings | 0 | 0 | 0 | 0 | 0 | 0 | 0 | 0 | 0 | 0 | 0 | 0 | 0 | 0 | 0 | 0 | 0 | 0 | 0 | 0 | 0 | 0 | 0 | 0 | 0 | 0 | 0 | 0 | 0 | 0 | 0
Industrial Sector Energy Related Emissions before CCS[LPG propane or butane if,other mining and quarrying 07T08,PM10] | NoSettings | 0 | 0 | 0 | 0 | 0 | 0 | 0 | 0 | 0 | 0 | 0 | 0 | 0 | 0 | 0 | 0 | 0 | 0 | 0 | 0 | 0 | 0 | 0 | 0 | 0 | 0 | 0 | 0 | 0 | 0 | 0
Industrial Sector Energy Related Emissions before CCS[LPG propane or butane if,other mining and quarrying 07T08,PM25] | NoSettings | 0 | 0 | 0 | 0 | 0 | 0 | 0 | 0 | 0 | 0 | 0 | 0 | 0 | 0 | 0 | 0 | 0 | 0 | 0 | 0 | 0 | 0 | 0 | 0 | 0 | 0 | 0 | 0 | 0 | 0 | 0
Industrial Sector Energy Related Emissions before CCS[LPG propane or butane if,other mining and quarrying 07T08,SOx] | NoSettings | 0 | 0 | 0 | 0 | 0 | 0 | 0 | 0 | 0 | 0 | 0 | 0 | 0 | 0 | 0 | 0 | 0 | 0 | 0 | 0 | 0 | 0 | 0 | 0 | 0 | 0 | 0 | 0 | 0 | 0 | 0
Industrial Sector Energy Related Emissions before CCS[LPG propane or butane if,other mining and quarrying 07T08,BC] | NoSettings | 0 | 0 | 0 | 0 | 0 | 0 | 0 | 0 | 0 | 0 | 0 | 0 | 0 | 0 | 0 | 0 | 0 | 0 | 0 | 0 | 0 | 0 | 0 | 0 | 0 | 0 | 0 | 0 | 0 | 0 | 0
Industrial Sector Energy Related Emissions before CCS[LPG propane or butane if,other mining and quarrying 07T08,OC] | NoSettings | 0 | 0 | 0 | 0 | 0 | 0 | 0 | 0 | 0 | 0 | 0 | 0 | 0 | 0 | 0 | 0 | 0 | 0 | 0 | 0 | 0 | 0 | 0 | 0 | 0 | 0 | 0 | 0 | 0 | 0 | 0
Industrial Sector Energy Related Emissions before CCS[LPG propane or butane if,other mining and quarrying 07T08,CH4] | NoSettings | 0 | 0 | 0 | 0 | 0 | 0 | 0 | 0 | 0 | 0 | 0 | 0 | 0 | 0 | 0 | 0 | 0 | 0 | 0 | 0 | 0 | 0 | 0 | 0 | 0 | 0 | 0 | 0 | 0 | 0 | 0
Industrial Sector Energy Related Emissions before CCS[LPG propane or butane if,other mining and quarrying 07T08,N2O] | NoSettings | 0 | 0 | 0 | 0 | 0 | 0 | 0 | 0 | 0 | 0 | 0 | 0 | 0 | 0 | 0 | 0 | 0 | 0 | 0 | 0 | 0 | 0 | 0 | 0 | 0 | 0 | 0 | 0 | 0 | 0 | 0
Industrial Sector Energy Related Emissions before CCS[LPG propane or butane if,other mining and quarrying 07T08,F gases] | NoSettings | 0 | 0 | 0 | 0 | 0 | 0 | 0 | 0 | 0 | 0 | 0 | 0 | 0 | 0 | 0 | 0 | 0 | 0 | 0 | 0 | 0 | 0 | 0 | 0 | 0 | 0 | 0 | 0 | 0 | 0 | 0
Industrial Sector Energy Related Emissions before CCS[LPG propane or butane if,food beverage and tobacco 10T12,CO2] | NoSettings | 0 | 0 | 0 | 0 | 0 | 0 | 0 | 0 | 0 | 0 | 0 | 0 | 0 | 0 | 0 | 0 | 0 | 0 | 0 | 0 | 0 | 0 | 0 | 0 | 0 | 0 | 0 | 0 | 0 | 0 | 0
Industrial Sector Energy Related Emissions before CCS[LPG propane or butane if,food beverage and tobacco 10T12,VOC] | NoSettings | 0 | 0 | 0 | 0 | 0 | 0 | 0 | 0 | 0 | 0 | 0 | 0 | 0 | 0 | 0 | 0 | 0 | 0 | 0 | 0 | 0 | 0 | 0 | 0 | 0 | 0 | 0 | 0 | 0 | 0 | 0
Industrial Sector Energy Related Emissions before CCS[LPG propane or butane if,food beverage and tobacco 10T12,CO] | NoSettings | 0 | 0 | 0 | 0 | 0 | 0 | 0 | 0 | 0 | 0 | 0 | 0 | 0 | 0 | 0 | 0 | 0 | 0 | 0 | 0 | 0 | 0 | 0 | 0 | 0 | 0 | 0 | 0 | 0 | 0 | 0
Industrial Sector Energy Related Emissions before CCS[LPG propane or butane if,food beverage and tobacco 10T12,NOx] | NoSettings | 0 | 0 | 0 | 0 | 0 | 0 | 0 | 0 | 0 | 0 | 0 | 0 | 0 | 0 | 0 | 0 | 0 | 0 | 0 | 0 | 0 | 0 | 0 | 0 | 0 | 0 | 0 | 0 | 0 | 0 | 0
Industrial Sector Energy Related Emissions before CCS[LPG propane or butane if,food beverage and tobacco 10T12,PM10] | NoSettings | 0 | 0 | 0 | 0 | 0 | 0 | 0 | 0 | 0 | 0 | 0 | 0 | 0 | 0 | 0 | 0 | 0 | 0 | 0 | 0 | 0 | 0 | 0 | 0 | 0 | 0 | 0 | 0 | 0 | 0 | 0
Industrial Sector Energy Related Emissions before CCS[LPG propane or butane if,food beverage and tobacco 10T12,PM25] | NoSettings | 0 | 0 | 0 | 0 | 0 | 0 | 0 | 0 | 0 | 0 | 0 | 0 | 0 | 0 | 0 | 0 | 0 | 0 | 0 | 0 | 0 | 0 | 0 | 0 | 0 | 0 | 0 | 0 | 0 | 0 | 0
Industrial Sector Energy Related Emissions before CCS[LPG propane or butane if,food beverage and tobacco 10T12,SOx] | NoSettings | 0 | 0 | 0 | 0 | 0 | 0 | 0 | 0 | 0 | 0 | 0 | 0 | 0 | 0 | 0 | 0 | 0 | 0 | 0 | 0 | 0 | 0 | 0 | 0 | 0 | 0 | 0 | 0 | 0 | 0 | 0
Industrial Sector Energy Related Emissions before CCS[LPG propane or butane if,food beverage and tobacco 10T12,BC] | NoSettings | 0 | 0 | 0 | 0 | 0 | 0 | 0 | 0 | 0 | 0 | 0 | 0 | 0 | 0 | 0 | 0 | 0 | 0 | 0 | 0 | 0 | 0 | 0 | 0 | 0 | 0 | 0 | 0 | 0 | 0 | 0
Industrial Sector Energy Related Emissions before CCS[LPG propane or butane if,food beverage and tobacco 10T12,OC] | NoSettings | 0 | 0 | 0 | 0 | 0 | 0 | 0 | 0 | 0 | 0 | 0 | 0 | 0 | 0 | 0 | 0 | 0 | 0 | 0 | 0 | 0 | 0 | 0 | 0 | 0 | 0 | 0 | 0 | 0 | 0 | 0
Industrial Sector Energy Related Emissions before CCS[LPG propane or butane if,food beverage and tobacco 10T12,CH4] | NoSettings | 0 | 0 | 0 | 0 | 0 | 0 | 0 | 0 | 0 | 0 | 0 | 0 | 0 | 0 | 0 | 0 | 0 | 0 | 0 | 0 | 0 | 0 | 0 | 0 | 0 | 0 | 0 | 0 | 0 | 0 | 0
Industrial Sector Energy Related Emissions before CCS[LPG propane or butane if,food beverage and tobacco 10T12,N2O] | NoSettings | 0 | 0 | 0 | 0 | 0 | 0 | 0 | 0 | 0 | 0 | 0 | 0 | 0 | 0 | 0 | 0 | 0 | 0 | 0 | 0 | 0 | 0 | 0 | 0 | 0 | 0 | 0 | 0 | 0 | 0 | 0
Industrial Sector Energy Related Emissions before CCS[LPG propane or butane if,food beverage and tobacco 10T12,F gases] | NoSettings | 0 | 0 | 0 | 0 | 0 | 0 | 0 | 0 | 0 | 0 | 0 | 0 | 0 | 0 | 0 | 0 | 0 | 0 | 0 | 0 | 0 | 0 | 0 | 0 | 0 | 0 | 0 | 0 | 0 | 0 | 0
Industrial Sector Energy Related Emissions before CCS[LPG propane or butane if,textiles apparel and leather 13T15,CO2] | NoSettings | 0 | 0 | 0 | 0 | 0 | 0 | 0 | 0 | 0 | 0 | 0 | 0 | 0 | 0 | 0 | 0 | 0 | 0 | 0 | 0 | 0 | 0 | 0 | 0 | 0 | 0 | 0 | 0 | 0 | 0 | 0
Industrial Sector Energy Related Emissions before CCS[LPG propane or butane if,textiles apparel and leather 13T15,VOC] | NoSettings | 0 | 0 | 0 | 0 | 0 | 0 | 0 | 0 | 0 | 0 | 0 | 0 | 0 | 0 | 0 | 0 | 0 | 0 | 0 | 0 | 0 | 0 | 0 | 0 | 0 | 0 | 0 | 0 | 0 | 0 | 0
Industrial Sector Energy Related Emissions before CCS[LPG propane or butane if,textiles apparel and leather 13T15,CO] | NoSettings | 0 | 0 | 0 | 0 | 0 | 0 | 0 | 0 | 0 | 0 | 0 | 0 | 0 | 0 | 0 | 0 | 0 | 0 | 0 | 0 | 0 | 0 | 0 | 0 | 0 | 0 | 0 | 0 | 0 | 0 | 0
Industrial Sector Energy Related Emissions before CCS[LPG propane or butane if,textiles apparel and leather 13T15,NOx] | NoSettings | 0 | 0 | 0 | 0 | 0 | 0 | 0 | 0 | 0 | 0 | 0 | 0 | 0 | 0 | 0 | 0 | 0 | 0 | 0 | 0 | 0 | 0 | 0 | 0 | 0 | 0 | 0 | 0 | 0 | 0 | 0
Industrial Sector Energy Related Emissions before CCS[LPG propane or butane if,textiles apparel and leather 13T15,PM10] | NoSettings | 0 | 0 | 0 | 0 | 0 | 0 | 0 | 0 | 0 | 0 | 0 | 0 | 0 | 0 | 0 | 0 | 0 | 0 | 0 | 0 | 0 | 0 | 0 | 0 | 0 | 0 | 0 | 0 | 0 | 0 | 0
Industrial Sector Energy Related Emissions before CCS[LPG propane or butane if,textiles apparel and leather 13T15,PM25] | NoSettings | 0 | 0 | 0 | 0 | 0 | 0 | 0 | 0 | 0 | 0 | 0 | 0 | 0 | 0 | 0 | 0 | 0 | 0 | 0 | 0 | 0 | 0 | 0 | 0 | 0 | 0 | 0 | 0 | 0 | 0 | 0
Industrial Sector Energy Related Emissions before CCS[LPG propane or butane if,textiles apparel and leather 13T15,SOx] | NoSettings | 0 | 0 | 0 | 0 | 0 | 0 | 0 | 0 | 0 | 0 | 0 | 0 | 0 | 0 | 0 | 0 | 0 | 0 | 0 | 0 | 0 | 0 | 0 | 0 | 0 | 0 | 0 | 0 | 0 | 0 | 0
Industrial Sector Energy Related Emissions before CCS[LPG propane or butane if,textiles apparel and leather 13T15,BC] | NoSettings | 0 | 0 | 0 | 0 | 0 | 0 | 0 | 0 | 0 | 0 | 0 | 0 | 0 | 0 | 0 | 0 | 0 | 0 | 0 | 0 | 0 | 0 | 0 | 0 | 0 | 0 | 0 | 0 | 0 | 0 | 0
Industrial Sector Energy Related Emissions before CCS[LPG propane or butane if,textiles apparel and leather 13T15,OC] | NoSettings | 0 | 0 | 0 | 0 | 0 | 0 | 0 | 0 | 0 | 0 | 0 | 0 | 0 | 0 | 0 | 0 | 0 | 0 | 0 | 0 | 0 | 0 | 0 | 0 | 0 | 0 | 0 | 0 | 0 | 0 | 0
Industrial Sector Energy Related Emissions before CCS[LPG propane or butane if,textiles apparel and leather 13T15,CH4] | NoSettings | 0 | 0 | 0 | 0 | 0 | 0 | 0 | 0 | 0 | 0 | 0 | 0 | 0 | 0 | 0 | 0 | 0 | 0 | 0 | 0 | 0 | 0 | 0 | 0 | 0 | 0 | 0 | 0 | 0 | 0 | 0
Industrial Sector Energy Related Emissions before CCS[LPG propane or butane if,textiles apparel and leather 13T15,N2O] | NoSettings | 0 | 0 | 0 | 0 | 0 | 0 | 0 | 0 | 0 | 0 | 0 | 0 | 0 | 0 | 0 | 0 | 0 | 0 | 0 | 0 | 0 | 0 | 0 | 0 | 0 | 0 | 0 | 0 | 0 | 0 | 0
Industrial Sector Energy Related Emissions before CCS[LPG propane or butane if,textiles apparel and leather 13T15,F gases] | NoSettings | 0 | 0 | 0 | 0 | 0 | 0 | 0 | 0 | 0 | 0 | 0 | 0 | 0 | 0 | 0 | 0 | 0 | 0 | 0 | 0 | 0 | 0 | 0 | 0 | 0 | 0 | 0 | 0 | 0 | 0 | 0
Industrial Sector Energy Related Emissions before CCS[LPG propane or butane if,wood products 16,CO2] | NoSettings | 0 | 0 | 0 | 0 | 0 | 0 | 0 | 0 | 0 | 0 | 0 | 0 | 0 | 0 | 0 | 0 | 0 | 0 | 0 | 0 | 0 | 0 | 0 | 0 | 0 | 0 | 0 | 0 | 0 | 0 | 0
Industrial Sector Energy Related Emissions before CCS[LPG propane or butane if,wood products 16,VOC] | NoSettings | 0 | 0 | 0 | 0 | 0 | 0 | 0 | 0 | 0 | 0 | 0 | 0 | 0 | 0 | 0 | 0 | 0 | 0 | 0 | 0 | 0 | 0 | 0 | 0 | 0 | 0 | 0 | 0 | 0 | 0 | 0
Industrial Sector Energy Related Emissions before CCS[LPG propane or butane if,wood products 16,CO] | NoSettings | 0 | 0 | 0 | 0 | 0 | 0 | 0 | 0 | 0 | 0 | 0 | 0 | 0 | 0 | 0 | 0 | 0 | 0 | 0 | 0 | 0 | 0 | 0 | 0 | 0 | 0 | 0 | 0 | 0 | 0 | 0
Industrial Sector Energy Related Emissions before CCS[LPG propane or butane if,wood products 16,NOx] | NoSettings | 0 | 0 | 0 | 0 | 0 | 0 | 0 | 0 | 0 | 0 | 0 | 0 | 0 | 0 | 0 | 0 | 0 | 0 | 0 | 0 | 0 | 0 | 0 | 0 | 0 | 0 | 0 | 0 | 0 | 0 | 0
Industrial Sector Energy Related Emissions before CCS[LPG propane or butane if,wood products 16,PM10] | NoSettings | 0 | 0 | 0 | 0 | 0 | 0 | 0 | 0 | 0 | 0 | 0 | 0 | 0 | 0 | 0 | 0 | 0 | 0 | 0 | 0 | 0 | 0 | 0 | 0 | 0 | 0 | 0 | 0 | 0 | 0 | 0
Industrial Sector Energy Related Emissions before CCS[LPG propane or butane if,wood products 16,PM25] | NoSettings | 0 | 0 | 0 | 0 | 0 | 0 | 0 | 0 | 0 | 0 | 0 | 0 | 0 | 0 | 0 | 0 | 0 | 0 | 0 | 0 | 0 | 0 | 0 | 0 | 0 | 0 | 0 | 0 | 0 | 0 | 0
Industrial Sector Energy Related Emissions before CCS[LPG propane or butane if,wood products 16,SOx] | NoSettings | 0 | 0 | 0 | 0 | 0 | 0 | 0 | 0 | 0 | 0 | 0 | 0 | 0 | 0 | 0 | 0 | 0 | 0 | 0 | 0 | 0 | 0 | 0 | 0 | 0 | 0 | 0 | 0 | 0 | 0 | 0
Industrial Sector Energy Related Emissions before CCS[LPG propane or butane if,wood products 16,BC] | NoSettings | 0 | 0 | 0 | 0 | 0 | 0 | 0 | 0 | 0 | 0 | 0 | 0 | 0 | 0 | 0 | 0 | 0 | 0 | 0 | 0 | 0 | 0 | 0 | 0 | 0 | 0 | 0 | 0 | 0 | 0 | 0
Industrial Sector Energy Related Emissions before CCS[LPG propane or butane if,wood products 16,OC] | NoSettings | 0 | 0 | 0 | 0 | 0 | 0 | 0 | 0 | 0 | 0 | 0 | 0 | 0 | 0 | 0 | 0 | 0 | 0 | 0 | 0 | 0 | 0 | 0 | 0 | 0 | 0 | 0 | 0 | 0 | 0 | 0
Industrial Sector Energy Related Emissions before CCS[LPG propane or butane if,wood products 16,CH4] | NoSettings | 0 | 0 | 0 | 0 | 0 | 0 | 0 | 0 | 0 | 0 | 0 | 0 | 0 | 0 | 0 | 0 | 0 | 0 | 0 | 0 | 0 | 0 | 0 | 0 | 0 | 0 | 0 | 0 | 0 | 0 | 0
Industrial Sector Energy Related Emissions before CCS[LPG propane or butane if,wood products 16,N2O] | NoSettings | 0 | 0 | 0 | 0 | 0 | 0 | 0 | 0 | 0 | 0 | 0 | 0 | 0 | 0 | 0 | 0 | 0 | 0 | 0 | 0 | 0 | 0 | 0 | 0 | 0 | 0 | 0 | 0 | 0 | 0 | 0
Industrial Sector Energy Related Emissions before CCS[LPG propane or butane if,wood products 16,F gases] | NoSettings | 0 | 0 | 0 | 0 | 0 | 0 | 0 | 0 | 0 | 0 | 0 | 0 | 0 | 0 | 0 | 0 | 0 | 0 | 0 | 0 | 0 | 0 | 0 | 0 | 0 | 0 | 0 | 0 | 0 | 0 | 0
Industrial Sector Energy Related Emissions before CCS[LPG propane or butane if,pulp paper and printing 17T18,CO2] | NoSettings | 0 | 0 | 0 | 0 | 0 | 0 | 0 | 0 | 0 | 0 | 0 | 0 | 0 | 0 | 0 | 0 | 0 | 0 | 0 | 0 | 0 | 0 | 0 | 0 | 0 | 0 | 0 | 0 | 0 | 0 | 0
Industrial Sector Energy Related Emissions before CCS[LPG propane or butane if,pulp paper and printing 17T18,VOC] | NoSettings | 0 | 0 | 0 | 0 | 0 | 0 | 0 | 0 | 0 | 0 | 0 | 0 | 0 | 0 | 0 | 0 | 0 | 0 | 0 | 0 | 0 | 0 | 0 | 0 | 0 | 0 | 0 | 0 | 0 | 0 | 0
Industrial Sector Energy Related Emissions before CCS[LPG propane or butane if,pulp paper and printing 17T18,CO] | NoSettings | 0 | 0 | 0 | 0 | 0 | 0 | 0 | 0 | 0 | 0 | 0 | 0 | 0 | 0 | 0 | 0 | 0 | 0 | 0 | 0 | 0 | 0 | 0 | 0 | 0 | 0 | 0 | 0 | 0 | 0 | 0
Industrial Sector Energy Related Emissions before CCS[LPG propane or butane if,pulp paper and printing 17T18,NOx] | NoSettings | 0 | 0 | 0 | 0 | 0 | 0 | 0 | 0 | 0 | 0 | 0 | 0 | 0 | 0 | 0 | 0 | 0 | 0 | 0 | 0 | 0 | 0 | 0 | 0 | 0 | 0 | 0 | 0 | 0 | 0 | 0
Industrial Sector Energy Related Emissions before CCS[LPG propane or butane if,pulp paper and printing 17T18,PM10] | NoSettings | 0 | 0 | 0 | 0 | 0 | 0 | 0 | 0 | 0 | 0 | 0 | 0 | 0 | 0 | 0 | 0 | 0 | 0 | 0 | 0 | 0 | 0 | 0 | 0 | 0 | 0 | 0 | 0 | 0 | 0 | 0
Industrial Sector Energy Related Emissions before CCS[LPG propane or butane if,pulp paper and printing 17T18,PM25] | NoSettings | 0 | 0 | 0 | 0 | 0 | 0 | 0 | 0 | 0 | 0 | 0 | 0 | 0 | 0 | 0 | 0 | 0 | 0 | 0 | 0 | 0 | 0 | 0 | 0 | 0 | 0 | 0 | 0 | 0 | 0 | 0
Industrial Sector Energy Related Emissions before CCS[LPG propane or butane if,pulp paper and printing 17T18,SOx] | NoSettings | 0 | 0 | 0 | 0 | 0 | 0 | 0 | 0 | 0 | 0 | 0 | 0 | 0 | 0 | 0 | 0 | 0 | 0 | 0 | 0 | 0 | 0 | 0 | 0 | 0 | 0 | 0 | 0 | 0 | 0 | 0
Industrial Sector Energy Related Emissions before CCS[LPG propane or butane if,pulp paper and printing 17T18,BC] | NoSettings | 0 | 0 | 0 | 0 | 0 | 0 | 0 | 0 | 0 | 0 | 0 | 0 | 0 | 0 | 0 | 0 | 0 | 0 | 0 | 0 | 0 | 0 | 0 | 0 | 0 | 0 | 0 | 0 | 0 | 0 | 0
Industrial Sector Energy Related Emissions before CCS[LPG propane or butane if,pulp paper and printing 17T18,OC] | NoSettings | 0 | 0 | 0 | 0 | 0 | 0 | 0 | 0 | 0 | 0 | 0 | 0 | 0 | 0 | 0 | 0 | 0 | 0 | 0 | 0 | 0 | 0 | 0 | 0 | 0 | 0 | 0 | 0 | 0 | 0 | 0
Industrial Sector Energy Related Emissions before CCS[LPG propane or butane if,pulp paper and printing 17T18,CH4] | NoSettings | 0 | 0 | 0 | 0 | 0 | 0 | 0 | 0 | 0 | 0 | 0 | 0 | 0 | 0 | 0 | 0 | 0 | 0 | 0 | 0 | 0 | 0 | 0 | 0 | 0 | 0 | 0 | 0 | 0 | 0 | 0
Industrial Sector Energy Related Emissions before CCS[LPG propane or butane if,pulp paper and printing 17T18,N2O] | NoSettings | 0 | 0 | 0 | 0 | 0 | 0 | 0 | 0 | 0 | 0 | 0 | 0 | 0 | 0 | 0 | 0 | 0 | 0 | 0 | 0 | 0 | 0 | 0 | 0 | 0 | 0 | 0 | 0 | 0 | 0 | 0
Industrial Sector Energy Related Emissions before CCS[LPG propane or butane if,pulp paper and printing 17T18,F gases] | NoSettings | 0 | 0 | 0 | 0 | 0 | 0 | 0 | 0 | 0 | 0 | 0 | 0 | 0 | 0 | 0 | 0 | 0 | 0 | 0 | 0 | 0 | 0 | 0 | 0 | 0 | 0 | 0 | 0 | 0 | 0 | 0
Industrial Sector Energy Related Emissions before CCS[LPG propane or butane if,refined petroleum and coke 19,CO2] | NoSettings | 2191200000 | 2496060000 | 2389310000 | 2507620000 | 2537780000 | 2561370000 | 2553830000 | 2583750000 | 2501020000 | 2683120000 | 2855010000 | 3039190000 | 3233710000 | 3460300000 | 3636840000 | 3815990000 | 4046560000 | 3987240000 | 3952440000 | 3956520000 | 3942580000 | 3942410000 | 3947450000 | 3966140000 | 3976250000 | 3986420000 | 3995540000 | 4035170000 | 4054290000 | 4073120000 | 4100290000
Industrial Sector Energy Related Emissions before CCS[LPG propane or butane if,refined petroleum and coke 19,VOC] | NoSettings | 141540 | 161233 | 154337 | 161979 | 163928 | 165451 | 164964 | 166897 | 161553 | 173316 | 184419 | 196316 | 208881 | 223518 | 234921 | 246493 | 261387 | 257555 | 255307 | 255571 | 254671 | 254659 | 254985 | 256193 | 256845 | 257503 | 258091 | 260651 | 261887 | 263103 | 264858
Industrial Sector Energy Related Emissions before CCS[LPG propane or butane if,refined petroleum and coke 19,CO] | NoSettings | 116976 | 133250 | 127552 | 133868 | 135478 | 136737 | 136334 | 137932 | 133515 | 143237 | 152413 | 162245 | 172629 | 184726 | 194150 | 203714 | 216023 | 212856 | 210998 | 211216 | 210472 | 210463 | 210732 | 211730 | 212269 | 212813 | 213299 | 215415 | 216436 | 217441 | 218891
Industrial Sector Energy Related Emissions before CCS[LPG propane or butane if,refined petroleum and coke 19,NOx] | NoSettings | 2299870 | 2619850 | 2507800 | 2631980 | 2663640 | 2688400 | 2680480 | 2711880 | 2625050 | 2816190 | 2996600 | 3189910 | 3394080 | 3631910 | 3817200 | 4005230 | 4247240 | 4184980 | 4148450 | 4152740 | 4138110 | 4137930 | 4143220 | 4162840 | 4173440 | 4184120 | 4193690 | 4235290 | 4255360 | 4275120 | 4303640
Industrial Sector Energy Related Emissions before CCS[LPG propane or butane if,refined petroleum and coke 19,PM10] | NoSettings | 123857 | 141089 | 135055 | 141742 | 143447 | 144780 | 144354 | 146045 | 141369 | 151662 | 161378 | 171789 | 182784 | 195592 | 205571 | 215697 | 228730 | 225377 | 223410 | 223641 | 222853 | 222843 | 223128 | 224185 | 224756 | 225331 | 225846 | 228086 | 229167 | 230231 | 231767
Industrial Sector Energy Related Emissions before CCS[LPG propane or butane if,refined petroleum and coke 19,PM25] | NoSettings | 123857 | 141089 | 135055 | 141742 | 143447 | 144780 | 144354 | 146045 | 141369 | 151662 | 161378 | 171789 | 182784 | 195592 | 205571 | 215697 | 228730 | 225377 | 223410 | 223641 | 222853 | 222843 | 223128 | 224185 | 224756 | 225331 | 225846 | 228086 | 229167 | 230231 | 231767
Industrial Sector Energy Related Emissions before CCS[LPG propane or butane if,refined petroleum and coke 19,SOx] | NoSettings | 0 | 0 | 0 | 0 | 0 | 0 | 0 | 0 | 0 | 0 | 0 | 0 | 0 | 0 | 0 | 0 | 0 | 0 | 0 | 0 | 0 | 0 | 0 | 0 | 0 | 0 | 0 | 0 | 0 | 0 | 0
Industrial Sector Energy Related Emissions before CCS[LPG propane or butane if,refined petroleum and coke 19,BC] | NoSettings | 20428.9 | 23271.1 | 22275.9 | 23378.9 | 23660.1 | 23880 | 23809.7 | 24088.6 | 23317.4 | 25015.1 | 26617.7 | 28334.8 | 30148.3 | 32260.9 | 33906.7 | 35577 | 37726.6 | 37173.6 | 36849.1 | 36887.2 | 36757.3 | 36755.6 | 36802.6 | 36976.9 | 37071.1 | 37166 | 37251 | 37620.4 | 37798.7 | 37974.3 | 38227.6
Industrial Sector Energy Related Emissions before CCS[LPG propane or butane if,refined petroleum and coke 19,OC] | NoSettings | 53015.3 | 60391.2 | 57808.4 | 60670.9 | 61400.6 | 61971.3 | 61788.8 | 62512.7 | 60511.2 | 64917.1 | 69075.9 | 73532 | 78238.3 | 83720.6 | 87991.8 | 92326.3 | 97904.9 | 96469.8 | 95627.6 | 95726.5 | 95389.2 | 95385 | 95507 | 95959.3 | 96203.7 | 96449.9 | 96670.5 | 97629.3 | 98092 | 98547.5 | 99205
Industrial Sector Energy Related Emissions before CCS[LPG propane or butane if,refined petroleum and coke 19,CH4] | NoSettings | 106958 | 121838 | 116628 | 122403 | 123875 | 125026 | 124658 | 126118 | 122080 | 130969 | 139360 | 148350 | 157845 | 168905 | 177522 | 186267 | 197522 | 194626 | 192927 | 193127 | 192446 | 192438 | 192684 | 193596 | 194090 | 194586 | 195031 | 196966 | 197899 | 198818 | 200145
Industrial Sector Energy Related Emissions before CCS[LPG propane or butane if,refined petroleum and coke 19,N2O] | NoSettings | 21391.5 | 24367.7 | 23325.5 | 24480.5 | 24774.9 | 25005.2 | 24931.6 | 25223.7 | 24416.1 | 26193.8 | 27871.9 | 29669.9 | 31568.9 | 33781 | 35504.4 | 37253.4 | 39504.3 | 38925.3 | 38585.5 | 38625.4 | 38489.3 | 38487.6 | 38536.8 | 38719.3 | 38817.9 | 38917.3 | 39006.3 | 39393.1 | 39579.8 | 39763.6 | 40028.9
Industrial Sector Energy Related Emissions before CCS[LPG propane or butane if,refined petroleum and coke 19,F gases] | NoSettings | 0 | 0 | 0 | 0 | 0 | 0 | 0 | 0 | 0 | 0 | 0 | 0 | 0 | 0 | 0 | 0 | 0 | 0 | 0 | 0 | 0 | 0 | 0 | 0 | 0 | 0 | 0 | 0 | 0 | 0 | 0
Industrial Sector Energy Related Emissions before CCS[LPG propane or butane if,chemicals 20,CO2] | NoSettings | 0 | 4315100 | 7257460 | 9865070 | 11265200 | 11933800 | 11929600 | 12551200 | 20025300 | 19558900 | 19092800 | 18220500 | 19026000 | 19831000 | 20538800 | 20982500 | 21307700 | 20721300 | 20390500 | 20058600 | 19754500 | 19542200 | 19171400 | 18862700 | 18399400 | 18056300 | 17546100 | 17524700 | 17530200 | 17500200 | 17385400
Industrial Sector Energy Related Emissions before CCS[LPG propane or butane if,chemicals 20,VOC] | NoSettings | 0 | 278.734 | 468.795 | 637.233 | 727.674 | 770.859 | 770.592 | 810.745 | 1293.53 | 1263.4 | 1233.29 | 1176.95 | 1228.98 | 1280.98 | 1326.7 | 1355.36 | 1376.37 | 1338.49 | 1317.12 | 1295.68 | 1276.04 | 1262.32 | 1238.37 | 1218.43 | 1188.51 | 1166.34 | 1133.39 | 1132 | 1132.36 | 1130.42 | 1123.01
Industrial Sector Energy Related Emissions before CCS[LPG propane or butane if,chemicals 20,CO] | NoSettings | 0 | 230.359 | 387.435 | 526.64 | 601.385 | 637.076 | 636.855 | 670.039 | 1069.04 | 1044.14 | 1019.25 | 972.687 | 1015.69 | 1058.66 | 1096.45 | 1120.14 | 1137.49 | 1106.19 | 1088.53 | 1070.81 | 1054.58 | 1043.25 | 1023.45 | 1006.97 | 982.24 | 963.921 | 936.687 | 935.543 | 935.84 | 934.235 | 928.108
Industrial Sector Energy Related Emissions before CCS[LPG propane or butane if,chemicals 20,NOx] | NoSettings | 0 | 4529.1 | 7617.38 | 10354.3 | 11823.9 | 12525.6 | 12521.3 | 13173.7 | 21018.4 | 20528.9 | 20039.6 | 19124.1 | 19969.6 | 20814.5 | 21557.4 | 22023.1 | 22364.4 | 21748.9 | 21401.7 | 21053.3 | 20734.2 | 20511.3 | 20122.2 | 19798.1 | 19311.9 | 18951.7 | 18416.3 | 18393.8 | 18399.6 | 18368.1 | 18247.6
Industrial Sector Energy Related Emissions before CCS[LPG propane or butane if,chemicals 20,PM10] | NoSettings | 0 | 243.909 | 410.225 | 557.619 | 636.76 | 674.551 | 674.317 | 709.453 | 1131.92 | 1105.56 | 1079.21 | 1029.9 | 1075.44 | 1120.94 | 1160.95 | 1186.03 | 1204.41 | 1171.26 | 1152.56 | 1133.8 | 1116.61 | 1104.61 | 1083.65 | 1066.2 | 1040.02 | 1020.62 | 991.786 | 990.575 | 990.889 | 989.19 | 982.702
Industrial Sector Energy Related Emissions before CCS[LPG propane or butane if,chemicals 20,PM25] | NoSettings | 0 | 243.909 | 410.225 | 557.619 | 636.76 | 674.551 | 674.317 | 709.453 | 1131.92 | 1105.56 | 1079.21 | 1029.9 | 1075.44 | 1120.94 | 1160.95 | 1186.03 | 1204.41 | 1171.26 | 1152.56 | 1133.8 | 1116.61 | 1104.61 | 1083.65 | 1066.2 | 1040.02 | 1020.62 | 991.786 | 990.575 | 990.889 | 989.19 | 982.702
Industrial Sector Energy Related Emissions before CCS[LPG propane or butane if,chemicals 20,SOx] | NoSettings | 0 | 0 | 0 | 0 | 0 | 0 | 0 | 0 | 0 | 0 | 0 | 0 | 0 | 0 | 0 | 0 | 0 | 0 | 0 | 0 | 0 | 0 | 0 | 0 | 0 | 0 | 0 | 0 | 0 | 0 | 0
Industrial Sector Energy Related Emissions before CCS[LPG propane or butane if,chemicals 20,BC] | NoSettings | 0 | 40.2303 | 67.6623 | 91.9734 | 105.027 | 111.26 | 111.222 | 117.017 | 186.698 | 182.35 | 178.004 | 169.872 | 177.382 | 184.887 | 191.486 | 195.623 | 198.654 | 193.187 | 190.103 | 187.009 | 184.174 | 182.194 | 178.738 | 175.859 | 171.54 | 168.341 | 163.585 | 163.385 | 163.437 | 163.156 | 162.086
Industrial Sector Energy Related Emissions before CCS[LPG propane or butane if,chemicals 20,OC] | NoSettings | 0 | 104.402 | 175.591 | 238.682 | 272.557 | 288.732 | 288.632 | 303.672 | 484.504 | 473.22 | 461.942 | 440.837 | 460.327 | 479.802 | 496.929 | 507.663 | 515.53 | 501.343 | 493.34 | 485.309 | 477.952 | 472.815 | 463.844 | 456.375 | 445.167 | 436.864 | 424.521 | 424.002 | 424.137 | 423.41 | 420.633
Industrial Sector Energy Related Emissions before CCS[LPG propane or butane if,chemicals 20,CH4] | NoSettings | 0 | 210.63 | 354.253 | 481.536 | 549.879 | 582.513 | 582.312 | 612.654 | 977.479 | 954.714 | 931.961 | 889.382 | 928.702 | 967.994 | 1002.55 | 1024.2 | 1040.07 | 1011.45 | 995.305 | 979.104 | 964.261 | 953.897 | 935.799 | 920.729 | 898.117 | 881.366 | 856.465 | 855.419 | 855.69 | 854.222 | 848.62
Industrial Sector Energy Related Emissions before CCS[LPG propane or butane if,chemicals 20,N2O] | NoSettings | 0 | 42.126 | 70.8506 | 96.3073 | 109.976 | 116.503 | 116.462 | 122.531 | 195.496 | 190.943 | 186.392 | 177.876 | 185.74 | 193.599 | 200.509 | 204.84 | 208.015 | 202.29 | 199.061 | 195.821 | 192.852 | 190.779 | 187.16 | 184.146 | 179.623 | 176.273 | 171.293 | 171.084 | 171.138 | 170.844 | 169.724
Industrial Sector Energy Related Emissions before CCS[LPG propane or butane if,chemicals 20,F gases] | NoSettings | 0 | 0 | 0 | 0 | 0 | 0 | 0 | 0 | 0 | 0 | 0 | 0 | 0 | 0 | 0 | 0 | 0 | 0 | 0 | 0 | 0 | 0 | 0 | 0 | 0 | 0 | 0 | 0 | 0 | 0 | 0
Industrial Sector Energy Related Emissions before CCS[LPG propane or butane if,rubber and plastic products 22,CO2] | NoSettings | 0 | 0 | 0 | 0 | 0 | 0 | 0 | 0 | 0 | 0 | 0 | 0 | 0 | 0 | 0 | 0 | 0 | 0 | 0 | 0 | 0 | 0 | 0 | 0 | 0 | 0 | 0 | 0 | 0 | 0 | 0
Industrial Sector Energy Related Emissions before CCS[LPG propane or butane if,rubber and plastic products 22,VOC] | NoSettings | 0 | 0 | 0 | 0 | 0 | 0 | 0 | 0 | 0 | 0 | 0 | 0 | 0 | 0 | 0 | 0 | 0 | 0 | 0 | 0 | 0 | 0 | 0 | 0 | 0 | 0 | 0 | 0 | 0 | 0 | 0
Industrial Sector Energy Related Emissions before CCS[LPG propane or butane if,rubber and plastic products 22,CO] | NoSettings | 0 | 0 | 0 | 0 | 0 | 0 | 0 | 0 | 0 | 0 | 0 | 0 | 0 | 0 | 0 | 0 | 0 | 0 | 0 | 0 | 0 | 0 | 0 | 0 | 0 | 0 | 0 | 0 | 0 | 0 | 0
Industrial Sector Energy Related Emissions before CCS[LPG propane or butane if,rubber and plastic products 22,NOx] | NoSettings | 0 | 0 | 0 | 0 | 0 | 0 | 0 | 0 | 0 | 0 | 0 | 0 | 0 | 0 | 0 | 0 | 0 | 0 | 0 | 0 | 0 | 0 | 0 | 0 | 0 | 0 | 0 | 0 | 0 | 0 | 0
Industrial Sector Energy Related Emissions before CCS[LPG propane or butane if,rubber and plastic products 22,PM10] | NoSettings | 0 | 0 | 0 | 0 | 0 | 0 | 0 | 0 | 0 | 0 | 0 | 0 | 0 | 0 | 0 | 0 | 0 | 0 | 0 | 0 | 0 | 0 | 0 | 0 | 0 | 0 | 0 | 0 | 0 | 0 | 0
Industrial Sector Energy Related Emissions before CCS[LPG propane or butane if,rubber and plastic products 22,PM25] | NoSettings | 0 | 0 | 0 | 0 | 0 | 0 | 0 | 0 | 0 | 0 | 0 | 0 | 0 | 0 | 0 | 0 | 0 | 0 | 0 | 0 | 0 | 0 | 0 | 0 | 0 | 0 | 0 | 0 | 0 | 0 | 0
Industrial Sector Energy Related Emissions before CCS[LPG propane or butane if,rubber and plastic products 22,SOx] | NoSettings | 0 | 0 | 0 | 0 | 0 | 0 | 0 | 0 | 0 | 0 | 0 | 0 | 0 | 0 | 0 | 0 | 0 | 0 | 0 | 0 | 0 | 0 | 0 | 0 | 0 | 0 | 0 | 0 | 0 | 0 | 0
Industrial Sector Energy Related Emissions before CCS[LPG propane or butane if,rubber and plastic products 22,BC] | NoSettings | 0 | 0 | 0 | 0 | 0 | 0 | 0 | 0 | 0 | 0 | 0 | 0 | 0 | 0 | 0 | 0 | 0 | 0 | 0 | 0 | 0 | 0 | 0 | 0 | 0 | 0 | 0 | 0 | 0 | 0 | 0
Industrial Sector Energy Related Emissions before CCS[LPG propane or butane if,rubber and plastic products 22,OC] | NoSettings | 0 | 0 | 0 | 0 | 0 | 0 | 0 | 0 | 0 | 0 | 0 | 0 | 0 | 0 | 0 | 0 | 0 | 0 | 0 | 0 | 0 | 0 | 0 | 0 | 0 | 0 | 0 | 0 | 0 | 0 | 0
Industrial Sector Energy Related Emissions before CCS[LPG propane or butane if,rubber and plastic products 22,CH4] | NoSettings | 0 | 0 | 0 | 0 | 0 | 0 | 0 | 0 | 0 | 0 | 0 | 0 | 0 | 0 | 0 | 0 | 0 | 0 | 0 | 0 | 0 | 0 | 0 | 0 | 0 | 0 | 0 | 0 | 0 | 0 | 0
Industrial Sector Energy Related Emissions before CCS[LPG propane or butane if,rubber and plastic products 22,N2O] | NoSettings | 0 | 0 | 0 | 0 | 0 | 0 | 0 | 0 | 0 | 0 | 0 | 0 | 0 | 0 | 0 | 0 | 0 | 0 | 0 | 0 | 0 | 0 | 0 | 0 | 0 | 0 | 0 | 0 | 0 | 0 | 0
Industrial Sector Energy Related Emissions before CCS[LPG propane or butane if,rubber and plastic products 22,F gases] | NoSettings | 0 | 0 | 0 | 0 | 0 | 0 | 0 | 0 | 0 | 0 | 0 | 0 | 0 | 0 | 0 | 0 | 0 | 0 | 0 | 0 | 0 | 0 | 0 | 0 | 0 | 0 | 0 | 0 | 0 | 0 | 0
Industrial Sector Energy Related Emissions before CCS[LPG propane or butane if,glass and glass products 231,CO2] | NoSettings | 0 | 0 | 0 | 0 | 0 | 0 | 0 | 0 | 0 | 0 | 0 | 0 | 0 | 0 | 0 | 0 | 0 | 0 | 0 | 0 | 0 | 0 | 0 | 0 | 0 | 0 | 0 | 0 | 0 | 0 | 0
Industrial Sector Energy Related Emissions before CCS[LPG propane or butane if,glass and glass products 231,VOC] | NoSettings | 0 | 0 | 0 | 0 | 0 | 0 | 0 | 0 | 0 | 0 | 0 | 0 | 0 | 0 | 0 | 0 | 0 | 0 | 0 | 0 | 0 | 0 | 0 | 0 | 0 | 0 | 0 | 0 | 0 | 0 | 0
Industrial Sector Energy Related Emissions before CCS[LPG propane or butane if,glass and glass products 231,CO] | NoSettings | 0 | 0 | 0 | 0 | 0 | 0 | 0 | 0 | 0 | 0 | 0 | 0 | 0 | 0 | 0 | 0 | 0 | 0 | 0 | 0 | 0 | 0 | 0 | 0 | 0 | 0 | 0 | 0 | 0 | 0 | 0
Industrial Sector Energy Related Emissions before CCS[LPG propane or butane if,glass and glass products 231,NOx] | NoSettings | 0 | 0 | 0 | 0 | 0 | 0 | 0 | 0 | 0 | 0 | 0 | 0 | 0 | 0 | 0 | 0 | 0 | 0 | 0 | 0 | 0 | 0 | 0 | 0 | 0 | 0 | 0 | 0 | 0 | 0 | 0
Industrial Sector Energy Related Emissions before CCS[LPG propane or butane if,glass and glass products 231,PM10] | NoSettings | 0 | 0 | 0 | 0 | 0 | 0 | 0 | 0 | 0 | 0 | 0 | 0 | 0 | 0 | 0 | 0 | 0 | 0 | 0 | 0 | 0 | 0 | 0 | 0 | 0 | 0 | 0 | 0 | 0 | 0 | 0
Industrial Sector Energy Related Emissions before CCS[LPG propane or butane if,glass and glass products 231,PM25] | NoSettings | 0 | 0 | 0 | 0 | 0 | 0 | 0 | 0 | 0 | 0 | 0 | 0 | 0 | 0 | 0 | 0 | 0 | 0 | 0 | 0 | 0 | 0 | 0 | 0 | 0 | 0 | 0 | 0 | 0 | 0 | 0
Industrial Sector Energy Related Emissions before CCS[LPG propane or butane if,glass and glass products 231,SOx] | NoSettings | 0 | 0 | 0 | 0 | 0 | 0 | 0 | 0 | 0 | 0 | 0 | 0 | 0 | 0 | 0 | 0 | 0 | 0 | 0 | 0 | 0 | 0 | 0 | 0 | 0 | 0 | 0 | 0 | 0 | 0 | 0
Industrial Sector Energy Related Emissions before CCS[LPG propane or butane if,glass and glass products 231,BC] | NoSettings | 0 | 0 | 0 | 0 | 0 | 0 | 0 | 0 | 0 | 0 | 0 | 0 | 0 | 0 | 0 | 0 | 0 | 0 | 0 | 0 | 0 | 0 | 0 | 0 | 0 | 0 | 0 | 0 | 0 | 0 | 0
Industrial Sector Energy Related Emissions before CCS[LPG propane or butane if,glass and glass products 231,OC] | NoSettings | 0 | 0 | 0 | 0 | 0 | 0 | 0 | 0 | 0 | 0 | 0 | 0 | 0 | 0 | 0 | 0 | 0 | 0 | 0 | 0 | 0 | 0 | 0 | 0 | 0 | 0 | 0 | 0 | 0 | 0 | 0
Industrial Sector Energy Related Emissions before CCS[LPG propane or butane if,glass and glass products 231,CH4] | NoSettings | 0 | 0 | 0 | 0 | 0 | 0 | 0 | 0 | 0 | 0 | 0 | 0 | 0 | 0 | 0 | 0 | 0 | 0 | 0 | 0 | 0 | 0 | 0 | 0 | 0 | 0 | 0 | 0 | 0 | 0 | 0
Industrial Sector Energy Related Emissions before CCS[LPG propane or butane if,glass and glass products 231,N2O] | NoSettings | 0 | 0 | 0 | 0 | 0 | 0 | 0 | 0 | 0 | 0 | 0 | 0 | 0 | 0 | 0 | 0 | 0 | 0 | 0 | 0 | 0 | 0 | 0 | 0 | 0 | 0 | 0 | 0 | 0 | 0 | 0
Industrial Sector Energy Related Emissions before CCS[LPG propane or butane if,glass and glass products 231,F gases] | NoSettings | 0 | 0 | 0 | 0 | 0 | 0 | 0 | 0 | 0 | 0 | 0 | 0 | 0 | 0 | 0 | 0 | 0 | 0 | 0 | 0 | 0 | 0 | 0 | 0 | 0 | 0 | 0 | 0 | 0 | 0 | 0
Industrial Sector Energy Related Emissions before CCS[LPG propane or butane if,cement and other nonmetallic minerals 239,CO2] | NoSettings | 30205000 | 29575400 | 50987000 | 74102400 | 93660000 | 111665000 | 127168000 | 144326000 | 193989000 | 376818000 | 554442000 | 722396000 | 903459000 | 1084990000 | 1263190000 | 1436270000 | 1596060000 | 1584700000 | 1574580000 | 1565220000 | 1555260000 | 1551630000 | 1551300000 | 1554960000 | 1550150000 | 1555260000 | 1555130000 | 1561850000 | 1568170000 | 1574000000 | 1579530000
Industrial Sector Energy Related Emissions before CCS[LPG propane or butane if,cement and other nonmetallic minerals 239,VOC] | NoSettings | 1951.09 | 1910.42 | 3293.49 | 4786.63 | 6049.96 | 7212.97 | 8214.42 | 9322.74 | 12530.7 | 24340.5 | 35814.1 | 46663.1 | 58358.8 | 70084.9 | 81595.6 | 92775.7 | 103097 | 102363 | 101710 | 101105 | 100462 | 100227 | 100206 | 100442 | 100131 | 100462 | 100453 | 100887 | 101296 | 101672 | 102030
Industrial Sector Energy Related Emissions before CCS[LPG propane or butane if,cement and other nonmetallic minerals 239,CO] | NoSettings | 1612.48 | 1578.86 | 2721.9 | 3955.9 | 4999.98 | 5961.15 | 6788.8 | 7704.76 | 10356 | 20116.2 | 29598.5 | 38564.6 | 48230.6 | 57921.5 | 67434.5 | 76674.3 | 85204.5 | 84598.1 | 84057.8 | 83558.5 | 83026.4 | 82832.8 | 82815.3 | 83010.2 | 82753.5 | 83026.8 | 83019.3 | 83378.2 | 83715.9 | 84026.8 | 84322.4
Industrial Sector Energy Related Emissions before CCS[LPG propane or butane if,cement and other nonmetallic minerals 239,NOx] | NoSettings | 31703 | 31042.2 | 53515.6 | 77777.3 | 98304.9 | 117203 | 133475 | 151484 | 203610 | 395506 | 581939 | 758222 | 948265 | 1138800 | 1325840 | 1507500 | 1675210 | 1663290 | 1652670 | 1642850 | 1632390 | 1628580 | 1628240 | 1632070 | 1627020 | 1632400 | 1632250 | 1639310 | 1645940 | 1652060 | 1657870
Industrial Sector Energy Related Emissions before CCS[LPG propane or butane if,cement and other nonmetallic minerals 239,PM10] | NoSettings | 1707.33 | 1671.74 | 2882.02 | 4188.6 | 5294.09 | 6311.8 | 7188.14 | 8157.99 | 10965.2 | 21299.5 | 31339.6 | 40833.1 | 51067.7 | 61328.7 | 71401.3 | 81184.6 | 90216.5 | 89574.4 | 89002.4 | 88473.7 | 87910.3 | 87705.4 | 87686.8 | 87893.2 | 87621.3 | 87910.7 | 87902.8 | 88282.8 | 88640.3 | 88969.6 | 89282.5
Industrial Sector Energy Related Emissions before CCS[LPG propane or butane if,cement and other nonmetallic minerals 239,PM25] | NoSettings | 1707.33 | 1671.74 | 2882.02 | 4188.6 | 5294.09 | 6311.8 | 7188.14 | 8157.99 | 10965.2 | 21299.5 | 31339.6 | 40833.1 | 51067.7 | 61328.7 | 71401.3 | 81184.6 | 90216.5 | 89574.4 | 89002.4 | 88473.7 | 87910.3 | 87705.4 | 87686.8 | 87893.2 | 87621.3 | 87910.7 | 87902.8 | 88282.8 | 88640.3 | 88969.6 | 89282.5
Industrial Sector Energy Related Emissions before CCS[LPG propane or butane if,cement and other nonmetallic minerals 239,SOx] | NoSettings | 0 | 0 | 0 | 0 | 0 | 0 | 0 | 0 | 0 | 0 | 0 | 0 | 0 | 0 | 0 | 0 | 0 | 0 | 0 | 0 | 0 | 0 | 0 | 0 | 0 | 0 | 0 | 0 | 0 | 0 | 0
Industrial Sector Energy Related Emissions before CCS[LPG propane or butane if,cement and other nonmetallic minerals 239,BC] | NoSettings | 281.606 | 275.736 | 475.358 | 690.866 | 873.205 | 1041.07 | 1185.61 | 1345.57 | 1808.59 | 3513.13 | 5169.14 | 6735 | 8423.08 | 10115.5 | 11776.9 | 13390.5 | 14880.3 | 14774.4 | 14680 | 14592.8 | 14499.9 | 14466.1 | 14463 | 14497.1 | 14452.2 | 14499.9 | 14498.6 | 14561.3 | 14620.3 | 14674.6 | 14726.2
Industrial Sector Energy Related Emissions before CCS[LPG propane or butane if,cement and other nonmetallic minerals 239,OC] | NoSettings | 730.799 | 715.566 | 1233.61 | 1792.88 | 2266.07 | 2701.68 | 3076.79 | 3491.92 | 4693.49 | 9116.96 | 13414.5 | 17478.1 | 21858.8 | 26250.9 | 30562.4 | 34750 | 38616 | 38341.2 | 38096.3 | 37870 | 37628.8 | 37541.1 | 37533.2 | 37621.5 | 37505.2 | 37629 | 37625.6 | 37788.3 | 37941.3 | 38082.3 | 38216.2
Industrial Sector Energy Related Emissions before CCS[LPG propane or butane if,cement and other nonmetallic minerals 239,CH4] | NoSettings | 1474.38 | 1443.64 | 2488.79 | 3617.1 | 4571.76 | 5450.61 | 6207.37 | 7044.89 | 9469.05 | 18393.3 | 27063.6 | 35261.8 | 44099.9 | 52960.9 | 61659.1 | 70107.6 | 77907.2 | 77352.7 | 76858.7 | 76402.1 | 75915.6 | 75738.7 | 75722.6 | 75900.8 | 75666.1 | 75916 | 75909.2 | 76237.3 | 76546.1 | 76830.4 | 77100.6
Industrial Sector Energy Related Emissions before CCS[LPG propane or butane if,cement and other nonmetallic minerals 239,N2O] | NoSettings | 294.875 | 288.729 | 497.757 | 723.42 | 914.351 | 1090.12 | 1241.47 | 1408.98 | 1893.81 | 3678.67 | 5412.71 | 7052.36 | 8819.98 | 10592.2 | 12331.8 | 14021.5 | 15581.4 | 15470.5 | 15371.7 | 15280.4 | 15183.1 | 15147.7 | 15144.5 | 15180.2 | 15133.2 | 15183.2 | 15181.8 | 15247.5 | 15309.2 | 15366.1 | 15420.1
Industrial Sector Energy Related Emissions before CCS[LPG propane or butane if,cement and other nonmetallic minerals 239,F gases] | NoSettings | 0 | 0 | 0 | 0 | 0 | 0 | 0 | 0 | 0 | 0 | 0 | 0 | 0 | 0 | 0 | 0 | 0 | 0 | 0 | 0 | 0 | 0 | 0 | 0 | 0 | 0 | 0 | 0 | 0 | 0 | 0
Industrial Sector Energy Related Emissions before CCS[LPG propane or butane if,iron and steel 241,CO2] | NoSettings | 0 | 0 | 0 | 0 | 0 | 0 | 0 | 0 | 0 | 0 | 0 | 0 | 0 | 0 | 0 | 0 | 0 | 0 | 0 | 0 | 0 | 0 | 0 | 0 | 0 | 0 | 0 | 0 | 0 | 0 | 0
Industrial Sector Energy Related Emissions before CCS[LPG propane or butane if,iron and steel 241,VOC] | NoSettings | 0 | 0 | 0 | 0 | 0 | 0 | 0 | 0 | 0 | 0 | 0 | 0 | 0 | 0 | 0 | 0 | 0 | 0 | 0 | 0 | 0 | 0 | 0 | 0 | 0 | 0 | 0 | 0 | 0 | 0 | 0
Industrial Sector Energy Related Emissions before CCS[LPG propane or butane if,iron and steel 241,CO] | NoSettings | 0 | 0 | 0 | 0 | 0 | 0 | 0 | 0 | 0 | 0 | 0 | 0 | 0 | 0 | 0 | 0 | 0 | 0 | 0 | 0 | 0 | 0 | 0 | 0 | 0 | 0 | 0 | 0 | 0 | 0 | 0
Industrial Sector Energy Related Emissions before CCS[LPG propane or butane if,iron and steel 241,NOx] | NoSettings | 0 | 0 | 0 | 0 | 0 | 0 | 0 | 0 | 0 | 0 | 0 | 0 | 0 | 0 | 0 | 0 | 0 | 0 | 0 | 0 | 0 | 0 | 0 | 0 | 0 | 0 | 0 | 0 | 0 | 0 | 0
Industrial Sector Energy Related Emissions before CCS[LPG propane or butane if,iron and steel 241,PM10] | NoSettings | 0 | 0 | 0 | 0 | 0 | 0 | 0 | 0 | 0 | 0 | 0 | 0 | 0 | 0 | 0 | 0 | 0 | 0 | 0 | 0 | 0 | 0 | 0 | 0 | 0 | 0 | 0 | 0 | 0 | 0 | 0
Industrial Sector Energy Related Emissions before CCS[LPG propane or butane if,iron and steel 241,PM25] | NoSettings | 0 | 0 | 0 | 0 | 0 | 0 | 0 | 0 | 0 | 0 | 0 | 0 | 0 | 0 | 0 | 0 | 0 | 0 | 0 | 0 | 0 | 0 | 0 | 0 | 0 | 0 | 0 | 0 | 0 | 0 | 0
Industrial Sector Energy Related Emissions before CCS[LPG propane or butane if,iron and steel 241,SOx] | NoSettings | 0 | 0 | 0 | 0 | 0 | 0 | 0 | 0 | 0 | 0 | 0 | 0 | 0 | 0 | 0 | 0 | 0 | 0 | 0 | 0 | 0 | 0 | 0 | 0 | 0 | 0 | 0 | 0 | 0 | 0 | 0
Industrial Sector Energy Related Emissions before CCS[LPG propane or butane if,iron and steel 241,BC] | NoSettings | 0 | 0 | 0 | 0 | 0 | 0 | 0 | 0 | 0 | 0 | 0 | 0 | 0 | 0 | 0 | 0 | 0 | 0 | 0 | 0 | 0 | 0 | 0 | 0 | 0 | 0 | 0 | 0 | 0 | 0 | 0
Industrial Sector Energy Related Emissions before CCS[LPG propane or butane if,iron and steel 241,OC] | NoSettings | 0 | 0 | 0 | 0 | 0 | 0 | 0 | 0 | 0 | 0 | 0 | 0 | 0 | 0 | 0 | 0 | 0 | 0 | 0 | 0 | 0 | 0 | 0 | 0 | 0 | 0 | 0 | 0 | 0 | 0 | 0
Industrial Sector Energy Related Emissions before CCS[LPG propane or butane if,iron and steel 241,CH4] | NoSettings | 0 | 0 | 0 | 0 | 0 | 0 | 0 | 0 | 0 | 0 | 0 | 0 | 0 | 0 | 0 | 0 | 0 | 0 | 0 | 0 | 0 | 0 | 0 | 0 | 0 | 0 | 0 | 0 | 0 | 0 | 0
Industrial Sector Energy Related Emissions before CCS[LPG propane or butane if,iron and steel 241,N2O] | NoSettings | 0 | 0 | 0 | 0 | 0 | 0 | 0 | 0 | 0 | 0 | 0 | 0 | 0 | 0 | 0 | 0 | 0 | 0 | 0 | 0 | 0 | 0 | 0 | 0 | 0 | 0 | 0 | 0 | 0 | 0 | 0
Industrial Sector Energy Related Emissions before CCS[LPG propane or butane if,iron and steel 241,F gases] | NoSettings | 0 | 0 | 0 | 0 | 0 | 0 | 0 | 0 | 0 | 0 | 0 | 0 | 0 | 0 | 0 | 0 | 0 | 0 | 0 | 0 | 0 | 0 | 0 | 0 | 0 | 0 | 0 | 0 | 0 | 0 | 0
Industrial Sector Energy Related Emissions before CCS[LPG propane or butane if,other metals 242,CO2] | NoSettings | 0 | 0 | 0 | 0 | 0 | 0 | 0 | 0 | 0 | 0 | 0 | 0 | 0 | 0 | 0 | 0 | 0 | 0 | 0 | 0 | 0 | 0 | 0 | 0 | 0 | 0 | 0 | 0 | 0 | 0 | 0
Industrial Sector Energy Related Emissions before CCS[LPG propane or butane if,other metals 242,VOC] | NoSettings | 0 | 0 | 0 | 0 | 0 | 0 | 0 | 0 | 0 | 0 | 0 | 0 | 0 | 0 | 0 | 0 | 0 | 0 | 0 | 0 | 0 | 0 | 0 | 0 | 0 | 0 | 0 | 0 | 0 | 0 | 0
Industrial Sector Energy Related Emissions before CCS[LPG propane or butane if,other metals 242,CO] | NoSettings | 0 | 0 | 0 | 0 | 0 | 0 | 0 | 0 | 0 | 0 | 0 | 0 | 0 | 0 | 0 | 0 | 0 | 0 | 0 | 0 | 0 | 0 | 0 | 0 | 0 | 0 | 0 | 0 | 0 | 0 | 0
Industrial Sector Energy Related Emissions before CCS[LPG propane or butane if,other metals 242,NOx] | NoSettings | 0 | 0 | 0 | 0 | 0 | 0 | 0 | 0 | 0 | 0 | 0 | 0 | 0 | 0 | 0 | 0 | 0 | 0 | 0 | 0 | 0 | 0 | 0 | 0 | 0 | 0 | 0 | 0 | 0 | 0 | 0
Industrial Sector Energy Related Emissions before CCS[LPG propane or butane if,other metals 242,PM10] | NoSettings | 0 | 0 | 0 | 0 | 0 | 0 | 0 | 0 | 0 | 0 | 0 | 0 | 0 | 0 | 0 | 0 | 0 | 0 | 0 | 0 | 0 | 0 | 0 | 0 | 0 | 0 | 0 | 0 | 0 | 0 | 0
Industrial Sector Energy Related Emissions before CCS[LPG propane or butane if,other metals 242,PM25] | NoSettings | 0 | 0 | 0 | 0 | 0 | 0 | 0 | 0 | 0 | 0 | 0 | 0 | 0 | 0 | 0 | 0 | 0 | 0 | 0 | 0 | 0 | 0 | 0 | 0 | 0 | 0 | 0 | 0 | 0 | 0 | 0
Industrial Sector Energy Related Emissions before CCS[LPG propane or butane if,other metals 242,SOx] | NoSettings | 0 | 0 | 0 | 0 | 0 | 0 | 0 | 0 | 0 | 0 | 0 | 0 | 0 | 0 | 0 | 0 | 0 | 0 | 0 | 0 | 0 | 0 | 0 | 0 | 0 | 0 | 0 | 0 | 0 | 0 | 0
Industrial Sector Energy Related Emissions before CCS[LPG propane or butane if,other metals 242,BC] | NoSettings | 0 | 0 | 0 | 0 | 0 | 0 | 0 | 0 | 0 | 0 | 0 | 0 | 0 | 0 | 0 | 0 | 0 | 0 | 0 | 0 | 0 | 0 | 0 | 0 | 0 | 0 | 0 | 0 | 0 | 0 | 0
Industrial Sector Energy Related Emissions before CCS[LPG propane or butane if,other metals 242,OC] | NoSettings | 0 | 0 | 0 | 0 | 0 | 0 | 0 | 0 | 0 | 0 | 0 | 0 | 0 | 0 | 0 | 0 | 0 | 0 | 0 | 0 | 0 | 0 | 0 | 0 | 0 | 0 | 0 | 0 | 0 | 0 | 0
Industrial Sector Energy Related Emissions before CCS[LPG propane or butane if,other metals 242,CH4] | NoSettings | 0 | 0 | 0 | 0 | 0 | 0 | 0 | 0 | 0 | 0 | 0 | 0 | 0 | 0 | 0 | 0 | 0 | 0 | 0 | 0 | 0 | 0 | 0 | 0 | 0 | 0 | 0 | 0 | 0 | 0 | 0
Industrial Sector Energy Related Emissions before CCS[LPG propane or butane if,other metals 242,N2O] | NoSettings | 0 | 0 | 0 | 0 | 0 | 0 | 0 | 0 | 0 | 0 | 0 | 0 | 0 | 0 | 0 | 0 | 0 | 0 | 0 | 0 | 0 | 0 | 0 | 0 | 0 | 0 | 0 | 0 | 0 | 0 | 0
Industrial Sector Energy Related Emissions before CCS[LPG propane or butane if,other metals 242,F gases] | NoSettings | 0 | 0 | 0 | 0 | 0 | 0 | 0 | 0 | 0 | 0 | 0 | 0 | 0 | 0 | 0 | 0 | 0 | 0 | 0 | 0 | 0 | 0 | 0 | 0 | 0 | 0 | 0 | 0 | 0 | 0 | 0
Industrial Sector Energy Related Emissions before CCS[LPG propane or butane if,metal products except machinery and vehicles 25,CO2] | NoSettings | 0 | 0 | 0 | 0 | 0 | 0 | 0 | 0 | 0 | 0 | 0 | 0 | 0 | 0 | 0 | 0 | 0 | 0 | 0 | 0 | 0 | 0 | 0 | 0 | 0 | 0 | 0 | 0 | 0 | 0 | 0
Industrial Sector Energy Related Emissions before CCS[LPG propane or butane if,metal products except machinery and vehicles 25,VOC] | NoSettings | 0 | 0 | 0 | 0 | 0 | 0 | 0 | 0 | 0 | 0 | 0 | 0 | 0 | 0 | 0 | 0 | 0 | 0 | 0 | 0 | 0 | 0 | 0 | 0 | 0 | 0 | 0 | 0 | 0 | 0 | 0
Industrial Sector Energy Related Emissions before CCS[LPG propane or butane if,metal products except machinery and vehicles 25,CO] | NoSettings | 0 | 0 | 0 | 0 | 0 | 0 | 0 | 0 | 0 | 0 | 0 | 0 | 0 | 0 | 0 | 0 | 0 | 0 | 0 | 0 | 0 | 0 | 0 | 0 | 0 | 0 | 0 | 0 | 0 | 0 | 0
Industrial Sector Energy Related Emissions before CCS[LPG propane or butane if,metal products except machinery and vehicles 25,NOx] | NoSettings | 0 | 0 | 0 | 0 | 0 | 0 | 0 | 0 | 0 | 0 | 0 | 0 | 0 | 0 | 0 | 0 | 0 | 0 | 0 | 0 | 0 | 0 | 0 | 0 | 0 | 0 | 0 | 0 | 0 | 0 | 0
Industrial Sector Energy Related Emissions before CCS[LPG propane or butane if,metal products except machinery and vehicles 25,PM10] | NoSettings | 0 | 0 | 0 | 0 | 0 | 0 | 0 | 0 | 0 | 0 | 0 | 0 | 0 | 0 | 0 | 0 | 0 | 0 | 0 | 0 | 0 | 0 | 0 | 0 | 0 | 0 | 0 | 0 | 0 | 0 | 0
Industrial Sector Energy Related Emissions before CCS[LPG propane or butane if,metal products except machinery and vehicles 25,PM25] | NoSettings | 0 | 0 | 0 | 0 | 0 | 0 | 0 | 0 | 0 | 0 | 0 | 0 | 0 | 0 | 0 | 0 | 0 | 0 | 0 | 0 | 0 | 0 | 0 | 0 | 0 | 0 | 0 | 0 | 0 | 0 | 0
Industrial Sector Energy Related Emissions before CCS[LPG propane or butane if,metal products except machinery and vehicles 25,SOx] | NoSettings | 0 | 0 | 0 | 0 | 0 | 0 | 0 | 0 | 0 | 0 | 0 | 0 | 0 | 0 | 0 | 0 | 0 | 0 | 0 | 0 | 0 | 0 | 0 | 0 | 0 | 0 | 0 | 0 | 0 | 0 | 0
Industrial Sector Energy Related Emissions before CCS[LPG propane or butane if,metal products except machinery and vehicles 25,BC] | NoSettings | 0 | 0 | 0 | 0 | 0 | 0 | 0 | 0 | 0 | 0 | 0 | 0 | 0 | 0 | 0 | 0 | 0 | 0 | 0 | 0 | 0 | 0 | 0 | 0 | 0 | 0 | 0 | 0 | 0 | 0 | 0
Industrial Sector Energy Related Emissions before CCS[LPG propane or butane if,metal products except machinery and vehicles 25,OC] | NoSettings | 0 | 0 | 0 | 0 | 0 | 0 | 0 | 0 | 0 | 0 | 0 | 0 | 0 | 0 | 0 | 0 | 0 | 0 | 0 | 0 | 0 | 0 | 0 | 0 | 0 | 0 | 0 | 0 | 0 | 0 | 0
Industrial Sector Energy Related Emissions before CCS[LPG propane or butane if,metal products except machinery and vehicles 25,CH4] | NoSettings | 0 | 0 | 0 | 0 | 0 | 0 | 0 | 0 | 0 | 0 | 0 | 0 | 0 | 0 | 0 | 0 | 0 | 0 | 0 | 0 | 0 | 0 | 0 | 0 | 0 | 0 | 0 | 0 | 0 | 0 | 0
Industrial Sector Energy Related Emissions before CCS[LPG propane or butane if,metal products except machinery and vehicles 25,N2O] | NoSettings | 0 | 0 | 0 | 0 | 0 | 0 | 0 | 0 | 0 | 0 | 0 | 0 | 0 | 0 | 0 | 0 | 0 | 0 | 0 | 0 | 0 | 0 | 0 | 0 | 0 | 0 | 0 | 0 | 0 | 0 | 0
Industrial Sector Energy Related Emissions before CCS[LPG propane or butane if,metal products except machinery and vehicles 25,F gases] | NoSettings | 0 | 0 | 0 | 0 | 0 | 0 | 0 | 0 | 0 | 0 | 0 | 0 | 0 | 0 | 0 | 0 | 0 | 0 | 0 | 0 | 0 | 0 | 0 | 0 | 0 | 0 | 0 | 0 | 0 | 0 | 0
Industrial Sector Energy Related Emissions before CCS[LPG propane or butane if,computers and electronics 26,CO2] | NoSettings | 0 | 0 | 0 | 0 | 0 | 0 | 0 | 0 | 0 | 0 | 0 | 0 | 0 | 0 | 0 | 0 | 0 | 0 | 0 | 0 | 0 | 0 | 0 | 0 | 0 | 0 | 0 | 0 | 0 | 0 | 0
Industrial Sector Energy Related Emissions before CCS[LPG propane or butane if,computers and electronics 26,VOC] | NoSettings | 0 | 0 | 0 | 0 | 0 | 0 | 0 | 0 | 0 | 0 | 0 | 0 | 0 | 0 | 0 | 0 | 0 | 0 | 0 | 0 | 0 | 0 | 0 | 0 | 0 | 0 | 0 | 0 | 0 | 0 | 0
Industrial Sector Energy Related Emissions before CCS[LPG propane or butane if,computers and electronics 26,CO] | NoSettings | 0 | 0 | 0 | 0 | 0 | 0 | 0 | 0 | 0 | 0 | 0 | 0 | 0 | 0 | 0 | 0 | 0 | 0 | 0 | 0 | 0 | 0 | 0 | 0 | 0 | 0 | 0 | 0 | 0 | 0 | 0
Industrial Sector Energy Related Emissions before CCS[LPG propane or butane if,computers and electronics 26,NOx] | NoSettings | 0 | 0 | 0 | 0 | 0 | 0 | 0 | 0 | 0 | 0 | 0 | 0 | 0 | 0 | 0 | 0 | 0 | 0 | 0 | 0 | 0 | 0 | 0 | 0 | 0 | 0 | 0 | 0 | 0 | 0 | 0
Industrial Sector Energy Related Emissions before CCS[LPG propane or butane if,computers and electronics 26,PM10] | NoSettings | 0 | 0 | 0 | 0 | 0 | 0 | 0 | 0 | 0 | 0 | 0 | 0 | 0 | 0 | 0 | 0 | 0 | 0 | 0 | 0 | 0 | 0 | 0 | 0 | 0 | 0 | 0 | 0 | 0 | 0 | 0
Industrial Sector Energy Related Emissions before CCS[LPG propane or butane if,computers and electronics 26,PM25] | NoSettings | 0 | 0 | 0 | 0 | 0 | 0 | 0 | 0 | 0 | 0 | 0 | 0 | 0 | 0 | 0 | 0 | 0 | 0 | 0 | 0 | 0 | 0 | 0 | 0 | 0 | 0 | 0 | 0 | 0 | 0 | 0
Industrial Sector Energy Related Emissions before CCS[LPG propane or butane if,computers and electronics 26,SOx] | NoSettings | 0 | 0 | 0 | 0 | 0 | 0 | 0 | 0 | 0 | 0 | 0 | 0 | 0 | 0 | 0 | 0 | 0 | 0 | 0 | 0 | 0 | 0 | 0 | 0 | 0 | 0 | 0 | 0 | 0 | 0 | 0
Industrial Sector Energy Related Emissions before CCS[LPG propane or butane if,computers and electronics 26,BC] | NoSettings | 0 | 0 | 0 | 0 | 0 | 0 | 0 | 0 | 0 | 0 | 0 | 0 | 0 | 0 | 0 | 0 | 0 | 0 | 0 | 0 | 0 | 0 | 0 | 0 | 0 | 0 | 0 | 0 | 0 | 0 | 0
Industrial Sector Energy Related Emissions before CCS[LPG propane or butane if,computers and electronics 26,OC] | NoSettings | 0 | 0 | 0 | 0 | 0 | 0 | 0 | 0 | 0 | 0 | 0 | 0 | 0 | 0 | 0 | 0 | 0 | 0 | 0 | 0 | 0 | 0 | 0 | 0 | 0 | 0 | 0 | 0 | 0 | 0 | 0
Industrial Sector Energy Related Emissions before CCS[LPG propane or butane if,computers and electronics 26,CH4] | NoSettings | 0 | 0 | 0 | 0 | 0 | 0 | 0 | 0 | 0 | 0 | 0 | 0 | 0 | 0 | 0 | 0 | 0 | 0 | 0 | 0 | 0 | 0 | 0 | 0 | 0 | 0 | 0 | 0 | 0 | 0 | 0
Industrial Sector Energy Related Emissions before CCS[LPG propane or butane if,computers and electronics 26,N2O] | NoSettings | 0 | 0 | 0 | 0 | 0 | 0 | 0 | 0 | 0 | 0 | 0 | 0 | 0 | 0 | 0 | 0 | 0 | 0 | 0 | 0 | 0 | 0 | 0 | 0 | 0 | 0 | 0 | 0 | 0 | 0 | 0
Industrial Sector Energy Related Emissions before CCS[LPG propane or butane if,computers and electronics 26,F gases] | NoSettings | 0 | 0 | 0 | 0 | 0 | 0 | 0 | 0 | 0 | 0 | 0 | 0 | 0 | 0 | 0 | 0 | 0 | 0 | 0 | 0 | 0 | 0 | 0 | 0 | 0 | 0 | 0 | 0 | 0 | 0 | 0
Industrial Sector Energy Related Emissions before CCS[LPG propane or butane if,appliances and electrical equipment 27,CO2] | NoSettings | 0 | 0 | 0 | 0 | 0 | 0 | 0 | 0 | 0 | 0 | 0 | 0 | 0 | 0 | 0 | 0 | 0 | 0 | 0 | 0 | 0 | 0 | 0 | 0 | 0 | 0 | 0 | 0 | 0 | 0 | 0
Industrial Sector Energy Related Emissions before CCS[LPG propane or butane if,appliances and electrical equipment 27,VOC] | NoSettings | 0 | 0 | 0 | 0 | 0 | 0 | 0 | 0 | 0 | 0 | 0 | 0 | 0 | 0 | 0 | 0 | 0 | 0 | 0 | 0 | 0 | 0 | 0 | 0 | 0 | 0 | 0 | 0 | 0 | 0 | 0
Industrial Sector Energy Related Emissions before CCS[LPG propane or butane if,appliances and electrical equipment 27,CO] | NoSettings | 0 | 0 | 0 | 0 | 0 | 0 | 0 | 0 | 0 | 0 | 0 | 0 | 0 | 0 | 0 | 0 | 0 | 0 | 0 | 0 | 0 | 0 | 0 | 0 | 0 | 0 | 0 | 0 | 0 | 0 | 0
Industrial Sector Energy Related Emissions before CCS[LPG propane or butane if,appliances and electrical equipment 27,NOx] | NoSettings | 0 | 0 | 0 | 0 | 0 | 0 | 0 | 0 | 0 | 0 | 0 | 0 | 0 | 0 | 0 | 0 | 0 | 0 | 0 | 0 | 0 | 0 | 0 | 0 | 0 | 0 | 0 | 0 | 0 | 0 | 0
Industrial Sector Energy Related Emissions before CCS[LPG propane or butane if,appliances and electrical equipment 27,PM10] | NoSettings | 0 | 0 | 0 | 0 | 0 | 0 | 0 | 0 | 0 | 0 | 0 | 0 | 0 | 0 | 0 | 0 | 0 | 0 | 0 | 0 | 0 | 0 | 0 | 0 | 0 | 0 | 0 | 0 | 0 | 0 | 0
Industrial Sector Energy Related Emissions before CCS[LPG propane or butane if,appliances and electrical equipment 27,PM25] | NoSettings | 0 | 0 | 0 | 0 | 0 | 0 | 0 | 0 | 0 | 0 | 0 | 0 | 0 | 0 | 0 | 0 | 0 | 0 | 0 | 0 | 0 | 0 | 0 | 0 | 0 | 0 | 0 | 0 | 0 | 0 | 0
Industrial Sector Energy Related Emissions before CCS[LPG propane or butane if,appliances and electrical equipment 27,SOx] | NoSettings | 0 | 0 | 0 | 0 | 0 | 0 | 0 | 0 | 0 | 0 | 0 | 0 | 0 | 0 | 0 | 0 | 0 | 0 | 0 | 0 | 0 | 0 | 0 | 0 | 0 | 0 | 0 | 0 | 0 | 0 | 0
Industrial Sector Energy Related Emissions before CCS[LPG propane or butane if,appliances and electrical equipment 27,BC] | NoSettings | 0 | 0 | 0 | 0 | 0 | 0 | 0 | 0 | 0 | 0 | 0 | 0 | 0 | 0 | 0 | 0 | 0 | 0 | 0 | 0 | 0 | 0 | 0 | 0 | 0 | 0 | 0 | 0 | 0 | 0 | 0
Industrial Sector Energy Related Emissions before CCS[LPG propane or butane if,appliances and electrical equipment 27,OC] | NoSettings | 0 | 0 | 0 | 0 | 0 | 0 | 0 | 0 | 0 | 0 | 0 | 0 | 0 | 0 | 0 | 0 | 0 | 0 | 0 | 0 | 0 | 0 | 0 | 0 | 0 | 0 | 0 | 0 | 0 | 0 | 0
Industrial Sector Energy Related Emissions before CCS[LPG propane or butane if,appliances and electrical equipment 27,CH4] | NoSettings | 0 | 0 | 0 | 0 | 0 | 0 | 0 | 0 | 0 | 0 | 0 | 0 | 0 | 0 | 0 | 0 | 0 | 0 | 0 | 0 | 0 | 0 | 0 | 0 | 0 | 0 | 0 | 0 | 0 | 0 | 0
Industrial Sector Energy Related Emissions before CCS[LPG propane or butane if,appliances and electrical equipment 27,N2O] | NoSettings | 0 | 0 | 0 | 0 | 0 | 0 | 0 | 0 | 0 | 0 | 0 | 0 | 0 | 0 | 0 | 0 | 0 | 0 | 0 | 0 | 0 | 0 | 0 | 0 | 0 | 0 | 0 | 0 | 0 | 0 | 0
Industrial Sector Energy Related Emissions before CCS[LPG propane or butane if,appliances and electrical equipment 27,F gases] | NoSettings | 0 | 0 | 0 | 0 | 0 | 0 | 0 | 0 | 0 | 0 | 0 | 0 | 0 | 0 | 0 | 0 | 0 | 0 | 0 | 0 | 0 | 0 | 0 | 0 | 0 | 0 | 0 | 0 | 0 | 0 | 0
Industrial Sector Energy Related Emissions before CCS[LPG propane or butane if,other machinery 28,CO2] | NoSettings | 0 | 0 | 0 | 0 | 0 | 0 | 0 | 0 | 0 | 0 | 0 | 0 | 0 | 0 | 0 | 0 | 0 | 0 | 0 | 0 | 0 | 0 | 0 | 0 | 0 | 0 | 0 | 0 | 0 | 0 | 0
Industrial Sector Energy Related Emissions before CCS[LPG propane or butane if,other machinery 28,VOC] | NoSettings | 0 | 0 | 0 | 0 | 0 | 0 | 0 | 0 | 0 | 0 | 0 | 0 | 0 | 0 | 0 | 0 | 0 | 0 | 0 | 0 | 0 | 0 | 0 | 0 | 0 | 0 | 0 | 0 | 0 | 0 | 0
Industrial Sector Energy Related Emissions before CCS[LPG propane or butane if,other machinery 28,CO] | NoSettings | 0 | 0 | 0 | 0 | 0 | 0 | 0 | 0 | 0 | 0 | 0 | 0 | 0 | 0 | 0 | 0 | 0 | 0 | 0 | 0 | 0 | 0 | 0 | 0 | 0 | 0 | 0 | 0 | 0 | 0 | 0
Industrial Sector Energy Related Emissions before CCS[LPG propane or butane if,other machinery 28,NOx] | NoSettings | 0 | 0 | 0 | 0 | 0 | 0 | 0 | 0 | 0 | 0 | 0 | 0 | 0 | 0 | 0 | 0 | 0 | 0 | 0 | 0 | 0 | 0 | 0 | 0 | 0 | 0 | 0 | 0 | 0 | 0 | 0
Industrial Sector Energy Related Emissions before CCS[LPG propane or butane if,other machinery 28,PM10] | NoSettings | 0 | 0 | 0 | 0 | 0 | 0 | 0 | 0 | 0 | 0 | 0 | 0 | 0 | 0 | 0 | 0 | 0 | 0 | 0 | 0 | 0 | 0 | 0 | 0 | 0 | 0 | 0 | 0 | 0 | 0 | 0
Industrial Sector Energy Related Emissions before CCS[LPG propane or butane if,other machinery 28,PM25] | NoSettings | 0 | 0 | 0 | 0 | 0 | 0 | 0 | 0 | 0 | 0 | 0 | 0 | 0 | 0 | 0 | 0 | 0 | 0 | 0 | 0 | 0 | 0 | 0 | 0 | 0 | 0 | 0 | 0 | 0 | 0 | 0
Industrial Sector Energy Related Emissions before CCS[LPG propane or butane if,other machinery 28,SOx] | NoSettings | 0 | 0 | 0 | 0 | 0 | 0 | 0 | 0 | 0 | 0 | 0 | 0 | 0 | 0 | 0 | 0 | 0 | 0 | 0 | 0 | 0 | 0 | 0 | 0 | 0 | 0 | 0 | 0 | 0 | 0 | 0
Industrial Sector Energy Related Emissions before CCS[LPG propane or butane if,other machinery 28,BC] | NoSettings | 0 | 0 | 0 | 0 | 0 | 0 | 0 | 0 | 0 | 0 | 0 | 0 | 0 | 0 | 0 | 0 | 0 | 0 | 0 | 0 | 0 | 0 | 0 | 0 | 0 | 0 | 0 | 0 | 0 | 0 | 0
Industrial Sector Energy Related Emissions before CCS[LPG propane or butane if,other machinery 28,OC] | NoSettings | 0 | 0 | 0 | 0 | 0 | 0 | 0 | 0 | 0 | 0 | 0 | 0 | 0 | 0 | 0 | 0 | 0 | 0 | 0 | 0 | 0 | 0 | 0 | 0 | 0 | 0 | 0 | 0 | 0 | 0 | 0
Industrial Sector Energy Related Emissions before CCS[LPG propane or butane if,other machinery 28,CH4] | NoSettings | 0 | 0 | 0 | 0 | 0 | 0 | 0 | 0 | 0 | 0 | 0 | 0 | 0 | 0 | 0 | 0 | 0 | 0 | 0 | 0 | 0 | 0 | 0 | 0 | 0 | 0 | 0 | 0 | 0 | 0 | 0
Industrial Sector Energy Related Emissions before CCS[LPG propane or butane if,other machinery 28,N2O] | NoSettings | 0 | 0 | 0 | 0 | 0 | 0 | 0 | 0 | 0 | 0 | 0 | 0 | 0 | 0 | 0 | 0 | 0 | 0 | 0 | 0 | 0 | 0 | 0 | 0 | 0 | 0 | 0 | 0 | 0 | 0 | 0
Industrial Sector Energy Related Emissions before CCS[LPG propane or butane if,other machinery 28,F gases] | NoSettings | 0 | 0 | 0 | 0 | 0 | 0 | 0 | 0 | 0 | 0 | 0 | 0 | 0 | 0 | 0 | 0 | 0 | 0 | 0 | 0 | 0 | 0 | 0 | 0 | 0 | 0 | 0 | 0 | 0 | 0 | 0
Industrial Sector Energy Related Emissions before CCS[LPG propane or butane if,road vehicles 29,CO2] | NoSettings | 0 | 0 | 0 | 0 | 0 | 0 | 0 | 0 | 0 | 0 | 0 | 0 | 0 | 0 | 0 | 0 | 0 | 0 | 0 | 0 | 0 | 0 | 0 | 0 | 0 | 0 | 0 | 0 | 0 | 0 | 0
Industrial Sector Energy Related Emissions before CCS[LPG propane or butane if,road vehicles 29,VOC] | NoSettings | 0 | 0 | 0 | 0 | 0 | 0 | 0 | 0 | 0 | 0 | 0 | 0 | 0 | 0 | 0 | 0 | 0 | 0 | 0 | 0 | 0 | 0 | 0 | 0 | 0 | 0 | 0 | 0 | 0 | 0 | 0
Industrial Sector Energy Related Emissions before CCS[LPG propane or butane if,road vehicles 29,CO] | NoSettings | 0 | 0 | 0 | 0 | 0 | 0 | 0 | 0 | 0 | 0 | 0 | 0 | 0 | 0 | 0 | 0 | 0 | 0 | 0 | 0 | 0 | 0 | 0 | 0 | 0 | 0 | 0 | 0 | 0 | 0 | 0
Industrial Sector Energy Related Emissions before CCS[LPG propane or butane if,road vehicles 29,NOx] | NoSettings | 0 | 0 | 0 | 0 | 0 | 0 | 0 | 0 | 0 | 0 | 0 | 0 | 0 | 0 | 0 | 0 | 0 | 0 | 0 | 0 | 0 | 0 | 0 | 0 | 0 | 0 | 0 | 0 | 0 | 0 | 0
Industrial Sector Energy Related Emissions before CCS[LPG propane or butane if,road vehicles 29,PM10] | NoSettings | 0 | 0 | 0 | 0 | 0 | 0 | 0 | 0 | 0 | 0 | 0 | 0 | 0 | 0 | 0 | 0 | 0 | 0 | 0 | 0 | 0 | 0 | 0 | 0 | 0 | 0 | 0 | 0 | 0 | 0 | 0
Industrial Sector Energy Related Emissions before CCS[LPG propane or butane if,road vehicles 29,PM25] | NoSettings | 0 | 0 | 0 | 0 | 0 | 0 | 0 | 0 | 0 | 0 | 0 | 0 | 0 | 0 | 0 | 0 | 0 | 0 | 0 | 0 | 0 | 0 | 0 | 0 | 0 | 0 | 0 | 0 | 0 | 0 | 0
Industrial Sector Energy Related Emissions before CCS[LPG propane or butane if,road vehicles 29,SOx] | NoSettings | 0 | 0 | 0 | 0 | 0 | 0 | 0 | 0 | 0 | 0 | 0 | 0 | 0 | 0 | 0 | 0 | 0 | 0 | 0 | 0 | 0 | 0 | 0 | 0 | 0 | 0 | 0 | 0 | 0 | 0 | 0
Industrial Sector Energy Related Emissions before CCS[LPG propane or butane if,road vehicles 29,BC] | NoSettings | 0 | 0 | 0 | 0 | 0 | 0 | 0 | 0 | 0 | 0 | 0 | 0 | 0 | 0 | 0 | 0 | 0 | 0 | 0 | 0 | 0 | 0 | 0 | 0 | 0 | 0 | 0 | 0 | 0 | 0 | 0
Industrial Sector Energy Related Emissions before CCS[LPG propane or butane if,road vehicles 29,OC] | NoSettings | 0 | 0 | 0 | 0 | 0 | 0 | 0 | 0 | 0 | 0 | 0 | 0 | 0 | 0 | 0 | 0 | 0 | 0 | 0 | 0 | 0 | 0 | 0 | 0 | 0 | 0 | 0 | 0 | 0 | 0 | 0
Industrial Sector Energy Related Emissions before CCS[LPG propane or butane if,road vehicles 29,CH4] | NoSettings | 0 | 0 | 0 | 0 | 0 | 0 | 0 | 0 | 0 | 0 | 0 | 0 | 0 | 0 | 0 | 0 | 0 | 0 | 0 | 0 | 0 | 0 | 0 | 0 | 0 | 0 | 0 | 0 | 0 | 0 | 0
Industrial Sector Energy Related Emissions before CCS[LPG propane or butane if,road vehicles 29,N2O] | NoSettings | 0 | 0 | 0 | 0 | 0 | 0 | 0 | 0 | 0 | 0 | 0 | 0 | 0 | 0 | 0 | 0 | 0 | 0 | 0 | 0 | 0 | 0 | 0 | 0 | 0 | 0 | 0 | 0 | 0 | 0 | 0
Industrial Sector Energy Related Emissions before CCS[LPG propane or butane if,road vehicles 29,F gases] | NoSettings | 0 | 0 | 0 | 0 | 0 | 0 | 0 | 0 | 0 | 0 | 0 | 0 | 0 | 0 | 0 | 0 | 0 | 0 | 0 | 0 | 0 | 0 | 0 | 0 | 0 | 0 | 0 | 0 | 0 | 0 | 0
Industrial Sector Energy Related Emissions before CCS[LPG propane or butane if,nonroad vehicles 30,CO2] | NoSettings | 0 | 0 | 0 | 0 | 0 | 0 | 0 | 0 | 0 | 0 | 0 | 0 | 0 | 0 | 0 | 0 | 0 | 0 | 0 | 0 | 0 | 0 | 0 | 0 | 0 | 0 | 0 | 0 | 0 | 0 | 0
Industrial Sector Energy Related Emissions before CCS[LPG propane or butane if,nonroad vehicles 30,VOC] | NoSettings | 0 | 0 | 0 | 0 | 0 | 0 | 0 | 0 | 0 | 0 | 0 | 0 | 0 | 0 | 0 | 0 | 0 | 0 | 0 | 0 | 0 | 0 | 0 | 0 | 0 | 0 | 0 | 0 | 0 | 0 | 0
Industrial Sector Energy Related Emissions before CCS[LPG propane or butane if,nonroad vehicles 30,CO] | NoSettings | 0 | 0 | 0 | 0 | 0 | 0 | 0 | 0 | 0 | 0 | 0 | 0 | 0 | 0 | 0 | 0 | 0 | 0 | 0 | 0 | 0 | 0 | 0 | 0 | 0 | 0 | 0 | 0 | 0 | 0 | 0
Industrial Sector Energy Related Emissions before CCS[LPG propane or butane if,nonroad vehicles 30,NOx] | NoSettings | 0 | 0 | 0 | 0 | 0 | 0 | 0 | 0 | 0 | 0 | 0 | 0 | 0 | 0 | 0 | 0 | 0 | 0 | 0 | 0 | 0 | 0 | 0 | 0 | 0 | 0 | 0 | 0 | 0 | 0 | 0
Industrial Sector Energy Related Emissions before CCS[LPG propane or butane if,nonroad vehicles 30,PM10] | NoSettings | 0 | 0 | 0 | 0 | 0 | 0 | 0 | 0 | 0 | 0 | 0 | 0 | 0 | 0 | 0 | 0 | 0 | 0 | 0 | 0 | 0 | 0 | 0 | 0 | 0 | 0 | 0 | 0 | 0 | 0 | 0
Industrial Sector Energy Related Emissions before CCS[LPG propane or butane if,nonroad vehicles 30,PM25] | NoSettings | 0 | 0 | 0 | 0 | 0 | 0 | 0 | 0 | 0 | 0 | 0 | 0 | 0 | 0 | 0 | 0 | 0 | 0 | 0 | 0 | 0 | 0 | 0 | 0 | 0 | 0 | 0 | 0 | 0 | 0 | 0
Industrial Sector Energy Related Emissions before CCS[LPG propane or butane if,nonroad vehicles 30,SOx] | NoSettings | 0 | 0 | 0 | 0 | 0 | 0 | 0 | 0 | 0 | 0 | 0 | 0 | 0 | 0 | 0 | 0 | 0 | 0 | 0 | 0 | 0 | 0 | 0 | 0 | 0 | 0 | 0 | 0 | 0 | 0 | 0
Industrial Sector Energy Related Emissions before CCS[LPG propane or butane if,nonroad vehicles 30,BC] | NoSettings | 0 | 0 | 0 | 0 | 0 | 0 | 0 | 0 | 0 | 0 | 0 | 0 | 0 | 0 | 0 | 0 | 0 | 0 | 0 | 0 | 0 | 0 | 0 | 0 | 0 | 0 | 0 | 0 | 0 | 0 | 0
Industrial Sector Energy Related Emissions before CCS[LPG propane or butane if,nonroad vehicles 30,OC] | NoSettings | 0 | 0 | 0 | 0 | 0 | 0 | 0 | 0 | 0 | 0 | 0 | 0 | 0 | 0 | 0 | 0 | 0 | 0 | 0 | 0 | 0 | 0 | 0 | 0 | 0 | 0 | 0 | 0 | 0 | 0 | 0
Industrial Sector Energy Related Emissions before CCS[LPG propane or butane if,nonroad vehicles 30,CH4] | NoSettings | 0 | 0 | 0 | 0 | 0 | 0 | 0 | 0 | 0 | 0 | 0 | 0 | 0 | 0 | 0 | 0 | 0 | 0 | 0 | 0 | 0 | 0 | 0 | 0 | 0 | 0 | 0 | 0 | 0 | 0 | 0
Industrial Sector Energy Related Emissions before CCS[LPG propane or butane if,nonroad vehicles 30,N2O] | NoSettings | 0 | 0 | 0 | 0 | 0 | 0 | 0 | 0 | 0 | 0 | 0 | 0 | 0 | 0 | 0 | 0 | 0 | 0 | 0 | 0 | 0 | 0 | 0 | 0 | 0 | 0 | 0 | 0 | 0 | 0 | 0
Industrial Sector Energy Related Emissions before CCS[LPG propane or butane if,nonroad vehicles 30,F gases] | NoSettings | 0 | 0 | 0 | 0 | 0 | 0 | 0 | 0 | 0 | 0 | 0 | 0 | 0 | 0 | 0 | 0 | 0 | 0 | 0 | 0 | 0 | 0 | 0 | 0 | 0 | 0 | 0 | 0 | 0 | 0 | 0
Industrial Sector Energy Related Emissions before CCS[LPG propane or butane if,other manufacturing 31T33,CO2] | NoSettings | 1183070000000 | 1171640000000 | 1117660000000 | 1161040000000 | 1181930000000 | 1211650000000 | 1229730000000 | 1240930000000 | 1250340000000 | 1261420000000 | 1278230000000 | 1293270000000 | 1306160000000 | 1325440000000 | 1340250000000 | 1348190000000 | 1353140000000 | 1363870000000 | 1375760000000 | 1389160000000 | 1398440000000 | 1413590000000 | 1436060000000 | 1466180000000 | 1490820000000 | 1506910000000 | 1535140000000 | 1559280000000 | 1583420000000 | 1607560000000 | 1631700000000
Industrial Sector Energy Related Emissions before CCS[LPG propane or butane if,other manufacturing 31T33,VOC] | NoSettings | 76420100 | 75681700 | 72194800 | 74997300 | 76346700 | 78266200 | 79434100 | 80157900 | 80765300 | 81481500 | 82566900 | 83538300 | 84371200 | 85616600 | 86573400 | 87085900 | 87405900 | 88099100 | 88866900 | 89732700 | 90331800 | 91310400 | 92762200 | 94707900 | 96299500 | 97338400 | 99161900 | 100721000 | 102281000 | 103840000 | 105400000
Industrial Sector Energy Related Emissions before CCS[LPG propane or butane if,other manufacturing 31T33,CO] | NoSettings | 63157300 | 62547000 | 59665300 | 61981400 | 63096600 | 64682900 | 65648200 | 66246300 | 66748300 | 67340200 | 68237300 | 69040100 | 69728500 | 70757700 | 71548400 | 71972000 | 72236500 | 72809300 | 73443900 | 74159500 | 74654600 | 75463300 | 76663200 | 78271200 | 79586600 | 80445200 | 81952200 | 83240900 | 84529700 | 85818500 | 87107300
Industrial Sector Energy Related Emissions before CCS[LPG propane or butane if,other manufacturing 31T33,NOx] | NoSettings | 1241740000 | 1229740000 | 1173080000 | 1218620000 | 1240550000 | 1271740000 | 1290710000 | 1302470000 | 1312340000 | 1323980000 | 1341620000 | 1357400000 | 1370940000 | 1391170000 | 1406720000 | 1415050000 | 1420250000 | 1431510000 | 1443990000 | 1458050000 | 1467790000 | 1483690000 | 1507280000 | 1538900000 | 1564760000 | 1581640000 | 1611270000 | 1636610000 | 1661950000 | 1687280000 | 1712620000
Industrial Sector Energy Related Emissions before CCS[LPG propane or butane if,other manufacturing 31T33,PM10] | NoSettings | 66872400 | 66226300 | 63175000 | 65627300 | 66808100 | 68487800 | 69509900 | 70143200 | 70674700 | 71301400 | 72251200 | 73101300 | 73830100 | 74919900 | 75757200 | 76205700 | 76485700 | 77092200 | 77764100 | 78521800 | 79046000 | 79902300 | 81172800 | 82875400 | 84268100 | 85177300 | 86772900 | 88137500 | 89502100 | 90866600 | 92231200
Industrial Sector Energy Related Emissions before CCS[LPG propane or butane if,other manufacturing 31T33,PM25] | NoSettings | 66872400 | 66226300 | 63175000 | 65627300 | 66808100 | 68487800 | 69509900 | 70143200 | 70674700 | 71301400 | 72251200 | 73101300 | 73830100 | 74919900 | 75757200 | 76205700 | 76485700 | 77092200 | 77764100 | 78521800 | 79046000 | 79902300 | 81172800 | 82875400 | 84268100 | 85177300 | 86772900 | 88137500 | 89502100 | 90866600 | 92231200
Industrial Sector Energy Related Emissions before CCS[LPG propane or butane if,other manufacturing 31T33,SOx] | NoSettings | 0 | 0 | 0 | 0 | 0 | 0 | 0 | 0 | 0 | 0 | 0 | 0 | 0 | 0 | 0 | 0 | 0 | 0 | 0 | 0 | 0 | 0 | 0 | 0 | 0 | 0 | 0 | 0 | 0 | 0 | 0
Industrial Sector Energy Related Emissions before CCS[LPG propane or butane if,other manufacturing 31T33,BC] | NoSettings | 11029900 | 10923300 | 10420100 | 10824500 | 11019300 | 11296400 | 11464900 | 11569400 | 11657100 | 11760400 | 11917100 | 12057300 | 12177500 | 12357300 | 12495400 | 12569300 | 12615500 | 12715600 | 12826400 | 12951300 | 13037800 | 13179100 | 13388600 | 13669400 | 13899100 | 14049100 | 14312300 | 14537400 | 14762400 | 14987500 | 15212600
Industrial Sector Energy Related Emissions before CCS[LPG propane or butane if,other manufacturing 31T33,OC] | NoSettings | 28623900 | 28347300 | 27041200 | 28090900 | 28596300 | 29315300 | 29752800 | 30023900 | 30251400 | 30519600 | 30926200 | 31290000 | 31602000 | 32068500 | 32426900 | 32618800 | 32738700 | 32998300 | 33285900 | 33610200 | 33834600 | 34201100 | 34744900 | 35473700 | 36069900 | 36459000 | 37142000 | 37726100 | 38310200 | 38894300 | 39478400
Industrial Sector Energy Related Emissions before CCS[LPG propane or butane if,other manufacturing 31T33,CH4] | NoSettings | 57748200 | 57190200 | 54555300 | 56673000 | 57692700 | 59143200 | 60025800 | 60572700 | 61031700 | 61572900 | 62393100 | 63127200 | 63756600 | 64697700 | 65420700 | 65808000 | 66049800 | 66573600 | 67153800 | 67808100 | 68260800 | 69000300 | 70097400 | 71567700 | 72770400 | 73555500 | 74933400 | 76111800 | 77290200 | 78468600 | 79647000
Industrial Sector Energy Related Emissions before CCS[LPG propane or butane if,other manufacturing 31T33,N2O] | NoSettings | 11549600 | 11438000 | 10911100 | 11334600 | 11538500 | 11828600 | 12005200 | 12114500 | 12206300 | 12314600 | 12478600 | 12625400 | 12751300 | 12939500 | 13084100 | 13161600 | 13210000 | 13314700 | 13430800 | 13561600 | 13652200 | 13800100 | 14019500 | 14313500 | 14554100 | 14711100 | 14986700 | 15222400 | 15458000 | 15693700 | 15929400
Industrial Sector Energy Related Emissions before CCS[LPG propane or butane if,other manufacturing 31T33,F gases] | NoSettings | 0 | 0 | 0 | 0 | 0 | 0 | 0 | 0 | 0 | 0 | 0 | 0 | 0 | 0 | 0 | 0 | 0 | 0 | 0 | 0 | 0 | 0 | 0 | 0 | 0 | 0 | 0 | 0 | 0 | 0 | 0
Industrial Sector Energy Related Emissions before CCS[LPG propane or butane if,energy pipelines and gas processing 352T353,CO2] | NoSettings | 0 | 32256600 | 32663800 | 34177500 | 32616600 | 30944500 | 29234200 | 29505000 | 29619100 | 29983900 | 29795100 | 29539600 | 30434400 | 31297500 | 32183500 | 32867500 | 33491800 | 33363100 | 32839200 | 32547900 | 32200300 | 32049100 | 32211600 | 32613500 | 32647300 | 32840700 | 33079100 | 33656200 | 34120500 | 34670700 | 35333800
Industrial Sector Energy Related Emissions before CCS[LPG propane or butane if,energy pipelines and gas processing 352T353,VOC] | NoSettings | 0 | 2083.61 | 2109.91 | 2207.69 | 2106.86 | 1998.85 | 1888.38 | 1905.87 | 1913.24 | 1936.8 | 1924.61 | 1908.11 | 1965.91 | 2021.66 | 2078.89 | 2123.07 | 2163.4 | 2155.09 | 2121.24 | 2102.42 | 2079.97 | 2070.21 | 2080.71 | 2106.66 | 2108.85 | 2121.34 | 2136.74 | 2174.02 | 2204.01 | 2239.55 | 2282.38
Industrial Sector Energy Related Emissions before CCS[LPG propane or butane if,energy pipelines and gas processing 352T353,CO] | NoSettings | 0 | 1722 | 1743.73 | 1824.54 | 1741.21 | 1651.95 | 1560.65 | 1575.1 | 1581.2 | 1600.67 | 1590.59 | 1576.95 | 1624.72 | 1670.79 | 1718.09 | 1754.61 | 1787.94 | 1781.07 | 1753.1 | 1737.54 | 1718.99 | 1710.92 | 1719.6 | 1741.05 | 1742.86 | 1753.18 | 1765.9 | 1796.71 | 1821.5 | 1850.87 | 1886.27
Industrial Sector Energy Related Emissions before CCS[LPG propane or butane if,energy pipelines and gas processing 352T353,NOx] | NoSettings | 0 | 33856.3 | 34283.7 | 35872.5 | 34234.1 | 32479.1 | 30684 | 30968.2 | 31088 | 31470.9 | 31272.7 | 31004.6 | 31943.8 | 32849.6 | 33779.6 | 34497.5 | 35152.8 | 35017.7 | 34467.8 | 34162 | 33797.2 | 33638.5 | 33809.1 | 34230.9 | 34266.4 | 34469.3 | 34719.6 | 35325.3 | 35812.7 | 36390.1 | 37086.1
Industrial Sector Energy Related Emissions before CCS[LPG propane or butane if,energy pipelines and gas processing 352T353,PM10] | NoSettings | 0 | 1823.29 | 1846.31 | 1931.87 | 1843.64 | 1749.12 | 1652.45 | 1667.76 | 1674.21 | 1694.83 | 1684.15 | 1669.71 | 1720.29 | 1769.08 | 1819.16 | 1857.82 | 1893.11 | 1885.84 | 1856.22 | 1839.75 | 1820.11 | 1811.56 | 1820.75 | 1843.46 | 1845.38 | 1856.3 | 1869.78 | 1902.4 | 1928.65 | 1959.75 | 1997.23
Industrial Sector Energy Related Emissions before CCS[LPG propane or butane if,energy pipelines and gas processing 352T353,PM25] | NoSettings | 0 | 1823.29 | 1846.31 | 1931.87 | 1843.64 | 1749.12 | 1652.45 | 1667.76 | 1674.21 | 1694.83 | 1684.15 | 1669.71 | 1720.29 | 1769.08 | 1819.16 | 1857.82 | 1893.11 | 1885.84 | 1856.22 | 1839.75 | 1820.11 | 1811.56 | 1820.75 | 1843.46 | 1845.38 | 1856.3 | 1869.78 | 1902.4 | 1928.65 | 1959.75 | 1997.23
Industrial Sector Energy Related Emissions before CCS[LPG propane or butane if,energy pipelines and gas processing 352T353,SOx] | NoSettings | 0 | 0 | 0 | 0 | 0 | 0 | 0 | 0 | 0 | 0 | 0 | 0 | 0 | 0 | 0 | 0 | 0 | 0 | 0 | 0 | 0 | 0 | 0 | 0 | 0 | 0 | 0 | 0 | 0 | 0 | 0
Industrial Sector Energy Related Emissions before CCS[LPG propane or butane if,energy pipelines and gas processing 352T353,BC] | NoSettings | 0 | 300.733 | 304.529 | 318.641 | 304.089 | 288.5 | 272.554 | 275.079 | 276.143 | 279.544 | 277.783 | 275.402 | 283.744 | 291.791 | 300.051 | 306.428 | 312.249 | 311.049 | 306.165 | 303.448 | 300.208 | 298.798 | 300.313 | 304.06 | 304.376 | 306.178 | 308.401 | 313.781 | 318.11 | 323.24 | 329.422
Industrial Sector Energy Related Emissions before CCS[LPG propane or butane if,energy pipelines and gas processing 352T353,OC] | NoSettings | 0 | 780.436 | 790.288 | 826.911 | 789.145 | 748.689 | 707.309 | 713.861 | 716.623 | 725.448 | 720.88 | 714.7 | 736.349 | 757.23 | 778.667 | 795.216 | 810.321 | 807.207 | 794.532 | 787.482 | 779.073 | 775.416 | 779.348 | 789.069 | 789.889 | 794.567 | 800.335 | 814.298 | 825.533 | 838.843 | 854.888
Industrial Sector Energy Related Emissions before CCS[LPG propane or butane if,energy pipelines and gas processing 352T353,CH4] | NoSettings | 0 | 1574.52 | 1594.39 | 1668.28 | 1592.09 | 1510.47 | 1426.99 | 1440.2 | 1445.78 | 1463.58 | 1454.36 | 1441.9 | 1485.57 | 1527.7 | 1570.95 | 1604.34 | 1634.81 | 1628.53 | 1602.96 | 1588.73 | 1571.77 | 1564.39 | 1572.32 | 1591.94 | 1593.59 | 1603.03 | 1614.66 | 1642.83 | 1665.5 | 1692.35 | 1724.72
Industrial Sector Energy Related Emissions before CCS[LPG propane or butane if,energy pipelines and gas processing 352T353,N2O] | NoSettings | 0 | 314.904 | 318.879 | 333.656 | 318.418 | 302.094 | 285.397 | 288.041 | 289.155 | 292.716 | 290.873 | 288.379 | 297.115 | 305.54 | 314.19 | 320.867 | 326.962 | 325.706 | 320.591 | 317.747 | 314.354 | 312.878 | 314.464 | 318.387 | 318.718 | 320.605 | 322.933 | 328.567 | 333.1 | 338.471 | 344.945
Industrial Sector Energy Related Emissions before CCS[LPG propane or butane if,energy pipelines and gas processing 352T353,F gases] | NoSettings | 0 | 0 | 0 | 0 | 0 | 0 | 0 | 0 | 0 | 0 | 0 | 0 | 0 | 0 | 0 | 0 | 0 | 0 | 0 | 0 | 0 | 0 | 0 | 0 | 0 | 0 | 0 | 0 | 0 | 0 | 0
Industrial Sector Energy Related Emissions before CCS[LPG propane or butane if,water and waste 36T39,CO2] | NoSettings | 0 | 0 | 0 | 0 | 0 | 0 | 0 | 0 | 0 | 0 | 0 | 0 | 0 | 0 | 0 | 0 | 0 | 0 | 0 | 0 | 0 | 0 | 0 | 0 | 0 | 0 | 0 | 0 | 0 | 0 | 0
Industrial Sector Energy Related Emissions before CCS[LPG propane or butane if,water and waste 36T39,VOC] | NoSettings | 0 | 0 | 0 | 0 | 0 | 0 | 0 | 0 | 0 | 0 | 0 | 0 | 0 | 0 | 0 | 0 | 0 | 0 | 0 | 0 | 0 | 0 | 0 | 0 | 0 | 0 | 0 | 0 | 0 | 0 | 0
Industrial Sector Energy Related Emissions before CCS[LPG propane or butane if,water and waste 36T39,CO] | NoSettings | 0 | 0 | 0 | 0 | 0 | 0 | 0 | 0 | 0 | 0 | 0 | 0 | 0 | 0 | 0 | 0 | 0 | 0 | 0 | 0 | 0 | 0 | 0 | 0 | 0 | 0 | 0 | 0 | 0 | 0 | 0
Industrial Sector Energy Related Emissions before CCS[LPG propane or butane if,water and waste 36T39,NOx] | NoSettings | 0 | 0 | 0 | 0 | 0 | 0 | 0 | 0 | 0 | 0 | 0 | 0 | 0 | 0 | 0 | 0 | 0 | 0 | 0 | 0 | 0 | 0 | 0 | 0 | 0 | 0 | 0 | 0 | 0 | 0 | 0
Industrial Sector Energy Related Emissions before CCS[LPG propane or butane if,water and waste 36T39,PM10] | NoSettings | 0 | 0 | 0 | 0 | 0 | 0 | 0 | 0 | 0 | 0 | 0 | 0 | 0 | 0 | 0 | 0 | 0 | 0 | 0 | 0 | 0 | 0 | 0 | 0 | 0 | 0 | 0 | 0 | 0 | 0 | 0
Industrial Sector Energy Related Emissions before CCS[LPG propane or butane if,water and waste 36T39,PM25] | NoSettings | 0 | 0 | 0 | 0 | 0 | 0 | 0 | 0 | 0 | 0 | 0 | 0 | 0 | 0 | 0 | 0 | 0 | 0 | 0 | 0 | 0 | 0 | 0 | 0 | 0 | 0 | 0 | 0 | 0 | 0 | 0
Industrial Sector Energy Related Emissions before CCS[LPG propane or butane if,water and waste 36T39,SOx] | NoSettings | 0 | 0 | 0 | 0 | 0 | 0 | 0 | 0 | 0 | 0 | 0 | 0 | 0 | 0 | 0 | 0 | 0 | 0 | 0 | 0 | 0 | 0 | 0 | 0 | 0 | 0 | 0 | 0 | 0 | 0 | 0
Industrial Sector Energy Related Emissions before CCS[LPG propane or butane if,water and waste 36T39,BC] | NoSettings | 0 | 0 | 0 | 0 | 0 | 0 | 0 | 0 | 0 | 0 | 0 | 0 | 0 | 0 | 0 | 0 | 0 | 0 | 0 | 0 | 0 | 0 | 0 | 0 | 0 | 0 | 0 | 0 | 0 | 0 | 0
Industrial Sector Energy Related Emissions before CCS[LPG propane or butane if,water and waste 36T39,OC] | NoSettings | 0 | 0 | 0 | 0 | 0 | 0 | 0 | 0 | 0 | 0 | 0 | 0 | 0 | 0 | 0 | 0 | 0 | 0 | 0 | 0 | 0 | 0 | 0 | 0 | 0 | 0 | 0 | 0 | 0 | 0 | 0
Industrial Sector Energy Related Emissions before CCS[LPG propane or butane if,water and waste 36T39,CH4] | NoSettings | 0 | 0 | 0 | 0 | 0 | 0 | 0 | 0 | 0 | 0 | 0 | 0 | 0 | 0 | 0 | 0 | 0 | 0 | 0 | 0 | 0 | 0 | 0 | 0 | 0 | 0 | 0 | 0 | 0 | 0 | 0
Industrial Sector Energy Related Emissions before CCS[LPG propane or butane if,water and waste 36T39,N2O] | NoSettings | 0 | 0 | 0 | 0 | 0 | 0 | 0 | 0 | 0 | 0 | 0 | 0 | 0 | 0 | 0 | 0 | 0 | 0 | 0 | 0 | 0 | 0 | 0 | 0 | 0 | 0 | 0 | 0 | 0 | 0 | 0
Industrial Sector Energy Related Emissions before CCS[LPG propane or butane if,water and waste 36T39,F gases] | NoSettings | 0 | 0 | 0 | 0 | 0 | 0 | 0 | 0 | 0 | 0 | 0 | 0 | 0 | 0 | 0 | 0 | 0 | 0 | 0 | 0 | 0 | 0 | 0 | 0 | 0 | 0 | 0 | 0 | 0 | 0 | 0
Industrial Sector Energy Related Emissions before CCS[LPG propane or butane if,construction 41T43,CO2] | NoSettings | 0 | 0 | 0 | 0 | 0 | 0 | 0 | 0 | 0 | 0 | 0 | 0 | 0 | 0 | 0 | 0 | 0 | 0 | 0 | 0 | 0 | 0 | 0 | 0 | 0 | 0 | 0 | 0 | 0 | 0 | 0
Industrial Sector Energy Related Emissions before CCS[LPG propane or butane if,construction 41T43,VOC] | NoSettings | 0 | 0 | 0 | 0 | 0 | 0 | 0 | 0 | 0 | 0 | 0 | 0 | 0 | 0 | 0 | 0 | 0 | 0 | 0 | 0 | 0 | 0 | 0 | 0 | 0 | 0 | 0 | 0 | 0 | 0 | 0
Industrial Sector Energy Related Emissions before CCS[LPG propane or butane if,construction 41T43,CO] | NoSettings | 0 | 0 | 0 | 0 | 0 | 0 | 0 | 0 | 0 | 0 | 0 | 0 | 0 | 0 | 0 | 0 | 0 | 0 | 0 | 0 | 0 | 0 | 0 | 0 | 0 | 0 | 0 | 0 | 0 | 0 | 0
Industrial Sector Energy Related Emissions before CCS[LPG propane or butane if,construction 41T43,NOx] | NoSettings | 0 | 0 | 0 | 0 | 0 | 0 | 0 | 0 | 0 | 0 | 0 | 0 | 0 | 0 | 0 | 0 | 0 | 0 | 0 | 0 | 0 | 0 | 0 | 0 | 0 | 0 | 0 | 0 | 0 | 0 | 0
Industrial Sector Energy Related Emissions before CCS[LPG propane or butane if,construction 41T43,PM10] | NoSettings | 0 | 0 | 0 | 0 | 0 | 0 | 0 | 0 | 0 | 0 | 0 | 0 | 0 | 0 | 0 | 0 | 0 | 0 | 0 | 0 | 0 | 0 | 0 | 0 | 0 | 0 | 0 | 0 | 0 | 0 | 0
Industrial Sector Energy Related Emissions before CCS[LPG propane or butane if,construction 41T43,PM25] | NoSettings | 0 | 0 | 0 | 0 | 0 | 0 | 0 | 0 | 0 | 0 | 0 | 0 | 0 | 0 | 0 | 0 | 0 | 0 | 0 | 0 | 0 | 0 | 0 | 0 | 0 | 0 | 0 | 0 | 0 | 0 | 0
Industrial Sector Energy Related Emissions before CCS[LPG propane or butane if,construction 41T43,SOx] | NoSettings | 0 | 0 | 0 | 0 | 0 | 0 | 0 | 0 | 0 | 0 | 0 | 0 | 0 | 0 | 0 | 0 | 0 | 0 | 0 | 0 | 0 | 0 | 0 | 0 | 0 | 0 | 0 | 0 | 0 | 0 | 0
Industrial Sector Energy Related Emissions before CCS[LPG propane or butane if,construction 41T43,BC] | NoSettings | 0 | 0 | 0 | 0 | 0 | 0 | 0 | 0 | 0 | 0 | 0 | 0 | 0 | 0 | 0 | 0 | 0 | 0 | 0 | 0 | 0 | 0 | 0 | 0 | 0 | 0 | 0 | 0 | 0 | 0 | 0
Industrial Sector Energy Related Emissions before CCS[LPG propane or butane if,construction 41T43,OC] | NoSettings | 0 | 0 | 0 | 0 | 0 | 0 | 0 | 0 | 0 | 0 | 0 | 0 | 0 | 0 | 0 | 0 | 0 | 0 | 0 | 0 | 0 | 0 | 0 | 0 | 0 | 0 | 0 | 0 | 0 | 0 | 0
Industrial Sector Energy Related Emissions before CCS[LPG propane or butane if,construction 41T43,CH4] | NoSettings | 0 | 0 | 0 | 0 | 0 | 0 | 0 | 0 | 0 | 0 | 0 | 0 | 0 | 0 | 0 | 0 | 0 | 0 | 0 | 0 | 0 | 0 | 0 | 0 | 0 | 0 | 0 | 0 | 0 | 0 | 0
Industrial Sector Energy Related Emissions before CCS[LPG propane or butane if,construction 41T43,N2O] | NoSettings | 0 | 0 | 0 | 0 | 0 | 0 | 0 | 0 | 0 | 0 | 0 | 0 | 0 | 0 | 0 | 0 | 0 | 0 | 0 | 0 | 0 | 0 | 0 | 0 | 0 | 0 | 0 | 0 | 0 | 0 | 0
Industrial Sector Energy Related Emissions before CCS[LPG propane or butane if,construction 41T43,F gases] | NoSettings | 0 | 0 | 0 | 0 | 0 | 0 | 0 | 0 | 0 | 0 | 0 | 0 | 0 | 0 | 0 | 0 | 0 | 0 | 0 | 0 | 0 | 0 | 0 | 0 | 0 | 0 | 0 | 0 | 0 | 0 | 0
Industrial Sector Energy Related Emissions before CCS[hydrogen if,agriculture and forestry 01T03,CO2] | NoSettings | 0 | 0 | 0 | 0 | 0 | 0 | 0 | 0 | 0 | 0 | 0 | 0 | 0 | 0 | 0 | 0 | 0 | 0 | 0 | 0 | 0 | 0 | 0 | 0 | 0 | 0 | 0 | 0 | 0 | 0 | 0
Industrial Sector Energy Related Emissions before CCS[hydrogen if,agriculture and forestry 01T03,VOC] | NoSettings | 0 | 0 | 0 | 0 | 0 | 0 | 0 | 0 | 0 | 0 | 0 | 0 | 0 | 0 | 0 | 0 | 0 | 0 | 0 | 0 | 0 | 0 | 0 | 0 | 0 | 0 | 0 | 0 | 0 | 0 | 0
Industrial Sector Energy Related Emissions before CCS[hydrogen if,agriculture and forestry 01T03,CO] | NoSettings | 0 | 0 | 0 | 0 | 0 | 0 | 0 | 0 | 0 | 0 | 0 | 0 | 0 | 0 | 0 | 0 | 0 | 0 | 0 | 0 | 0 | 0 | 0 | 0 | 0 | 0 | 0 | 0 | 0 | 0 | 0
Industrial Sector Energy Related Emissions before CCS[hydrogen if,agriculture and forestry 01T03,NOx] | NoSettings | 0 | 0 | 0 | 0 | 0 | 0 | 0 | 0 | 0 | 0 | 0 | 0 | 0 | 0 | 0 | 0 | 0 | 0 | 0 | 0 | 0 | 0 | 0 | 0 | 0 | 0 | 0 | 0 | 0 | 0 | 0
Industrial Sector Energy Related Emissions before CCS[hydrogen if,agriculture and forestry 01T03,PM10] | NoSettings | 0 | 0 | 0 | 0 | 0 | 0 | 0 | 0 | 0 | 0 | 0 | 0 | 0 | 0 | 0 | 0 | 0 | 0 | 0 | 0 | 0 | 0 | 0 | 0 | 0 | 0 | 0 | 0 | 0 | 0 | 0
Industrial Sector Energy Related Emissions before CCS[hydrogen if,agriculture and forestry 01T03,PM25] | NoSettings | 0 | 0 | 0 | 0 | 0 | 0 | 0 | 0 | 0 | 0 | 0 | 0 | 0 | 0 | 0 | 0 | 0 | 0 | 0 | 0 | 0 | 0 | 0 | 0 | 0 | 0 | 0 | 0 | 0 | 0 | 0
Industrial Sector Energy Related Emissions before CCS[hydrogen if,agriculture and forestry 01T03,SOx] | NoSettings | 0 | 0 | 0 | 0 | 0 | 0 | 0 | 0 | 0 | 0 | 0 | 0 | 0 | 0 | 0 | 0 | 0 | 0 | 0 | 0 | 0 | 0 | 0 | 0 | 0 | 0 | 0 | 0 | 0 | 0 | 0
Industrial Sector Energy Related Emissions before CCS[hydrogen if,agriculture and forestry 01T03,BC] | NoSettings | 0 | 0 | 0 | 0 | 0 | 0 | 0 | 0 | 0 | 0 | 0 | 0 | 0 | 0 | 0 | 0 | 0 | 0 | 0 | 0 | 0 | 0 | 0 | 0 | 0 | 0 | 0 | 0 | 0 | 0 | 0
Industrial Sector Energy Related Emissions before CCS[hydrogen if,agriculture and forestry 01T03,OC] | NoSettings | 0 | 0 | 0 | 0 | 0 | 0 | 0 | 0 | 0 | 0 | 0 | 0 | 0 | 0 | 0 | 0 | 0 | 0 | 0 | 0 | 0 | 0 | 0 | 0 | 0 | 0 | 0 | 0 | 0 | 0 | 0
Industrial Sector Energy Related Emissions before CCS[hydrogen if,agriculture and forestry 01T03,CH4] | NoSettings | 0 | 0 | 0 | 0 | 0 | 0 | 0 | 0 | 0 | 0 | 0 | 0 | 0 | 0 | 0 | 0 | 0 | 0 | 0 | 0 | 0 | 0 | 0 | 0 | 0 | 0 | 0 | 0 | 0 | 0 | 0
Industrial Sector Energy Related Emissions before CCS[hydrogen if,agriculture and forestry 01T03,N2O] | NoSettings | 0 | 0 | 0 | 0 | 0 | 0 | 0 | 0 | 0 | 0 | 0 | 0 | 0 | 0 | 0 | 0 | 0 | 0 | 0 | 0 | 0 | 0 | 0 | 0 | 0 | 0 | 0 | 0 | 0 | 0 | 0
Industrial Sector Energy Related Emissions before CCS[hydrogen if,agriculture and forestry 01T03,F gases] | NoSettings | 0 | 0 | 0 | 0 | 0 | 0 | 0 | 0 | 0 | 0 | 0 | 0 | 0 | 0 | 0 | 0 | 0 | 0 | 0 | 0 | 0 | 0 | 0 | 0 | 0 | 0 | 0 | 0 | 0 | 0 | 0
Industrial Sector Energy Related Emissions before CCS[hydrogen if,coal mining 05,CO2] | NoSettings | 0 | 0 | 0 | 0 | 0 | 0 | 0 | 0 | 0 | 0 | 0 | 0 | 0 | 0 | 0 | 0 | 0 | 0 | 0 | 0 | 0 | 0 | 0 | 0 | 0 | 0 | 0 | 0 | 0 | 0 | 0
Industrial Sector Energy Related Emissions before CCS[hydrogen if,coal mining 05,VOC] | NoSettings | 0 | 0 | 0 | 0 | 0 | 0 | 0 | 0 | 0 | 0 | 0 | 0 | 0 | 0 | 0 | 0 | 0 | 0 | 0 | 0 | 0 | 0 | 0 | 0 | 0 | 0 | 0 | 0 | 0 | 0 | 0
Industrial Sector Energy Related Emissions before CCS[hydrogen if,coal mining 05,CO] | NoSettings | 0 | 0 | 0 | 0 | 0 | 0 | 0 | 0 | 0 | 0 | 0 | 0 | 0 | 0 | 0 | 0 | 0 | 0 | 0 | 0 | 0 | 0 | 0 | 0 | 0 | 0 | 0 | 0 | 0 | 0 | 0
Industrial Sector Energy Related Emissions before CCS[hydrogen if,coal mining 05,NOx] | NoSettings | 0 | 0 | 0 | 0 | 0 | 0 | 0 | 0 | 0 | 0 | 0 | 0 | 0 | 0 | 0 | 0 | 0 | 0 | 0 | 0 | 0 | 0 | 0 | 0 | 0 | 0 | 0 | 0 | 0 | 0 | 0
Industrial Sector Energy Related Emissions before CCS[hydrogen if,coal mining 05,PM10] | NoSettings | 0 | 0 | 0 | 0 | 0 | 0 | 0 | 0 | 0 | 0 | 0 | 0 | 0 | 0 | 0 | 0 | 0 | 0 | 0 | 0 | 0 | 0 | 0 | 0 | 0 | 0 | 0 | 0 | 0 | 0 | 0
Industrial Sector Energy Related Emissions before CCS[hydrogen if,coal mining 05,PM25] | NoSettings | 0 | 0 | 0 | 0 | 0 | 0 | 0 | 0 | 0 | 0 | 0 | 0 | 0 | 0 | 0 | 0 | 0 | 0 | 0 | 0 | 0 | 0 | 0 | 0 | 0 | 0 | 0 | 0 | 0 | 0 | 0
Industrial Sector Energy Related Emissions before CCS[hydrogen if,coal mining 05,SOx] | NoSettings | 0 | 0 | 0 | 0 | 0 | 0 | 0 | 0 | 0 | 0 | 0 | 0 | 0 | 0 | 0 | 0 | 0 | 0 | 0 | 0 | 0 | 0 | 0 | 0 | 0 | 0 | 0 | 0 | 0 | 0 | 0
Industrial Sector Energy Related Emissions before CCS[hydrogen if,coal mining 05,BC] | NoSettings | 0 | 0 | 0 | 0 | 0 | 0 | 0 | 0 | 0 | 0 | 0 | 0 | 0 | 0 | 0 | 0 | 0 | 0 | 0 | 0 | 0 | 0 | 0 | 0 | 0 | 0 | 0 | 0 | 0 | 0 | 0
Industrial Sector Energy Related Emissions before CCS[hydrogen if,coal mining 05,OC] | NoSettings | 0 | 0 | 0 | 0 | 0 | 0 | 0 | 0 | 0 | 0 | 0 | 0 | 0 | 0 | 0 | 0 | 0 | 0 | 0 | 0 | 0 | 0 | 0 | 0 | 0 | 0 | 0 | 0 | 0 | 0 | 0
Industrial Sector Energy Related Emissions before CCS[hydrogen if,coal mining 05,CH4] | NoSettings | 0 | 0 | 0 | 0 | 0 | 0 | 0 | 0 | 0 | 0 | 0 | 0 | 0 | 0 | 0 | 0 | 0 | 0 | 0 | 0 | 0 | 0 | 0 | 0 | 0 | 0 | 0 | 0 | 0 | 0 | 0
Industrial Sector Energy Related Emissions before CCS[hydrogen if,coal mining 05,N2O] | NoSettings | 0 | 0 | 0 | 0 | 0 | 0 | 0 | 0 | 0 | 0 | 0 | 0 | 0 | 0 | 0 | 0 | 0 | 0 | 0 | 0 | 0 | 0 | 0 | 0 | 0 | 0 | 0 | 0 | 0 | 0 | 0
Industrial Sector Energy Related Emissions before CCS[hydrogen if,coal mining 05,F gases] | NoSettings | 0 | 0 | 0 | 0 | 0 | 0 | 0 | 0 | 0 | 0 | 0 | 0 | 0 | 0 | 0 | 0 | 0 | 0 | 0 | 0 | 0 | 0 | 0 | 0 | 0 | 0 | 0 | 0 | 0 | 0 | 0
Industrial Sector Energy Related Emissions before CCS[hydrogen if,oil and gas extraction 06,CO2] | NoSettings | 0 | 0 | 0 | 0 | 0 | 0 | 0 | 0 | 0 | 0 | 0 | 0 | 0 | 0 | 0 | 0 | 0 | 0 | 0 | 0 | 0 | 0 | 0 | 0 | 0 | 0 | 0 | 0 | 0 | 0 | 0
Industrial Sector Energy Related Emissions before CCS[hydrogen if,oil and gas extraction 06,VOC] | NoSettings | 0 | 0 | 0 | 0 | 0 | 0 | 0 | 0 | 0 | 0 | 0 | 0 | 0 | 0 | 0 | 0 | 0 | 0 | 0 | 0 | 0 | 0 | 0 | 0 | 0 | 0 | 0 | 0 | 0 | 0 | 0
Industrial Sector Energy Related Emissions before CCS[hydrogen if,oil and gas extraction 06,CO] | NoSettings | 0 | 0 | 0 | 0 | 0 | 0 | 0 | 0 | 0 | 0 | 0 | 0 | 0 | 0 | 0 | 0 | 0 | 0 | 0 | 0 | 0 | 0 | 0 | 0 | 0 | 0 | 0 | 0 | 0 | 0 | 0
Industrial Sector Energy Related Emissions before CCS[hydrogen if,oil and gas extraction 06,NOx] | NoSettings | 0 | 0 | 0 | 0 | 0 | 0 | 0 | 0 | 0 | 0 | 0 | 0 | 0 | 0 | 0 | 0 | 0 | 0 | 0 | 0 | 0 | 0 | 0 | 0 | 0 | 0 | 0 | 0 | 0 | 0 | 0
Industrial Sector Energy Related Emissions before CCS[hydrogen if,oil and gas extraction 06,PM10] | NoSettings | 0 | 0 | 0 | 0 | 0 | 0 | 0 | 0 | 0 | 0 | 0 | 0 | 0 | 0 | 0 | 0 | 0 | 0 | 0 | 0 | 0 | 0 | 0 | 0 | 0 | 0 | 0 | 0 | 0 | 0 | 0
Industrial Sector Energy Related Emissions before CCS[hydrogen if,oil and gas extraction 06,PM25] | NoSettings | 0 | 0 | 0 | 0 | 0 | 0 | 0 | 0 | 0 | 0 | 0 | 0 | 0 | 0 | 0 | 0 | 0 | 0 | 0 | 0 | 0 | 0 | 0 | 0 | 0 | 0 | 0 | 0 | 0 | 0 | 0
Industrial Sector Energy Related Emissions before CCS[hydrogen if,oil and gas extraction 06,SOx] | NoSettings | 0 | 0 | 0 | 0 | 0 | 0 | 0 | 0 | 0 | 0 | 0 | 0 | 0 | 0 | 0 | 0 | 0 | 0 | 0 | 0 | 0 | 0 | 0 | 0 | 0 | 0 | 0 | 0 | 0 | 0 | 0
Industrial Sector Energy Related Emissions before CCS[hydrogen if,oil and gas extraction 06,BC] | NoSettings | 0 | 0 | 0 | 0 | 0 | 0 | 0 | 0 | 0 | 0 | 0 | 0 | 0 | 0 | 0 | 0 | 0 | 0 | 0 | 0 | 0 | 0 | 0 | 0 | 0 | 0 | 0 | 0 | 0 | 0 | 0
Industrial Sector Energy Related Emissions before CCS[hydrogen if,oil and gas extraction 06,OC] | NoSettings | 0 | 0 | 0 | 0 | 0 | 0 | 0 | 0 | 0 | 0 | 0 | 0 | 0 | 0 | 0 | 0 | 0 | 0 | 0 | 0 | 0 | 0 | 0 | 0 | 0 | 0 | 0 | 0 | 0 | 0 | 0
Industrial Sector Energy Related Emissions before CCS[hydrogen if,oil and gas extraction 06,CH4] | NoSettings | 0 | 0 | 0 | 0 | 0 | 0 | 0 | 0 | 0 | 0 | 0 | 0 | 0 | 0 | 0 | 0 | 0 | 0 | 0 | 0 | 0 | 0 | 0 | 0 | 0 | 0 | 0 | 0 | 0 | 0 | 0
Industrial Sector Energy Related Emissions before CCS[hydrogen if,oil and gas extraction 06,N2O] | NoSettings | 0 | 0 | 0 | 0 | 0 | 0 | 0 | 0 | 0 | 0 | 0 | 0 | 0 | 0 | 0 | 0 | 0 | 0 | 0 | 0 | 0 | 0 | 0 | 0 | 0 | 0 | 0 | 0 | 0 | 0 | 0
Industrial Sector Energy Related Emissions before CCS[hydrogen if,oil and gas extraction 06,F gases] | NoSettings | 0 | 0 | 0 | 0 | 0 | 0 | 0 | 0 | 0 | 0 | 0 | 0 | 0 | 0 | 0 | 0 | 0 | 0 | 0 | 0 | 0 | 0 | 0 | 0 | 0 | 0 | 0 | 0 | 0 | 0 | 0
Industrial Sector Energy Related Emissions before CCS[hydrogen if,other mining and quarrying 07T08,CO2] | NoSettings | 0 | 0 | 0 | 0 | 0 | 0 | 0 | 0 | 0 | 0 | 0 | 0 | 0 | 0 | 0 | 0 | 0 | 0 | 0 | 0 | 0 | 0 | 0 | 0 | 0 | 0 | 0 | 0 | 0 | 0 | 0
Industrial Sector Energy Related Emissions before CCS[hydrogen if,other mining and quarrying 07T08,VOC] | NoSettings | 0 | 0 | 0 | 0 | 0 | 0 | 0 | 0 | 0 | 0 | 0 | 0 | 0 | 0 | 0 | 0 | 0 | 0 | 0 | 0 | 0 | 0 | 0 | 0 | 0 | 0 | 0 | 0 | 0 | 0 | 0
Industrial Sector Energy Related Emissions before CCS[hydrogen if,other mining and quarrying 07T08,CO] | NoSettings | 0 | 0 | 0 | 0 | 0 | 0 | 0 | 0 | 0 | 0 | 0 | 0 | 0 | 0 | 0 | 0 | 0 | 0 | 0 | 0 | 0 | 0 | 0 | 0 | 0 | 0 | 0 | 0 | 0 | 0 | 0
Industrial Sector Energy Related Emissions before CCS[hydrogen if,other mining and quarrying 07T08,NOx] | NoSettings | 0 | 0 | 0 | 0 | 0 | 0 | 0 | 0 | 0 | 0 | 0 | 0 | 0 | 0 | 0 | 0 | 0 | 0 | 0 | 0 | 0 | 0 | 0 | 0 | 0 | 0 | 0 | 0 | 0 | 0 | 0
Industrial Sector Energy Related Emissions before CCS[hydrogen if,other mining and quarrying 07T08,PM10] | NoSettings | 0 | 0 | 0 | 0 | 0 | 0 | 0 | 0 | 0 | 0 | 0 | 0 | 0 | 0 | 0 | 0 | 0 | 0 | 0 | 0 | 0 | 0 | 0 | 0 | 0 | 0 | 0 | 0 | 0 | 0 | 0
Industrial Sector Energy Related Emissions before CCS[hydrogen if,other mining and quarrying 07T08,PM25] | NoSettings | 0 | 0 | 0 | 0 | 0 | 0 | 0 | 0 | 0 | 0 | 0 | 0 | 0 | 0 | 0 | 0 | 0 | 0 | 0 | 0 | 0 | 0 | 0 | 0 | 0 | 0 | 0 | 0 | 0 | 0 | 0
Industrial Sector Energy Related Emissions before CCS[hydrogen if,other mining and quarrying 07T08,SOx] | NoSettings | 0 | 0 | 0 | 0 | 0 | 0 | 0 | 0 | 0 | 0 | 0 | 0 | 0 | 0 | 0 | 0 | 0 | 0 | 0 | 0 | 0 | 0 | 0 | 0 | 0 | 0 | 0 | 0 | 0 | 0 | 0
Industrial Sector Energy Related Emissions before CCS[hydrogen if,other mining and quarrying 07T08,BC] | NoSettings | 0 | 0 | 0 | 0 | 0 | 0 | 0 | 0 | 0 | 0 | 0 | 0 | 0 | 0 | 0 | 0 | 0 | 0 | 0 | 0 | 0 | 0 | 0 | 0 | 0 | 0 | 0 | 0 | 0 | 0 | 0
Industrial Sector Energy Related Emissions before CCS[hydrogen if,other mining and quarrying 07T08,OC] | NoSettings | 0 | 0 | 0 | 0 | 0 | 0 | 0 | 0 | 0 | 0 | 0 | 0 | 0 | 0 | 0 | 0 | 0 | 0 | 0 | 0 | 0 | 0 | 0 | 0 | 0 | 0 | 0 | 0 | 0 | 0 | 0
Industrial Sector Energy Related Emissions before CCS[hydrogen if,other mining and quarrying 07T08,CH4] | NoSettings | 0 | 0 | 0 | 0 | 0 | 0 | 0 | 0 | 0 | 0 | 0 | 0 | 0 | 0 | 0 | 0 | 0 | 0 | 0 | 0 | 0 | 0 | 0 | 0 | 0 | 0 | 0 | 0 | 0 | 0 | 0
Industrial Sector Energy Related Emissions before CCS[hydrogen if,other mining and quarrying 07T08,N2O] | NoSettings | 0 | 0 | 0 | 0 | 0 | 0 | 0 | 0 | 0 | 0 | 0 | 0 | 0 | 0 | 0 | 0 | 0 | 0 | 0 | 0 | 0 | 0 | 0 | 0 | 0 | 0 | 0 | 0 | 0 | 0 | 0
Industrial Sector Energy Related Emissions before CCS[hydrogen if,other mining and quarrying 07T08,F gases] | NoSettings | 0 | 0 | 0 | 0 | 0 | 0 | 0 | 0 | 0 | 0 | 0 | 0 | 0 | 0 | 0 | 0 | 0 | 0 | 0 | 0 | 0 | 0 | 0 | 0 | 0 | 0 | 0 | 0 | 0 | 0 | 0
Industrial Sector Energy Related Emissions before CCS[hydrogen if,food beverage and tobacco 10T12,CO2] | NoSettings | 0 | 0 | 0 | 0 | 0 | 0 | 0 | 0 | 0 | 0 | 0 | 0 | 0 | 0 | 0 | 0 | 0 | 0 | 0 | 0 | 0 | 0 | 0 | 0 | 0 | 0 | 0 | 0 | 0 | 0 | 0
Industrial Sector Energy Related Emissions before CCS[hydrogen if,food beverage and tobacco 10T12,VOC] | NoSettings | 0 | 0 | 0 | 0 | 0 | 0 | 0 | 0 | 0 | 0 | 0 | 0 | 0 | 0 | 0 | 0 | 0 | 0 | 0 | 0 | 0 | 0 | 0 | 0 | 0 | 0 | 0 | 0 | 0 | 0 | 0
Industrial Sector Energy Related Emissions before CCS[hydrogen if,food beverage and tobacco 10T12,CO] | NoSettings | 0 | 0 | 0 | 0 | 0 | 0 | 0 | 0 | 0 | 0 | 0 | 0 | 0 | 0 | 0 | 0 | 0 | 0 | 0 | 0 | 0 | 0 | 0 | 0 | 0 | 0 | 0 | 0 | 0 | 0 | 0
Industrial Sector Energy Related Emissions before CCS[hydrogen if,food beverage and tobacco 10T12,NOx] | NoSettings | 0 | 0 | 0 | 0 | 0 | 0 | 0 | 0 | 0 | 0 | 0 | 0 | 0 | 0 | 0 | 0 | 0 | 0 | 0 | 0 | 0 | 0 | 0 | 0 | 0 | 0 | 0 | 0 | 0 | 0 | 0
Industrial Sector Energy Related Emissions before CCS[hydrogen if,food beverage and tobacco 10T12,PM10] | NoSettings | 0 | 0 | 0 | 0 | 0 | 0 | 0 | 0 | 0 | 0 | 0 | 0 | 0 | 0 | 0 | 0 | 0 | 0 | 0 | 0 | 0 | 0 | 0 | 0 | 0 | 0 | 0 | 0 | 0 | 0 | 0
Industrial Sector Energy Related Emissions before CCS[hydrogen if,food beverage and tobacco 10T12,PM25] | NoSettings | 0 | 0 | 0 | 0 | 0 | 0 | 0 | 0 | 0 | 0 | 0 | 0 | 0 | 0 | 0 | 0 | 0 | 0 | 0 | 0 | 0 | 0 | 0 | 0 | 0 | 0 | 0 | 0 | 0 | 0 | 0
Industrial Sector Energy Related Emissions before CCS[hydrogen if,food beverage and tobacco 10T12,SOx] | NoSettings | 0 | 0 | 0 | 0 | 0 | 0 | 0 | 0 | 0 | 0 | 0 | 0 | 0 | 0 | 0 | 0 | 0 | 0 | 0 | 0 | 0 | 0 | 0 | 0 | 0 | 0 | 0 | 0 | 0 | 0 | 0
Industrial Sector Energy Related Emissions before CCS[hydrogen if,food beverage and tobacco 10T12,BC] | NoSettings | 0 | 0 | 0 | 0 | 0 | 0 | 0 | 0 | 0 | 0 | 0 | 0 | 0 | 0 | 0 | 0 | 0 | 0 | 0 | 0 | 0 | 0 | 0 | 0 | 0 | 0 | 0 | 0 | 0 | 0 | 0
Industrial Sector Energy Related Emissions before CCS[hydrogen if,food beverage and tobacco 10T12,OC] | NoSettings | 0 | 0 | 0 | 0 | 0 | 0 | 0 | 0 | 0 | 0 | 0 | 0 | 0 | 0 | 0 | 0 | 0 | 0 | 0 | 0 | 0 | 0 | 0 | 0 | 0 | 0 | 0 | 0 | 0 | 0 | 0
Industrial Sector Energy Related Emissions before CCS[hydrogen if,food beverage and tobacco 10T12,CH4] | NoSettings | 0 | 0 | 0 | 0 | 0 | 0 | 0 | 0 | 0 | 0 | 0 | 0 | 0 | 0 | 0 | 0 | 0 | 0 | 0 | 0 | 0 | 0 | 0 | 0 | 0 | 0 | 0 | 0 | 0 | 0 | 0
Industrial Sector Energy Related Emissions before CCS[hydrogen if,food beverage and tobacco 10T12,N2O] | NoSettings | 0 | 0 | 0 | 0 | 0 | 0 | 0 | 0 | 0 | 0 | 0 | 0 | 0 | 0 | 0 | 0 | 0 | 0 | 0 | 0 | 0 | 0 | 0 | 0 | 0 | 0 | 0 | 0 | 0 | 0 | 0
Industrial Sector Energy Related Emissions before CCS[hydrogen if,food beverage and tobacco 10T12,F gases] | NoSettings | 0 | 0 | 0 | 0 | 0 | 0 | 0 | 0 | 0 | 0 | 0 | 0 | 0 | 0 | 0 | 0 | 0 | 0 | 0 | 0 | 0 | 0 | 0 | 0 | 0 | 0 | 0 | 0 | 0 | 0 | 0
Industrial Sector Energy Related Emissions before CCS[hydrogen if,textiles apparel and leather 13T15,CO2] | NoSettings | 0 | 0 | 0 | 0 | 0 | 0 | 0 | 0 | 0 | 0 | 0 | 0 | 0 | 0 | 0 | 0 | 0 | 0 | 0 | 0 | 0 | 0 | 0 | 0 | 0 | 0 | 0 | 0 | 0 | 0 | 0
Industrial Sector Energy Related Emissions before CCS[hydrogen if,textiles apparel and leather 13T15,VOC] | NoSettings | 0 | 0 | 0 | 0 | 0 | 0 | 0 | 0 | 0 | 0 | 0 | 0 | 0 | 0 | 0 | 0 | 0 | 0 | 0 | 0 | 0 | 0 | 0 | 0 | 0 | 0 | 0 | 0 | 0 | 0 | 0
Industrial Sector Energy Related Emissions before CCS[hydrogen if,textiles apparel and leather 13T15,CO] | NoSettings | 0 | 0 | 0 | 0 | 0 | 0 | 0 | 0 | 0 | 0 | 0 | 0 | 0 | 0 | 0 | 0 | 0 | 0 | 0 | 0 | 0 | 0 | 0 | 0 | 0 | 0 | 0 | 0 | 0 | 0 | 0
Industrial Sector Energy Related Emissions before CCS[hydrogen if,textiles apparel and leather 13T15,NOx] | NoSettings | 0 | 0 | 0 | 0 | 0 | 0 | 0 | 0 | 0 | 0 | 0 | 0 | 0 | 0 | 0 | 0 | 0 | 0 | 0 | 0 | 0 | 0 | 0 | 0 | 0 | 0 | 0 | 0 | 0 | 0 | 0
Industrial Sector Energy Related Emissions before CCS[hydrogen if,textiles apparel and leather 13T15,PM10] | NoSettings | 0 | 0 | 0 | 0 | 0 | 0 | 0 | 0 | 0 | 0 | 0 | 0 | 0 | 0 | 0 | 0 | 0 | 0 | 0 | 0 | 0 | 0 | 0 | 0 | 0 | 0 | 0 | 0 | 0 | 0 | 0
Industrial Sector Energy Related Emissions before CCS[hydrogen if,textiles apparel and leather 13T15,PM25] | NoSettings | 0 | 0 | 0 | 0 | 0 | 0 | 0 | 0 | 0 | 0 | 0 | 0 | 0 | 0 | 0 | 0 | 0 | 0 | 0 | 0 | 0 | 0 | 0 | 0 | 0 | 0 | 0 | 0 | 0 | 0 | 0
Industrial Sector Energy Related Emissions before CCS[hydrogen if,textiles apparel and leather 13T15,SOx] | NoSettings | 0 | 0 | 0 | 0 | 0 | 0 | 0 | 0 | 0 | 0 | 0 | 0 | 0 | 0 | 0 | 0 | 0 | 0 | 0 | 0 | 0 | 0 | 0 | 0 | 0 | 0 | 0 | 0 | 0 | 0 | 0
Industrial Sector Energy Related Emissions before CCS[hydrogen if,textiles apparel and leather 13T15,BC] | NoSettings | 0 | 0 | 0 | 0 | 0 | 0 | 0 | 0 | 0 | 0 | 0 | 0 | 0 | 0 | 0 | 0 | 0 | 0 | 0 | 0 | 0 | 0 | 0 | 0 | 0 | 0 | 0 | 0 | 0 | 0 | 0
Industrial Sector Energy Related Emissions before CCS[hydrogen if,textiles apparel and leather 13T15,OC] | NoSettings | 0 | 0 | 0 | 0 | 0 | 0 | 0 | 0 | 0 | 0 | 0 | 0 | 0 | 0 | 0 | 0 | 0 | 0 | 0 | 0 | 0 | 0 | 0 | 0 | 0 | 0 | 0 | 0 | 0 | 0 | 0
Industrial Sector Energy Related Emissions before CCS[hydrogen if,textiles apparel and leather 13T15,CH4] | NoSettings | 0 | 0 | 0 | 0 | 0 | 0 | 0 | 0 | 0 | 0 | 0 | 0 | 0 | 0 | 0 | 0 | 0 | 0 | 0 | 0 | 0 | 0 | 0 | 0 | 0 | 0 | 0 | 0 | 0 | 0 | 0
Industrial Sector Energy Related Emissions before CCS[hydrogen if,textiles apparel and leather 13T15,N2O] | NoSettings | 0 | 0 | 0 | 0 | 0 | 0 | 0 | 0 | 0 | 0 | 0 | 0 | 0 | 0 | 0 | 0 | 0 | 0 | 0 | 0 | 0 | 0 | 0 | 0 | 0 | 0 | 0 | 0 | 0 | 0 | 0
Industrial Sector Energy Related Emissions before CCS[hydrogen if,textiles apparel and leather 13T15,F gases] | NoSettings | 0 | 0 | 0 | 0 | 0 | 0 | 0 | 0 | 0 | 0 | 0 | 0 | 0 | 0 | 0 | 0 | 0 | 0 | 0 | 0 | 0 | 0 | 0 | 0 | 0 | 0 | 0 | 0 | 0 | 0 | 0
Industrial Sector Energy Related Emissions before CCS[hydrogen if,wood products 16,CO2] | NoSettings | 0 | 0 | 0 | 0 | 0 | 0 | 0 | 0 | 0 | 0 | 0 | 0 | 0 | 0 | 0 | 0 | 0 | 0 | 0 | 0 | 0 | 0 | 0 | 0 | 0 | 0 | 0 | 0 | 0 | 0 | 0
Industrial Sector Energy Related Emissions before CCS[hydrogen if,wood products 16,VOC] | NoSettings | 0 | 0 | 0 | 0 | 0 | 0 | 0 | 0 | 0 | 0 | 0 | 0 | 0 | 0 | 0 | 0 | 0 | 0 | 0 | 0 | 0 | 0 | 0 | 0 | 0 | 0 | 0 | 0 | 0 | 0 | 0
Industrial Sector Energy Related Emissions before CCS[hydrogen if,wood products 16,CO] | NoSettings | 0 | 0 | 0 | 0 | 0 | 0 | 0 | 0 | 0 | 0 | 0 | 0 | 0 | 0 | 0 | 0 | 0 | 0 | 0 | 0 | 0 | 0 | 0 | 0 | 0 | 0 | 0 | 0 | 0 | 0 | 0
Industrial Sector Energy Related Emissions before CCS[hydrogen if,wood products 16,NOx] | NoSettings | 0 | 0 | 0 | 0 | 0 | 0 | 0 | 0 | 0 | 0 | 0 | 0 | 0 | 0 | 0 | 0 | 0 | 0 | 0 | 0 | 0 | 0 | 0 | 0 | 0 | 0 | 0 | 0 | 0 | 0 | 0
Industrial Sector Energy Related Emissions before CCS[hydrogen if,wood products 16,PM10] | NoSettings | 0 | 0 | 0 | 0 | 0 | 0 | 0 | 0 | 0 | 0 | 0 | 0 | 0 | 0 | 0 | 0 | 0 | 0 | 0 | 0 | 0 | 0 | 0 | 0 | 0 | 0 | 0 | 0 | 0 | 0 | 0
Industrial Sector Energy Related Emissions before CCS[hydrogen if,wood products 16,PM25] | NoSettings | 0 | 0 | 0 | 0 | 0 | 0 | 0 | 0 | 0 | 0 | 0 | 0 | 0 | 0 | 0 | 0 | 0 | 0 | 0 | 0 | 0 | 0 | 0 | 0 | 0 | 0 | 0 | 0 | 0 | 0 | 0
Industrial Sector Energy Related Emissions before CCS[hydrogen if,wood products 16,SOx] | NoSettings | 0 | 0 | 0 | 0 | 0 | 0 | 0 | 0 | 0 | 0 | 0 | 0 | 0 | 0 | 0 | 0 | 0 | 0 | 0 | 0 | 0 | 0 | 0 | 0 | 0 | 0 | 0 | 0 | 0 | 0 | 0
Industrial Sector Energy Related Emissions before CCS[hydrogen if,wood products 16,BC] | NoSettings | 0 | 0 | 0 | 0 | 0 | 0 | 0 | 0 | 0 | 0 | 0 | 0 | 0 | 0 | 0 | 0 | 0 | 0 | 0 | 0 | 0 | 0 | 0 | 0 | 0 | 0 | 0 | 0 | 0 | 0 | 0
Industrial Sector Energy Related Emissions before CCS[hydrogen if,wood products 16,OC] | NoSettings | 0 | 0 | 0 | 0 | 0 | 0 | 0 | 0 | 0 | 0 | 0 | 0 | 0 | 0 | 0 | 0 | 0 | 0 | 0 | 0 | 0 | 0 | 0 | 0 | 0 | 0 | 0 | 0 | 0 | 0 | 0
Industrial Sector Energy Related Emissions before CCS[hydrogen if,wood products 16,CH4] | NoSettings | 0 | 0 | 0 | 0 | 0 | 0 | 0 | 0 | 0 | 0 | 0 | 0 | 0 | 0 | 0 | 0 | 0 | 0 | 0 | 0 | 0 | 0 | 0 | 0 | 0 | 0 | 0 | 0 | 0 | 0 | 0
Industrial Sector Energy Related Emissions before CCS[hydrogen if,wood products 16,N2O] | NoSettings | 0 | 0 | 0 | 0 | 0 | 0 | 0 | 0 | 0 | 0 | 0 | 0 | 0 | 0 | 0 | 0 | 0 | 0 | 0 | 0 | 0 | 0 | 0 | 0 | 0 | 0 | 0 | 0 | 0 | 0 | 0
Industrial Sector Energy Related Emissions before CCS[hydrogen if,wood products 16,F gases] | NoSettings | 0 | 0 | 0 | 0 | 0 | 0 | 0 | 0 | 0 | 0 | 0 | 0 | 0 | 0 | 0 | 0 | 0 | 0 | 0 | 0 | 0 | 0 | 0 | 0 | 0 | 0 | 0 | 0 | 0 | 0 | 0
Industrial Sector Energy Related Emissions before CCS[hydrogen if,pulp paper and printing 17T18,CO2] | NoSettings | 0 | 0 | 0 | 0 | 0 | 0 | 0 | 0 | 0 | 0 | 0 | 0 | 0 | 0 | 0 | 0 | 0 | 0 | 0 | 0 | 0 | 0 | 0 | 0 | 0 | 0 | 0 | 0 | 0 | 0 | 0
Industrial Sector Energy Related Emissions before CCS[hydrogen if,pulp paper and printing 17T18,VOC] | NoSettings | 0 | 0 | 0 | 0 | 0 | 0 | 0 | 0 | 0 | 0 | 0 | 0 | 0 | 0 | 0 | 0 | 0 | 0 | 0 | 0 | 0 | 0 | 0 | 0 | 0 | 0 | 0 | 0 | 0 | 0 | 0
Industrial Sector Energy Related Emissions before CCS[hydrogen if,pulp paper and printing 17T18,CO] | NoSettings | 0 | 0 | 0 | 0 | 0 | 0 | 0 | 0 | 0 | 0 | 0 | 0 | 0 | 0 | 0 | 0 | 0 | 0 | 0 | 0 | 0 | 0 | 0 | 0 | 0 | 0 | 0 | 0 | 0 | 0 | 0
Industrial Sector Energy Related Emissions before CCS[hydrogen if,pulp paper and printing 17T18,NOx] | NoSettings | 0 | 0 | 0 | 0 | 0 | 0 | 0 | 0 | 0 | 0 | 0 | 0 | 0 | 0 | 0 | 0 | 0 | 0 | 0 | 0 | 0 | 0 | 0 | 0 | 0 | 0 | 0 | 0 | 0 | 0 | 0
Industrial Sector Energy Related Emissions before CCS[hydrogen if,pulp paper and printing 17T18,PM10] | NoSettings | 0 | 0 | 0 | 0 | 0 | 0 | 0 | 0 | 0 | 0 | 0 | 0 | 0 | 0 | 0 | 0 | 0 | 0 | 0 | 0 | 0 | 0 | 0 | 0 | 0 | 0 | 0 | 0 | 0 | 0 | 0
Industrial Sector Energy Related Emissions before CCS[hydrogen if,pulp paper and printing 17T18,PM25] | NoSettings | 0 | 0 | 0 | 0 | 0 | 0 | 0 | 0 | 0 | 0 | 0 | 0 | 0 | 0 | 0 | 0 | 0 | 0 | 0 | 0 | 0 | 0 | 0 | 0 | 0 | 0 | 0 | 0 | 0 | 0 | 0
Industrial Sector Energy Related Emissions before CCS[hydrogen if,pulp paper and printing 17T18,SOx] | NoSettings | 0 | 0 | 0 | 0 | 0 | 0 | 0 | 0 | 0 | 0 | 0 | 0 | 0 | 0 | 0 | 0 | 0 | 0 | 0 | 0 | 0 | 0 | 0 | 0 | 0 | 0 | 0 | 0 | 0 | 0 | 0
Industrial Sector Energy Related Emissions before CCS[hydrogen if,pulp paper and printing 17T18,BC] | NoSettings | 0 | 0 | 0 | 0 | 0 | 0 | 0 | 0 | 0 | 0 | 0 | 0 | 0 | 0 | 0 | 0 | 0 | 0 | 0 | 0 | 0 | 0 | 0 | 0 | 0 | 0 | 0 | 0 | 0 | 0 | 0
Industrial Sector Energy Related Emissions before CCS[hydrogen if,pulp paper and printing 17T18,OC] | NoSettings | 0 | 0 | 0 | 0 | 0 | 0 | 0 | 0 | 0 | 0 | 0 | 0 | 0 | 0 | 0 | 0 | 0 | 0 | 0 | 0 | 0 | 0 | 0 | 0 | 0 | 0 | 0 | 0 | 0 | 0 | 0
Industrial Sector Energy Related Emissions before CCS[hydrogen if,pulp paper and printing 17T18,CH4] | NoSettings | 0 | 0 | 0 | 0 | 0 | 0 | 0 | 0 | 0 | 0 | 0 | 0 | 0 | 0 | 0 | 0 | 0 | 0 | 0 | 0 | 0 | 0 | 0 | 0 | 0 | 0 | 0 | 0 | 0 | 0 | 0
Industrial Sector Energy Related Emissions before CCS[hydrogen if,pulp paper and printing 17T18,N2O] | NoSettings | 0 | 0 | 0 | 0 | 0 | 0 | 0 | 0 | 0 | 0 | 0 | 0 | 0 | 0 | 0 | 0 | 0 | 0 | 0 | 0 | 0 | 0 | 0 | 0 | 0 | 0 | 0 | 0 | 0 | 0 | 0
Industrial Sector Energy Related Emissions before CCS[hydrogen if,pulp paper and printing 17T18,F gases] | NoSettings | 0 | 0 | 0 | 0 | 0 | 0 | 0 | 0 | 0 | 0 | 0 | 0 | 0 | 0 | 0 | 0 | 0 | 0 | 0 | 0 | 0 | 0 | 0 | 0 | 0 | 0 | 0 | 0 | 0 | 0 | 0
Industrial Sector Energy Related Emissions before CCS[hydrogen if,refined petroleum and coke 19,CO2] | NoSettings | 0 | 0 | 0 | 0 | 0 | 0 | 0 | 0 | 0 | 0 | 0 | 0 | 0 | 0 | 0 | 0 | 0 | 0 | 0 | 0 | 0 | 0 | 0 | 0 | 0 | 0 | 0 | 0 | 0 | 0 | 0
Industrial Sector Energy Related Emissions before CCS[hydrogen if,refined petroleum and coke 19,VOC] | NoSettings | 0 | 0 | 0 | 0 | 0 | 0 | 0 | 0 | 0 | 0 | 0 | 0 | 0 | 0 | 0 | 0 | 0 | 0 | 0 | 0 | 0 | 0 | 0 | 0 | 0 | 0 | 0 | 0 | 0 | 0 | 0
Industrial Sector Energy Related Emissions before CCS[hydrogen if,refined petroleum and coke 19,CO] | NoSettings | 0 | 0 | 0 | 0 | 0 | 0 | 0 | 0 | 0 | 0 | 0 | 0 | 0 | 0 | 0 | 0 | 0 | 0 | 0 | 0 | 0 | 0 | 0 | 0 | 0 | 0 | 0 | 0 | 0 | 0 | 0
Industrial Sector Energy Related Emissions before CCS[hydrogen if,refined petroleum and coke 19,NOx] | NoSettings | 0 | 0 | 0 | 0 | 0 | 0 | 0 | 0 | 0 | 0 | 0 | 0 | 0 | 0 | 0 | 0 | 0 | 0 | 0 | 0 | 0 | 0 | 0 | 0 | 0 | 0 | 0 | 0 | 0 | 0 | 0
Industrial Sector Energy Related Emissions before CCS[hydrogen if,refined petroleum and coke 19,PM10] | NoSettings | 0 | 0 | 0 | 0 | 0 | 0 | 0 | 0 | 0 | 0 | 0 | 0 | 0 | 0 | 0 | 0 | 0 | 0 | 0 | 0 | 0 | 0 | 0 | 0 | 0 | 0 | 0 | 0 | 0 | 0 | 0
Industrial Sector Energy Related Emissions before CCS[hydrogen if,refined petroleum and coke 19,PM25] | NoSettings | 0 | 0 | 0 | 0 | 0 | 0 | 0 | 0 | 0 | 0 | 0 | 0 | 0 | 0 | 0 | 0 | 0 | 0 | 0 | 0 | 0 | 0 | 0 | 0 | 0 | 0 | 0 | 0 | 0 | 0 | 0
Industrial Sector Energy Related Emissions before CCS[hydrogen if,refined petroleum and coke 19,SOx] | NoSettings | 0 | 0 | 0 | 0 | 0 | 0 | 0 | 0 | 0 | 0 | 0 | 0 | 0 | 0 | 0 | 0 | 0 | 0 | 0 | 0 | 0 | 0 | 0 | 0 | 0 | 0 | 0 | 0 | 0 | 0 | 0
Industrial Sector Energy Related Emissions before CCS[hydrogen if,refined petroleum and coke 19,BC] | NoSettings | 0 | 0 | 0 | 0 | 0 | 0 | 0 | 0 | 0 | 0 | 0 | 0 | 0 | 0 | 0 | 0 | 0 | 0 | 0 | 0 | 0 | 0 | 0 | 0 | 0 | 0 | 0 | 0 | 0 | 0 | 0
Industrial Sector Energy Related Emissions before CCS[hydrogen if,refined petroleum and coke 19,OC] | NoSettings | 0 | 0 | 0 | 0 | 0 | 0 | 0 | 0 | 0 | 0 | 0 | 0 | 0 | 0 | 0 | 0 | 0 | 0 | 0 | 0 | 0 | 0 | 0 | 0 | 0 | 0 | 0 | 0 | 0 | 0 | 0
Industrial Sector Energy Related Emissions before CCS[hydrogen if,refined petroleum and coke 19,CH4] | NoSettings | 0 | 0 | 0 | 0 | 0 | 0 | 0 | 0 | 0 | 0 | 0 | 0 | 0 | 0 | 0 | 0 | 0 | 0 | 0 | 0 | 0 | 0 | 0 | 0 | 0 | 0 | 0 | 0 | 0 | 0 | 0
Industrial Sector Energy Related Emissions before CCS[hydrogen if,refined petroleum and coke 19,N2O] | NoSettings | 0 | 0 | 0 | 0 | 0 | 0 | 0 | 0 | 0 | 0 | 0 | 0 | 0 | 0 | 0 | 0 | 0 | 0 | 0 | 0 | 0 | 0 | 0 | 0 | 0 | 0 | 0 | 0 | 0 | 0 | 0
Industrial Sector Energy Related Emissions before CCS[hydrogen if,refined petroleum and coke 19,F gases] | NoSettings | 0 | 0 | 0 | 0 | 0 | 0 | 0 | 0 | 0 | 0 | 0 | 0 | 0 | 0 | 0 | 0 | 0 | 0 | 0 | 0 | 0 | 0 | 0 | 0 | 0 | 0 | 0 | 0 | 0 | 0 | 0
Industrial Sector Energy Related Emissions before CCS[hydrogen if,chemicals 20,CO2] | NoSettings | 0 | 0 | 0 | 0 | 0 | 0 | 0 | 0 | 0 | 0 | 0 | 0 | 0 | 0 | 0 | 0 | 0 | 0 | 0 | 0 | 0 | 0 | 0 | 0 | 0 | 0 | 0 | 0 | 0 | 0 | 0
Industrial Sector Energy Related Emissions before CCS[hydrogen if,chemicals 20,VOC] | NoSettings | 0 | 0 | 0 | 0 | 0 | 0 | 0 | 0 | 0 | 0 | 0 | 0 | 0 | 0 | 0 | 0 | 0 | 0 | 0 | 0 | 0 | 0 | 0 | 0 | 0 | 0 | 0 | 0 | 0 | 0 | 0
Industrial Sector Energy Related Emissions before CCS[hydrogen if,chemicals 20,CO] | NoSettings | 0 | 0 | 0 | 0 | 0 | 0 | 0 | 0 | 0 | 0 | 0 | 0 | 0 | 0 | 0 | 0 | 0 | 0 | 0 | 0 | 0 | 0 | 0 | 0 | 0 | 0 | 0 | 0 | 0 | 0 | 0
Industrial Sector Energy Related Emissions before CCS[hydrogen if,chemicals 20,NOx] | NoSettings | 0 | 0 | 0 | 0 | 0 | 0 | 0 | 0 | 0 | 0 | 0 | 0 | 0 | 0 | 0 | 0 | 0 | 0 | 0 | 0 | 0 | 0 | 0 | 0 | 0 | 0 | 0 | 0 | 0 | 0 | 0
Industrial Sector Energy Related Emissions before CCS[hydrogen if,chemicals 20,PM10] | NoSettings | 0 | 0 | 0 | 0 | 0 | 0 | 0 | 0 | 0 | 0 | 0 | 0 | 0 | 0 | 0 | 0 | 0 | 0 | 0 | 0 | 0 | 0 | 0 | 0 | 0 | 0 | 0 | 0 | 0 | 0 | 0
Industrial Sector Energy Related Emissions before CCS[hydrogen if,chemicals 20,PM25] | NoSettings | 0 | 0 | 0 | 0 | 0 | 0 | 0 | 0 | 0 | 0 | 0 | 0 | 0 | 0 | 0 | 0 | 0 | 0 | 0 | 0 | 0 | 0 | 0 | 0 | 0 | 0 | 0 | 0 | 0 | 0 | 0
Industrial Sector Energy Related Emissions before CCS[hydrogen if,chemicals 20,SOx] | NoSettings | 0 | 0 | 0 | 0 | 0 | 0 | 0 | 0 | 0 | 0 | 0 | 0 | 0 | 0 | 0 | 0 | 0 | 0 | 0 | 0 | 0 | 0 | 0 | 0 | 0 | 0 | 0 | 0 | 0 | 0 | 0
Industrial Sector Energy Related Emissions before CCS[hydrogen if,chemicals 20,BC] | NoSettings | 0 | 0 | 0 | 0 | 0 | 0 | 0 | 0 | 0 | 0 | 0 | 0 | 0 | 0 | 0 | 0 | 0 | 0 | 0 | 0 | 0 | 0 | 0 | 0 | 0 | 0 | 0 | 0 | 0 | 0 | 0
Industrial Sector Energy Related Emissions before CCS[hydrogen if,chemicals 20,OC] | NoSettings | 0 | 0 | 0 | 0 | 0 | 0 | 0 | 0 | 0 | 0 | 0 | 0 | 0 | 0 | 0 | 0 | 0 | 0 | 0 | 0 | 0 | 0 | 0 | 0 | 0 | 0 | 0 | 0 | 0 | 0 | 0
Industrial Sector Energy Related Emissions before CCS[hydrogen if,chemicals 20,CH4] | NoSettings | 0 | 0 | 0 | 0 | 0 | 0 | 0 | 0 | 0 | 0 | 0 | 0 | 0 | 0 | 0 | 0 | 0 | 0 | 0 | 0 | 0 | 0 | 0 | 0 | 0 | 0 | 0 | 0 | 0 | 0 | 0
Industrial Sector Energy Related Emissions before CCS[hydrogen if,chemicals 20,N2O] | NoSettings | 0 | 0 | 0 | 0 | 0 | 0 | 0 | 0 | 0 | 0 | 0 | 0 | 0 | 0 | 0 | 0 | 0 | 0 | 0 | 0 | 0 | 0 | 0 | 0 | 0 | 0 | 0 | 0 | 0 | 0 | 0
Industrial Sector Energy Related Emissions before CCS[hydrogen if,chemicals 20,F gases] | NoSettings | 0 | 0 | 0 | 0 | 0 | 0 | 0 | 0 | 0 | 0 | 0 | 0 | 0 | 0 | 0 | 0 | 0 | 0 | 0 | 0 | 0 | 0 | 0 | 0 | 0 | 0 | 0 | 0 | 0 | 0 | 0
Industrial Sector Energy Related Emissions before CCS[hydrogen if,rubber and plastic products 22,CO2] | NoSettings | 0 | 0 | 0 | 0 | 0 | 0 | 0 | 0 | 0 | 0 | 0 | 0 | 0 | 0 | 0 | 0 | 0 | 0 | 0 | 0 | 0 | 0 | 0 | 0 | 0 | 0 | 0 | 0 | 0 | 0 | 0
Industrial Sector Energy Related Emissions before CCS[hydrogen if,rubber and plastic products 22,VOC] | NoSettings | 0 | 0 | 0 | 0 | 0 | 0 | 0 | 0 | 0 | 0 | 0 | 0 | 0 | 0 | 0 | 0 | 0 | 0 | 0 | 0 | 0 | 0 | 0 | 0 | 0 | 0 | 0 | 0 | 0 | 0 | 0
Industrial Sector Energy Related Emissions before CCS[hydrogen if,rubber and plastic products 22,CO] | NoSettings | 0 | 0 | 0 | 0 | 0 | 0 | 0 | 0 | 0 | 0 | 0 | 0 | 0 | 0 | 0 | 0 | 0 | 0 | 0 | 0 | 0 | 0 | 0 | 0 | 0 | 0 | 0 | 0 | 0 | 0 | 0
Industrial Sector Energy Related Emissions before CCS[hydrogen if,rubber and plastic products 22,NOx] | NoSettings | 0 | 0 | 0 | 0 | 0 | 0 | 0 | 0 | 0 | 0 | 0 | 0 | 0 | 0 | 0 | 0 | 0 | 0 | 0 | 0 | 0 | 0 | 0 | 0 | 0 | 0 | 0 | 0 | 0 | 0 | 0
Industrial Sector Energy Related Emissions before CCS[hydrogen if,rubber and plastic products 22,PM10] | NoSettings | 0 | 0 | 0 | 0 | 0 | 0 | 0 | 0 | 0 | 0 | 0 | 0 | 0 | 0 | 0 | 0 | 0 | 0 | 0 | 0 | 0 | 0 | 0 | 0 | 0 | 0 | 0 | 0 | 0 | 0 | 0
Industrial Sector Energy Related Emissions before CCS[hydrogen if,rubber and plastic products 22,PM25] | NoSettings | 0 | 0 | 0 | 0 | 0 | 0 | 0 | 0 | 0 | 0 | 0 | 0 | 0 | 0 | 0 | 0 | 0 | 0 | 0 | 0 | 0 | 0 | 0 | 0 | 0 | 0 | 0 | 0 | 0 | 0 | 0
Industrial Sector Energy Related Emissions before CCS[hydrogen if,rubber and plastic products 22,SOx] | NoSettings | 0 | 0 | 0 | 0 | 0 | 0 | 0 | 0 | 0 | 0 | 0 | 0 | 0 | 0 | 0 | 0 | 0 | 0 | 0 | 0 | 0 | 0 | 0 | 0 | 0 | 0 | 0 | 0 | 0 | 0 | 0
Industrial Sector Energy Related Emissions before CCS[hydrogen if,rubber and plastic products 22,BC] | NoSettings | 0 | 0 | 0 | 0 | 0 | 0 | 0 | 0 | 0 | 0 | 0 | 0 | 0 | 0 | 0 | 0 | 0 | 0 | 0 | 0 | 0 | 0 | 0 | 0 | 0 | 0 | 0 | 0 | 0 | 0 | 0
Industrial Sector Energy Related Emissions before CCS[hydrogen if,rubber and plastic products 22,OC] | NoSettings | 0 | 0 | 0 | 0 | 0 | 0 | 0 | 0 | 0 | 0 | 0 | 0 | 0 | 0 | 0 | 0 | 0 | 0 | 0 | 0 | 0 | 0 | 0 | 0 | 0 | 0 | 0 | 0 | 0 | 0 | 0
Industrial Sector Energy Related Emissions before CCS[hydrogen if,rubber and plastic products 22,CH4] | NoSettings | 0 | 0 | 0 | 0 | 0 | 0 | 0 | 0 | 0 | 0 | 0 | 0 | 0 | 0 | 0 | 0 | 0 | 0 | 0 | 0 | 0 | 0 | 0 | 0 | 0 | 0 | 0 | 0 | 0 | 0 | 0
Industrial Sector Energy Related Emissions before CCS[hydrogen if,rubber and plastic products 22,N2O] | NoSettings | 0 | 0 | 0 | 0 | 0 | 0 | 0 | 0 | 0 | 0 | 0 | 0 | 0 | 0 | 0 | 0 | 0 | 0 | 0 | 0 | 0 | 0 | 0 | 0 | 0 | 0 | 0 | 0 | 0 | 0 | 0
Industrial Sector Energy Related Emissions before CCS[hydrogen if,rubber and plastic products 22,F gases] | NoSettings | 0 | 0 | 0 | 0 | 0 | 0 | 0 | 0 | 0 | 0 | 0 | 0 | 0 | 0 | 0 | 0 | 0 | 0 | 0 | 0 | 0 | 0 | 0 | 0 | 0 | 0 | 0 | 0 | 0 | 0 | 0
Industrial Sector Energy Related Emissions before CCS[hydrogen if,glass and glass products 231,CO2] | NoSettings | 0 | 0 | 0 | 0 | 0 | 0 | 0 | 0 | 0 | 0 | 0 | 0 | 0 | 0 | 0 | 0 | 0 | 0 | 0 | 0 | 0 | 0 | 0 | 0 | 0 | 0 | 0 | 0 | 0 | 0 | 0
Industrial Sector Energy Related Emissions before CCS[hydrogen if,glass and glass products 231,VOC] | NoSettings | 0 | 0 | 0 | 0 | 0 | 0 | 0 | 0 | 0 | 0 | 0 | 0 | 0 | 0 | 0 | 0 | 0 | 0 | 0 | 0 | 0 | 0 | 0 | 0 | 0 | 0 | 0 | 0 | 0 | 0 | 0
Industrial Sector Energy Related Emissions before CCS[hydrogen if,glass and glass products 231,CO] | NoSettings | 0 | 0 | 0 | 0 | 0 | 0 | 0 | 0 | 0 | 0 | 0 | 0 | 0 | 0 | 0 | 0 | 0 | 0 | 0 | 0 | 0 | 0 | 0 | 0 | 0 | 0 | 0 | 0 | 0 | 0 | 0
Industrial Sector Energy Related Emissions before CCS[hydrogen if,glass and glass products 231,NOx] | NoSettings | 0 | 0 | 0 | 0 | 0 | 0 | 0 | 0 | 0 | 0 | 0 | 0 | 0 | 0 | 0 | 0 | 0 | 0 | 0 | 0 | 0 | 0 | 0 | 0 | 0 | 0 | 0 | 0 | 0 | 0 | 0
Industrial Sector Energy Related Emissions before CCS[hydrogen if,glass and glass products 231,PM10] | NoSettings | 0 | 0 | 0 | 0 | 0 | 0 | 0 | 0 | 0 | 0 | 0 | 0 | 0 | 0 | 0 | 0 | 0 | 0 | 0 | 0 | 0 | 0 | 0 | 0 | 0 | 0 | 0 | 0 | 0 | 0 | 0
Industrial Sector Energy Related Emissions before CCS[hydrogen if,glass and glass products 231,PM25] | NoSettings | 0 | 0 | 0 | 0 | 0 | 0 | 0 | 0 | 0 | 0 | 0 | 0 | 0 | 0 | 0 | 0 | 0 | 0 | 0 | 0 | 0 | 0 | 0 | 0 | 0 | 0 | 0 | 0 | 0 | 0 | 0
Industrial Sector Energy Related Emissions before CCS[hydrogen if,glass and glass products 231,SOx] | NoSettings | 0 | 0 | 0 | 0 | 0 | 0 | 0 | 0 | 0 | 0 | 0 | 0 | 0 | 0 | 0 | 0 | 0 | 0 | 0 | 0 | 0 | 0 | 0 | 0 | 0 | 0 | 0 | 0 | 0 | 0 | 0
Industrial Sector Energy Related Emissions before CCS[hydrogen if,glass and glass products 231,BC] | NoSettings | 0 | 0 | 0 | 0 | 0 | 0 | 0 | 0 | 0 | 0 | 0 | 0 | 0 | 0 | 0 | 0 | 0 | 0 | 0 | 0 | 0 | 0 | 0 | 0 | 0 | 0 | 0 | 0 | 0 | 0 | 0
Industrial Sector Energy Related Emissions before CCS[hydrogen if,glass and glass products 231,OC] | NoSettings | 0 | 0 | 0 | 0 | 0 | 0 | 0 | 0 | 0 | 0 | 0 | 0 | 0 | 0 | 0 | 0 | 0 | 0 | 0 | 0 | 0 | 0 | 0 | 0 | 0 | 0 | 0 | 0 | 0 | 0 | 0
Industrial Sector Energy Related Emissions before CCS[hydrogen if,glass and glass products 231,CH4] | NoSettings | 0 | 0 | 0 | 0 | 0 | 0 | 0 | 0 | 0 | 0 | 0 | 0 | 0 | 0 | 0 | 0 | 0 | 0 | 0 | 0 | 0 | 0 | 0 | 0 | 0 | 0 | 0 | 0 | 0 | 0 | 0
Industrial Sector Energy Related Emissions before CCS[hydrogen if,glass and glass products 231,N2O] | NoSettings | 0 | 0 | 0 | 0 | 0 | 0 | 0 | 0 | 0 | 0 | 0 | 0 | 0 | 0 | 0 | 0 | 0 | 0 | 0 | 0 | 0 | 0 | 0 | 0 | 0 | 0 | 0 | 0 | 0 | 0 | 0
Industrial Sector Energy Related Emissions before CCS[hydrogen if,glass and glass products 231,F gases] | NoSettings | 0 | 0 | 0 | 0 | 0 | 0 | 0 | 0 | 0 | 0 | 0 | 0 | 0 | 0 | 0 | 0 | 0 | 0 | 0 | 0 | 0 | 0 | 0 | 0 | 0 | 0 | 0 | 0 | 0 | 0 | 0
Industrial Sector Energy Related Emissions before CCS[hydrogen if,cement and other nonmetallic minerals 239,CO2] | NoSettings | 0 | 0 | 0 | 0 | 0 | 0 | 0 | 0 | 0 | 0 | 0 | 0 | 0 | 0 | 0 | 0 | 0 | 0 | 0 | 0 | 0 | 0 | 0 | 0 | 0 | 0 | 0 | 0 | 0 | 0 | 0
Industrial Sector Energy Related Emissions before CCS[hydrogen if,cement and other nonmetallic minerals 239,VOC] | NoSettings | 0 | 0 | 0 | 0 | 0 | 0 | 0 | 0 | 0 | 0 | 0 | 0 | 0 | 0 | 0 | 0 | 0 | 0 | 0 | 0 | 0 | 0 | 0 | 0 | 0 | 0 | 0 | 0 | 0 | 0 | 0
Industrial Sector Energy Related Emissions before CCS[hydrogen if,cement and other nonmetallic minerals 239,CO] | NoSettings | 0 | 0 | 0 | 0 | 0 | 0 | 0 | 0 | 0 | 0 | 0 | 0 | 0 | 0 | 0 | 0 | 0 | 0 | 0 | 0 | 0 | 0 | 0 | 0 | 0 | 0 | 0 | 0 | 0 | 0 | 0
Industrial Sector Energy Related Emissions before CCS[hydrogen if,cement and other nonmetallic minerals 239,NOx] | NoSettings | 0 | 0 | 0 | 0 | 0 | 0 | 0 | 0 | 0 | 0 | 0 | 0 | 0 | 0 | 0 | 0 | 0 | 0 | 0 | 0 | 0 | 0 | 0 | 0 | 0 | 0 | 0 | 0 | 0 | 0 | 0
Industrial Sector Energy Related Emissions before CCS[hydrogen if,cement and other nonmetallic minerals 239,PM10] | NoSettings | 0 | 0 | 0 | 0 | 0 | 0 | 0 | 0 | 0 | 0 | 0 | 0 | 0 | 0 | 0 | 0 | 0 | 0 | 0 | 0 | 0 | 0 | 0 | 0 | 0 | 0 | 0 | 0 | 0 | 0 | 0
Industrial Sector Energy Related Emissions before CCS[hydrogen if,cement and other nonmetallic minerals 239,PM25] | NoSettings | 0 | 0 | 0 | 0 | 0 | 0 | 0 | 0 | 0 | 0 | 0 | 0 | 0 | 0 | 0 | 0 | 0 | 0 | 0 | 0 | 0 | 0 | 0 | 0 | 0 | 0 | 0 | 0 | 0 | 0 | 0
Industrial Sector Energy Related Emissions before CCS[hydrogen if,cement and other nonmetallic minerals 239,SOx] | NoSettings | 0 | 0 | 0 | 0 | 0 | 0 | 0 | 0 | 0 | 0 | 0 | 0 | 0 | 0 | 0 | 0 | 0 | 0 | 0 | 0 | 0 | 0 | 0 | 0 | 0 | 0 | 0 | 0 | 0 | 0 | 0
Industrial Sector Energy Related Emissions before CCS[hydrogen if,cement and other nonmetallic minerals 239,BC] | NoSettings | 0 | 0 | 0 | 0 | 0 | 0 | 0 | 0 | 0 | 0 | 0 | 0 | 0 | 0 | 0 | 0 | 0 | 0 | 0 | 0 | 0 | 0 | 0 | 0 | 0 | 0 | 0 | 0 | 0 | 0 | 0
Industrial Sector Energy Related Emissions before CCS[hydrogen if,cement and other nonmetallic minerals 239,OC] | NoSettings | 0 | 0 | 0 | 0 | 0 | 0 | 0 | 0 | 0 | 0 | 0 | 0 | 0 | 0 | 0 | 0 | 0 | 0 | 0 | 0 | 0 | 0 | 0 | 0 | 0 | 0 | 0 | 0 | 0 | 0 | 0
Industrial Sector Energy Related Emissions before CCS[hydrogen if,cement and other nonmetallic minerals 239,CH4] | NoSettings | 0 | 0 | 0 | 0 | 0 | 0 | 0 | 0 | 0 | 0 | 0 | 0 | 0 | 0 | 0 | 0 | 0 | 0 | 0 | 0 | 0 | 0 | 0 | 0 | 0 | 0 | 0 | 0 | 0 | 0 | 0
Industrial Sector Energy Related Emissions before CCS[hydrogen if,cement and other nonmetallic minerals 239,N2O] | NoSettings | 0 | 0 | 0 | 0 | 0 | 0 | 0 | 0 | 0 | 0 | 0 | 0 | 0 | 0 | 0 | 0 | 0 | 0 | 0 | 0 | 0 | 0 | 0 | 0 | 0 | 0 | 0 | 0 | 0 | 0 | 0
Industrial Sector Energy Related Emissions before CCS[hydrogen if,cement and other nonmetallic minerals 239,F gases] | NoSettings | 0 | 0 | 0 | 0 | 0 | 0 | 0 | 0 | 0 | 0 | 0 | 0 | 0 | 0 | 0 | 0 | 0 | 0 | 0 | 0 | 0 | 0 | 0 | 0 | 0 | 0 | 0 | 0 | 0 | 0 | 0
Industrial Sector Energy Related Emissions before CCS[hydrogen if,iron and steel 241,CO2] | NoSettings | 0 | 0 | 0 | 0 | 0 | 0 | 0 | 0 | 0 | 0 | 0 | 0 | 0 | 0 | 0 | 0 | 0 | 0 | 0 | 0 | 0 | 0 | 0 | 0 | 0 | 0 | 0 | 0 | 0 | 0 | 0
Industrial Sector Energy Related Emissions before CCS[hydrogen if,iron and steel 241,VOC] | NoSettings | 0 | 0 | 0 | 0 | 0 | 0 | 0 | 0 | 0 | 0 | 0 | 0 | 0 | 0 | 0 | 0 | 0 | 0 | 0 | 0 | 0 | 0 | 0 | 0 | 0 | 0 | 0 | 0 | 0 | 0 | 0
Industrial Sector Energy Related Emissions before CCS[hydrogen if,iron and steel 241,CO] | NoSettings | 0 | 0 | 0 | 0 | 0 | 0 | 0 | 0 | 0 | 0 | 0 | 0 | 0 | 0 | 0 | 0 | 0 | 0 | 0 | 0 | 0 | 0 | 0 | 0 | 0 | 0 | 0 | 0 | 0 | 0 | 0
Industrial Sector Energy Related Emissions before CCS[hydrogen if,iron and steel 241,NOx] | NoSettings | 0 | 0 | 0 | 0 | 0 | 0 | 0 | 0 | 0 | 0 | 0 | 0 | 0 | 0 | 0 | 0 | 0 | 0 | 0 | 0 | 0 | 0 | 0 | 0 | 0 | 0 | 0 | 0 | 0 | 0 | 0
Industrial Sector Energy Related Emissions before CCS[hydrogen if,iron and steel 241,PM10] | NoSettings | 0 | 0 | 0 | 0 | 0 | 0 | 0 | 0 | 0 | 0 | 0 | 0 | 0 | 0 | 0 | 0 | 0 | 0 | 0 | 0 | 0 | 0 | 0 | 0 | 0 | 0 | 0 | 0 | 0 | 0 | 0
Industrial Sector Energy Related Emissions before CCS[hydrogen if,iron and steel 241,PM25] | NoSettings | 0 | 0 | 0 | 0 | 0 | 0 | 0 | 0 | 0 | 0 | 0 | 0 | 0 | 0 | 0 | 0 | 0 | 0 | 0 | 0 | 0 | 0 | 0 | 0 | 0 | 0 | 0 | 0 | 0 | 0 | 0
Industrial Sector Energy Related Emissions before CCS[hydrogen if,iron and steel 241,SOx] | NoSettings | 0 | 0 | 0 | 0 | 0 | 0 | 0 | 0 | 0 | 0 | 0 | 0 | 0 | 0 | 0 | 0 | 0 | 0 | 0 | 0 | 0 | 0 | 0 | 0 | 0 | 0 | 0 | 0 | 0 | 0 | 0
Industrial Sector Energy Related Emissions before CCS[hydrogen if,iron and steel 241,BC] | NoSettings | 0 | 0 | 0 | 0 | 0 | 0 | 0 | 0 | 0 | 0 | 0 | 0 | 0 | 0 | 0 | 0 | 0 | 0 | 0 | 0 | 0 | 0 | 0 | 0 | 0 | 0 | 0 | 0 | 0 | 0 | 0
Industrial Sector Energy Related Emissions before CCS[hydrogen if,iron and steel 241,OC] | NoSettings | 0 | 0 | 0 | 0 | 0 | 0 | 0 | 0 | 0 | 0 | 0 | 0 | 0 | 0 | 0 | 0 | 0 | 0 | 0 | 0 | 0 | 0 | 0 | 0 | 0 | 0 | 0 | 0 | 0 | 0 | 0
Industrial Sector Energy Related Emissions before CCS[hydrogen if,iron and steel 241,CH4] | NoSettings | 0 | 0 | 0 | 0 | 0 | 0 | 0 | 0 | 0 | 0 | 0 | 0 | 0 | 0 | 0 | 0 | 0 | 0 | 0 | 0 | 0 | 0 | 0 | 0 | 0 | 0 | 0 | 0 | 0 | 0 | 0
Industrial Sector Energy Related Emissions before CCS[hydrogen if,iron and steel 241,N2O] | NoSettings | 0 | 0 | 0 | 0 | 0 | 0 | 0 | 0 | 0 | 0 | 0 | 0 | 0 | 0 | 0 | 0 | 0 | 0 | 0 | 0 | 0 | 0 | 0 | 0 | 0 | 0 | 0 | 0 | 0 | 0 | 0
Industrial Sector Energy Related Emissions before CCS[hydrogen if,iron and steel 241,F gases] | NoSettings | 0 | 0 | 0 | 0 | 0 | 0 | 0 | 0 | 0 | 0 | 0 | 0 | 0 | 0 | 0 | 0 | 0 | 0 | 0 | 0 | 0 | 0 | 0 | 0 | 0 | 0 | 0 | 0 | 0 | 0 | 0
Industrial Sector Energy Related Emissions before CCS[hydrogen if,other metals 242,CO2] | NoSettings | 0 | 0 | 0 | 0 | 0 | 0 | 0 | 0 | 0 | 0 | 0 | 0 | 0 | 0 | 0 | 0 | 0 | 0 | 0 | 0 | 0 | 0 | 0 | 0 | 0 | 0 | 0 | 0 | 0 | 0 | 0
Industrial Sector Energy Related Emissions before CCS[hydrogen if,other metals 242,VOC] | NoSettings | 0 | 0 | 0 | 0 | 0 | 0 | 0 | 0 | 0 | 0 | 0 | 0 | 0 | 0 | 0 | 0 | 0 | 0 | 0 | 0 | 0 | 0 | 0 | 0 | 0 | 0 | 0 | 0 | 0 | 0 | 0
Industrial Sector Energy Related Emissions before CCS[hydrogen if,other metals 242,CO] | NoSettings | 0 | 0 | 0 | 0 | 0 | 0 | 0 | 0 | 0 | 0 | 0 | 0 | 0 | 0 | 0 | 0 | 0 | 0 | 0 | 0 | 0 | 0 | 0 | 0 | 0 | 0 | 0 | 0 | 0 | 0 | 0
Industrial Sector Energy Related Emissions before CCS[hydrogen if,other metals 242,NOx] | NoSettings | 0 | 0 | 0 | 0 | 0 | 0 | 0 | 0 | 0 | 0 | 0 | 0 | 0 | 0 | 0 | 0 | 0 | 0 | 0 | 0 | 0 | 0 | 0 | 0 | 0 | 0 | 0 | 0 | 0 | 0 | 0
Industrial Sector Energy Related Emissions before CCS[hydrogen if,other metals 242,PM10] | NoSettings | 0 | 0 | 0 | 0 | 0 | 0 | 0 | 0 | 0 | 0 | 0 | 0 | 0 | 0 | 0 | 0 | 0 | 0 | 0 | 0 | 0 | 0 | 0 | 0 | 0 | 0 | 0 | 0 | 0 | 0 | 0
Industrial Sector Energy Related Emissions before CCS[hydrogen if,other metals 242,PM25] | NoSettings | 0 | 0 | 0 | 0 | 0 | 0 | 0 | 0 | 0 | 0 | 0 | 0 | 0 | 0 | 0 | 0 | 0 | 0 | 0 | 0 | 0 | 0 | 0 | 0 | 0 | 0 | 0 | 0 | 0 | 0 | 0
Industrial Sector Energy Related Emissions before CCS[hydrogen if,other metals 242,SOx] | NoSettings | 0 | 0 | 0 | 0 | 0 | 0 | 0 | 0 | 0 | 0 | 0 | 0 | 0 | 0 | 0 | 0 | 0 | 0 | 0 | 0 | 0 | 0 | 0 | 0 | 0 | 0 | 0 | 0 | 0 | 0 | 0
Industrial Sector Energy Related Emissions before CCS[hydrogen if,other metals 242,BC] | NoSettings | 0 | 0 | 0 | 0 | 0 | 0 | 0 | 0 | 0 | 0 | 0 | 0 | 0 | 0 | 0 | 0 | 0 | 0 | 0 | 0 | 0 | 0 | 0 | 0 | 0 | 0 | 0 | 0 | 0 | 0 | 0
Industrial Sector Energy Related Emissions before CCS[hydrogen if,other metals 242,OC] | NoSettings | 0 | 0 | 0 | 0 | 0 | 0 | 0 | 0 | 0 | 0 | 0 | 0 | 0 | 0 | 0 | 0 | 0 | 0 | 0 | 0 | 0 | 0 | 0 | 0 | 0 | 0 | 0 | 0 | 0 | 0 | 0
Industrial Sector Energy Related Emissions before CCS[hydrogen if,other metals 242,CH4] | NoSettings | 0 | 0 | 0 | 0 | 0 | 0 | 0 | 0 | 0 | 0 | 0 | 0 | 0 | 0 | 0 | 0 | 0 | 0 | 0 | 0 | 0 | 0 | 0 | 0 | 0 | 0 | 0 | 0 | 0 | 0 | 0
Industrial Sector Energy Related Emissions before CCS[hydrogen if,other metals 242,N2O] | NoSettings | 0 | 0 | 0 | 0 | 0 | 0 | 0 | 0 | 0 | 0 | 0 | 0 | 0 | 0 | 0 | 0 | 0 | 0 | 0 | 0 | 0 | 0 | 0 | 0 | 0 | 0 | 0 | 0 | 0 | 0 | 0
Industrial Sector Energy Related Emissions before CCS[hydrogen if,other metals 242,F gases] | NoSettings | 0 | 0 | 0 | 0 | 0 | 0 | 0 | 0 | 0 | 0 | 0 | 0 | 0 | 0 | 0 | 0 | 0 | 0 | 0 | 0 | 0 | 0 | 0 | 0 | 0 | 0 | 0 | 0 | 0 | 0 | 0
Industrial Sector Energy Related Emissions before CCS[hydrogen if,metal products except machinery and vehicles 25,CO2] | NoSettings | 0 | 0 | 0 | 0 | 0 | 0 | 0 | 0 | 0 | 0 | 0 | 0 | 0 | 0 | 0 | 0 | 0 | 0 | 0 | 0 | 0 | 0 | 0 | 0 | 0 | 0 | 0 | 0 | 0 | 0 | 0
Industrial Sector Energy Related Emissions before CCS[hydrogen if,metal products except machinery and vehicles 25,VOC] | NoSettings | 0 | 0 | 0 | 0 | 0 | 0 | 0 | 0 | 0 | 0 | 0 | 0 | 0 | 0 | 0 | 0 | 0 | 0 | 0 | 0 | 0 | 0 | 0 | 0 | 0 | 0 | 0 | 0 | 0 | 0 | 0
Industrial Sector Energy Related Emissions before CCS[hydrogen if,metal products except machinery and vehicles 25,CO] | NoSettings | 0 | 0 | 0 | 0 | 0 | 0 | 0 | 0 | 0 | 0 | 0 | 0 | 0 | 0 | 0 | 0 | 0 | 0 | 0 | 0 | 0 | 0 | 0 | 0 | 0 | 0 | 0 | 0 | 0 | 0 | 0
Industrial Sector Energy Related Emissions before CCS[hydrogen if,metal products except machinery and vehicles 25,NOx] | NoSettings | 0 | 0 | 0 | 0 | 0 | 0 | 0 | 0 | 0 | 0 | 0 | 0 | 0 | 0 | 0 | 0 | 0 | 0 | 0 | 0 | 0 | 0 | 0 | 0 | 0 | 0 | 0 | 0 | 0 | 0 | 0
Industrial Sector Energy Related Emissions before CCS[hydrogen if,metal products except machinery and vehicles 25,PM10] | NoSettings | 0 | 0 | 0 | 0 | 0 | 0 | 0 | 0 | 0 | 0 | 0 | 0 | 0 | 0 | 0 | 0 | 0 | 0 | 0 | 0 | 0 | 0 | 0 | 0 | 0 | 0 | 0 | 0 | 0 | 0 | 0
Industrial Sector Energy Related Emissions before CCS[hydrogen if,metal products except machinery and vehicles 25,PM25] | NoSettings | 0 | 0 | 0 | 0 | 0 | 0 | 0 | 0 | 0 | 0 | 0 | 0 | 0 | 0 | 0 | 0 | 0 | 0 | 0 | 0 | 0 | 0 | 0 | 0 | 0 | 0 | 0 | 0 | 0 | 0 | 0
Industrial Sector Energy Related Emissions before CCS[hydrogen if,metal products except machinery and vehicles 25,SOx] | NoSettings | 0 | 0 | 0 | 0 | 0 | 0 | 0 | 0 | 0 | 0 | 0 | 0 | 0 | 0 | 0 | 0 | 0 | 0 | 0 | 0 | 0 | 0 | 0 | 0 | 0 | 0 | 0 | 0 | 0 | 0 | 0
Industrial Sector Energy Related Emissions before CCS[hydrogen if,metal products except machinery and vehicles 25,BC] | NoSettings | 0 | 0 | 0 | 0 | 0 | 0 | 0 | 0 | 0 | 0 | 0 | 0 | 0 | 0 | 0 | 0 | 0 | 0 | 0 | 0 | 0 | 0 | 0 | 0 | 0 | 0 | 0 | 0 | 0 | 0 | 0
Industrial Sector Energy Related Emissions before CCS[hydrogen if,metal products except machinery and vehicles 25,OC] | NoSettings | 0 | 0 | 0 | 0 | 0 | 0 | 0 | 0 | 0 | 0 | 0 | 0 | 0 | 0 | 0 | 0 | 0 | 0 | 0 | 0 | 0 | 0 | 0 | 0 | 0 | 0 | 0 | 0 | 0 | 0 | 0
Industrial Sector Energy Related Emissions before CCS[hydrogen if,metal products except machinery and vehicles 25,CH4] | NoSettings | 0 | 0 | 0 | 0 | 0 | 0 | 0 | 0 | 0 | 0 | 0 | 0 | 0 | 0 | 0 | 0 | 0 | 0 | 0 | 0 | 0 | 0 | 0 | 0 | 0 | 0 | 0 | 0 | 0 | 0 | 0
Industrial Sector Energy Related Emissions before CCS[hydrogen if,metal products except machinery and vehicles 25,N2O] | NoSettings | 0 | 0 | 0 | 0 | 0 | 0 | 0 | 0 | 0 | 0 | 0 | 0 | 0 | 0 | 0 | 0 | 0 | 0 | 0 | 0 | 0 | 0 | 0 | 0 | 0 | 0 | 0 | 0 | 0 | 0 | 0
Industrial Sector Energy Related Emissions before CCS[hydrogen if,metal products except machinery and vehicles 25,F gases] | NoSettings | 0 | 0 | 0 | 0 | 0 | 0 | 0 | 0 | 0 | 0 | 0 | 0 | 0 | 0 | 0 | 0 | 0 | 0 | 0 | 0 | 0 | 0 | 0 | 0 | 0 | 0 | 0 | 0 | 0 | 0 | 0
Industrial Sector Energy Related Emissions before CCS[hydrogen if,computers and electronics 26,CO2] | NoSettings | 0 | 0 | 0 | 0 | 0 | 0 | 0 | 0 | 0 | 0 | 0 | 0 | 0 | 0 | 0 | 0 | 0 | 0 | 0 | 0 | 0 | 0 | 0 | 0 | 0 | 0 | 0 | 0 | 0 | 0 | 0
Industrial Sector Energy Related Emissions before CCS[hydrogen if,computers and electronics 26,VOC] | NoSettings | 0 | 0 | 0 | 0 | 0 | 0 | 0 | 0 | 0 | 0 | 0 | 0 | 0 | 0 | 0 | 0 | 0 | 0 | 0 | 0 | 0 | 0 | 0 | 0 | 0 | 0 | 0 | 0 | 0 | 0 | 0
Industrial Sector Energy Related Emissions before CCS[hydrogen if,computers and electronics 26,CO] | NoSettings | 0 | 0 | 0 | 0 | 0 | 0 | 0 | 0 | 0 | 0 | 0 | 0 | 0 | 0 | 0 | 0 | 0 | 0 | 0 | 0 | 0 | 0 | 0 | 0 | 0 | 0 | 0 | 0 | 0 | 0 | 0
Industrial Sector Energy Related Emissions before CCS[hydrogen if,computers and electronics 26,NOx] | NoSettings | 0 | 0 | 0 | 0 | 0 | 0 | 0 | 0 | 0 | 0 | 0 | 0 | 0 | 0 | 0 | 0 | 0 | 0 | 0 | 0 | 0 | 0 | 0 | 0 | 0 | 0 | 0 | 0 | 0 | 0 | 0
Industrial Sector Energy Related Emissions before CCS[hydrogen if,computers and electronics 26,PM10] | NoSettings | 0 | 0 | 0 | 0 | 0 | 0 | 0 | 0 | 0 | 0 | 0 | 0 | 0 | 0 | 0 | 0 | 0 | 0 | 0 | 0 | 0 | 0 | 0 | 0 | 0 | 0 | 0 | 0 | 0 | 0 | 0
Industrial Sector Energy Related Emissions before CCS[hydrogen if,computers and electronics 26,PM25] | NoSettings | 0 | 0 | 0 | 0 | 0 | 0 | 0 | 0 | 0 | 0 | 0 | 0 | 0 | 0 | 0 | 0 | 0 | 0 | 0 | 0 | 0 | 0 | 0 | 0 | 0 | 0 | 0 | 0 | 0 | 0 | 0
Industrial Sector Energy Related Emissions before CCS[hydrogen if,computers and electronics 26,SOx] | NoSettings | 0 | 0 | 0 | 0 | 0 | 0 | 0 | 0 | 0 | 0 | 0 | 0 | 0 | 0 | 0 | 0 | 0 | 0 | 0 | 0 | 0 | 0 | 0 | 0 | 0 | 0 | 0 | 0 | 0 | 0 | 0
Industrial Sector Energy Related Emissions before CCS[hydrogen if,computers and electronics 26,BC] | NoSettings | 0 | 0 | 0 | 0 | 0 | 0 | 0 | 0 | 0 | 0 | 0 | 0 | 0 | 0 | 0 | 0 | 0 | 0 | 0 | 0 | 0 | 0 | 0 | 0 | 0 | 0 | 0 | 0 | 0 | 0 | 0
Industrial Sector Energy Related Emissions before CCS[hydrogen if,computers and electronics 26,OC] | NoSettings | 0 | 0 | 0 | 0 | 0 | 0 | 0 | 0 | 0 | 0 | 0 | 0 | 0 | 0 | 0 | 0 | 0 | 0 | 0 | 0 | 0 | 0 | 0 | 0 | 0 | 0 | 0 | 0 | 0 | 0 | 0
Industrial Sector Energy Related Emissions before CCS[hydrogen if,computers and electronics 26,CH4] | NoSettings | 0 | 0 | 0 | 0 | 0 | 0 | 0 | 0 | 0 | 0 | 0 | 0 | 0 | 0 | 0 | 0 | 0 | 0 | 0 | 0 | 0 | 0 | 0 | 0 | 0 | 0 | 0 | 0 | 0 | 0 | 0
Industrial Sector Energy Related Emissions before CCS[hydrogen if,computers and electronics 26,N2O] | NoSettings | 0 | 0 | 0 | 0 | 0 | 0 | 0 | 0 | 0 | 0 | 0 | 0 | 0 | 0 | 0 | 0 | 0 | 0 | 0 | 0 | 0 | 0 | 0 | 0 | 0 | 0 | 0 | 0 | 0 | 0 | 0
Industrial Sector Energy Related Emissions before CCS[hydrogen if,computers and electronics 26,F gases] | NoSettings | 0 | 0 | 0 | 0 | 0 | 0 | 0 | 0 | 0 | 0 | 0 | 0 | 0 | 0 | 0 | 0 | 0 | 0 | 0 | 0 | 0 | 0 | 0 | 0 | 0 | 0 | 0 | 0 | 0 | 0 | 0
Industrial Sector Energy Related Emissions before CCS[hydrogen if,appliances and electrical equipment 27,CO2] | NoSettings | 0 | 0 | 0 | 0 | 0 | 0 | 0 | 0 | 0 | 0 | 0 | 0 | 0 | 0 | 0 | 0 | 0 | 0 | 0 | 0 | 0 | 0 | 0 | 0 | 0 | 0 | 0 | 0 | 0 | 0 | 0
Industrial Sector Energy Related Emissions before CCS[hydrogen if,appliances and electrical equipment 27,VOC] | NoSettings | 0 | 0 | 0 | 0 | 0 | 0 | 0 | 0 | 0 | 0 | 0 | 0 | 0 | 0 | 0 | 0 | 0 | 0 | 0 | 0 | 0 | 0 | 0 | 0 | 0 | 0 | 0 | 0 | 0 | 0 | 0
Industrial Sector Energy Related Emissions before CCS[hydrogen if,appliances and electrical equipment 27,CO] | NoSettings | 0 | 0 | 0 | 0 | 0 | 0 | 0 | 0 | 0 | 0 | 0 | 0 | 0 | 0 | 0 | 0 | 0 | 0 | 0 | 0 | 0 | 0 | 0 | 0 | 0 | 0 | 0 | 0 | 0 | 0 | 0
Industrial Sector Energy Related Emissions before CCS[hydrogen if,appliances and electrical equipment 27,NOx] | NoSettings | 0 | 0 | 0 | 0 | 0 | 0 | 0 | 0 | 0 | 0 | 0 | 0 | 0 | 0 | 0 | 0 | 0 | 0 | 0 | 0 | 0 | 0 | 0 | 0 | 0 | 0 | 0 | 0 | 0 | 0 | 0
Industrial Sector Energy Related Emissions before CCS[hydrogen if,appliances and electrical equipment 27,PM10] | NoSettings | 0 | 0 | 0 | 0 | 0 | 0 | 0 | 0 | 0 | 0 | 0 | 0 | 0 | 0 | 0 | 0 | 0 | 0 | 0 | 0 | 0 | 0 | 0 | 0 | 0 | 0 | 0 | 0 | 0 | 0 | 0
Industrial Sector Energy Related Emissions before CCS[hydrogen if,appliances and electrical equipment 27,PM25] | NoSettings | 0 | 0 | 0 | 0 | 0 | 0 | 0 | 0 | 0 | 0 | 0 | 0 | 0 | 0 | 0 | 0 | 0 | 0 | 0 | 0 | 0 | 0 | 0 | 0 | 0 | 0 | 0 | 0 | 0 | 0 | 0
Industrial Sector Energy Related Emissions before CCS[hydrogen if,appliances and electrical equipment 27,SOx] | NoSettings | 0 | 0 | 0 | 0 | 0 | 0 | 0 | 0 | 0 | 0 | 0 | 0 | 0 | 0 | 0 | 0 | 0 | 0 | 0 | 0 | 0 | 0 | 0 | 0 | 0 | 0 | 0 | 0 | 0 | 0 | 0
Industrial Sector Energy Related Emissions before CCS[hydrogen if,appliances and electrical equipment 27,BC] | NoSettings | 0 | 0 | 0 | 0 | 0 | 0 | 0 | 0 | 0 | 0 | 0 | 0 | 0 | 0 | 0 | 0 | 0 | 0 | 0 | 0 | 0 | 0 | 0 | 0 | 0 | 0 | 0 | 0 | 0 | 0 | 0
Industrial Sector Energy Related Emissions before CCS[hydrogen if,appliances and electrical equipment 27,OC] | NoSettings | 0 | 0 | 0 | 0 | 0 | 0 | 0 | 0 | 0 | 0 | 0 | 0 | 0 | 0 | 0 | 0 | 0 | 0 | 0 | 0 | 0 | 0 | 0 | 0 | 0 | 0 | 0 | 0 | 0 | 0 | 0
Industrial Sector Energy Related Emissions before CCS[hydrogen if,appliances and electrical equipment 27,CH4] | NoSettings | 0 | 0 | 0 | 0 | 0 | 0 | 0 | 0 | 0 | 0 | 0 | 0 | 0 | 0 | 0 | 0 | 0 | 0 | 0 | 0 | 0 | 0 | 0 | 0 | 0 | 0 | 0 | 0 | 0 | 0 | 0
Industrial Sector Energy Related Emissions before CCS[hydrogen if,appliances and electrical equipment 27,N2O] | NoSettings | 0 | 0 | 0 | 0 | 0 | 0 | 0 | 0 | 0 | 0 | 0 | 0 | 0 | 0 | 0 | 0 | 0 | 0 | 0 | 0 | 0 | 0 | 0 | 0 | 0 | 0 | 0 | 0 | 0 | 0 | 0
Industrial Sector Energy Related Emissions before CCS[hydrogen if,appliances and electrical equipment 27,F gases] | NoSettings | 0 | 0 | 0 | 0 | 0 | 0 | 0 | 0 | 0 | 0 | 0 | 0 | 0 | 0 | 0 | 0 | 0 | 0 | 0 | 0 | 0 | 0 | 0 | 0 | 0 | 0 | 0 | 0 | 0 | 0 | 0
Industrial Sector Energy Related Emissions before CCS[hydrogen if,other machinery 28,CO2] | NoSettings | 0 | 0 | 0 | 0 | 0 | 0 | 0 | 0 | 0 | 0 | 0 | 0 | 0 | 0 | 0 | 0 | 0 | 0 | 0 | 0 | 0 | 0 | 0 | 0 | 0 | 0 | 0 | 0 | 0 | 0 | 0
Industrial Sector Energy Related Emissions before CCS[hydrogen if,other machinery 28,VOC] | NoSettings | 0 | 0 | 0 | 0 | 0 | 0 | 0 | 0 | 0 | 0 | 0 | 0 | 0 | 0 | 0 | 0 | 0 | 0 | 0 | 0 | 0 | 0 | 0 | 0 | 0 | 0 | 0 | 0 | 0 | 0 | 0
Industrial Sector Energy Related Emissions before CCS[hydrogen if,other machinery 28,CO] | NoSettings | 0 | 0 | 0 | 0 | 0 | 0 | 0 | 0 | 0 | 0 | 0 | 0 | 0 | 0 | 0 | 0 | 0 | 0 | 0 | 0 | 0 | 0 | 0 | 0 | 0 | 0 | 0 | 0 | 0 | 0 | 0
Industrial Sector Energy Related Emissions before CCS[hydrogen if,other machinery 28,NOx] | NoSettings | 0 | 0 | 0 | 0 | 0 | 0 | 0 | 0 | 0 | 0 | 0 | 0 | 0 | 0 | 0 | 0 | 0 | 0 | 0 | 0 | 0 | 0 | 0 | 0 | 0 | 0 | 0 | 0 | 0 | 0 | 0
Industrial Sector Energy Related Emissions before CCS[hydrogen if,other machinery 28,PM10] | NoSettings | 0 | 0 | 0 | 0 | 0 | 0 | 0 | 0 | 0 | 0 | 0 | 0 | 0 | 0 | 0 | 0 | 0 | 0 | 0 | 0 | 0 | 0 | 0 | 0 | 0 | 0 | 0 | 0 | 0 | 0 | 0
Industrial Sector Energy Related Emissions before CCS[hydrogen if,other machinery 28,PM25] | NoSettings | 0 | 0 | 0 | 0 | 0 | 0 | 0 | 0 | 0 | 0 | 0 | 0 | 0 | 0 | 0 | 0 | 0 | 0 | 0 | 0 | 0 | 0 | 0 | 0 | 0 | 0 | 0 | 0 | 0 | 0 | 0
Industrial Sector Energy Related Emissions before CCS[hydrogen if,other machinery 28,SOx] | NoSettings | 0 | 0 | 0 | 0 | 0 | 0 | 0 | 0 | 0 | 0 | 0 | 0 | 0 | 0 | 0 | 0 | 0 | 0 | 0 | 0 | 0 | 0 | 0 | 0 | 0 | 0 | 0 | 0 | 0 | 0 | 0
Industrial Sector Energy Related Emissions before CCS[hydrogen if,other machinery 28,BC] | NoSettings | 0 | 0 | 0 | 0 | 0 | 0 | 0 | 0 | 0 | 0 | 0 | 0 | 0 | 0 | 0 | 0 | 0 | 0 | 0 | 0 | 0 | 0 | 0 | 0 | 0 | 0 | 0 | 0 | 0 | 0 | 0
Industrial Sector Energy Related Emissions before CCS[hydrogen if,other machinery 28,OC] | NoSettings | 0 | 0 | 0 | 0 | 0 | 0 | 0 | 0 | 0 | 0 | 0 | 0 | 0 | 0 | 0 | 0 | 0 | 0 | 0 | 0 | 0 | 0 | 0 | 0 | 0 | 0 | 0 | 0 | 0 | 0 | 0
Industrial Sector Energy Related Emissions before CCS[hydrogen if,other machinery 28,CH4] | NoSettings | 0 | 0 | 0 | 0 | 0 | 0 | 0 | 0 | 0 | 0 | 0 | 0 | 0 | 0 | 0 | 0 | 0 | 0 | 0 | 0 | 0 | 0 | 0 | 0 | 0 | 0 | 0 | 0 | 0 | 0 | 0
Industrial Sector Energy Related Emissions before CCS[hydrogen if,other machinery 28,N2O] | NoSettings | 0 | 0 | 0 | 0 | 0 | 0 | 0 | 0 | 0 | 0 | 0 | 0 | 0 | 0 | 0 | 0 | 0 | 0 | 0 | 0 | 0 | 0 | 0 | 0 | 0 | 0 | 0 | 0 | 0 | 0 | 0
Industrial Sector Energy Related Emissions before CCS[hydrogen if,other machinery 28,F gases] | NoSettings | 0 | 0 | 0 | 0 | 0 | 0 | 0 | 0 | 0 | 0 | 0 | 0 | 0 | 0 | 0 | 0 | 0 | 0 | 0 | 0 | 0 | 0 | 0 | 0 | 0 | 0 | 0 | 0 | 0 | 0 | 0
Industrial Sector Energy Related Emissions before CCS[hydrogen if,road vehicles 29,CO2] | NoSettings | 0 | 0 | 0 | 0 | 0 | 0 | 0 | 0 | 0 | 0 | 0 | 0 | 0 | 0 | 0 | 0 | 0 | 0 | 0 | 0 | 0 | 0 | 0 | 0 | 0 | 0 | 0 | 0 | 0 | 0 | 0
Industrial Sector Energy Related Emissions before CCS[hydrogen if,road vehicles 29,VOC] | NoSettings | 0 | 0 | 0 | 0 | 0 | 0 | 0 | 0 | 0 | 0 | 0 | 0 | 0 | 0 | 0 | 0 | 0 | 0 | 0 | 0 | 0 | 0 | 0 | 0 | 0 | 0 | 0 | 0 | 0 | 0 | 0
Industrial Sector Energy Related Emissions before CCS[hydrogen if,road vehicles 29,CO] | NoSettings | 0 | 0 | 0 | 0 | 0 | 0 | 0 | 0 | 0 | 0 | 0 | 0 | 0 | 0 | 0 | 0 | 0 | 0 | 0 | 0 | 0 | 0 | 0 | 0 | 0 | 0 | 0 | 0 | 0 | 0 | 0
Industrial Sector Energy Related Emissions before CCS[hydrogen if,road vehicles 29,NOx] | NoSettings | 0 | 0 | 0 | 0 | 0 | 0 | 0 | 0 | 0 | 0 | 0 | 0 | 0 | 0 | 0 | 0 | 0 | 0 | 0 | 0 | 0 | 0 | 0 | 0 | 0 | 0 | 0 | 0 | 0 | 0 | 0
Industrial Sector Energy Related Emissions before CCS[hydrogen if,road vehicles 29,PM10] | NoSettings | 0 | 0 | 0 | 0 | 0 | 0 | 0 | 0 | 0 | 0 | 0 | 0 | 0 | 0 | 0 | 0 | 0 | 0 | 0 | 0 | 0 | 0 | 0 | 0 | 0 | 0 | 0 | 0 | 0 | 0 | 0
Industrial Sector Energy Related Emissions before CCS[hydrogen if,road vehicles 29,PM25] | NoSettings | 0 | 0 | 0 | 0 | 0 | 0 | 0 | 0 | 0 | 0 | 0 | 0 | 0 | 0 | 0 | 0 | 0 | 0 | 0 | 0 | 0 | 0 | 0 | 0 | 0 | 0 | 0 | 0 | 0 | 0 | 0
Industrial Sector Energy Related Emissions before CCS[hydrogen if,road vehicles 29,SOx] | NoSettings | 0 | 0 | 0 | 0 | 0 | 0 | 0 | 0 | 0 | 0 | 0 | 0 | 0 | 0 | 0 | 0 | 0 | 0 | 0 | 0 | 0 | 0 | 0 | 0 | 0 | 0 | 0 | 0 | 0 | 0 | 0
Industrial Sector Energy Related Emissions before CCS[hydrogen if,road vehicles 29,BC] | NoSettings | 0 | 0 | 0 | 0 | 0 | 0 | 0 | 0 | 0 | 0 | 0 | 0 | 0 | 0 | 0 | 0 | 0 | 0 | 0 | 0 | 0 | 0 | 0 | 0 | 0 | 0 | 0 | 0 | 0 | 0 | 0
Industrial Sector Energy Related Emissions before CCS[hydrogen if,road vehicles 29,OC] | NoSettings | 0 | 0 | 0 | 0 | 0 | 0 | 0 | 0 | 0 | 0 | 0 | 0 | 0 | 0 | 0 | 0 | 0 | 0 | 0 | 0 | 0 | 0 | 0 | 0 | 0 | 0 | 0 | 0 | 0 | 0 | 0
Industrial Sector Energy Related Emissions before CCS[hydrogen if,road vehicles 29,CH4] | NoSettings | 0 | 0 | 0 | 0 | 0 | 0 | 0 | 0 | 0 | 0 | 0 | 0 | 0 | 0 | 0 | 0 | 0 | 0 | 0 | 0 | 0 | 0 | 0 | 0 | 0 | 0 | 0 | 0 | 0 | 0 | 0
Industrial Sector Energy Related Emissions before CCS[hydrogen if,road vehicles 29,N2O] | NoSettings | 0 | 0 | 0 | 0 | 0 | 0 | 0 | 0 | 0 | 0 | 0 | 0 | 0 | 0 | 0 | 0 | 0 | 0 | 0 | 0 | 0 | 0 | 0 | 0 | 0 | 0 | 0 | 0 | 0 | 0 | 0
Industrial Sector Energy Related Emissions before CCS[hydrogen if,road vehicles 29,F gases] | NoSettings | 0 | 0 | 0 | 0 | 0 | 0 | 0 | 0 | 0 | 0 | 0 | 0 | 0 | 0 | 0 | 0 | 0 | 0 | 0 | 0 | 0 | 0 | 0 | 0 | 0 | 0 | 0 | 0 | 0 | 0 | 0
Industrial Sector Energy Related Emissions before CCS[hydrogen if,nonroad vehicles 30,CO2] | NoSettings | 0 | 0 | 0 | 0 | 0 | 0 | 0 | 0 | 0 | 0 | 0 | 0 | 0 | 0 | 0 | 0 | 0 | 0 | 0 | 0 | 0 | 0 | 0 | 0 | 0 | 0 | 0 | 0 | 0 | 0 | 0
Industrial Sector Energy Related Emissions before CCS[hydrogen if,nonroad vehicles 30,VOC] | NoSettings | 0 | 0 | 0 | 0 | 0 | 0 | 0 | 0 | 0 | 0 | 0 | 0 | 0 | 0 | 0 | 0 | 0 | 0 | 0 | 0 | 0 | 0 | 0 | 0 | 0 | 0 | 0 | 0 | 0 | 0 | 0
Industrial Sector Energy Related Emissions before CCS[hydrogen if,nonroad vehicles 30,CO] | NoSettings | 0 | 0 | 0 | 0 | 0 | 0 | 0 | 0 | 0 | 0 | 0 | 0 | 0 | 0 | 0 | 0 | 0 | 0 | 0 | 0 | 0 | 0 | 0 | 0 | 0 | 0 | 0 | 0 | 0 | 0 | 0
Industrial Sector Energy Related Emissions before CCS[hydrogen if,nonroad vehicles 30,NOx] | NoSettings | 0 | 0 | 0 | 0 | 0 | 0 | 0 | 0 | 0 | 0 | 0 | 0 | 0 | 0 | 0 | 0 | 0 | 0 | 0 | 0 | 0 | 0 | 0 | 0 | 0 | 0 | 0 | 0 | 0 | 0 | 0
Industrial Sector Energy Related Emissions before CCS[hydrogen if,nonroad vehicles 30,PM10] | NoSettings | 0 | 0 | 0 | 0 | 0 | 0 | 0 | 0 | 0 | 0 | 0 | 0 | 0 | 0 | 0 | 0 | 0 | 0 | 0 | 0 | 0 | 0 | 0 | 0 | 0 | 0 | 0 | 0 | 0 | 0 | 0
Industrial Sector Energy Related Emissions before CCS[hydrogen if,nonroad vehicles 30,PM25] | NoSettings | 0 | 0 | 0 | 0 | 0 | 0 | 0 | 0 | 0 | 0 | 0 | 0 | 0 | 0 | 0 | 0 | 0 | 0 | 0 | 0 | 0 | 0 | 0 | 0 | 0 | 0 | 0 | 0 | 0 | 0 | 0
Industrial Sector Energy Related Emissions before CCS[hydrogen if,nonroad vehicles 30,SOx] | NoSettings | 0 | 0 | 0 | 0 | 0 | 0 | 0 | 0 | 0 | 0 | 0 | 0 | 0 | 0 | 0 | 0 | 0 | 0 | 0 | 0 | 0 | 0 | 0 | 0 | 0 | 0 | 0 | 0 | 0 | 0 | 0
Industrial Sector Energy Related Emissions before CCS[hydrogen if,nonroad vehicles 30,BC] | NoSettings | 0 | 0 | 0 | 0 | 0 | 0 | 0 | 0 | 0 | 0 | 0 | 0 | 0 | 0 | 0 | 0 | 0 | 0 | 0 | 0 | 0 | 0 | 0 | 0 | 0 | 0 | 0 | 0 | 0 | 0 | 0
Industrial Sector Energy Related Emissions before CCS[hydrogen if,nonroad vehicles 30,OC] | NoSettings | 0 | 0 | 0 | 0 | 0 | 0 | 0 | 0 | 0 | 0 | 0 | 0 | 0 | 0 | 0 | 0 | 0 | 0 | 0 | 0 | 0 | 0 | 0 | 0 | 0 | 0 | 0 | 0 | 0 | 0 | 0
Industrial Sector Energy Related Emissions before CCS[hydrogen if,nonroad vehicles 30,CH4] | NoSettings | 0 | 0 | 0 | 0 | 0 | 0 | 0 | 0 | 0 | 0 | 0 | 0 | 0 | 0 | 0 | 0 | 0 | 0 | 0 | 0 | 0 | 0 | 0 | 0 | 0 | 0 | 0 | 0 | 0 | 0 | 0
Industrial Sector Energy Related Emissions before CCS[hydrogen if,nonroad vehicles 30,N2O] | NoSettings | 0 | 0 | 0 | 0 | 0 | 0 | 0 | 0 | 0 | 0 | 0 | 0 | 0 | 0 | 0 | 0 | 0 | 0 | 0 | 0 | 0 | 0 | 0 | 0 | 0 | 0 | 0 | 0 | 0 | 0 | 0
Industrial Sector Energy Related Emissions before CCS[hydrogen if,nonroad vehicles 30,F gases] | NoSettings | 0 | 0 | 0 | 0 | 0 | 0 | 0 | 0 | 0 | 0 | 0 | 0 | 0 | 0 | 0 | 0 | 0 | 0 | 0 | 0 | 0 | 0 | 0 | 0 | 0 | 0 | 0 | 0 | 0 | 0 | 0
Industrial Sector Energy Related Emissions before CCS[hydrogen if,other manufacturing 31T33,CO2] | NoSettings | 0 | 0 | 0 | 0 | 0 | 0 | 0 | 0 | 0 | 0 | 0 | 0 | 0 | 0 | 0 | 0 | 0 | 0 | 0 | 0 | 0 | 0 | 0 | 0 | 0 | 0 | 0 | 0 | 0 | 0 | 0
Industrial Sector Energy Related Emissions before CCS[hydrogen if,other manufacturing 31T33,VOC] | NoSettings | 0 | 0 | 0 | 0 | 0 | 0 | 0 | 0 | 0 | 0 | 0 | 0 | 0 | 0 | 0 | 0 | 0 | 0 | 0 | 0 | 0 | 0 | 0 | 0 | 0 | 0 | 0 | 0 | 0 | 0 | 0
Industrial Sector Energy Related Emissions before CCS[hydrogen if,other manufacturing 31T33,CO] | NoSettings | 0 | 0 | 0 | 0 | 0 | 0 | 0 | 0 | 0 | 0 | 0 | 0 | 0 | 0 | 0 | 0 | 0 | 0 | 0 | 0 | 0 | 0 | 0 | 0 | 0 | 0 | 0 | 0 | 0 | 0 | 0
Industrial Sector Energy Related Emissions before CCS[hydrogen if,other manufacturing 31T33,NOx] | NoSettings | 0 | 0 | 0 | 0 | 0 | 0 | 0 | 0 | 0 | 0 | 0 | 0 | 0 | 0 | 0 | 0 | 0 | 0 | 0 | 0 | 0 | 0 | 0 | 0 | 0 | 0 | 0 | 0 | 0 | 0 | 0
Industrial Sector Energy Related Emissions before CCS[hydrogen if,other manufacturing 31T33,PM10] | NoSettings | 0 | 0 | 0 | 0 | 0 | 0 | 0 | 0 | 0 | 0 | 0 | 0 | 0 | 0 | 0 | 0 | 0 | 0 | 0 | 0 | 0 | 0 | 0 | 0 | 0 | 0 | 0 | 0 | 0 | 0 | 0
Industrial Sector Energy Related Emissions before CCS[hydrogen if,other manufacturing 31T33,PM25] | NoSettings | 0 | 0 | 0 | 0 | 0 | 0 | 0 | 0 | 0 | 0 | 0 | 0 | 0 | 0 | 0 | 0 | 0 | 0 | 0 | 0 | 0 | 0 | 0 | 0 | 0 | 0 | 0 | 0 | 0 | 0 | 0
Industrial Sector Energy Related Emissions before CCS[hydrogen if,other manufacturing 31T33,SOx] | NoSettings | 0 | 0 | 0 | 0 | 0 | 0 | 0 | 0 | 0 | 0 | 0 | 0 | 0 | 0 | 0 | 0 | 0 | 0 | 0 | 0 | 0 | 0 | 0 | 0 | 0 | 0 | 0 | 0 | 0 | 0 | 0
Industrial Sector Energy Related Emissions before CCS[hydrogen if,other manufacturing 31T33,BC] | NoSettings | 0 | 0 | 0 | 0 | 0 | 0 | 0 | 0 | 0 | 0 | 0 | 0 | 0 | 0 | 0 | 0 | 0 | 0 | 0 | 0 | 0 | 0 | 0 | 0 | 0 | 0 | 0 | 0 | 0 | 0 | 0
Industrial Sector Energy Related Emissions before CCS[hydrogen if,other manufacturing 31T33,OC] | NoSettings | 0 | 0 | 0 | 0 | 0 | 0 | 0 | 0 | 0 | 0 | 0 | 0 | 0 | 0 | 0 | 0 | 0 | 0 | 0 | 0 | 0 | 0 | 0 | 0 | 0 | 0 | 0 | 0 | 0 | 0 | 0
Industrial Sector Energy Related Emissions before CCS[hydrogen if,other manufacturing 31T33,CH4] | NoSettings | 0 | 0 | 0 | 0 | 0 | 0 | 0 | 0 | 0 | 0 | 0 | 0 | 0 | 0 | 0 | 0 | 0 | 0 | 0 | 0 | 0 | 0 | 0 | 0 | 0 | 0 | 0 | 0 | 0 | 0 | 0
Industrial Sector Energy Related Emissions before CCS[hydrogen if,other manufacturing 31T33,N2O] | NoSettings | 0 | 0 | 0 | 0 | 0 | 0 | 0 | 0 | 0 | 0 | 0 | 0 | 0 | 0 | 0 | 0 | 0 | 0 | 0 | 0 | 0 | 0 | 0 | 0 | 0 | 0 | 0 | 0 | 0 | 0 | 0
Industrial Sector Energy Related Emissions before CCS[hydrogen if,other manufacturing 31T33,F gases] | NoSettings | 0 | 0 | 0 | 0 | 0 | 0 | 0 | 0 | 0 | 0 | 0 | 0 | 0 | 0 | 0 | 0 | 0 | 0 | 0 | 0 | 0 | 0 | 0 | 0 | 0 | 0 | 0 | 0 | 0 | 0 | 0
Industrial Sector Energy Related Emissions before CCS[hydrogen if,energy pipelines and gas processing 352T353,CO2] | NoSettings | 0 | 0 | 0 | 0 | 0 | 0 | 0 | 0 | 0 | 0 | 0 | 0 | 0 | 0 | 0 | 0 | 0 | 0 | 0 | 0 | 0 | 0 | 0 | 0 | 0 | 0 | 0 | 0 | 0 | 0 | 0
Industrial Sector Energy Related Emissions before CCS[hydrogen if,energy pipelines and gas processing 352T353,VOC] | NoSettings | 0 | 0 | 0 | 0 | 0 | 0 | 0 | 0 | 0 | 0 | 0 | 0 | 0 | 0 | 0 | 0 | 0 | 0 | 0 | 0 | 0 | 0 | 0 | 0 | 0 | 0 | 0 | 0 | 0 | 0 | 0
Industrial Sector Energy Related Emissions before CCS[hydrogen if,energy pipelines and gas processing 352T353,CO] | NoSettings | 0 | 0 | 0 | 0 | 0 | 0 | 0 | 0 | 0 | 0 | 0 | 0 | 0 | 0 | 0 | 0 | 0 | 0 | 0 | 0 | 0 | 0 | 0 | 0 | 0 | 0 | 0 | 0 | 0 | 0 | 0
Industrial Sector Energy Related Emissions before CCS[hydrogen if,energy pipelines and gas processing 352T353,NOx] | NoSettings | 0 | 0 | 0 | 0 | 0 | 0 | 0 | 0 | 0 | 0 | 0 | 0 | 0 | 0 | 0 | 0 | 0 | 0 | 0 | 0 | 0 | 0 | 0 | 0 | 0 | 0 | 0 | 0 | 0 | 0 | 0
Industrial Sector Energy Related Emissions before CCS[hydrogen if,energy pipelines and gas processing 352T353,PM10] | NoSettings | 0 | 0 | 0 | 0 | 0 | 0 | 0 | 0 | 0 | 0 | 0 | 0 | 0 | 0 | 0 | 0 | 0 | 0 | 0 | 0 | 0 | 0 | 0 | 0 | 0 | 0 | 0 | 0 | 0 | 0 | 0
Industrial Sector Energy Related Emissions before CCS[hydrogen if,energy pipelines and gas processing 352T353,PM25] | NoSettings | 0 | 0 | 0 | 0 | 0 | 0 | 0 | 0 | 0 | 0 | 0 | 0 | 0 | 0 | 0 | 0 | 0 | 0 | 0 | 0 | 0 | 0 | 0 | 0 | 0 | 0 | 0 | 0 | 0 | 0 | 0
Industrial Sector Energy Related Emissions before CCS[hydrogen if,energy pipelines and gas processing 352T353,SOx] | NoSettings | 0 | 0 | 0 | 0 | 0 | 0 | 0 | 0 | 0 | 0 | 0 | 0 | 0 | 0 | 0 | 0 | 0 | 0 | 0 | 0 | 0 | 0 | 0 | 0 | 0 | 0 | 0 | 0 | 0 | 0 | 0
Industrial Sector Energy Related Emissions before CCS[hydrogen if,energy pipelines and gas processing 352T353,BC] | NoSettings | 0 | 0 | 0 | 0 | 0 | 0 | 0 | 0 | 0 | 0 | 0 | 0 | 0 | 0 | 0 | 0 | 0 | 0 | 0 | 0 | 0 | 0 | 0 | 0 | 0 | 0 | 0 | 0 | 0 | 0 | 0
Industrial Sector Energy Related Emissions before CCS[hydrogen if,energy pipelines and gas processing 352T353,OC] | NoSettings | 0 | 0 | 0 | 0 | 0 | 0 | 0 | 0 | 0 | 0 | 0 | 0 | 0 | 0 | 0 | 0 | 0 | 0 | 0 | 0 | 0 | 0 | 0 | 0 | 0 | 0 | 0 | 0 | 0 | 0 | 0
Industrial Sector Energy Related Emissions before CCS[hydrogen if,energy pipelines and gas processing 352T353,CH4] | NoSettings | 0 | 0 | 0 | 0 | 0 | 0 | 0 | 0 | 0 | 0 | 0 | 0 | 0 | 0 | 0 | 0 | 0 | 0 | 0 | 0 | 0 | 0 | 0 | 0 | 0 | 0 | 0 | 0 | 0 | 0 | 0
Industrial Sector Energy Related Emissions before CCS[hydrogen if,energy pipelines and gas processing 352T353,N2O] | NoSettings | 0 | 0 | 0 | 0 | 0 | 0 | 0 | 0 | 0 | 0 | 0 | 0 | 0 | 0 | 0 | 0 | 0 | 0 | 0 | 0 | 0 | 0 | 0 | 0 | 0 | 0 | 0 | 0 | 0 | 0 | 0
Industrial Sector Energy Related Emissions before CCS[hydrogen if,energy pipelines and gas processing 352T353,F gases] | NoSettings | 0 | 0 | 0 | 0 | 0 | 0 | 0 | 0 | 0 | 0 | 0 | 0 | 0 | 0 | 0 | 0 | 0 | 0 | 0 | 0 | 0 | 0 | 0 | 0 | 0 | 0 | 0 | 0 | 0 | 0 | 0
Industrial Sector Energy Related Emissions before CCS[hydrogen if,water and waste 36T39,CO2] | NoSettings | 0 | 0 | 0 | 0 | 0 | 0 | 0 | 0 | 0 | 0 | 0 | 0 | 0 | 0 | 0 | 0 | 0 | 0 | 0 | 0 | 0 | 0 | 0 | 0 | 0 | 0 | 0 | 0 | 0 | 0 | 0
Industrial Sector Energy Related Emissions before CCS[hydrogen if,water and waste 36T39,VOC] | NoSettings | 0 | 0 | 0 | 0 | 0 | 0 | 0 | 0 | 0 | 0 | 0 | 0 | 0 | 0 | 0 | 0 | 0 | 0 | 0 | 0 | 0 | 0 | 0 | 0 | 0 | 0 | 0 | 0 | 0 | 0 | 0
Industrial Sector Energy Related Emissions before CCS[hydrogen if,water and waste 36T39,CO] | NoSettings | 0 | 0 | 0 | 0 | 0 | 0 | 0 | 0 | 0 | 0 | 0 | 0 | 0 | 0 | 0 | 0 | 0 | 0 | 0 | 0 | 0 | 0 | 0 | 0 | 0 | 0 | 0 | 0 | 0 | 0 | 0
Industrial Sector Energy Related Emissions before CCS[hydrogen if,water and waste 36T39,NOx] | NoSettings | 0 | 0 | 0 | 0 | 0 | 0 | 0 | 0 | 0 | 0 | 0 | 0 | 0 | 0 | 0 | 0 | 0 | 0 | 0 | 0 | 0 | 0 | 0 | 0 | 0 | 0 | 0 | 0 | 0 | 0 | 0
Industrial Sector Energy Related Emissions before CCS[hydrogen if,water and waste 36T39,PM10] | NoSettings | 0 | 0 | 0 | 0 | 0 | 0 | 0 | 0 | 0 | 0 | 0 | 0 | 0 | 0 | 0 | 0 | 0 | 0 | 0 | 0 | 0 | 0 | 0 | 0 | 0 | 0 | 0 | 0 | 0 | 0 | 0
Industrial Sector Energy Related Emissions before CCS[hydrogen if,water and waste 36T39,PM25] | NoSettings | 0 | 0 | 0 | 0 | 0 | 0 | 0 | 0 | 0 | 0 | 0 | 0 | 0 | 0 | 0 | 0 | 0 | 0 | 0 | 0 | 0 | 0 | 0 | 0 | 0 | 0 | 0 | 0 | 0 | 0 | 0
Industrial Sector Energy Related Emissions before CCS[hydrogen if,water and waste 36T39,SOx] | NoSettings | 0 | 0 | 0 | 0 | 0 | 0 | 0 | 0 | 0 | 0 | 0 | 0 | 0 | 0 | 0 | 0 | 0 | 0 | 0 | 0 | 0 | 0 | 0 | 0 | 0 | 0 | 0 | 0 | 0 | 0 | 0
Industrial Sector Energy Related Emissions before CCS[hydrogen if,water and waste 36T39,BC] | NoSettings | 0 | 0 | 0 | 0 | 0 | 0 | 0 | 0 | 0 | 0 | 0 | 0 | 0 | 0 | 0 | 0 | 0 | 0 | 0 | 0 | 0 | 0 | 0 | 0 | 0 | 0 | 0 | 0 | 0 | 0 | 0
Industrial Sector Energy Related Emissions before CCS[hydrogen if,water and waste 36T39,OC] | NoSettings | 0 | 0 | 0 | 0 | 0 | 0 | 0 | 0 | 0 | 0 | 0 | 0 | 0 | 0 | 0 | 0 | 0 | 0 | 0 | 0 | 0 | 0 | 0 | 0 | 0 | 0 | 0 | 0 | 0 | 0 | 0
Industrial Sector Energy Related Emissions before CCS[hydrogen if,water and waste 36T39,CH4] | NoSettings | 0 | 0 | 0 | 0 | 0 | 0 | 0 | 0 | 0 | 0 | 0 | 0 | 0 | 0 | 0 | 0 | 0 | 0 | 0 | 0 | 0 | 0 | 0 | 0 | 0 | 0 | 0 | 0 | 0 | 0 | 0
Industrial Sector Energy Related Emissions before CCS[hydrogen if,water and waste 36T39,N2O] | NoSettings | 0 | 0 | 0 | 0 | 0 | 0 | 0 | 0 | 0 | 0 | 0 | 0 | 0 | 0 | 0 | 0 | 0 | 0 | 0 | 0 | 0 | 0 | 0 | 0 | 0 | 0 | 0 | 0 | 0 | 0 | 0
Industrial Sector Energy Related Emissions before CCS[hydrogen if,water and waste 36T39,F gases] | NoSettings | 0 | 0 | 0 | 0 | 0 | 0 | 0 | 0 | 0 | 0 | 0 | 0 | 0 | 0 | 0 | 0 | 0 | 0 | 0 | 0 | 0 | 0 | 0 | 0 | 0 | 0 | 0 | 0 | 0 | 0 | 0
Industrial Sector Energy Related Emissions before CCS[hydrogen if,construction 41T43,CO2] | NoSettings | 0 | 0 | 0 | 0 | 0 | 0 | 0 | 0 | 0 | 0 | 0 | 0 | 0 | 0 | 0 | 0 | 0 | 0 | 0 | 0 | 0 | 0 | 0 | 0 | 0 | 0 | 0 | 0 | 0 | 0 | 0
Industrial Sector Energy Related Emissions before CCS[hydrogen if,construction 41T43,VOC] | NoSettings | 0 | 0 | 0 | 0 | 0 | 0 | 0 | 0 | 0 | 0 | 0 | 0 | 0 | 0 | 0 | 0 | 0 | 0 | 0 | 0 | 0 | 0 | 0 | 0 | 0 | 0 | 0 | 0 | 0 | 0 | 0
Industrial Sector Energy Related Emissions before CCS[hydrogen if,construction 41T43,CO] | NoSettings | 0 | 0 | 0 | 0 | 0 | 0 | 0 | 0 | 0 | 0 | 0 | 0 | 0 | 0 | 0 | 0 | 0 | 0 | 0 | 0 | 0 | 0 | 0 | 0 | 0 | 0 | 0 | 0 | 0 | 0 | 0
Industrial Sector Energy Related Emissions before CCS[hydrogen if,construction 41T43,NOx] | NoSettings | 0 | 0 | 0 | 0 | 0 | 0 | 0 | 0 | 0 | 0 | 0 | 0 | 0 | 0 | 0 | 0 | 0 | 0 | 0 | 0 | 0 | 0 | 0 | 0 | 0 | 0 | 0 | 0 | 0 | 0 | 0
Industrial Sector Energy Related Emissions before CCS[hydrogen if,construction 41T43,PM10] | NoSettings | 0 | 0 | 0 | 0 | 0 | 0 | 0 | 0 | 0 | 0 | 0 | 0 | 0 | 0 | 0 | 0 | 0 | 0 | 0 | 0 | 0 | 0 | 0 | 0 | 0 | 0 | 0 | 0 | 0 | 0 | 0
Industrial Sector Energy Related Emissions before CCS[hydrogen if,construction 41T43,PM25] | NoSettings | 0 | 0 | 0 | 0 | 0 | 0 | 0 | 0 | 0 | 0 | 0 | 0 | 0 | 0 | 0 | 0 | 0 | 0 | 0 | 0 | 0 | 0 | 0 | 0 | 0 | 0 | 0 | 0 | 0 | 0 | 0
Industrial Sector Energy Related Emissions before CCS[hydrogen if,construction 41T43,SOx] | NoSettings | 0 | 0 | 0 | 0 | 0 | 0 | 0 | 0 | 0 | 0 | 0 | 0 | 0 | 0 | 0 | 0 | 0 | 0 | 0 | 0 | 0 | 0 | 0 | 0 | 0 | 0 | 0 | 0 | 0 | 0 | 0
Industrial Sector Energy Related Emissions before CCS[hydrogen if,construction 41T43,BC] | NoSettings | 0 | 0 | 0 | 0 | 0 | 0 | 0 | 0 | 0 | 0 | 0 | 0 | 0 | 0 | 0 | 0 | 0 | 0 | 0 | 0 | 0 | 0 | 0 | 0 | 0 | 0 | 0 | 0 | 0 | 0 | 0
Industrial Sector Energy Related Emissions before CCS[hydrogen if,construction 41T43,OC] | NoSettings | 0 | 0 | 0 | 0 | 0 | 0 | 0 | 0 | 0 | 0 | 0 | 0 | 0 | 0 | 0 | 0 | 0 | 0 | 0 | 0 | 0 | 0 | 0 | 0 | 0 | 0 | 0 | 0 | 0 | 0 | 0
Industrial Sector Energy Related Emissions before CCS[hydrogen if,construction 41T43,CH4] | NoSettings | 0 | 0 | 0 | 0 | 0 | 0 | 0 | 0 | 0 | 0 | 0 | 0 | 0 | 0 | 0 | 0 | 0 | 0 | 0 | 0 | 0 | 0 | 0 | 0 | 0 | 0 | 0 | 0 | 0 | 0 | 0
Industrial Sector Energy Related Emissions before CCS[hydrogen if,construction 41T43,N2O] | NoSettings | 0 | 0 | 0 | 0 | 0 | 0 | 0 | 0 | 0 | 0 | 0 | 0 | 0 | 0 | 0 | 0 | 0 | 0 | 0 | 0 | 0 | 0 | 0 | 0 | 0 | 0 | 0 | 0 | 0 | 0 | 0
Industrial Sector Energy Related Emissions before CCS[hydrogen if,construction 41T43,F gases] | NoSettings | 0 | 0 | 0 | 0 | 0 | 0 | 0 | 0 | 0 | 0 | 0 | 0 | 0 | 0 | 0 | 0 | 0 | 0 | 0 | 0 | 0 | 0 | 0 | 0 | 0 | 0 | 0 | 0 | 0 | 0 | 0
Electricity Sector Pollutant Emissions[CO2,hard coal es] | NoSettings | 9920040000000 | 7932010000000 | 5954030000000 | 3966010000000 | 1988020000000 | 0 | 0 | 0 | 0 | 0 | 0 | 0 | 0 | 0 | 0 | 0 | 0 | 0 | 0 | 0 | 0 | 0 | 0 | 0 | 0 | 0 | 0 | 0 | 0 | 0 | 0
Electricity Sector Pollutant Emissions[CO2,natural gas nonpeaker es] | NoSettings | 35109600000000 | 40317800000000 | 40358500000000 | 40054900000000 | 34107500000000 | 33706400000000 | 33280800000000 | 32730700000000 | 31910700000000 | 31290100000000 | 30516900000000 | 29554900000000 | 28295500000000 | 23990500000000 | 20992700000000 | 19210600000000 | 16283000000000 | 14808300000000 | 13113800000000 | 11472200000000 | 11504700000000 | 9583350000000 | 9858480000000 | 9819350000000 | 10001000000000 | 10151600000000 | 10476700000000 | 11027200000000 | 11377300000000 | 11747900000000 | 12063200000000
Electricity Sector Pollutant Emissions[CO2,nuclear es] | NoSettings | 0 | 0 | 0 | 0 | 0 | 0 | 0 | 0 | 0 | 0 | 0 | 0 | 0 | 0 | 0 | 0 | 0 | 0 | 0 | 0 | 0 | 0 | 0 | 0 | 0 | 0 | 0 | 0 | 0 | 0 | 0
Electricity Sector Pollutant Emissions[CO2,hydro es] | NoSettings | 0 | 0 | 0 | 0 | 0 | 0 | 0 | 0 | 0 | 0 | 0 | 0 | 0 | 0 | 0 | 0 | 0 | 0 | 0 | 0 | 0 | 0 | 0 | 0 | 0 | 0 | 0 | 0 | 0 | 0 | 0
Electricity Sector Pollutant Emissions[CO2,onshore wind es] | NoSettings | 0 | 0 | 0 | 0 | 0 | 0 | 0 | 0 | 0 | 0 | 0 | 0 | 0 | 0 | 0 | 0 | 0 | 0 | 0 | 0 | 0 | 0 | 0 | 0 | 0 | 0 | 0 | 0 | 0 | 0 | 0
Electricity Sector Pollutant Emissions[CO2,solar PV es] | NoSettings | 0 | 0 | 0 | 0 | 0 | 0 | 0 | 0 | 0 | 0 | 0 | 0 | 0 | 0 | 0 | 0 | 0 | 0 | 0 | 0 | 0 | 0 | 0 | 0 | 0 | 0 | 0 | 0 | 0 | 0 | 0
Electricity Sector Pollutant Emissions[CO2,solar thermal es] | NoSettings | 0 | 0 | 0 | 0 | 0 | 0 | 0 | 0 | 0 | 0 | 0 | 0 | 0 | 0 | 0 | 0 | 0 | 0 | 0 | 0 | 0 | 0 | 0 | 0 | 0 | 0 | 0 | 0 | 0 | 0 | 0
Electricity Sector Pollutant Emissions[CO2,biomass es] | NoSettings | 0 | 0 | 0 | 0 | 0 | 0 | 0 | 0 | 0 | 0 | 0 | 0 | 0 | 0 | 0 | 0 | 0 | 0 | 0 | 0 | 0 | 0 | 0 | 0 | 0 | 0 | 0 | 0 | 0 | 0 | 0
Electricity Sector Pollutant Emissions[CO2,geothermal es] | NoSettings | 0 | 0 | 0 | 0 | 0 | 0 | 0 | 0 | 0 | 0 | 0 | 0 | 0 | 0 | 0 | 0 | 0 | 0 | 0 | 0 | 0 | 0 | 0 | 0 | 0 | 0 | 0 | 0 | 0 | 0 | 0
Electricity Sector Pollutant Emissions[CO2,petroleum es] | NoSettings | 148542000000 | 142766000000 | 136989000000 | 131212000000 | 126883000000 | 121005000000 | 115228000000 | 109452000000 | 103675000000 | 97073100000 | 91296400000 | 85519800000 | 79578100000 | 73636400000 | 67694700000 | 61753000000 | 55811300000 | 49787100000 | 43845400000 | 37903700000 | 31962000000 | 26020300000 | 20078600000 | 14054400000 | 8129190000 | 2170990000 | 2170990000 | 2170990000 | 2170990000 | 2170990000 | 2170990000
Electricity Sector Pollutant Emissions[CO2,natural gas peaker es] | NoSettings | 6704500000000 | 6704500000000 | 6704500000000 | 6704500000000 | 6731390000000 | 6533250000000 | 6493620000000 | 6493620000000 | 6493620000000 | 6493620000000 | 6493620000000 | 6493620000000 | 6493620000000 | 6493620000000 | 6493620000000 | 6493620000000 | 6493620000000 | 6493620000000 | 6493620000000 | 6493620000000 | 6493620000000 | 6493620000000 | 6493620000000 | 6493620000000 | 6493620000000 | 6493620000000 | 6493620000000 | 6493620000000 | 6493620000000 | 6493620000000 | 6493620000000
Electricity Sector Pollutant Emissions[CO2,lignite es] | NoSettings | 0 | 0 | 0 | 0 | 0 | 0 | 0 | 0 | 0 | 0 | 0 | 0 | 0 | 0 | 0 | 0 | 0 | 0 | 0 | 0 | 0 | 0 | 0 | 0 | 0 | 0 | 0 | 0 | 0 | 0 | 0
Electricity Sector Pollutant Emissions[CO2,offshore wind es] | NoSettings | 0 | 0 | 0 | 0 | 0 | 0 | 0 | 0 | 0 | 0 | 0 | 0 | 0 | 0 | 0 | 0 | 0 | 0 | 0 | 0 | 0 | 0 | 0 | 0 | 0 | 0 | 0 | 0 | 0 | 0 | 0
Electricity Sector Pollutant Emissions[CO2,crude oil es] | NoSettings | 0 | 0 | 0 | 0 | 0 | 0 | 0 | 0 | 0 | 0 | 0 | 0 | 0 | 0 | 0 | 0 | 0 | 0 | 0 | 0 | 0 | 0 | 0 | 0 | 0 | 0 | 0 | 0 | 0 | 0 | 0
Electricity Sector Pollutant Emissions[CO2,heavy or residual fuel oil es] | NoSettings | 0 | 0 | 0 | 0 | 0 | 0 | 0 | 0 | 0 | 0 | 0 | 0 | 0 | 0 | 0 | 0 | 0 | 0 | 0 | 0 | 0 | 0 | 0 | 0 | 0 | 0 | 0 | 0 | 0 | 0 | 0
Electricity Sector Pollutant Emissions[CO2,municipal solid waste es] | NoSettings | 0 | 0 | 0 | 0 | 0 | 0 | 0 | 0 | 0 | 0 | 0 | 0 | 0 | 0 | 0 | 0 | 0 | 0 | 0 | 0 | 0 | 0 | 0 | 0 | 0 | 0 | 0 | 0 | 0 | 0 | 0
Electricity Sector Pollutant Emissions[VOC,hard coal es] | NoSettings | 87963500 | 70335200 | 52795900 | 35167600 | 17628300 | 0 | 0 | 0 | 0 | 0 | 0 | 0 | 0 | 0 | 0 | 0 | 0 | 0 | 0 | 0 | 0 | 0 | 0 | 0 | 0 | 0 | 0 | 0 | 0 | 0 | 0
Electricity Sector Pollutant Emissions[VOC,natural gas nonpeaker es] | NoSettings | 319599000 | 367009000 | 367379000 | 364616000 | 310477000 | 306826000 | 302952000 | 297945000 | 290480000 | 284830000 | 277792000 | 269035000 | 257571000 | 218384000 | 191095000 | 174873000 | 148223000 | 134799000 | 119374000 | 104431000 | 104727000 | 87236300 | 89740800 | 89384600 | 91038200 | 92408700 | 95368300 | 100379000 | 103566000 | 106940000 | 109810000
Electricity Sector Pollutant Emissions[VOC,nuclear es] | NoSettings | 0 | 0 | 0 | 0 | 0 | 0 | 0 | 0 | 0 | 0 | 0 | 0 | 0 | 0 | 0 | 0 | 0 | 0 | 0 | 0 | 0 | 0 | 0 | 0 | 0 | 0 | 0 | 0 | 0 | 0 | 0
Electricity Sector Pollutant Emissions[VOC,hydro es] | NoSettings | 0 | 0 | 0 | 0 | 0 | 0 | 0 | 0 | 0 | 0 | 0 | 0 | 0 | 0 | 0 | 0 | 0 | 0 | 0 | 0 | 0 | 0 | 0 | 0 | 0 | 0 | 0 | 0 | 0 | 0 | 0
Electricity Sector Pollutant Emissions[VOC,onshore wind es] | NoSettings | 0 | 0 | 0 | 0 | 0 | 0 | 0 | 0 | 0 | 0 | 0 | 0 | 0 | 0 | 0 | 0 | 0 | 0 | 0 | 0 | 0 | 0 | 0 | 0 | 0 | 0 | 0 | 0 | 0 | 0 | 0
Electricity Sector Pollutant Emissions[VOC,solar PV es] | NoSettings | 0 | 0 | 0 | 0 | 0 | 0 | 0 | 0 | 0 | 0 | 0 | 0 | 0 | 0 | 0 | 0 | 0 | 0 | 0 | 0 | 0 | 0 | 0 | 0 | 0 | 0 | 0 | 0 | 0 | 0 | 0
Electricity Sector Pollutant Emissions[VOC,solar thermal es] | NoSettings | 0 | 0 | 0 | 0 | 0 | 0 | 0 | 0 | 0 | 0 | 0 | 0 | 0 | 0 | 0 | 0 | 0 | 0 | 0 | 0 | 0 | 0 | 0 | 0 | 0 | 0 | 0 | 0 | 0 | 0 | 0
Electricity Sector Pollutant Emissions[VOC,biomass es] | NoSettings | 558194000 | 575696000 | 594447000 | 607573000 | 659453000 | 692580000 | 701956000 | 710707000 | 710707000 | 719457000 | 726958000 | 737584000 | 751960000 | 774462000 | 791963000 | 808840000 | 826966000 | 840717000 | 855719000 | 869470000 | 883846000 | 898222000 | 905723000 | 912598000 | 918224000 | 920099000 | 926349000 | 931350000 | 936350000 | 940725000 | 945101000
Electricity Sector Pollutant Emissions[VOC,geothermal es] | NoSettings | 0 | 0 | 0 | 0 | 0 | 0 | 0 | 0 | 0 | 0 | 0 | 0 | 0 | 0 | 0 | 0 | 0 | 0 | 0 | 0 | 0 | 0 | 0 | 0 | 0 | 0 | 0 | 0 | 0 | 0 | 0
Electricity Sector Pollutant Emissions[VOC,petroleum es] | NoSettings | 3184460 | 3060620 | 2936780 | 2812940 | 2720130 | 2594110 | 2470270 | 2346430 | 2222590 | 2081060 | 1957220 | 1833380 | 1706000 | 1578620 | 1451240 | 1323870 | 1196490 | 1067340 | 939961 | 812582 | 685204 | 557825 | 430447 | 301299 | 174274 | 46541.9 | 46541.9 | 46541.9 | 46541.9 | 46541.9 | 46541.9
Electricity Sector Pollutant Emissions[VOC,natural gas peaker es] | NoSettings | 1669930000 | 1669930000 | 1669930000 | 1669930000 | 1676630000 | 1627280000 | 1617410000 | 1617410000 | 1617410000 | 1617410000 | 1617410000 | 1617410000 | 1617410000 | 1617410000 | 1617410000 | 1617410000 | 1617410000 | 1617410000 | 1617410000 | 1617410000 | 1617410000 | 1617410000 | 1617410000 | 1617410000 | 1617410000 | 1617410000 | 1617410000 | 1617410000 | 1617410000 | 1617410000 | 1617410000
Electricity Sector Pollutant Emissions[VOC,lignite es] | NoSettings | 0 | 0 | 0 | 0 | 0 | 0 | 0 | 0 | 0 | 0 | 0 | 0 | 0 | 0 | 0 | 0 | 0 | 0 | 0 | 0 | 0 | 0 | 0 | 0 | 0 | 0 | 0 | 0 | 0 | 0 | 0
Electricity Sector Pollutant Emissions[VOC,offshore wind es] | NoSettings | 0 | 0 | 0 | 0 | 0 | 0 | 0 | 0 | 0 | 0 | 0 | 0 | 0 | 0 | 0 | 0 | 0 | 0 | 0 | 0 | 0 | 0 | 0 | 0 | 0 | 0 | 0 | 0 | 0 | 0 | 0
Electricity Sector Pollutant Emissions[VOC,crude oil es] | NoSettings | 0 | 0 | 0 | 0 | 0 | 0 | 0 | 0 | 0 | 0 | 0 | 0 | 0 | 0 | 0 | 0 | 0 | 0 | 0 | 0 | 0 | 0 | 0 | 0 | 0 | 0 | 0 | 0 | 0 | 0 | 0
Electricity Sector Pollutant Emissions[VOC,heavy or residual fuel oil es] | NoSettings | 0 | 0 | 0 | 0 | 0 | 0 | 0 | 0 | 0 | 0 | 0 | 0 | 0 | 0 | 0 | 0 | 0 | 0 | 0 | 0 | 0 | 0 | 0 | 0 | 0 | 0 | 0 | 0 | 0 | 0 | 0
Electricity Sector Pollutant Emissions[VOC,municipal solid waste es] | NoSettings | 0 | 0 | 0 | 0 | 0 | 0 | 0 | 0 | 0 | 0 | 0 | 0 | 0 | 0 | 0 | 0 | 0 | 0 | 0 | 0 | 0 | 0 | 0 | 0 | 0 | 0 | 0 | 0 | 0 | 0 | 0
Electricity Sector Pollutant Emissions[CO,hard coal es] | NoSettings | 573892000 | 458881000 | 344451000 | 229440000 | 115011000 | 0 | 0 | 0 | 0 | 0 | 0 | 0 | 0 | 0 | 0 | 0 | 0 | 0 | 0 | 0 | 0 | 0 | 0 | 0 | 0 | 0 | 0 | 0 | 0 | 0 | 0
Electricity Sector Pollutant Emissions[CO,natural gas nonpeaker es] | NoSettings | 8033650000 | 9225360000 | 9234690000 | 9165230000 | 7804360000 | 7712580000 | 7615200000 | 7489330000 | 7301690000 | 7159680000 | 6982770000 | 6762640000 | 6474470000 | 5489430000 | 4803480000 | 4395710000 | 3725830000 | 3388390000 | 3000660000 | 2625040000 | 2632470000 | 2192830000 | 2255780000 | 2246830000 | 2288400000 | 2322840000 | 2397240000 | 2523200000 | 2603300000 | 2688120000 | 2760260000
Electricity Sector Pollutant Emissions[CO,nuclear es] | NoSettings | 0 | 0 | 0 | 0 | 0 | 0 | 0 | 0 | 0 | 0 | 0 | 0 | 0 | 0 | 0 | 0 | 0 | 0 | 0 | 0 | 0 | 0 | 0 | 0 | 0 | 0 | 0 | 0 | 0 | 0 | 0
Electricity Sector Pollutant Emissions[CO,hydro es] | NoSettings | 0 | 0 | 0 | 0 | 0 | 0 | 0 | 0 | 0 | 0 | 0 | 0 | 0 | 0 | 0 | 0 | 0 | 0 | 0 | 0 | 0 | 0 | 0 | 0 | 0 | 0 | 0 | 0 | 0 | 0 | 0
Electricity Sector Pollutant Emissions[CO,onshore wind es] | NoSettings | 0 | 0 | 0 | 0 | 0 | 0 | 0 | 0 | 0 | 0 | 0 | 0 | 0 | 0 | 0 | 0 | 0 | 0 | 0 | 0 | 0 | 0 | 0 | 0 | 0 | 0 | 0 | 0 | 0 | 0 | 0
Electricity Sector Pollutant Emissions[CO,solar PV es] | NoSettings | 0 | 0 | 0 | 0 | 0 | 0 | 0 | 0 | 0 | 0 | 0 | 0 | 0 | 0 | 0 | 0 | 0 | 0 | 0 | 0 | 0 | 0 | 0 | 0 | 0 | 0 | 0 | 0 | 0 | 0 | 0
Electricity Sector Pollutant Emissions[CO,solar thermal es] | NoSettings | 0 | 0 | 0 | 0 | 0 | 0 | 0 | 0 | 0 | 0 | 0 | 0 | 0 | 0 | 0 | 0 | 0 | 0 | 0 | 0 | 0 | 0 | 0 | 0 | 0 | 0 | 0 | 0 | 0 | 0 | 0
Electricity Sector Pollutant Emissions[CO,biomass es] | NoSettings | 19671200000 | 20288000000 | 20948800000 | 21411300000 | 23239600000 | 24407100000 | 24737500000 | 25045800000 | 25045800000 | 25354200000 | 25618600000 | 25993000000 | 26499600000 | 27292600000 | 27909400000 | 28504100000 | 29142900000 | 29627500000 | 30156200000 | 30640800000 | 31147400000 | 31654000000 | 31918400000 | 32160700000 | 32358900000 | 32425000000 | 32645300000 | 32821500000 | 32997700000 | 33151900000 | 33306100000
Electricity Sector Pollutant Emissions[CO,geothermal es] | NoSettings | 0 | 0 | 0 | 0 | 0 | 0 | 0 | 0 | 0 | 0 | 0 | 0 | 0 | 0 | 0 | 0 | 0 | 0 | 0 | 0 | 0 | 0 | 0 | 0 | 0 | 0 | 0 | 0 | 0 | 0 | 0
Electricity Sector Pollutant Emissions[CO,petroleum es] | NoSettings | 23946800 | 23015500 | 22084200 | 21153000 | 20455000 | 19507400 | 18576100 | 17644900 | 16713600 | 15649300 | 14718100 | 13786800 | 12828900 | 11871000 | 10913200 | 9955310 | 8997440 | 8026260 | 7068390 | 6110520 | 5152650 | 4194780 | 3236910 | 2265730 | 1310520 | 349989 | 349989 | 349989 | 349989 | 349989 | 349989
Electricity Sector Pollutant Emissions[CO,natural gas peaker es] | NoSettings | 5668240000 | 5668240000 | 5668240000 | 5668240000 | 5690980000 | 5523460000 | 5489960000 | 5489960000 | 5489960000 | 5489960000 | 5489960000 | 5489960000 | 5489960000 | 5489960000 | 5489960000 | 5489960000 | 5489960000 | 5489960000 | 5489960000 | 5489960000 | 5489960000 | 5489960000 | 5489960000 | 5489960000 | 5489960000 | 5489960000 | 5489960000 | 5489960000 | 5489960000 | 5489960000 | 5489960000
Electricity Sector Pollutant Emissions[CO,lignite es] | NoSettings | 0 | 0 | 0 | 0 | 0 | 0 | 0 | 0 | 0 | 0 | 0 | 0 | 0 | 0 | 0 | 0 | 0 | 0 | 0 | 0 | 0 | 0 | 0 | 0 | 0 | 0 | 0 | 0 | 0 | 0 | 0
Electricity Sector Pollutant Emissions[CO,offshore wind es] | NoSettings | 0 | 0 | 0 | 0 | 0 | 0 | 0 | 0 | 0 | 0 | 0 | 0 | 0 | 0 | 0 | 0 | 0 | 0 | 0 | 0 | 0 | 0 | 0 | 0 | 0 | 0 | 0 | 0 | 0 | 0 | 0
Electricity Sector Pollutant Emissions[CO,crude oil es] | NoSettings | 0 | 0 | 0 | 0 | 0 | 0 | 0 | 0 | 0 | 0 | 0 | 0 | 0 | 0 | 0 | 0 | 0 | 0 | 0 | 0 | 0 | 0 | 0 | 0 | 0 | 0 | 0 | 0 | 0 | 0 | 0
Electricity Sector Pollutant Emissions[CO,heavy or residual fuel oil es] | NoSettings | 0 | 0 | 0 | 0 | 0 | 0 | 0 | 0 | 0 | 0 | 0 | 0 | 0 | 0 | 0 | 0 | 0 | 0 | 0 | 0 | 0 | 0 | 0 | 0 | 0 | 0 | 0 | 0 | 0 | 0 | 0
Electricity Sector Pollutant Emissions[CO,municipal solid waste es] | NoSettings | 0 | 0 | 0 | 0 | 0 | 0 | 0 | 0 | 0 | 0 | 0 | 0 | 0 | 0 | 0 | 0 | 0 | 0 | 0 | 0 | 0 | 0 | 0 | 0 | 0 | 0 | 0 | 0 | 0 | 0 | 0
Electricity Sector Pollutant Emissions[NOx,hard coal es] | NoSettings | 3724270000 | 2977910000 | 2235320000 | 1488950000 | 746362000 | 0 | 0 | 0 | 0 | 0 | 0 | 0 | 0 | 0 | 0 | 0 | 0 | 0 | 0 | 0 | 0 | 0 | 0 | 0 | 0 | 0 | 0 | 0 | 0 | 0 | 0
Electricity Sector Pollutant Emissions[NOx,natural gas nonpeaker es] | NoSettings | 9593930000 | 11017100000 | 11028200000 | 10945300000 | 9320100000 | 9210500000 | 9094210000 | 8943890000 | 8719810000 | 8550220000 | 8338950000 | 8076060000 | 7731930000 | 6555580000 | 5736400000 | 5249440000 | 4449450000 | 4046470000 | 3583440000 | 3134870000 | 3143750000 | 2618710000 | 2693900000 | 2683200000 | 2732840000 | 2773980000 | 2862830000 | 3013250000 | 3108910000 | 3210210000 | 3296350000
Electricity Sector Pollutant Emissions[NOx,nuclear es] | NoSettings | 0 | 0 | 0 | 0 | 0 | 0 | 0 | 0 | 0 | 0 | 0 | 0 | 0 | 0 | 0 | 0 | 0 | 0 | 0 | 0 | 0 | 0 | 0 | 0 | 0 | 0 | 0 | 0 | 0 | 0 | 0
Electricity Sector Pollutant Emissions[NOx,hydro es] | NoSettings | 0 | 0 | 0 | 0 | 0 | 0 | 0 | 0 | 0 | 0 | 0 | 0 | 0 | 0 | 0 | 0 | 0 | 0 | 0 | 0 | 0 | 0 | 0 | 0 | 0 | 0 | 0 | 0 | 0 | 0 | 0
Electricity Sector Pollutant Emissions[NOx,onshore wind es] | NoSettings | 0 | 0 | 0 | 0 | 0 | 0 | 0 | 0 | 0 | 0 | 0 | 0 | 0 | 0 | 0 | 0 | 0 | 0 | 0 | 0 | 0 | 0 | 0 | 0 | 0 | 0 | 0 | 0 | 0 | 0 | 0
Electricity Sector Pollutant Emissions[NOx,solar PV es] | NoSettings | 0 | 0 | 0 | 0 | 0 | 0 | 0 | 0 | 0 | 0 | 0 | 0 | 0 | 0 | 0 | 0 | 0 | 0 | 0 | 0 | 0 | 0 | 0 | 0 | 0 | 0 | 0 | 0 | 0 | 0 | 0
Electricity Sector Pollutant Emissions[NOx,solar thermal es] | NoSettings | 0 | 0 | 0 | 0 | 0 | 0 | 0 | 0 | 0 | 0 | 0 | 0 | 0 | 0 | 0 | 0 | 0 | 0 | 0 | 0 | 0 | 0 | 0 | 0 | 0 | 0 | 0 | 0 | 0 | 0 | 0
Electricity Sector Pollutant Emissions[NOx,biomass es] | NoSettings | 3834060000 | 3954270000 | 4083070000 | 4173220000 | 4529570000 | 4757110000 | 4821510000 | 4881610000 | 4881610000 | 4941720000 | 4993240000 | 5066220000 | 5164970000 | 5319530000 | 5439740000 | 5555660000 | 5680160000 | 5774610000 | 5877650000 | 5972110000 | 6070850000 | 6169600000 | 6221120000 | 6268340000 | 6306980000 | 6319860000 | 6362790000 | 6397140000 | 6431490000 | 6461540000 | 6491590000
Electricity Sector Pollutant Emissions[NOx,geothermal es] | NoSettings | 0 | 0 | 0 | 0 | 0 | 0 | 0 | 0 | 0 | 0 | 0 | 0 | 0 | 0 | 0 | 0 | 0 | 0 | 0 | 0 | 0 | 0 | 0 | 0 | 0 | 0 | 0 | 0 | 0 | 0 | 0
Electricity Sector Pollutant Emissions[NOx,petroleum es] | NoSettings | 748183000 | 719087000 | 689991000 | 660895000 | 639089000 | 609481000 | 580385000 | 551289000 | 522193000 | 488941000 | 459845000 | 430749000 | 400821000 | 370894000 | 340967000 | 311039000 | 281112000 | 250769000 | 220842000 | 190914000 | 160987000 | 131060000 | 101133000 | 70789500 | 40945400 | 10934900 | 10934900 | 10934900 | 10934900 | 10934900 | 10934900
Electricity Sector Pollutant Emissions[NOx,natural gas peaker es] | NoSettings | 4742170000 | 4742170000 | 4742170000 | 4742170000 | 4761200000 | 4621050000 | 4593020000 | 4593020000 | 4593020000 | 4593020000 | 4593020000 | 4593020000 | 4593020000 | 4593020000 | 4593020000 | 4593020000 | 4593020000 | 4593020000 | 4593020000 | 4593020000 | 4593020000 | 4593020000 | 4593020000 | 4593020000 | 4593020000 | 4593020000 | 4593020000 | 4593020000 | 4593020000 | 4593020000 | 4593020000
Electricity Sector Pollutant Emissions[NOx,lignite es] | NoSettings | 0 | 0 | 0 | 0 | 0 | 0 | 0 | 0 | 0 | 0 | 0 | 0 | 0 | 0 | 0 | 0 | 0 | 0 | 0 | 0 | 0 | 0 | 0 | 0 | 0 | 0 | 0 | 0 | 0 | 0 | 0
Electricity Sector Pollutant Emissions[NOx,offshore wind es] | NoSettings | 0 | 0 | 0 | 0 | 0 | 0 | 0 | 0 | 0 | 0 | 0 | 0 | 0 | 0 | 0 | 0 | 0 | 0 | 0 | 0 | 0 | 0 | 0 | 0 | 0 | 0 | 0 | 0 | 0 | 0 | 0
Electricity Sector Pollutant Emissions[NOx,crude oil es] | NoSettings | 0 | 0 | 0 | 0 | 0 | 0 | 0 | 0 | 0 | 0 | 0 | 0 | 0 | 0 | 0 | 0 | 0 | 0 | 0 | 0 | 0 | 0 | 0 | 0 | 0 | 0 | 0 | 0 | 0 | 0 | 0
Electricity Sector Pollutant Emissions[NOx,heavy or residual fuel oil es] | NoSettings | 0 | 0 | 0 | 0 | 0 | 0 | 0 | 0 | 0 | 0 | 0 | 0 | 0 | 0 | 0 | 0 | 0 | 0 | 0 | 0 | 0 | 0 | 0 | 0 | 0 | 0 | 0 | 0 | 0 | 0 | 0
Electricity Sector Pollutant Emissions[NOx,municipal solid waste es] | NoSettings | 0 | 0 | 0 | 0 | 0 | 0 | 0 | 0 | 0 | 0 | 0 | 0 | 0 | 0 | 0 | 0 | 0 | 0 | 0 | 0 | 0 | 0 | 0 | 0 | 0 | 0 | 0 | 0 | 0 | 0 | 0
Electricity Sector Pollutant Emissions[PM10,hard coal es] | NoSettings | 630595000 | 504221000 | 378485000 | 252110000 | 126374000 | 0 | 0 | 0 | 0 | 0 | 0 | 0 | 0 | 0 | 0 | 0 | 0 | 0 | 0 | 0 | 0 | 0 | 0 | 0 | 0 | 0 | 0 | 0 | 0 | 0 | 0
Electricity Sector Pollutant Emissions[PM10,natural gas nonpeaker es] | NoSettings | 240857000 | 276586000 | 276866000 | 274783000 | 233983000 | 231231000 | 228312000 | 224538000 | 218912000 | 214655000 | 209351000 | 202751000 | 194111000 | 164579000 | 144013000 | 131788000 | 111704000 | 101587000 | 89962800 | 78701400 | 78924300 | 65743300 | 67630700 | 67362300 | 68608500 | 69641300 | 71871800 | 75648200 | 78049800 | 80592800 | 82755600
Electricity Sector Pollutant Emissions[PM10,nuclear es] | NoSettings | 0 | 0 | 0 | 0 | 0 | 0 | 0 | 0 | 0 | 0 | 0 | 0 | 0 | 0 | 0 | 0 | 0 | 0 | 0 | 0 | 0 | 0 | 0 | 0 | 0 | 0 | 0 | 0 | 0 | 0 | 0
Electricity Sector Pollutant Emissions[PM10,hydro es] | NoSettings | 0 | 0 | 0 | 0 | 0 | 0 | 0 | 0 | 0 | 0 | 0 | 0 | 0 | 0 | 0 | 0 | 0 | 0 | 0 | 0 | 0 | 0 | 0 | 0 | 0 | 0 | 0 | 0 | 0 | 0 | 0
Electricity Sector Pollutant Emissions[PM10,onshore wind es] | NoSettings | 0 | 0 | 0 | 0 | 0 | 0 | 0 | 0 | 0 | 0 | 0 | 0 | 0 | 0 | 0 | 0 | 0 | 0 | 0 | 0 | 0 | 0 | 0 | 0 | 0 | 0 | 0 | 0 | 0 | 0 | 0
Electricity Sector Pollutant Emissions[PM10,solar PV es] | NoSettings | 0 | 0 | 0 | 0 | 0 | 0 | 0 | 0 | 0 | 0 | 0 | 0 | 0 | 0 | 0 | 0 | 0 | 0 | 0 | 0 | 0 | 0 | 0 | 0 | 0 | 0 | 0 | 0 | 0 | 0 | 0
Electricity Sector Pollutant Emissions[PM10,solar thermal es] | NoSettings | 0 | 0 | 0 | 0 | 0 | 0 | 0 | 0 | 0 | 0 | 0 | 0 | 0 | 0 | 0 | 0 | 0 | 0 | 0 | 0 | 0 | 0 | 0 | 0 | 0 | 0 | 0 | 0 | 0 | 0 | 0
Electricity Sector Pollutant Emissions[PM10,biomass es] | NoSettings | 8702180000 | 8975030000 | 9267360000 | 9472000000 | 10280800000 | 10797200000 | 10943400000 | 11079800000 | 11079800000 | 11216300000 | 11333200000 | 11498800000 | 11723000000 | 12073800000 | 12346600000 | 12609700000 | 12892300000 | 13106700000 | 13340600000 | 13554900000 | 13779100000 | 14003200000 | 14120100000 | 14227300000 | 14315000000 | 14344200000 | 14441700000 | 14519600000 | 14597600000 | 14665800000 | 14734000000
Electricity Sector Pollutant Emissions[PM10,geothermal es] | NoSettings | 0 | 0 | 0 | 0 | 0 | 0 | 0 | 0 | 0 | 0 | 0 | 0 | 0 | 0 | 0 | 0 | 0 | 0 | 0 | 0 | 0 | 0 | 0 | 0 | 0 | 0 | 0 | 0 | 0 | 0 | 0
Electricity Sector Pollutant Emissions[PM10,petroleum es] | NoSettings | 30250400 | 29074000 | 27897600 | 26721200 | 25839600 | 24642500 | 23466100 | 22289700 | 21113200 | 19768800 | 18592400 | 17416000 | 16206000 | 14995900 | 13785900 | 12575900 | 11365900 | 10139100 | 8929050 | 7719030 | 6509010 | 5298990 | 4088980 | 2862150 | 1655500 | 442119 | 442119 | 442119 | 442119 | 442119 | 442119
Electricity Sector Pollutant Emissions[PM10,natural gas peaker es] | NoSettings | 1920500000 | 1920500000 | 1920500000 | 1920500000 | 1928200000 | 1871440000 | 1860090000 | 1860090000 | 1860090000 | 1860090000 | 1860090000 | 1860090000 | 1860090000 | 1860090000 | 1860090000 | 1860090000 | 1860090000 | 1860090000 | 1860090000 | 1860090000 | 1860090000 | 1860090000 | 1860090000 | 1860090000 | 1860090000 | 1860090000 | 1860090000 | 1860090000 | 1860090000 | 1860090000 | 1860090000
Electricity Sector Pollutant Emissions[PM10,lignite es] | NoSettings | 0 | 0 | 0 | 0 | 0 | 0 | 0 | 0 | 0 | 0 | 0 | 0 | 0 | 0 | 0 | 0 | 0 | 0 | 0 | 0 | 0 | 0 | 0 | 0 | 0 | 0 | 0 | 0 | 0 | 0 | 0
Electricity Sector Pollutant Emissions[PM10,offshore wind es] | NoSettings | 0 | 0 | 0 | 0 | 0 | 0 | 0 | 0 | 0 | 0 | 0 | 0 | 0 | 0 | 0 | 0 | 0 | 0 | 0 | 0 | 0 | 0 | 0 | 0 | 0 | 0 | 0 | 0 | 0 | 0 | 0
Electricity Sector Pollutant Emissions[PM10,crude oil es] | NoSettings | 0 | 0 | 0 | 0 | 0 | 0 | 0 | 0 | 0 | 0 | 0 | 0 | 0 | 0 | 0 | 0 | 0 | 0 | 0 | 0 | 0 | 0 | 0 | 0 | 0 | 0 | 0 | 0 | 0 | 0 | 0
Electricity Sector Pollutant Emissions[PM10,heavy or residual fuel oil es] | NoSettings | 0 | 0 | 0 | 0 | 0 | 0 | 0 | 0 | 0 | 0 | 0 | 0 | 0 | 0 | 0 | 0 | 0 | 0 | 0 | 0 | 0 | 0 | 0 | 0 | 0 | 0 | 0 | 0 | 0 | 0 | 0
Electricity Sector Pollutant Emissions[PM10,municipal solid waste es] | NoSettings | 0 | 0 | 0 | 0 | 0 | 0 | 0 | 0 | 0 | 0 | 0 | 0 | 0 | 0 | 0 | 0 | 0 | 0 | 0 | 0 | 0 | 0 | 0 | 0 | 0 | 0 | 0 | 0 | 0 | 0 | 0
Electricity Sector Pollutant Emissions[PM25,hard coal es] | NoSettings | 442310000 | 353669000 | 265475000 | 176834000 | 88641000 | 0 | 0 | 0 | 0 | 0 | 0 | 0 | 0 | 0 | 0 | 0 | 0 | 0 | 0 | 0 | 0 | 0 | 0 | 0 | 0 | 0 | 0 | 0 | 0 | 0 | 0
Electricity Sector Pollutant Emissions[PM25,natural gas nonpeaker es] | NoSettings | 240857000 | 276586000 | 276866000 | 274783000 | 233983000 | 231231000 | 228312000 | 224538000 | 218912000 | 214655000 | 209351000 | 202751000 | 194111000 | 164579000 | 144013000 | 131788000 | 111704000 | 101587000 | 89962800 | 78701400 | 78924300 | 65743300 | 67630700 | 67362300 | 68608500 | 69641300 | 71871800 | 75648200 | 78049800 | 80592800 | 82755600
Electricity Sector Pollutant Emissions[PM25,nuclear es] | NoSettings | 0 | 0 | 0 | 0 | 0 | 0 | 0 | 0 | 0 | 0 | 0 | 0 | 0 | 0 | 0 | 0 | 0 | 0 | 0 | 0 | 0 | 0 | 0 | 0 | 0 | 0 | 0 | 0 | 0 | 0 | 0
Electricity Sector Pollutant Emissions[PM25,hydro es] | NoSettings | 0 | 0 | 0 | 0 | 0 | 0 | 0 | 0 | 0 | 0 | 0 | 0 | 0 | 0 | 0 | 0 | 0 | 0 | 0 | 0 | 0 | 0 | 0 | 0 | 0 | 0 | 0 | 0 | 0 | 0 | 0
Electricity Sector Pollutant Emissions[PM25,onshore wind es] | NoSettings | 0 | 0 | 0 | 0 | 0 | 0 | 0 | 0 | 0 | 0 | 0 | 0 | 0 | 0 | 0 | 0 | 0 | 0 | 0 | 0 | 0 | 0 | 0 | 0 | 0 | 0 | 0 | 0 | 0 | 0 | 0
Electricity Sector Pollutant Emissions[PM25,solar PV es] | NoSettings | 0 | 0 | 0 | 0 | 0 | 0 | 0 | 0 | 0 | 0 | 0 | 0 | 0 | 0 | 0 | 0 | 0 | 0 | 0 | 0 | 0 | 0 | 0 | 0 | 0 | 0 | 0 | 0 | 0 | 0 | 0
Electricity Sector Pollutant Emissions[PM25,solar thermal es] | NoSettings | 0 | 0 | 0 | 0 | 0 | 0 | 0 | 0 | 0 | 0 | 0 | 0 | 0 | 0 | 0 | 0 | 0 | 0 | 0 | 0 | 0 | 0 | 0 | 0 | 0 | 0 | 0 | 0 | 0 | 0 | 0
Electricity Sector Pollutant Emissions[PM25,biomass es] | NoSettings | 2536540000 | 2616070000 | 2701280000 | 2760930000 | 2996680000 | 3147220000 | 3189820000 | 3229590000 | 3229590000 | 3269350000 | 3303440000 | 3351720000 | 3417050000 | 3519300000 | 3598830000 | 3675520000 | 3757890000 | 3820380000 | 3888550000 | 3951040000 | 4016370000 | 4081690000 | 4115780000 | 4147020000 | 4172590000 | 4181110000 | 4209510000 | 4232230000 | 4254960000 | 4274840000 | 4294720000
Electricity Sector Pollutant Emissions[PM25,geothermal es] | NoSettings | 0 | 0 | 0 | 0 | 0 | 0 | 0 | 0 | 0 | 0 | 0 | 0 | 0 | 0 | 0 | 0 | 0 | 0 | 0 | 0 | 0 | 0 | 0 | 0 | 0 | 0 | 0 | 0 | 0 | 0 | 0
Electricity Sector Pollutant Emissions[PM25,petroleum es] | NoSettings | 21587100 | 20747600 | 19908100 | 19068600 | 18439400 | 17585200 | 16745700 | 15906200 | 15066700 | 14107300 | 13267800 | 12428300 | 11564800 | 10701300 | 9837810 | 8974330 | 8110850 | 7235370 | 6371880 | 5508400 | 4644920 | 3781430 | 2917950 | 2042470 | 1181380 | 315502 | 315502 | 315502 | 315502 | 315502 | 315502
Electricity Sector Pollutant Emissions[PM25,natural gas peaker es] | NoSettings | 1920500000 | 1920500000 | 1920500000 | 1920500000 | 1928200000 | 1871440000 | 1860090000 | 1860090000 | 1860090000 | 1860090000 | 1860090000 | 1860090000 | 1860090000 | 1860090000 | 1860090000 | 1860090000 | 1860090000 | 1860090000 | 1860090000 | 1860090000 | 1860090000 | 1860090000 | 1860090000 | 1860090000 | 1860090000 | 1860090000 | 1860090000 | 1860090000 | 1860090000 | 1860090000 | 1860090000
Electricity Sector Pollutant Emissions[PM25,lignite es] | NoSettings | 0 | 0 | 0 | 0 | 0 | 0 | 0 | 0 | 0 | 0 | 0 | 0 | 0 | 0 | 0 | 0 | 0 | 0 | 0 | 0 | 0 | 0 | 0 | 0 | 0 | 0 | 0 | 0 | 0 | 0 | 0
Electricity Sector Pollutant Emissions[PM25,offshore wind es] | NoSettings | 0 | 0 | 0 | 0 | 0 | 0 | 0 | 0 | 0 | 0 | 0 | 0 | 0 | 0 | 0 | 0 | 0 | 0 | 0 | 0 | 0 | 0 | 0 | 0 | 0 | 0 | 0 | 0 | 0 | 0 | 0
Electricity Sector Pollutant Emissions[PM25,crude oil es] | NoSettings | 0 | 0 | 0 | 0 | 0 | 0 | 0 | 0 | 0 | 0 | 0 | 0 | 0 | 0 | 0 | 0 | 0 | 0 | 0 | 0 | 0 | 0 | 0 | 0 | 0 | 0 | 0 | 0 | 0 | 0 | 0
Electricity Sector Pollutant Emissions[PM25,heavy or residual fuel oil es] | NoSettings | 0 | 0 | 0 | 0 | 0 | 0 | 0 | 0 | 0 | 0 | 0 | 0 | 0 | 0 | 0 | 0 | 0 | 0 | 0 | 0 | 0 | 0 | 0 | 0 | 0 | 0 | 0 | 0 | 0 | 0 | 0
Electricity Sector Pollutant Emissions[PM25,municipal solid waste es] | NoSettings | 0 | 0 | 0 | 0 | 0 | 0 | 0 | 0 | 0 | 0 | 0 | 0 | 0 | 0 | 0 | 0 | 0 | 0 | 0 | 0 | 0 | 0 | 0 | 0 | 0 | 0 | 0 | 0 | 0 | 0 | 0
Electricity Sector Pollutant Emissions[SOx,hard coal es] | NoSettings | 24157200000 | 19316000000 | 14499200000 | 9658010000 | 4841230000 | 0 | 0 | 0 | 0 | 0 | 0 | 0 | 0 | 0 | 0 | 0 | 0 | 0 | 0 | 0 | 0 | 0 | 0 | 0 | 0 | 0 | 0 | 0 | 0 | 0 | 0
Electricity Sector Pollutant Emissions[SOx,natural gas nonpeaker es] | NoSettings | 502227000 | 576728000 | 577310000 | 572968000 | 487893000 | 482155000 | 476068000 | 468199000 | 456468000 | 447591000 | 436531000 | 422769000 | 404754000 | 343174000 | 300292000 | 274800000 | 232922000 | 211827000 | 187587000 | 164105000 | 164570000 | 137086000 | 141021000 | 140462000 | 143060000 | 145214000 | 149864000 | 157739000 | 162747000 | 168049000 | 172559000
Electricity Sector Pollutant Emissions[SOx,nuclear es] | NoSettings | 0 | 0 | 0 | 0 | 0 | 0 | 0 | 0 | 0 | 0 | 0 | 0 | 0 | 0 | 0 | 0 | 0 | 0 | 0 | 0 | 0 | 0 | 0 | 0 | 0 | 0 | 0 | 0 | 0 | 0 | 0
Electricity Sector Pollutant Emissions[SOx,hydro es] | NoSettings | 0 | 0 | 0 | 0 | 0 | 0 | 0 | 0 | 0 | 0 | 0 | 0 | 0 | 0 | 0 | 0 | 0 | 0 | 0 | 0 | 0 | 0 | 0 | 0 | 0 | 0 | 0 | 0 | 0 | 0 | 0
Electricity Sector Pollutant Emissions[SOx,onshore wind es] | NoSettings | 0 | 0 | 0 | 0 | 0 | 0 | 0 | 0 | 0 | 0 | 0 | 0 | 0 | 0 | 0 | 0 | 0 | 0 | 0 | 0 | 0 | 0 | 0 | 0 | 0 | 0 | 0 | 0 | 0 | 0 | 0
Electricity Sector Pollutant Emissions[SOx,solar PV es] | NoSettings | 0 | 0 | 0 | 0 | 0 | 0 | 0 | 0 | 0 | 0 | 0 | 0 | 0 | 0 | 0 | 0 | 0 | 0 | 0 | 0 | 0 | 0 | 0 | 0 | 0 | 0 | 0 | 0 | 0 | 0 | 0
Electricity Sector Pollutant Emissions[SOx,solar thermal es] | NoSettings | 0 | 0 | 0 | 0 | 0 | 0 | 0 | 0 | 0 | 0 | 0 | 0 | 0 | 0 | 0 | 0 | 0 | 0 | 0 | 0 | 0 | 0 | 0 | 0 | 0 | 0 | 0 | 0 | 0 | 0 | 0
Electricity Sector Pollutant Emissions[SOx,biomass es] | NoSettings | 0 | 0 | 0 | 0 | 0 | 0 | 0 | 0 | 0 | 0 | 0 | 0 | 0 | 0 | 0 | 0 | 0 | 0 | 0 | 0 | 0 | 0 | 0 | 0 | 0 | 0 | 0 | 0 | 0 | 0 | 0
Electricity Sector Pollutant Emissions[SOx,geothermal es] | NoSettings | 0 | 0 | 0 | 0 | 0 | 0 | 0 | 0 | 0 | 0 | 0 | 0 | 0 | 0 | 0 | 0 | 0 | 0 | 0 | 0 | 0 | 0 | 0 | 0 | 0 | 0 | 0 | 0 | 0 | 0 | 0
Electricity Sector Pollutant Emissions[SOx,petroleum es] | NoSettings | 542465000 | 521369000 | 500273000 | 479177000 | 463367000 | 441900000 | 420804000 | 399708000 | 378612000 | 354503000 | 333407000 | 312311000 | 290613000 | 268914000 | 247215000 | 225517000 | 203818000 | 181818000 | 160120000 | 138421000 | 116723000 | 95024000 | 73325400 | 51325400 | 29687100 | 7928280 | 7928280 | 7928280 | 7928280 | 7928280 | 7928280
Electricity Sector Pollutant Emissions[SOx,natural gas peaker es] | NoSettings | 1723510000 | 1723510000 | 1723510000 | 1723510000 | 1730420000 | 1679480000 | 1669300000 | 1669300000 | 1669300000 | 1669300000 | 1669300000 | 1669300000 | 1669300000 | 1669300000 | 1669300000 | 1669300000 | 1669300000 | 1669300000 | 1669300000 | 1669300000 | 1669300000 | 1669300000 | 1669300000 | 1669300000 | 1669300000 | 1669300000 | 1669300000 | 1669300000 | 1669300000 | 1669300000 | 1669300000
Electricity Sector Pollutant Emissions[SOx,lignite es] | NoSettings | 0 | 0 | 0 | 0 | 0 | 0 | 0 | 0 | 0 | 0 | 0 | 0 | 0 | 0 | 0 | 0 | 0 | 0 | 0 | 0 | 0 | 0 | 0 | 0 | 0 | 0 | 0 | 0 | 0 | 0 | 0
Electricity Sector Pollutant Emissions[SOx,offshore wind es] | NoSettings | 0 | 0 | 0 | 0 | 0 | 0 | 0 | 0 | 0 | 0 | 0 | 0 | 0 | 0 | 0 | 0 | 0 | 0 | 0 | 0 | 0 | 0 | 0 | 0 | 0 | 0 | 0 | 0 | 0 | 0 | 0
Electricity Sector Pollutant Emissions[SOx,crude oil es] | NoSettings | 0 | 0 | 0 | 0 | 0 | 0 | 0 | 0 | 0 | 0 | 0 | 0 | 0 | 0 | 0 | 0 | 0 | 0 | 0 | 0 | 0 | 0 | 0 | 0 | 0 | 0 | 0 | 0 | 0 | 0 | 0
Electricity Sector Pollutant Emissions[SOx,heavy or residual fuel oil es] | NoSettings | 0 | 0 | 0 | 0 | 0 | 0 | 0 | 0 | 0 | 0 | 0 | 0 | 0 | 0 | 0 | 0 | 0 | 0 | 0 | 0 | 0 | 0 | 0 | 0 | 0 | 0 | 0 | 0 | 0 | 0 | 0
Electricity Sector Pollutant Emissions[SOx,municipal solid waste es] | NoSettings | 0 | 0 | 0 | 0 | 0 | 0 | 0 | 0 | 0 | 0 | 0 | 0 | 0 | 0 | 0 | 0 | 0 | 0 | 0 | 0 | 0 | 0 | 0 | 0 | 0 | 0 | 0 | 0 | 0 | 0 | 0
Electricity Sector Pollutant Emissions[BC,hard coal es] | NoSettings | 19005100 | 15196400 | 11406900 | 7598190 | 3808710 | 0 | 0 | 0 | 0 | 0 | 0 | 0 | 0 | 0 | 0 | 0 | 0 | 0 | 0 | 0 | 0 | 0 | 0 | 0 | 0 | 0 | 0 | 0 | 0 | 0 | 0
Electricity Sector Pollutant Emissions[BC,natural gas nonpeaker es] | NoSettings | 173364000 | 199081000 | 199282000 | 197783000 | 168416000 | 166436000 | 164334000 | 161618000 | 157569000 | 154504000 | 150687000 | 145936000 | 139718000 | 118461000 | 103658000 | 94858500 | 80402500 | 73120600 | 64753500 | 56647700 | 56808200 | 47320700 | 48679300 | 48486100 | 49383100 | 50126400 | 51731900 | 54450100 | 56178700 | 58009100 | 59565800
Electricity Sector Pollutant Emissions[BC,nuclear es] | NoSettings | 0 | 0 | 0 | 0 | 0 | 0 | 0 | 0 | 0 | 0 | 0 | 0 | 0 | 0 | 0 | 0 | 0 | 0 | 0 | 0 | 0 | 0 | 0 | 0 | 0 | 0 | 0 | 0 | 0 | 0 | 0
Electricity Sector Pollutant Emissions[BC,hydro es] | NoSettings | 0 | 0 | 0 | 0 | 0 | 0 | 0 | 0 | 0 | 0 | 0 | 0 | 0 | 0 | 0 | 0 | 0 | 0 | 0 | 0 | 0 | 0 | 0 | 0 | 0 | 0 | 0 | 0 | 0 | 0 | 0
Electricity Sector Pollutant Emissions[BC,onshore wind es] | NoSettings | 0 | 0 | 0 | 0 | 0 | 0 | 0 | 0 | 0 | 0 | 0 | 0 | 0 | 0 | 0 | 0 | 0 | 0 | 0 | 0 | 0 | 0 | 0 | 0 | 0 | 0 | 0 | 0 | 0 | 0 | 0
Electricity Sector Pollutant Emissions[BC,solar PV es] | NoSettings | 0 | 0 | 0 | 0 | 0 | 0 | 0 | 0 | 0 | 0 | 0 | 0 | 0 | 0 | 0 | 0 | 0 | 0 | 0 | 0 | 0 | 0 | 0 | 0 | 0 | 0 | 0 | 0 | 0 | 0 | 0
Electricity Sector Pollutant Emissions[BC,solar thermal es] | NoSettings | 0 | 0 | 0 | 0 | 0 | 0 | 0 | 0 | 0 | 0 | 0 | 0 | 0 | 0 | 0 | 0 | 0 | 0 | 0 | 0 | 0 | 0 | 0 | 0 | 0 | 0 | 0 | 0 | 0 | 0 | 0
Electricity Sector Pollutant Emissions[BC,biomass es] | NoSettings | 350031000 | 361006000 | 372765000 | 380996000 | 413528000 | 434302000 | 440181000 | 445669000 | 445669000 | 451156000 | 455859000 | 462523000 | 471538000 | 485648000 | 496623000 | 507206000 | 518572000 | 527195000 | 536602000 | 545225000 | 554240000 | 563255000 | 567959000 | 572270000 | 575798000 | 576974000 | 580893000 | 584029000 | 587165000 | 589908000 | 592652000
Electricity Sector Pollutant Emissions[BC,geothermal es] | NoSettings | 0 | 0 | 0 | 0 | 0 | 0 | 0 | 0 | 0 | 0 | 0 | 0 | 0 | 0 | 0 | 0 | 0 | 0 | 0 | 0 | 0 | 0 | 0 | 0 | 0 | 0 | 0 | 0 | 0 | 0 | 0
Electricity Sector Pollutant Emissions[BC,petroleum es] | NoSettings | 1370700 | 1317400 | 1264090 | 1210790 | 1170840 | 1116600 | 1063290 | 1009990 | 956681 | 895761 | 842456 | 789151 | 734322 | 679494 | 624666 | 569838 | 515010 | 459420 | 404592 | 349764 | 294936 | 240107 | 185279 | 129690 | 75013.7 | 20033.2 | 20033.2 | 20033.2 | 20033.2 | 20033.2 | 20033.2
Electricity Sector Pollutant Emissions[BC,natural gas peaker es] | NoSettings | 1575290000 | 1575290000 | 1575290000 | 1575290000 | 1581610000 | 1535050000 | 1525740000 | 1525740000 | 1525740000 | 1525740000 | 1525740000 | 1525740000 | 1525740000 | 1525740000 | 1525740000 | 1525740000 | 1525740000 | 1525740000 | 1525740000 | 1525740000 | 1525740000 | 1525740000 | 1525740000 | 1525740000 | 1525740000 | 1525740000 | 1525740000 | 1525740000 | 1525740000 | 1525740000 | 1525740000
Electricity Sector Pollutant Emissions[BC,lignite es] | NoSettings | 0 | 0 | 0 | 0 | 0 | 0 | 0 | 0 | 0 | 0 | 0 | 0 | 0 | 0 | 0 | 0 | 0 | 0 | 0 | 0 | 0 | 0 | 0 | 0 | 0 | 0 | 0 | 0 | 0 | 0 | 0
Electricity Sector Pollutant Emissions[BC,offshore wind es] | NoSettings | 0 | 0 | 0 | 0 | 0 | 0 | 0 | 0 | 0 | 0 | 0 | 0 | 0 | 0 | 0 | 0 | 0 | 0 | 0 | 0 | 0 | 0 | 0 | 0 | 0 | 0 | 0 | 0 | 0 | 0 | 0
Electricity Sector Pollutant Emissions[BC,crude oil es] | NoSettings | 0 | 0 | 0 | 0 | 0 | 0 | 0 | 0 | 0 | 0 | 0 | 0 | 0 | 0 | 0 | 0 | 0 | 0 | 0 | 0 | 0 | 0 | 0 | 0 | 0 | 0 | 0 | 0 | 0 | 0 | 0
Electricity Sector Pollutant Emissions[BC,heavy or residual fuel oil es] | NoSettings | 0 | 0 | 0 | 0 | 0 | 0 | 0 | 0 | 0 | 0 | 0 | 0 | 0 | 0 | 0 | 0 | 0 | 0 | 0 | 0 | 0 | 0 | 0 | 0 | 0 | 0 | 0 | 0 | 0 | 0 | 0
Electricity Sector Pollutant Emissions[BC,municipal solid waste es] | NoSettings | 0 | 0 | 0 | 0 | 0 | 0 | 0 | 0 | 0 | 0 | 0 | 0 | 0 | 0 | 0 | 0 | 0 | 0 | 0 | 0 | 0 | 0 | 0 | 0 | 0 | 0 | 0 | 0 | 0 | 0 | 0
Electricity Sector Pollutant Emissions[OC,hard coal es] | NoSettings | 35829300 | 28648900 | 21504800 | 14324500 | 7180360 | 0 | 0 | 0 | 0 | 0 | 0 | 0 | 0 | 0 | 0 | 0 | 0 | 0 | 0 | 0 | 0 | 0 | 0 | 0 | 0 | 0 | 0 | 0 | 0 | 0 | 0
Electricity Sector Pollutant Emissions[OC,natural gas nonpeaker es] | NoSettings | 218360000 | 250751000 | 251005000 | 249117000 | 212127000 | 209633000 | 206986000 | 203565000 | 198465000 | 194605000 | 189796000 | 183813000 | 175980000 | 149206000 | 130562000 | 119478000 | 101270000 | 92098500 | 81559700 | 71350100 | 71552300 | 59602400 | 61313600 | 61070200 | 62200000 | 63136400 | 65158500 | 68582100 | 70759400 | 73064900 | 75025600
Electricity Sector Pollutant Emissions[OC,nuclear es] | NoSettings | 0 | 0 | 0 | 0 | 0 | 0 | 0 | 0 | 0 | 0 | 0 | 0 | 0 | 0 | 0 | 0 | 0 | 0 | 0 | 0 | 0 | 0 | 0 | 0 | 0 | 0 | 0 | 0 | 0 | 0 | 0
Electricity Sector Pollutant Emissions[OC,hydro es] | NoSettings | 0 | 0 | 0 | 0 | 0 | 0 | 0 | 0 | 0 | 0 | 0 | 0 | 0 | 0 | 0 | 0 | 0 | 0 | 0 | 0 | 0 | 0 | 0 | 0 | 0 | 0 | 0 | 0 | 0 | 0 | 0
Electricity Sector Pollutant Emissions[OC,onshore wind es] | NoSettings | 0 | 0 | 0 | 0 | 0 | 0 | 0 | 0 | 0 | 0 | 0 | 0 | 0 | 0 | 0 | 0 | 0 | 0 | 0 | 0 | 0 | 0 | 0 | 0 | 0 | 0 | 0 | 0 | 0 | 0 | 0
Electricity Sector Pollutant Emissions[OC,solar PV es] | NoSettings | 0 | 0 | 0 | 0 | 0 | 0 | 0 | 0 | 0 | 0 | 0 | 0 | 0 | 0 | 0 | 0 | 0 | 0 | 0 | 0 | 0 | 0 | 0 | 0 | 0 | 0 | 0 | 0 | 0 | 0 | 0
Electricity Sector Pollutant Emissions[OC,solar thermal es] | NoSettings | 0 | 0 | 0 | 0 | 0 | 0 | 0 | 0 | 0 | 0 | 0 | 0 | 0 | 0 | 0 | 0 | 0 | 0 | 0 | 0 | 0 | 0 | 0 | 0 | 0 | 0 | 0 | 0 | 0 | 0 | 0
Electricity Sector Pollutant Emissions[OC,biomass es] | NoSettings | 826910000 | 852837000 | 880615000 | 900060000 | 976914000 | 1025990000 | 1039880000 | 1052840000 | 1052840000 | 1065810000 | 1076920000 | 1092660000 | 1113950000 | 1147290000 | 1173220000 | 1198220000 | 1225070000 | 1245440000 | 1267660000 | 1288030000 | 1309330000 | 1330630000 | 1341740000 | 1351920000 | 1360260000 | 1363040000 | 1372300000 | 1379700000 | 1387110000 | 1393590000 | 1400070000
Electricity Sector Pollutant Emissions[OC,geothermal es] | NoSettings | 0 | 0 | 0 | 0 | 0 | 0 | 0 | 0 | 0 | 0 | 0 | 0 | 0 | 0 | 0 | 0 | 0 | 0 | 0 | 0 | 0 | 0 | 0 | 0 | 0 | 0 | 0 | 0 | 0 | 0 | 0
Electricity Sector Pollutant Emissions[OC,petroleum es] | NoSettings | 981052 | 942900 | 904748 | 866596 | 838003 | 799180 | 761028 | 722876 | 684724 | 641122 | 602970 | 564818 | 525576 | 486334 | 447091 | 407849 | 368607 | 328820 | 289578 | 250336 | 211094 | 171852 | 132610 | 92822.6 | 53689.5 | 14338.4 | 14338.4 | 14338.4 | 14338.4 | 14338.4 | 14338.4
Electricity Sector Pollutant Emissions[OC,natural gas peaker es] | NoSettings | 1806780000 | 1806780000 | 1806780000 | 1806780000 | 1814030000 | 1760630000 | 1749950000 | 1749950000 | 1749950000 | 1749950000 | 1749950000 | 1749950000 | 1749950000 | 1749950000 | 1749950000 | 1749950000 | 1749950000 | 1749950000 | 1749950000 | 1749950000 | 1749950000 | 1749950000 | 1749950000 | 1749950000 | 1749950000 | 1749950000 | 1749950000 | 1749950000 | 1749950000 | 1749950000 | 1749950000
Electricity Sector Pollutant Emissions[OC,lignite es] | NoSettings | 0 | 0 | 0 | 0 | 0 | 0 | 0 | 0 | 0 | 0 | 0 | 0 | 0 | 0 | 0 | 0 | 0 | 0 | 0 | 0 | 0 | 0 | 0 | 0 | 0 | 0 | 0 | 0 | 0 | 0 | 0
Electricity Sector Pollutant Emissions[OC,offshore wind es] | NoSettings | 0 | 0 | 0 | 0 | 0 | 0 | 0 | 0 | 0 | 0 | 0 | 0 | 0 | 0 | 0 | 0 | 0 | 0 | 0 | 0 | 0 | 0 | 0 | 0 | 0 | 0 | 0 | 0 | 0 | 0 | 0
Electricity Sector Pollutant Emissions[OC,crude oil es] | NoSettings | 0 | 0 | 0 | 0 | 0 | 0 | 0 | 0 | 0 | 0 | 0 | 0 | 0 | 0 | 0 | 0 | 0 | 0 | 0 | 0 | 0 | 0 | 0 | 0 | 0 | 0 | 0 | 0 | 0 | 0 | 0
Electricity Sector Pollutant Emissions[OC,heavy or residual fuel oil es] | NoSettings | 0 | 0 | 0 | 0 | 0 | 0 | 0 | 0 | 0 | 0 | 0 | 0 | 0 | 0 | 0 | 0 | 0 | 0 | 0 | 0 | 0 | 0 | 0 | 0 | 0 | 0 | 0 | 0 | 0 | 0 | 0
Electricity Sector Pollutant Emissions[OC,municipal solid waste es] | NoSettings | 0 | 0 | 0 | 0 | 0 | 0 | 0 | 0 | 0 | 0 | 0 | 0 | 0 | 0 | 0 | 0 | 0 | 0 | 0 | 0 | 0 | 0 | 0 | 0 | 0 | 0 | 0 | 0 | 0 | 0 | 0
Electricity Sector Pollutant Emissions[CH4,hard coal es] | NoSettings | 1142380000 | 913444000 | 685661000 | 456722000 | 228939000 | 0 | 0 | 0 | 0 | 0 | 0 | 0 | 0 | 0 | 0 | 0 | 0 | 0 | 0 | 0 | 0 | 0 | 0 | 0 | 0 | 0 | 0 | 0 | 0 | 0 | 0
Electricity Sector Pollutant Emissions[CH4,natural gas nonpeaker es] | NoSettings | 661696000 | 759852000 | 760620000 | 754899000 | 642810000 | 635251000 | 627230000 | 616863000 | 601408000 | 589711000 | 575140000 | 557008000 | 533273000 | 452140000 | 395641000 | 362055000 | 306880000 | 279086000 | 247151000 | 216213000 | 216825000 | 180613000 | 185799000 | 185061000 | 188485000 | 191322000 | 197450000 | 207825000 | 214422000 | 221409000 | 227350000
Electricity Sector Pollutant Emissions[CH4,nuclear es] | NoSettings | 0 | 0 | 0 | 0 | 0 | 0 | 0 | 0 | 0 | 0 | 0 | 0 | 0 | 0 | 0 | 0 | 0 | 0 | 0 | 0 | 0 | 0 | 0 | 0 | 0 | 0 | 0 | 0 | 0 | 0 | 0
Electricity Sector Pollutant Emissions[CH4,hydro es] | NoSettings | 0 | 0 | 0 | 0 | 0 | 0 | 0 | 0 | 0 | 0 | 0 | 0 | 0 | 0 | 0 | 0 | 0 | 0 | 0 | 0 | 0 | 0 | 0 | 0 | 0 | 0 | 0 | 0 | 0 | 0 | 0
Electricity Sector Pollutant Emissions[CH4,onshore wind es] | NoSettings | 0 | 0 | 0 | 0 | 0 | 0 | 0 | 0 | 0 | 0 | 0 | 0 | 0 | 0 | 0 | 0 | 0 | 0 | 0 | 0 | 0 | 0 | 0 | 0 | 0 | 0 | 0 | 0 | 0 | 0 | 0
Electricity Sector Pollutant Emissions[CH4,solar PV es] | NoSettings | 0 | 0 | 0 | 0 | 0 | 0 | 0 | 0 | 0 | 0 | 0 | 0 | 0 | 0 | 0 | 0 | 0 | 0 | 0 | 0 | 0 | 0 | 0 | 0 | 0 | 0 | 0 | 0 | 0 | 0 | 0
Electricity Sector Pollutant Emissions[CH4,solar thermal es] | NoSettings | 0 | 0 | 0 | 0 | 0 | 0 | 0 | 0 | 0 | 0 | 0 | 0 | 0 | 0 | 0 | 0 | 0 | 0 | 0 | 0 | 0 | 0 | 0 | 0 | 0 | 0 | 0 | 0 | 0 | 0 | 0
Electricity Sector Pollutant Emissions[CH4,biomass es] | NoSettings | 0 | 0 | 0 | 0 | 0 | 0 | 0 | 0 | 0 | 0 | 0 | 0 | 0 | 0 | 0 | 0 | 0 | 0 | 0 | 0 | 0 | 0 | 0 | 0 | 0 | 0 | 0 | 0 | 0 | 0 | 0
Electricity Sector Pollutant Emissions[CH4,geothermal es] | NoSettings | 0 | 0 | 0 | 0 | 0 | 0 | 0 | 0 | 0 | 0 | 0 | 0 | 0 | 0 | 0 | 0 | 0 | 0 | 0 | 0 | 0 | 0 | 0 | 0 | 0 | 0 | 0 | 0 | 0 | 0 | 0
Electricity Sector Pollutant Emissions[CH4,petroleum es] | NoSettings | 5933780 | 5703030 | 5472270 | 5241510 | 5068570 | 4833750 | 4602990 | 4372230 | 4141480 | 3877750 | 3646990 | 3416240 | 3178880 | 2941530 | 2704180 | 2466830 | 2229480 | 1988830 | 1751480 | 1514130 | 1276780 | 1039430 | 802075 | 561427 | 324735 | 86724 | 86724 | 86724 | 86724 | 86724 | 86724
Electricity Sector Pollutant Emissions[CH4,natural gas peaker es] | NoSettings | 126357000 | 126357000 | 126357000 | 126357000 | 126864000 | 123129000 | 122383000 | 122383000 | 122383000 | 122383000 | 122383000 | 122383000 | 122383000 | 122383000 | 122383000 | 122383000 | 122383000 | 122383000 | 122383000 | 122383000 | 122383000 | 122383000 | 122383000 | 122383000 | 122383000 | 122383000 | 122383000 | 122383000 | 122383000 | 122383000 | 122383000
Electricity Sector Pollutant Emissions[CH4,lignite es] | NoSettings | 0 | 0 | 0 | 0 | 0 | 0 | 0 | 0 | 0 | 0 | 0 | 0 | 0 | 0 | 0 | 0 | 0 | 0 | 0 | 0 | 0 | 0 | 0 | 0 | 0 | 0 | 0 | 0 | 0 | 0 | 0
Electricity Sector Pollutant Emissions[CH4,offshore wind es] | NoSettings | 0 | 0 | 0 | 0 | 0 | 0 | 0 | 0 | 0 | 0 | 0 | 0 | 0 | 0 | 0 | 0 | 0 | 0 | 0 | 0 | 0 | 0 | 0 | 0 | 0 | 0 | 0 | 0 | 0 | 0 | 0
Electricity Sector Pollutant Emissions[CH4,crude oil es] | NoSettings | 0 | 0 | 0 | 0 | 0 | 0 | 0 | 0 | 0 | 0 | 0 | 0 | 0 | 0 | 0 | 0 | 0 | 0 | 0 | 0 | 0 | 0 | 0 | 0 | 0 | 0 | 0 | 0 | 0 | 0 | 0
Electricity Sector Pollutant Emissions[CH4,heavy or residual fuel oil es] | NoSettings | 0 | 0 | 0 | 0 | 0 | 0 | 0 | 0 | 0 | 0 | 0 | 0 | 0 | 0 | 0 | 0 | 0 | 0 | 0 | 0 | 0 | 0 | 0 | 0 | 0 | 0 | 0 | 0 | 0 | 0 | 0
Electricity Sector Pollutant Emissions[CH4,municipal solid waste es] | NoSettings | 0 | 0 | 0 | 0 | 0 | 0 | 0 | 0 | 0 | 0 | 0 | 0 | 0 | 0 | 0 | 0 | 0 | 0 | 0 | 0 | 0 | 0 | 0 | 0 | 0 | 0 | 0 | 0 | 0 | 0 | 0
Electricity Sector Pollutant Emissions[N2O,hard coal es] | NoSettings | 166165000 | 132865000 | 99732500 | 66432300 | 33300200 | 0 | 0 | 0 | 0 | 0 | 0 | 0 | 0 | 0 | 0 | 0 | 0 | 0 | 0 | 0 | 0 | 0 | 0 | 0 | 0 | 0 | 0 | 0 | 0 | 0 | 0
Electricity Sector Pollutant Emissions[N2O,natural gas nonpeaker es] | NoSettings | 66169600 | 75985200 | 76062000 | 75489900 | 64281000 | 63525100 | 62723000 | 61686300 | 60140800 | 58971100 | 57514000 | 55700800 | 53327300 | 45214000 | 39564100 | 36205500 | 30688000 | 27908600 | 24715100 | 21621300 | 21682500 | 18061300 | 18579900 | 18506100 | 18848500 | 19132200 | 19745000 | 20782500 | 21442200 | 22140900 | 22735000
Electricity Sector Pollutant Emissions[N2O,nuclear es] | NoSettings | 0 | 0 | 0 | 0 | 0 | 0 | 0 | 0 | 0 | 0 | 0 | 0 | 0 | 0 | 0 | 0 | 0 | 0 | 0 | 0 | 0 | 0 | 0 | 0 | 0 | 0 | 0 | 0 | 0 | 0 | 0
Electricity Sector Pollutant Emissions[N2O,hydro es] | NoSettings | 0 | 0 | 0 | 0 | 0 | 0 | 0 | 0 | 0 | 0 | 0 | 0 | 0 | 0 | 0 | 0 | 0 | 0 | 0 | 0 | 0 | 0 | 0 | 0 | 0 | 0 | 0 | 0 | 0 | 0 | 0
Electricity Sector Pollutant Emissions[N2O,onshore wind es] | NoSettings | 0 | 0 | 0 | 0 | 0 | 0 | 0 | 0 | 0 | 0 | 0 | 0 | 0 | 0 | 0 | 0 | 0 | 0 | 0 | 0 | 0 | 0 | 0 | 0 | 0 | 0 | 0 | 0 | 0 | 0 | 0
Electricity Sector Pollutant Emissions[N2O,solar PV es] | NoSettings | 0 | 0 | 0 | 0 | 0 | 0 | 0 | 0 | 0 | 0 | 0 | 0 | 0 | 0 | 0 | 0 | 0 | 0 | 0 | 0 | 0 | 0 | 0 | 0 | 0 | 0 | 0 | 0 | 0 | 0 | 0
Electricity Sector Pollutant Emissions[N2O,solar thermal es] | NoSettings | 0 | 0 | 0 | 0 | 0 | 0 | 0 | 0 | 0 | 0 | 0 | 0 | 0 | 0 | 0 | 0 | 0 | 0 | 0 | 0 | 0 | 0 | 0 | 0 | 0 | 0 | 0 | 0 | 0 | 0 | 0
Electricity Sector Pollutant Emissions[N2O,biomass es] | NoSettings | 0 | 0 | 0 | 0 | 0 | 0 | 0 | 0 | 0 | 0 | 0 | 0 | 0 | 0 | 0 | 0 | 0 | 0 | 0 | 0 | 0 | 0 | 0 | 0 | 0 | 0 | 0 | 0 | 0 | 0 | 0
Electricity Sector Pollutant Emissions[N2O,geothermal es] | NoSettings | 0 | 0 | 0 | 0 | 0 | 0 | 0 | 0 | 0 | 0 | 0 | 0 | 0 | 0 | 0 | 0 | 0 | 0 | 0 | 0 | 0 | 0 | 0 | 0 | 0 | 0 | 0 | 0 | 0 | 0 | 0
Electricity Sector Pollutant Emissions[N2O,petroleum es] | NoSettings | 1186760 | 1140610 | 1094450 | 1048300 | 1013710 | 966750 | 920599 | 874447 | 828295 | 775551 | 729399 | 683247 | 635777 | 588307 | 540836 | 493366 | 445896 | 397766 | 350296 | 302826 | 255355 | 207885 | 160415 | 112285 | 64946.9 | 17344.8 | 17344.8 | 17344.8 | 17344.8 | 17344.8 | 17344.8
Electricity Sector Pollutant Emissions[N2O,natural gas peaker es] | NoSettings | 12635700 | 12635700 | 12635700 | 12635700 | 12686400 | 12312900 | 12238300 | 12238300 | 12238300 | 12238300 | 12238300 | 12238300 | 12238300 | 12238300 | 12238300 | 12238300 | 12238300 | 12238300 | 12238300 | 12238300 | 12238300 | 12238300 | 12238300 | 12238300 | 12238300 | 12238300 | 12238300 | 12238300 | 12238300 | 12238300 | 12238300
Electricity Sector Pollutant Emissions[N2O,lignite es] | NoSettings | 0 | 0 | 0 | 0 | 0 | 0 | 0 | 0 | 0 | 0 | 0 | 0 | 0 | 0 | 0 | 0 | 0 | 0 | 0 | 0 | 0 | 0 | 0 | 0 | 0 | 0 | 0 | 0 | 0 | 0 | 0
Electricity Sector Pollutant Emissions[N2O,offshore wind es] | NoSettings | 0 | 0 | 0 | 0 | 0 | 0 | 0 | 0 | 0 | 0 | 0 | 0 | 0 | 0 | 0 | 0 | 0 | 0 | 0 | 0 | 0 | 0 | 0 | 0 | 0 | 0 | 0 | 0 | 0 | 0 | 0
Electricity Sector Pollutant Emissions[N2O,crude oil es] | NoSettings | 0 | 0 | 0 | 0 | 0 | 0 | 0 | 0 | 0 | 0 | 0 | 0 | 0 | 0 | 0 | 0 | 0 | 0 | 0 | 0 | 0 | 0 | 0 | 0 | 0 | 0 | 0 | 0 | 0 | 0 | 0
Electricity Sector Pollutant Emissions[N2O,heavy or residual fuel oil es] | NoSettings | 0 | 0 | 0 | 0 | 0 | 0 | 0 | 0 | 0 | 0 | 0 | 0 | 0 | 0 | 0 | 0 | 0 | 0 | 0 | 0 | 0 | 0 | 0 | 0 | 0 | 0 | 0 | 0 | 0 | 0 | 0
Electricity Sector Pollutant Emissions[N2O,municipal solid waste es] | NoSettings | 0 | 0 | 0 | 0 | 0 | 0 | 0 | 0 | 0 | 0 | 0 | 0 | 0 | 0 | 0 | 0 | 0 | 0 | 0 | 0 | 0 | 0 | 0 | 0 | 0 | 0 | 0 | 0 | 0 | 0 | 0
Electricity Sector Pollutant Emissions[F gases,hard coal es] | NoSettings | 0 | 0 | 0 | 0 | 0 | 0 | 0 | 0 | 0 | 0 | 0 | 0 | 0 | 0 | 0 | 0 | 0 | 0 | 0 | 0 | 0 | 0 | 0 | 0 | 0 | 0 | 0 | 0 | 0 | 0 | 0
Electricity Sector Pollutant Emissions[F gases,natural gas nonpeaker es] | NoSettings | 0 | 0 | 0 | 0 | 0 | 0 | 0 | 0 | 0 | 0 | 0 | 0 | 0 | 0 | 0 | 0 | 0 | 0 | 0 | 0 | 0 | 0 | 0 | 0 | 0 | 0 | 0 | 0 | 0 | 0 | 0
Electricity Sector Pollutant Emissions[F gases,nuclear es] | NoSettings | 0 | 0 | 0 | 0 | 0 | 0 | 0 | 0 | 0 | 0 | 0 | 0 | 0 | 0 | 0 | 0 | 0 | 0 | 0 | 0 | 0 | 0 | 0 | 0 | 0 | 0 | 0 | 0 | 0 | 0 | 0
Electricity Sector Pollutant Emissions[F gases,hydro es] | NoSettings | 0 | 0 | 0 | 0 | 0 | 0 | 0 | 0 | 0 | 0 | 0 | 0 | 0 | 0 | 0 | 0 | 0 | 0 | 0 | 0 | 0 | 0 | 0 | 0 | 0 | 0 | 0 | 0 | 0 | 0 | 0
Electricity Sector Pollutant Emissions[F gases,onshore wind es] | NoSettings | 0 | 0 | 0 | 0 | 0 | 0 | 0 | 0 | 0 | 0 | 0 | 0 | 0 | 0 | 0 | 0 | 0 | 0 | 0 | 0 | 0 | 0 | 0 | 0 | 0 | 0 | 0 | 0 | 0 | 0 | 0
Electricity Sector Pollutant Emissions[F gases,solar PV es] | NoSettings | 0 | 0 | 0 | 0 | 0 | 0 | 0 | 0 | 0 | 0 | 0 | 0 | 0 | 0 | 0 | 0 | 0 | 0 | 0 | 0 | 0 | 0 | 0 | 0 | 0 | 0 | 0 | 0 | 0 | 0 | 0
Electricity Sector Pollutant Emissions[F gases,solar thermal es] | NoSettings | 0 | 0 | 0 | 0 | 0 | 0 | 0 | 0 | 0 | 0 | 0 | 0 | 0 | 0 | 0 | 0 | 0 | 0 | 0 | 0 | 0 | 0 | 0 | 0 | 0 | 0 | 0 | 0 | 0 | 0 | 0
Electricity Sector Pollutant Emissions[F gases,biomass es] | NoSettings | 0 | 0 | 0 | 0 | 0 | 0 | 0 | 0 | 0 | 0 | 0 | 0 | 0 | 0 | 0 | 0 | 0 | 0 | 0 | 0 | 0 | 0 | 0 | 0 | 0 | 0 | 0 | 0 | 0 | 0 | 0
Electricity Sector Pollutant Emissions[F gases,geothermal es] | NoSettings | 0 | 0 | 0 | 0 | 0 | 0 | 0 | 0 | 0 | 0 | 0 | 0 | 0 | 0 | 0 | 0 | 0 | 0 | 0 | 0 | 0 | 0 | 0 | 0 | 0 | 0 | 0 | 0 | 0 | 0 | 0
Electricity Sector Pollutant Emissions[F gases,petroleum es] | NoSettings | 0 | 0 | 0 | 0 | 0 | 0 | 0 | 0 | 0 | 0 | 0 | 0 | 0 | 0 | 0 | 0 | 0 | 0 | 0 | 0 | 0 | 0 | 0 | 0 | 0 | 0 | 0 | 0 | 0 | 0 | 0
Electricity Sector Pollutant Emissions[F gases,natural gas peaker es] | NoSettings | 0 | 0 | 0 | 0 | 0 | 0 | 0 | 0 | 0 | 0 | 0 | 0 | 0 | 0 | 0 | 0 | 0 | 0 | 0 | 0 | 0 | 0 | 0 | 0 | 0 | 0 | 0 | 0 | 0 | 0 | 0
Electricity Sector Pollutant Emissions[F gases,lignite es] | NoSettings | 0 | 0 | 0 | 0 | 0 | 0 | 0 | 0 | 0 | 0 | 0 | 0 | 0 | 0 | 0 | 0 | 0 | 0 | 0 | 0 | 0 | 0 | 0 | 0 | 0 | 0 | 0 | 0 | 0 | 0 | 0
Electricity Sector Pollutant Emissions[F gases,offshore wind es] | NoSettings | 0 | 0 | 0 | 0 | 0 | 0 | 0 | 0 | 0 | 0 | 0 | 0 | 0 | 0 | 0 | 0 | 0 | 0 | 0 | 0 | 0 | 0 | 0 | 0 | 0 | 0 | 0 | 0 | 0 | 0 | 0
Electricity Sector Pollutant Emissions[F gases,crude oil es] | NoSettings | 0 | 0 | 0 | 0 | 0 | 0 | 0 | 0 | 0 | 0 | 0 | 0 | 0 | 0 | 0 | 0 | 0 | 0 | 0 | 0 | 0 | 0 | 0 | 0 | 0 | 0 | 0 | 0 | 0 | 0 | 0
Electricity Sector Pollutant Emissions[F gases,heavy or residual fuel oil es] | NoSettings | 0 | 0 | 0 | 0 | 0 | 0 | 0 | 0 | 0 | 0 | 0 | 0 | 0 | 0 | 0 | 0 | 0 | 0 | 0 | 0 | 0 | 0 | 0 | 0 | 0 | 0 | 0 | 0 | 0 | 0 | 0
Electricity Sector Pollutant Emissions[F gases,municipal solid waste es] | NoSettings | 0 | 0 | 0 | 0 | 0 | 0 | 0 | 0 | 0 | 0 | 0 | 0 | 0 | 0 | 0 | 0 | 0 | 0 | 0 | 0 | 0 | 0 | 0 | 0 | 0 | 0 | 0 | 0 | 0 | 0 | 0
BCEU BAU Components Energy Use[urban residential,electricity bf,heating] | NoSettings | 32600000000000 | 32200000000000 | 32500000000000 | 33500000000000 | 34600000000000 | 35800000000000 | 37100000000000 | 38600000000000 | 40000000000000 | 41400000000000 | 42900000000000 | 44300000000000 | 45700000000000 | 47100000000000 | 48300000000000 | 49600000000000 | 50800000000000 | 52200000000000 | 53600000000000 | 54800000000000 | 56200000000000 | 57400000000000 | 58500000000000 | 59400000000000 | 60400000000000 | 61200000000000 | 61900000000000 | 62500000000000 | 62200000000000 | 61800000000000 | 61300000000000
BCEU BAU Components Energy Use[urban residential,electricity bf,cooling and ventilation] | NoSettings | 21730000000000 | 20360000000000 | 19550000000000 | 19180000000000 | 18890000000000 | 18620000000000 | 18480000000000 | 18450000000000 | 18430000000000 | 18450000000000 | 18490000000000 | 18590000000000 | 18710000000000 | 18820000000000 | 18890000000000 | 18970000000000 | 19130000000000 | 19230000000000 | 19360000000000 | 19500000000000 | 19640000000000 | 19960000000000 | 20280000000000 | 20580000000000 | 20920000000000 | 21270000000000 | 21590000000000 | 21970000000000 | 22040000000000 | 22110000000000 | 22180000000000
BCEU BAU Components Energy Use[urban residential,electricity bf,envelope] | NoSettings | 0 | 0 | 0 | 0 | 0 | 0 | 0 | 0 | 0 | 0 | 0 | 0 | 0 | 0 | 0 | 0 | 0 | 0 | 0 | 0 | 0 | 0 | 0 | 0 | 0 | 0 | 0 | 0 | 0 | 0 | 0
BCEU BAU Components Energy Use[urban residential,electricity bf,lighting] | NoSettings | 22600000000000 | 21600000000000 | 21300000000000 | 21500000000000 | 21600000000000 | 21900000000000 | 22400000000000 | 22900000000000 | 23300000000000 | 23700000000000 | 24100000000000 | 24400000000000 | 24800000000000 | 25200000000000 | 25600000000000 | 26000000000000 | 26300000000000 | 26500000000000 | 26800000000000 | 27000000000000 | 27200000000000 | 27500000000000 | 27800000000000 | 28200000000000 | 28500000000000 | 28900000000000 | 29300000000000 | 29800000000000 | 29900000000000 | 30000000000000 | 30000000000000
BCEU BAU Components Energy Use[urban residential,electricity bf,appliances] | NoSettings | 91100000000000 | 87800000000000 | 86500000000000 | 87000000000000 | 87700000000000 | 88600000000000 | 89800000000000 | 91300000000000 | 92800000000000 | 94400000000000 | 96200000000000 | 98100000000000 | 100000000000000 | 102000000000000 | 104000000000000 | 106000000000000 | 108000000000000 | 110000000000000 | 112000000000000 | 113000000000000 | 115000000000000 | 117000000000000 | 119000000000000 | 121000000000000 | 123000000000000 | 124000000000000 | 126000000000000 | 127000000000000 | 128000000000000 | 128000000000000 | 128000000000000
BCEU BAU Components Energy Use[urban residential,electricity bf,other component] | NoSettings | 126500000000000 | 119400000000000 | 115000000000000 | 111800000000000 | 109600000000000 | 107400000000000 | 104900000000000 | 102700000000000 | 100600000000000 | 98410000000000 | 96010000000000 | 93270000000000 | 90420000000000 | 87610000000000 | 84870000000000 | 82150000000000 | 79700000000000 | 77060000000000 | 74410000000000 | 71700000000000 | 68860000000000 | 65720000000000 | 62510000000000 | 59260000000000 | 56010000000000 | 52760000000000 | 49450000000000 | 46040000000000 | 45220000000000 | 44750000000000 | 44280000000000
BCEU BAU Components Energy Use[urban residential,hard coal bf,heating] | NoSettings | 0 | 0 | 0 | 0 | 0 | 0 | 0 | 0 | 0 | 0 | 0 | 0 | 0 | 0 | 0 | 0 | 0 | 0 | 0 | 0 | 0 | 0 | 0 | 0 | 0 | 0 | 0 | 0 | 0 | 0 | 0
BCEU BAU Components Energy Use[urban residential,hard coal bf,cooling and ventilation] | NoSettings | 0 | 0 | 0 | 0 | 0 | 0 | 0 | 0 | 0 | 0 | 0 | 0 | 0 | 0 | 0 | 0 | 0 | 0 | 0 | 0 | 0 | 0 | 0 | 0 | 0 | 0 | 0 | 0 | 0 | 0 | 0
BCEU BAU Components Energy Use[urban residential,hard coal bf,envelope] | NoSettings | 0 | 0 | 0 | 0 | 0 | 0 | 0 | 0 | 0 | 0 | 0 | 0 | 0 | 0 | 0 | 0 | 0 | 0 | 0 | 0 | 0 | 0 | 0 | 0 | 0 | 0 | 0 | 0 | 0 | 0 | 0
BCEU BAU Components Energy Use[urban residential,hard coal bf,lighting] | NoSettings | 0 | 0 | 0 | 0 | 0 | 0 | 0 | 0 | 0 | 0 | 0 | 0 | 0 | 0 | 0 | 0 | 0 | 0 | 0 | 0 | 0 | 0 | 0 | 0 | 0 | 0 | 0 | 0 | 0 | 0 | 0
BCEU BAU Components Energy Use[urban residential,hard coal bf,appliances] | NoSettings | 0 | 0 | 0 | 0 | 0 | 0 | 0 | 0 | 0 | 0 | 0 | 0 | 0 | 0 | 0 | 0 | 0 | 0 | 0 | 0 | 0 | 0 | 0 | 0 | 0 | 0 | 0 | 0 | 0 | 0 | 0
BCEU BAU Components Energy Use[urban residential,hard coal bf,other component] | NoSettings | 0 | 0 | 0 | 0 | 0 | 0 | 0 | 0 | 0 | 0 | 0 | 0 | 0 | 0 | 0 | 0 | 0 | 0 | 0 | 0 | 0 | 0 | 0 | 0 | 0 | 0 | 0 | 0 | 0 | 0 | 0
BCEU BAU Components Energy Use[urban residential,natural gas bf,heating] | NoSettings | 216000000000000 | 223000000000000 | 224000000000000 | 224000000000000 | 224000000000000 | 224000000000000 | 222000000000000 | 221000000000000 | 220000000000000 | 217000000000000 | 215000000000000 | 213000000000000 | 210000000000000 | 208000000000000 | 205000000000000 | 203000000000000 | 201000000000000 | 199000000000000 | 197000000000000 | 197000000000000 | 195000000000000 | 192000000000000 | 191000000000000 | 189000000000000 | 188000000000000 | 187000000000000 | 186000000000000 | 185000000000000 | 184000000000000 | 184000000000000 | 184000000000000
BCEU BAU Components Energy Use[urban residential,natural gas bf,cooling and ventilation] | NoSettings | 200800000000 | 202200000000 | 197800000000 | 193700000000 | 189800000000 | 185700000000 | 182000000000 | 178200000000 | 174500000000 | 171000000000 | 167400000000 | 164400000000 | 161400000000 | 158500000000 | 155400000000 | 152600000000 | 150300000000 | 147500000000 | 145000000000 | 142800000000 | 140800000000 | 140800000000 | 141600000000 | 142500000000 | 144100000000 | 146100000000 | 148300000000 | 150600000000 | 152800000000 | 155100000000 | 157600000000
BCEU BAU Components Energy Use[urban residential,natural gas bf,envelope] | NoSettings | 0 | 0 | 0 | 0 | 0 | 0 | 0 | 0 | 0 | 0 | 0 | 0 | 0 | 0 | 0 | 0 | 0 | 0 | 0 | 0 | 0 | 0 | 0 | 0 | 0 | 0 | 0 | 0 | 0 | 0 | 0
BCEU BAU Components Energy Use[urban residential,natural gas bf,lighting] | NoSettings | 0 | 0 | 0 | 0 | 0 | 0 | 0 | 0 | 0 | 0 | 0 | 0 | 0 | 0 | 0 | 0 | 0 | 0 | 0 | 0 | 0 | 0 | 0 | 0 | 0 | 0 | 0 | 0 | 0 | 0 | 0
BCEU BAU Components Energy Use[urban residential,natural gas bf,appliances] | NoSettings | 238000000000000 | 246000000000000 | 246000000000000 | 247000000000000 | 246000000000000 | 246000000000000 | 247000000000000 | 246000000000000 | 245000000000000 | 245000000000000 | 243000000000000 | 242000000000000 | 240000000000000 | 239000000000000 | 237000000000000 | 234000000000000 | 233000000000000 | 232000000000000 | 230000000000000 | 229000000000000 | 227000000000000 | 228000000000000 | 228000000000000 | 229000000000000 | 230000000000000 | 230000000000000 | 231000000000000 | 232000000000000 | 233000000000000 | 234000000000000 | 235000000000000
BCEU BAU Components Energy Use[urban residential,natural gas bf,other component] | NoSettings | 0 | 0 | 0 | 0 | 0 | 0 | 0 | 0 | 0 | 0 | 0 | 0 | 0 | 0 | 0 | 0 | 0 | 0 | 0 | 0 | 0 | 0 | 0 | 0 | 0 | 0 | 0 | 0 | 0 | 0 | 0
BCEU BAU Components Energy Use[urban residential,petroleum diesel bf,heating] | NoSettings | 294000000000 | 294000000000 | 295000000000 | 295000000000 | 295000000000 | 294000000000 | 294000000000 | 293000000000 | 292000000000 | 290000000000 | 289000000000 | 287000000000 | 285000000000 | 283000000000 | 279000000000 | 276000000000 | 272000000000 | 268000000000 | 262000000000 | 259000000000 | 255000000000 | 251000000000 | 246000000000 | 241000000000 | 236000000000 | 229000000000 | 220000000000 | 211000000000 | 200000000000 | 189000000000 | 176000000000
BCEU BAU Components Energy Use[urban residential,petroleum diesel bf,cooling and ventilation] | NoSettings | 0 | 0 | 0 | 0 | 0 | 0 | 0 | 0 | 0 | 0 | 0 | 0 | 0 | 0 | 0 | 0 | 0 | 0 | 0 | 0 | 0 | 0 | 0 | 0 | 0 | 0 | 0 | 0 | 0 | 0 | 0
BCEU BAU Components Energy Use[urban residential,petroleum diesel bf,envelope] | NoSettings | 0 | 0 | 0 | 0 | 0 | 0 | 0 | 0 | 0 | 0 | 0 | 0 | 0 | 0 | 0 | 0 | 0 | 0 | 0 | 0 | 0 | 0 | 0 | 0 | 0 | 0 | 0 | 0 | 0 | 0 | 0
BCEU BAU Components Energy Use[urban residential,petroleum diesel bf,lighting] | NoSettings | 0 | 0 | 0 | 0 | 0 | 0 | 0 | 0 | 0 | 0 | 0 | 0 | 0 | 0 | 0 | 0 | 0 | 0 | 0 | 0 | 0 | 0 | 0 | 0 | 0 | 0 | 0 | 0 | 0 | 0 | 0
BCEU BAU Components Energy Use[urban residential,petroleum diesel bf,appliances] | NoSettings | 4080000000 | 3740000000 | 3440000000 | 3170000000 | 2940000000 | 2740000000 | 2600000000 | 2510000000 | 2470000000 | 2490000000 | 2540000000 | 2670000000 | 2840000000 | 3040000000 | 3350000000 | 3730000000 | 4240000000 | 4880000000 | 5730000000 | 6810000000 | 8230000000 | 10100000000 | 12800000000 | 16200000000 | 20600000000 | 26400000000 | 33700000000 | 42700000000 | 53300000000 | 65000000000 | 77300000000
BCEU BAU Components Energy Use[urban residential,petroleum diesel bf,other component] | NoSettings | 0 | 0 | 0 | 0 | 0 | 0 | 0 | 0 | 0 | 0 | 0 | 0 | 0 | 0 | 0 | 0 | 0 | 0 | 0 | 0 | 0 | 0 | 0 | 0 | 0 | 0 | 0 | 0 | 0 | 0 | 0
BCEU BAU Components Energy Use[urban residential,heat bf,heating] | NoSettings | 0 | 0 | 0 | 0 | 0 | 0 | 0 | 0 | 0 | 0 | 0 | 0 | 0 | 0 | 0 | 0 | 0 | 0 | 0 | 0 | 0 | 0 | 0 | 0 | 0 | 0 | 0 | 0 | 0 | 0 | 0
BCEU BAU Components Energy Use[urban residential,heat bf,cooling and ventilation] | NoSettings | 0 | 0 | 0 | 0 | 0 | 0 | 0 | 0 | 0 | 0 | 0 | 0 | 0 | 0 | 0 | 0 | 0 | 0 | 0 | 0 | 0 | 0 | 0 | 0 | 0 | 0 | 0 | 0 | 0 | 0 | 0
BCEU BAU Components Energy Use[urban residential,heat bf,envelope] | NoSettings | 0 | 0 | 0 | 0 | 0 | 0 | 0 | 0 | 0 | 0 | 0 | 0 | 0 | 0 | 0 | 0 | 0 | 0 | 0 | 0 | 0 | 0 | 0 | 0 | 0 | 0 | 0 | 0 | 0 | 0 | 0
BCEU BAU Components Energy Use[urban residential,heat bf,lighting] | NoSettings | 0 | 0 | 0 | 0 | 0 | 0 | 0 | 0 | 0 | 0 | 0 | 0 | 0 | 0 | 0 | 0 | 0 | 0 | 0 | 0 | 0 | 0 | 0 | 0 | 0 | 0 | 0 | 0 | 0 | 0 | 0
BCEU BAU Components Energy Use[urban residential,heat bf,appliances] | NoSettings | 0 | 0 | 0 | 0 | 0 | 0 | 0 | 0 | 0 | 0 | 0 | 0 | 0 | 0 | 0 | 0 | 0 | 0 | 0 | 0 | 0 | 0 | 0 | 0 | 0 | 0 | 0 | 0 | 0 | 0 | 0
BCEU BAU Components Energy Use[urban residential,heat bf,other component] | NoSettings | 0 | 0 | 0 | 0 | 0 | 0 | 0 | 0 | 0 | 0 | 0 | 0 | 0 | 0 | 0 | 0 | 0 | 0 | 0 | 0 | 0 | 0 | 0 | 0 | 0 | 0 | 0 | 0 | 0 | 0 | 0
BCEU BAU Components Energy Use[urban residential,biomass bf,heating] | NoSettings | 17800000000000 | 17800000000000 | 17800000000000 | 17800000000000 | 17800000000000 | 17800000000000 | 17800000000000 | 17800000000000 | 17800000000000 | 17800000000000 | 17800000000000 | 17800000000000 | 17800000000000 | 17800000000000 | 17800000000000 | 17800000000000 | 17800000000000 | 17800000000000 | 17800000000000 | 17800000000000 | 17800000000000 | 17800000000000 | 17800000000000 | 17800000000000 | 17800000000000 | 17800000000000 | 17800000000000 | 17800000000000 | 17800000000000 | 17800000000000 | 17800000000000
BCEU BAU Components Energy Use[urban residential,biomass bf,cooling and ventilation] | NoSettings | 0 | 0 | 0 | 0 | 0 | 0 | 0 | 0 | 0 | 0 | 0 | 0 | 0 | 0 | 0 | 0 | 0 | 0 | 0 | 0 | 0 | 0 | 0 | 0 | 0 | 0 | 0 | 0 | 0 | 0 | 0
BCEU BAU Components Energy Use[urban residential,biomass bf,envelope] | NoSettings | 0 | 0 | 0 | 0 | 0 | 0 | 0 | 0 | 0 | 0 | 0 | 0 | 0 | 0 | 0 | 0 | 0 | 0 | 0 | 0 | 0 | 0 | 0 | 0 | 0 | 0 | 0 | 0 | 0 | 0 | 0
BCEU BAU Components Energy Use[urban residential,biomass bf,lighting] | NoSettings | 0 | 0 | 0 | 0 | 0 | 0 | 0 | 0 | 0 | 0 | 0 | 0 | 0 | 0 | 0 | 0 | 0 | 0 | 0 | 0 | 0 | 0 | 0 | 0 | 0 | 0 | 0 | 0 | 0 | 0 | 0
BCEU BAU Components Energy Use[urban residential,biomass bf,appliances] | NoSettings | 0 | 0 | 0 | 0 | 0 | 0 | 0 | 0 | 0 | 0 | 0 | 0 | 0 | 0 | 0 | 0 | 0 | 0 | 0 | 0 | 0 | 0 | 0 | 0 | 0 | 0 | 0 | 0 | 0 | 0 | 0
BCEU BAU Components Energy Use[urban residential,biomass bf,other component] | NoSettings | 0 | 0 | 0 | 0 | 0 | 0 | 0 | 0 | 0 | 0 | 0 | 0 | 0 | 0 | 0 | 0 | 0 | 0 | 0 | 0 | 0 | 0 | 0 | 0 | 0 | 0 | 0 | 0 | 0 | 0 | 0
BCEU BAU Components Energy Use[urban residential,kerosene bf,heating] | NoSettings | 0 | 0 | 0 | 0 | 0 | 0 | 0 | 0 | 0 | 0 | 0 | 0 | 0 | 0 | 0 | 0 | 0 | 0 | 0 | 0 | 0 | 0 | 0 | 0 | 0 | 0 | 0 | 0 | 0 | 0 | 0
BCEU BAU Components Energy Use[urban residential,kerosene bf,cooling and ventilation] | NoSettings | 0 | 0 | 0 | 0 | 0 | 0 | 0 | 0 | 0 | 0 | 0 | 0 | 0 | 0 | 0 | 0 | 0 | 0 | 0 | 0 | 0 | 0 | 0 | 0 | 0 | 0 | 0 | 0 | 0 | 0 | 0
BCEU BAU Components Energy Use[urban residential,kerosene bf,envelope] | NoSettings | 0 | 0 | 0 | 0 | 0 | 0 | 0 | 0 | 0 | 0 | 0 | 0 | 0 | 0 | 0 | 0 | 0 | 0 | 0 | 0 | 0 | 0 | 0 | 0 | 0 | 0 | 0 | 0 | 0 | 0 | 0
BCEU BAU Components Energy Use[urban residential,kerosene bf,lighting] | NoSettings | 0 | 0 | 0 | 0 | 0 | 0 | 0 | 0 | 0 | 0 | 0 | 0 | 0 | 0 | 0 | 0 | 0 | 0 | 0 | 0 | 0 | 0 | 0 | 0 | 0 | 0 | 0 | 0 | 0 | 0 | 0
BCEU BAU Components Energy Use[urban residential,kerosene bf,appliances] | NoSettings | 0 | 0 | 0 | 0 | 0 | 0 | 0 | 0 | 0 | 0 | 0 | 0 | 0 | 0 | 0 | 0 | 0 | 0 | 0 | 0 | 0 | 0 | 0 | 0 | 0 | 0 | 0 | 0 | 0 | 0 | 0
BCEU BAU Components Energy Use[urban residential,kerosene bf,other component] | NoSettings | 0 | 0 | 0 | 0 | 0 | 0 | 0 | 0 | 0 | 0 | 0 | 0 | 0 | 0 | 0 | 0 | 0 | 0 | 0 | 0 | 0 | 0 | 0 | 0 | 0 | 0 | 0 | 0 | 0 | 0 | 0
BCEU BAU Components Energy Use[urban residential,heavy or residual fuel oil bf,heating] | NoSettings | 0 | 0 | 0 | 0 | 0 | 0 | 0 | 0 | 0 | 0 | 0 | 0 | 0 | 0 | 0 | 0 | 0 | 0 | 0 | 0 | 0 | 0 | 0 | 0 | 0 | 0 | 0 | 0 | 0 | 0 | 0
BCEU BAU Components Energy Use[urban residential,heavy or residual fuel oil bf,cooling and ventilation] | NoSettings | 0 | 0 | 0 | 0 | 0 | 0 | 0 | 0 | 0 | 0 | 0 | 0 | 0 | 0 | 0 | 0 | 0 | 0 | 0 | 0 | 0 | 0 | 0 | 0 | 0 | 0 | 0 | 0 | 0 | 0 | 0
BCEU BAU Components Energy Use[urban residential,heavy or residual fuel oil bf,envelope] | NoSettings | 0 | 0 | 0 | 0 | 0 | 0 | 0 | 0 | 0 | 0 | 0 | 0 | 0 | 0 | 0 | 0 | 0 | 0 | 0 | 0 | 0 | 0 | 0 | 0 | 0 | 0 | 0 | 0 | 0 | 0 | 0
BCEU BAU Components Energy Use[urban residential,heavy or residual fuel oil bf,lighting] | NoSettings | 0 | 0 | 0 | 0 | 0 | 0 | 0 | 0 | 0 | 0 | 0 | 0 | 0 | 0 | 0 | 0 | 0 | 0 | 0 | 0 | 0 | 0 | 0 | 0 | 0 | 0 | 0 | 0 | 0 | 0 | 0
BCEU BAU Components Energy Use[urban residential,heavy or residual fuel oil bf,appliances] | NoSettings | 0 | 0 | 0 | 0 | 0 | 0 | 0 | 0 | 0 | 0 | 0 | 0 | 0 | 0 | 0 | 0 | 0 | 0 | 0 | 0 | 0 | 0 | 0 | 0 | 0 | 0 | 0 | 0 | 0 | 0 | 0
BCEU BAU Components Energy Use[urban residential,heavy or residual fuel oil bf,other component] | NoSettings | 0 | 0 | 0 | 0 | 0 | 0 | 0 | 0 | 0 | 0 | 0 | 0 | 0 | 0 | 0 | 0 | 0 | 0 | 0 | 0 | 0 | 0 | 0 | 0 | 0 | 0 | 0 | 0 | 0 | 0 | 0
BCEU BAU Components Energy Use[urban residential,LPG propane or butane bf,heating] | NoSettings | 12000000000000 | 11600000000000 | 11000000000000 | 11100000000000 | 11100000000000 | 11000000000000 | 10800000000000 | 10800000000000 | 10600000000000 | 10200000000000 | 9960000000000 | 9600000000000 | 9250000000000 | 8990000000000 | 8740000000000 | 8490000000000 | 8240000000000 | 8010000000000 | 7750000000000 | 7480000000000 | 7290000000000 | 7100000000000 | 6930000000000 | 6760000000000 | 6620000000000 | 6530000000000 | 6340000000000 | 6230000000000 | 6120000000000 | 6020000000000 | 5920000000000
BCEU BAU Components Energy Use[urban residential,LPG propane or butane bf,cooling and ventilation] | NoSettings | 0 | 0 | 0 | 0 | 0 | 0 | 0 | 0 | 0 | 0 | 0 | 0 | 0 | 0 | 0 | 0 | 0 | 0 | 0 | 0 | 0 | 0 | 0 | 0 | 0 | 0 | 0 | 0 | 0 | 0 | 0
BCEU BAU Components Energy Use[urban residential,LPG propane or butane bf,envelope] | NoSettings | 0 | 0 | 0 | 0 | 0 | 0 | 0 | 0 | 0 | 0 | 0 | 0 | 0 | 0 | 0 | 0 | 0 | 0 | 0 | 0 | 0 | 0 | 0 | 0 | 0 | 0 | 0 | 0 | 0 | 0 | 0
BCEU BAU Components Energy Use[urban residential,LPG propane or butane bf,lighting] | NoSettings | 0 | 0 | 0 | 0 | 0 | 0 | 0 | 0 | 0 | 0 | 0 | 0 | 0 | 0 | 0 | 0 | 0 | 0 | 0 | 0 | 0 | 0 | 0 | 0 | 0 | 0 | 0 | 0 | 0 | 0 | 0
BCEU BAU Components Energy Use[urban residential,LPG propane or butane bf,appliances] | NoSettings | 4440000000000 | 4110000000000 | 3740000000000 | 3640000000000 | 3510000000000 | 3410000000000 | 3280000000000 | 3200000000000 | 3080000000000 | 2960000000000 | 2840000000000 | 2700000000000 | 2560000000000 | 2450000000000 | 2360000000000 | 2270000000000 | 2190000000000 | 2120000000000 | 2050000000000 | 1970000000000 | 1920000000000 | 1880000000000 | 1850000000000 | 1820000000000 | 1790000000000 | 1790000000000 | 1740000000000 | 1730000000000 | 1700000000000 | 1670000000000 | 1650000000000
BCEU BAU Components Energy Use[urban residential,LPG propane or butane bf,other component] | NoSettings | 0 | 0 | 0 | 0 | 0 | 0 | 0 | 0 | 0 | 0 | 0 | 0 | 0 | 0 | 0 | 0 | 0 | 0 | 0 | 0 | 0 | 0 | 0 | 0 | 0 | 0 | 0 | 0 | 0 | 0 | 0
BCEU BAU Components Energy Use[urban residential,hydrogen bf,heating] | NoSettings | 0 | 0 | 0 | 0 | 0 | 0 | 0 | 0 | 0 | 0 | 0 | 0 | 0 | 0 | 0 | 0 | 0 | 0 | 0 | 0 | 0 | 0 | 0 | 0 | 0 | 0 | 0 | 0 | 0 | 0 | 0
BCEU BAU Components Energy Use[urban residential,hydrogen bf,cooling and ventilation] | NoSettings | 0 | 0 | 0 | 0 | 0 | 0 | 0 | 0 | 0 | 0 | 0 | 0 | 0 | 0 | 0 | 0 | 0 | 0 | 0 | 0 | 0 | 0 | 0 | 0 | 0 | 0 | 0 | 0 | 0 | 0 | 0
BCEU BAU Components Energy Use[urban residential,hydrogen bf,envelope] | NoSettings | 0 | 0 | 0 | 0 | 0 | 0 | 0 | 0 | 0 | 0 | 0 | 0 | 0 | 0 | 0 | 0 | 0 | 0 | 0 | 0 | 0 | 0 | 0 | 0 | 0 | 0 | 0 | 0 | 0 | 0 | 0
BCEU BAU Components Energy Use[urban residential,hydrogen bf,lighting] | NoSettings | 0 | 0 | 0 | 0 | 0 | 0 | 0 | 0 | 0 | 0 | 0 | 0 | 0 | 0 | 0 | 0 | 0 | 0 | 0 | 0 | 0 | 0 | 0 | 0 | 0 | 0 | 0 | 0 | 0 | 0 | 0
BCEU BAU Components Energy Use[urban residential,hydrogen bf,appliances] | NoSettings | 0 | 0 | 0 | 0 | 0 | 0 | 0 | 0 | 0 | 0 | 0 | 0 | 0 | 0 | 0 | 0 | 0 | 0 | 0 | 0 | 0 | 0 | 0 | 0 | 0 | 0 | 0 | 0 | 0 | 0 | 0
BCEU BAU Components Energy Use[urban residential,hydrogen bf,other component] | NoSettings | 0 | 0 | 0 | 0 | 0 | 0 | 0 | 0 | 0 | 0 | 0 | 0 | 0 | 0 | 0 | 0 | 0 | 0 | 0 | 0 | 0 | 0 | 0 | 0 | 0 | 0 | 0 | 0 | 0 | 0 | 0
BCEU BAU Components Energy Use[rural residential,electricity bf,heating] | NoSettings | 1720000000000 | 1690000000000 | 1710000000000 | 1760000000000 | 1820000000000 | 1880000000000 | 1950000000000 | 2020000000000 | 2100000000000 | 2170000000000 | 2250000000000 | 2330000000000 | 2410000000000 | 2480000000000 | 2550000000000 | 2630000000000 | 2720000000000 | 2800000000000 | 2890000000000 | 2950000000000 | 3030000000000 | 3100000000000 | 3160000000000 | 3220000000000 | 3270000000000 | 3300000000000 | 3340000000000 | 3380000000000 | 3360000000000 | 3330000000000 | 3310000000000
BCEU BAU Components Energy Use[rural residential,electricity bf,cooling and ventilation] | NoSettings | 1140000000000 | 1070000000000 | 1030000000000 | 1010000000000 | 994000000000 | 980000000000 | 973000000000 | 972000000000 | 970000000000 | 971000000000 | 974000000000 | 978000000000 | 985000000000 | 991000000000 | 994000000000 | 997000000000 | 1010000000000 | 1010000000000 | 1020000000000 | 1030000000000 | 1040000000000 | 1050000000000 | 1070000000000 | 1080000000000 | 1100000000000 | 1120000000000 | 1140000000000 | 1160000000000 | 1160000000000 | 1160000000000 | 1170000000000
BCEU BAU Components Energy Use[rural residential,electricity bf,envelope] | NoSettings | 0 | 0 | 0 | 0 | 0 | 0 | 0 | 0 | 0 | 0 | 0 | 0 | 0 | 0 | 0 | 0 | 0 | 0 | 0 | 0 | 0 | 0 | 0 | 0 | 0 | 0 | 0 | 0 | 0 | 0 | 0
BCEU BAU Components Energy Use[rural residential,electricity bf,lighting] | NoSettings | 1190000000000 | 1140000000000 | 1120000000000 | 1130000000000 | 1140000000000 | 1150000000000 | 1180000000000 | 1200000000000 | 1230000000000 | 1250000000000 | 1270000000000 | 1290000000000 | 1310000000000 | 1330000000000 | 1350000000000 | 1370000000000 | 1390000000000 | 1400000000000 | 1410000000000 | 1430000000000 | 1440000000000 | 1450000000000 | 1470000000000 | 1490000000000 | 1510000000000 | 1530000000000 | 1550000000000 | 1570000000000 | 1580000000000 | 1580000000000 | 1580000000000
BCEU BAU Components Energy Use[rural residential,electricity bf,appliances] | NoSettings | 4790000000000 | 4620000000000 | 4550000000000 | 4580000000000 | 4620000000000 | 4660000000000 | 4720000000000 | 4810000000000 | 4880000000000 | 4980000000000 | 5070000000000 | 5170000000000 | 5270000000000 | 5370000000000 | 5470000000000 | 5570000000000 | 5680000000000 | 5780000000000 | 5880000000000 | 5980000000000 | 6070000000000 | 6170000000000 | 6270000000000 | 6360000000000 | 6440000000000 | 6540000000000 | 6620000000000 | 6720000000000 | 6730000000000 | 6720000000000 | 6730000000000
BCEU BAU Components Energy Use[rural residential,electricity bf,other component] | NoSettings | 6660000000000 | 6280000000000 | 6050000000000 | 5890000000000 | 5770000000000 | 5650000000000 | 5520000000000 | 5410000000000 | 5290000000000 | 5180000000000 | 5050000000000 | 4910000000000 | 4760000000000 | 4610000000000 | 4470000000000 | 4330000000000 | 4200000000000 | 4060000000000 | 3920000000000 | 3780000000000 | 3630000000000 | 3460000000000 | 3290000000000 | 3120000000000 | 2950000000000 | 2770000000000 | 2600000000000 | 2430000000000 | 2380000000000 | 2360000000000 | 2330000000000
BCEU BAU Components Energy Use[rural residential,hard coal bf,heating] | NoSettings | 0 | 0 | 0 | 0 | 0 | 0 | 0 | 0 | 0 | 0 | 0 | 0 | 0 | 0 | 0 | 0 | 0 | 0 | 0 | 0 | 0 | 0 | 0 | 0 | 0 | 0 | 0 | 0 | 0 | 0 | 0
BCEU BAU Components Energy Use[rural residential,hard coal bf,cooling and ventilation] | NoSettings | 0 | 0 | 0 | 0 | 0 | 0 | 0 | 0 | 0 | 0 | 0 | 0 | 0 | 0 | 0 | 0 | 0 | 0 | 0 | 0 | 0 | 0 | 0 | 0 | 0 | 0 | 0 | 0 | 0 | 0 | 0
BCEU BAU Components Energy Use[rural residential,hard coal bf,envelope] | NoSettings | 0 | 0 | 0 | 0 | 0 | 0 | 0 | 0 | 0 | 0 | 0 | 0 | 0 | 0 | 0 | 0 | 0 | 0 | 0 | 0 | 0 | 0 | 0 | 0 | 0 | 0 | 0 | 0 | 0 | 0 | 0
BCEU BAU Components Energy Use[rural residential,hard coal bf,lighting] | NoSettings | 0 | 0 | 0 | 0 | 0 | 0 | 0 | 0 | 0 | 0 | 0 | 0 | 0 | 0 | 0 | 0 | 0 | 0 | 0 | 0 | 0 | 0 | 0 | 0 | 0 | 0 | 0 | 0 | 0 | 0 | 0
BCEU BAU Components Energy Use[rural residential,hard coal bf,appliances] | NoSettings | 0 | 0 | 0 | 0 | 0 | 0 | 0 | 0 | 0 | 0 | 0 | 0 | 0 | 0 | 0 | 0 | 0 | 0 | 0 | 0 | 0 | 0 | 0 | 0 | 0 | 0 | 0 | 0 | 0 | 0 | 0
BCEU BAU Components Energy Use[rural residential,hard coal bf,other component] | NoSettings | 0 | 0 | 0 | 0 | 0 | 0 | 0 | 0 | 0 | 0 | 0 | 0 | 0 | 0 | 0 | 0 | 0 | 0 | 0 | 0 | 0 | 0 | 0 | 0 | 0 | 0 | 0 | 0 | 0 | 0 | 0
BCEU BAU Components Energy Use[rural residential,natural gas bf,heating] | NoSettings | 11300000000000 | 11800000000000 | 11800000000000 | 11800000000000 | 11800000000000 | 11800000000000 | 11700000000000 | 11700000000000 | 11600000000000 | 11500000000000 | 11400000000000 | 11300000000000 | 11200000000000 | 11000000000000 | 10900000000000 | 10800000000000 | 10700000000000 | 10500000000000 | 10400000000000 | 10400000000000 | 10300000000000 | 10100000000000 | 10000000000000 | 9950000000000 | 9890000000000 | 9850000000000 | 9730000000000 | 9700000000000 | 9690000000000 | 9690000000000 | 9690000000000
BCEU BAU Components Energy Use[rural residential,natural gas bf,cooling and ventilation] | NoSettings | 10600000000 | 10600000000 | 10400000000 | 10200000000 | 9970000000 | 9780000000 | 9580000000 | 9380000000 | 9190000000 | 9010000000 | 8820000000 | 8660000000 | 8510000000 | 8350000000 | 8180000000 | 8030000000 | 7910000000 | 7760000000 | 7630000000 | 7520000000 | 7410000000 | 7410000000 | 7450000000 | 7500000000 | 7590000000 | 7690000000 | 7800000000 | 7930000000 | 8040000000 | 8170000000 | 8300000000
BCEU BAU Components Energy Use[rural residential,natural gas bf,envelope] | NoSettings | 0 | 0 | 0 | 0 | 0 | 0 | 0 | 0 | 0 | 0 | 0 | 0 | 0 | 0 | 0 | 0 | 0 | 0 | 0 | 0 | 0 | 0 | 0 | 0 | 0 | 0 | 0 | 0 | 0 | 0 | 0
BCEU BAU Components Energy Use[rural residential,natural gas bf,lighting] | NoSettings | 0 | 0 | 0 | 0 | 0 | 0 | 0 | 0 | 0 | 0 | 0 | 0 | 0 | 0 | 0 | 0 | 0 | 0 | 0 | 0 | 0 | 0 | 0 | 0 | 0 | 0 | 0 | 0 | 0 | 0 | 0
BCEU BAU Components Energy Use[rural residential,natural gas bf,appliances] | NoSettings | 12500000000000 | 12900000000000 | 13000000000000 | 13000000000000 | 12900000000000 | 13000000000000 | 12900000000000 | 12900000000000 | 12900000000000 | 12900000000000 | 12700000000000 | 12700000000000 | 12600000000000 | 12600000000000 | 12400000000000 | 12400000000000 | 12200000000000 | 12200000000000 | 12100000000000 | 12000000000000 | 12000000000000 | 12000000000000 | 12000000000000 | 12100000000000 | 12100000000000 | 12200000000000 | 12200000000000 | 12200000000000 | 12200000000000 | 12300000000000 | 12300000000000
BCEU BAU Components Energy Use[rural residential,natural gas bf,other component] | NoSettings | 0 | 0 | 0 | 0 | 0 | 0 | 0 | 0 | 0 | 0 | 0 | 0 | 0 | 0 | 0 | 0 | 0 | 0 | 0 | 0 | 0 | 0 | 0 | 0 | 0 | 0 | 0 | 0 | 0 | 0 | 0
BCEU BAU Components Energy Use[rural residential,petroleum diesel bf,heating] | NoSettings | 15500000000 | 15500000000 | 15500000000 | 15500000000 | 15500000000 | 15500000000 | 15400000000 | 15500000000 | 15500000000 | 15400000000 | 15300000000 | 15200000000 | 15100000000 | 15000000000 | 14900000000 | 14700000000 | 14400000000 | 14200000000 | 13800000000 | 13700000000 | 13500000000 | 13300000000 | 13000000000 | 12700000000 | 12400000000 | 12100000000 | 11600000000 | 11100000000 | 10500000000 | 9950000000 | 9270000000
BCEU BAU Components Energy Use[rural residential,petroleum diesel bf,cooling and ventilation] | NoSettings | 0 | 0 | 0 | 0 | 0 | 0 | 0 | 0 | 0 | 0 | 0 | 0 | 0 | 0 | 0 | 0 | 0 | 0 | 0 | 0 | 0 | 0 | 0 | 0 | 0 | 0 | 0 | 0 | 0 | 0 | 0
BCEU BAU Components Energy Use[rural residential,petroleum diesel bf,envelope] | NoSettings | 0 | 0 | 0 | 0 | 0 | 0 | 0 | 0 | 0 | 0 | 0 | 0 | 0 | 0 | 0 | 0 | 0 | 0 | 0 | 0 | 0 | 0 | 0 | 0 | 0 | 0 | 0 | 0 | 0 | 0 | 0
BCEU BAU Components Energy Use[rural residential,petroleum diesel bf,lighting] | NoSettings | 0 | 0 | 0 | 0 | 0 | 0 | 0 | 0 | 0 | 0 | 0 | 0 | 0 | 0 | 0 | 0 | 0 | 0 | 0 | 0 | 0 | 0 | 0 | 0 | 0 | 0 | 0 | 0 | 0 | 0 | 0
BCEU BAU Components Energy Use[rural residential,petroleum diesel bf,appliances] | NoSettings | 215000000 | 197000000 | 181000000 | 167000000 | 155000000 | 145000000 | 137000000 | 132000000 | 129000000 | 130000000 | 134000000 | 140000000 | 149000000 | 160000000 | 176000000 | 197000000 | 223000000 | 257000000 | 301000000 | 358000000 | 433000000 | 536000000 | 670000000 | 848000000 | 1080000000 | 1390000000 | 1780000000 | 2240000000 | 2810000000 | 3430000000 | 4060000000
BCEU BAU Components Energy Use[rural residential,petroleum diesel bf,other component] | NoSettings | 0 | 0 | 0 | 0 | 0 | 0 | 0 | 0 | 0 | 0 | 0 | 0 | 0 | 0 | 0 | 0 | 0 | 0 | 0 | 0 | 0 | 0 | 0 | 0 | 0 | 0 | 0 | 0 | 0 | 0 | 0
BCEU BAU Components Energy Use[rural residential,heat bf,heating] | NoSettings | 0 | 0 | 0 | 0 | 0 | 0 | 0 | 0 | 0 | 0 | 0 | 0 | 0 | 0 | 0 | 0 | 0 | 0 | 0 | 0 | 0 | 0 | 0 | 0 | 0 | 0 | 0 | 0 | 0 | 0 | 0
BCEU BAU Components Energy Use[rural residential,heat bf,cooling and ventilation] | NoSettings | 0 | 0 | 0 | 0 | 0 | 0 | 0 | 0 | 0 | 0 | 0 | 0 | 0 | 0 | 0 | 0 | 0 | 0 | 0 | 0 | 0 | 0 | 0 | 0 | 0 | 0 | 0 | 0 | 0 | 0 | 0
BCEU BAU Components Energy Use[rural residential,heat bf,envelope] | NoSettings | 0 | 0 | 0 | 0 | 0 | 0 | 0 | 0 | 0 | 0 | 0 | 0 | 0 | 0 | 0 | 0 | 0 | 0 | 0 | 0 | 0 | 0 | 0 | 0 | 0 | 0 | 0 | 0 | 0 | 0 | 0
BCEU BAU Components Energy Use[rural residential,heat bf,lighting] | NoSettings | 0 | 0 | 0 | 0 | 0 | 0 | 0 | 0 | 0 | 0 | 0 | 0 | 0 | 0 | 0 | 0 | 0 | 0 | 0 | 0 | 0 | 0 | 0 | 0 | 0 | 0 | 0 | 0 | 0 | 0 | 0
BCEU BAU Components Energy Use[rural residential,heat bf,appliances] | NoSettings | 0 | 0 | 0 | 0 | 0 | 0 | 0 | 0 | 0 | 0 | 0 | 0 | 0 | 0 | 0 | 0 | 0 | 0 | 0 | 0 | 0 | 0 | 0 | 0 | 0 | 0 | 0 | 0 | 0 | 0 | 0
BCEU BAU Components Energy Use[rural residential,heat bf,other component] | NoSettings | 0 | 0 | 0 | 0 | 0 | 0 | 0 | 0 | 0 | 0 | 0 | 0 | 0 | 0 | 0 | 0 | 0 | 0 | 0 | 0 | 0 | 0 | 0 | 0 | 0 | 0 | 0 | 0 | 0 | 0 | 0
BCEU BAU Components Energy Use[rural residential,biomass bf,heating] | NoSettings | 4090000000000 | 4090000000000 | 4090000000000 | 4090000000000 | 4090000000000 | 4090000000000 | 4090000000000 | 4090000000000 | 4090000000000 | 4090000000000 | 4090000000000 | 4090000000000 | 4090000000000 | 4090000000000 | 4090000000000 | 4090000000000 | 4090000000000 | 4090000000000 | 4090000000000 | 4090000000000 | 4090000000000 | 4090000000000 | 4090000000000 | 4090000000000 | 4090000000000 | 4090000000000 | 4090000000000 | 4090000000000 | 4090000000000 | 4090000000000 | 4090000000000
BCEU BAU Components Energy Use[rural residential,biomass bf,cooling and ventilation] | NoSettings | 0 | 0 | 0 | 0 | 0 | 0 | 0 | 0 | 0 | 0 | 0 | 0 | 0 | 0 | 0 | 0 | 0 | 0 | 0 | 0 | 0 | 0 | 0 | 0 | 0 | 0 | 0 | 0 | 0 | 0 | 0
BCEU BAU Components Energy Use[rural residential,biomass bf,envelope] | NoSettings | 0 | 0 | 0 | 0 | 0 | 0 | 0 | 0 | 0 | 0 | 0 | 0 | 0 | 0 | 0 | 0 | 0 | 0 | 0 | 0 | 0 | 0 | 0 | 0 | 0 | 0 | 0 | 0 | 0 | 0 | 0
BCEU BAU Components Energy Use[rural residential,biomass bf,lighting] | NoSettings | 0 | 0 | 0 | 0 | 0 | 0 | 0 | 0 | 0 | 0 | 0 | 0 | 0 | 0 | 0 | 0 | 0 | 0 | 0 | 0 | 0 | 0 | 0 | 0 | 0 | 0 | 0 | 0 | 0 | 0 | 0
BCEU BAU Components Energy Use[rural residential,biomass bf,appliances] | NoSettings | 0 | 0 | 0 | 0 | 0 | 0 | 0 | 0 | 0 | 0 | 0 | 0 | 0 | 0 | 0 | 0 | 0 | 0 | 0 | 0 | 0 | 0 | 0 | 0 | 0 | 0 | 0 | 0 | 0 | 0 | 0
BCEU BAU Components Energy Use[rural residential,biomass bf,other component] | NoSettings | 0 | 0 | 0 | 0 | 0 | 0 | 0 | 0 | 0 | 0 | 0 | 0 | 0 | 0 | 0 | 0 | 0 | 0 | 0 | 0 | 0 | 0 | 0 | 0 | 0 | 0 | 0 | 0 | 0 | 0 | 0
BCEU BAU Components Energy Use[rural residential,kerosene bf,heating] | NoSettings | 0 | 0 | 0 | 0 | 0 | 0 | 0 | 0 | 0 | 0 | 0 | 0 | 0 | 0 | 0 | 0 | 0 | 0 | 0 | 0 | 0 | 0 | 0 | 0 | 0 | 0 | 0 | 0 | 0 | 0 | 0
BCEU BAU Components Energy Use[rural residential,kerosene bf,cooling and ventilation] | NoSettings | 0 | 0 | 0 | 0 | 0 | 0 | 0 | 0 | 0 | 0 | 0 | 0 | 0 | 0 | 0 | 0 | 0 | 0 | 0 | 0 | 0 | 0 | 0 | 0 | 0 | 0 | 0 | 0 | 0 | 0 | 0
BCEU BAU Components Energy Use[rural residential,kerosene bf,envelope] | NoSettings | 0 | 0 | 0 | 0 | 0 | 0 | 0 | 0 | 0 | 0 | 0 | 0 | 0 | 0 | 0 | 0 | 0 | 0 | 0 | 0 | 0 | 0 | 0 | 0 | 0 | 0 | 0 | 0 | 0 | 0 | 0
BCEU BAU Components Energy Use[rural residential,kerosene bf,lighting] | NoSettings | 0 | 0 | 0 | 0 | 0 | 0 | 0 | 0 | 0 | 0 | 0 | 0 | 0 | 0 | 0 | 0 | 0 | 0 | 0 | 0 | 0 | 0 | 0 | 0 | 0 | 0 | 0 | 0 | 0 | 0 | 0
BCEU BAU Components Energy Use[rural residential,kerosene bf,appliances] | NoSettings | 0 | 0 | 0 | 0 | 0 | 0 | 0 | 0 | 0 | 0 | 0 | 0 | 0 | 0 | 0 | 0 | 0 | 0 | 0 | 0 | 0 | 0 | 0 | 0 | 0 | 0 | 0 | 0 | 0 | 0 | 0
BCEU BAU Components Energy Use[rural residential,kerosene bf,other component] | NoSettings | 0 | 0 | 0 | 0 | 0 | 0 | 0 | 0 | 0 | 0 | 0 | 0 | 0 | 0 | 0 | 0 | 0 | 0 | 0 | 0 | 0 | 0 | 0 | 0 | 0 | 0 | 0 | 0 | 0 | 0 | 0
BCEU BAU Components Energy Use[rural residential,heavy or residual fuel oil bf,heating] | NoSettings | 0 | 0 | 0 | 0 | 0 | 0 | 0 | 0 | 0 | 0 | 0 | 0 | 0 | 0 | 0 | 0 | 0 | 0 | 0 | 0 | 0 | 0 | 0 | 0 | 0 | 0 | 0 | 0 | 0 | 0 | 0
BCEU BAU Components Energy Use[rural residential,heavy or residual fuel oil bf,cooling and ventilation] | NoSettings | 0 | 0 | 0 | 0 | 0 | 0 | 0 | 0 | 0 | 0 | 0 | 0 | 0 | 0 | 0 | 0 | 0 | 0 | 0 | 0 | 0 | 0 | 0 | 0 | 0 | 0 | 0 | 0 | 0 | 0 | 0
BCEU BAU Components Energy Use[rural residential,heavy or residual fuel oil bf,envelope] | NoSettings | 0 | 0 | 0 | 0 | 0 | 0 | 0 | 0 | 0 | 0 | 0 | 0 | 0 | 0 | 0 | 0 | 0 | 0 | 0 | 0 | 0 | 0 | 0 | 0 | 0 | 0 | 0 | 0 | 0 | 0 | 0
BCEU BAU Components Energy Use[rural residential,heavy or residual fuel oil bf,lighting] | NoSettings | 0 | 0 | 0 | 0 | 0 | 0 | 0 | 0 | 0 | 0 | 0 | 0 | 0 | 0 | 0 | 0 | 0 | 0 | 0 | 0 | 0 | 0 | 0 | 0 | 0 | 0 | 0 | 0 | 0 | 0 | 0
BCEU BAU Components Energy Use[rural residential,heavy or residual fuel oil bf,appliances] | NoSettings | 0 | 0 | 0 | 0 | 0 | 0 | 0 | 0 | 0 | 0 | 0 | 0 | 0 | 0 | 0 | 0 | 0 | 0 | 0 | 0 | 0 | 0 | 0 | 0 | 0 | 0 | 0 | 0 | 0 | 0 | 0
BCEU BAU Components Energy Use[rural residential,heavy or residual fuel oil bf,other component] | NoSettings | 0 | 0 | 0 | 0 | 0 | 0 | 0 | 0 | 0 | 0 | 0 | 0 | 0 | 0 | 0 | 0 | 0 | 0 | 0 | 0 | 0 | 0 | 0 | 0 | 0 | 0 | 0 | 0 | 0 | 0 | 0
BCEU BAU Components Energy Use[rural residential,LPG propane or butane bf,heating] | NoSettings | 2760000000000 | 2670000000000 | 2540000000000 | 2560000000000 | 2550000000000 | 2530000000000 | 2490000000000 | 2480000000000 | 2430000000000 | 2370000000000 | 2300000000000 | 2220000000000 | 2140000000000 | 2080000000000 | 2030000000000 | 1970000000000 | 1910000000000 | 1850000000000 | 1790000000000 | 1720000000000 | 1670000000000 | 1630000000000 | 1590000000000 | 1550000000000 | 1520000000000 | 1500000000000 | 1460000000000 | 1430000000000 | 1410000000000 | 1390000000000 | 1360000000000
BCEU BAU Components Energy Use[rural residential,LPG propane or butane bf,cooling and ventilation] | NoSettings | 0 | 0 | 0 | 0 | 0 | 0 | 0 | 0 | 0 | 0 | 0 | 0 | 0 | 0 | 0 | 0 | 0 | 0 | 0 | 0 | 0 | 0 | 0 | 0 | 0 | 0 | 0 | 0 | 0 | 0 | 0
BCEU BAU Components Energy Use[rural residential,LPG propane or butane bf,envelope] | NoSettings | 0 | 0 | 0 | 0 | 0 | 0 | 0 | 0 | 0 | 0 | 0 | 0 | 0 | 0 | 0 | 0 | 0 | 0 | 0 | 0 | 0 | 0 | 0 | 0 | 0 | 0 | 0 | 0 | 0 | 0 | 0
BCEU BAU Components Energy Use[rural residential,LPG propane or butane bf,lighting] | NoSettings | 0 | 0 | 0 | 0 | 0 | 0 | 0 | 0 | 0 | 0 | 0 | 0 | 0 | 0 | 0 | 0 | 0 | 0 | 0 | 0 | 0 | 0 | 0 | 0 | 0 | 0 | 0 | 0 | 0 | 0 | 0
BCEU BAU Components Energy Use[rural residential,LPG propane or butane bf,appliances] | NoSettings | 234000000000 | 216000000000 | 197000000000 | 191000000000 | 185000000000 | 179000000000 | 173000000000 | 169000000000 | 162000000000 | 155000000000 | 149000000000 | 141000000000 | 135000000000 | 129000000000 | 124000000000 | 119000000000 | 115000000000 | 111000000000 | 107000000000 | 104000000000 | 101000000000 | 99200000000 | 97100000000 | 96100000000 | 94400000000 | 94400000000 | 91800000000 | 91000000000 | 89300000000 | 88400000000 | 86700000000
BCEU BAU Components Energy Use[rural residential,LPG propane or butane bf,other component] | NoSettings | 0 | 0 | 0 | 0 | 0 | 0 | 0 | 0 | 0 | 0 | 0 | 0 | 0 | 0 | 0 | 0 | 0 | 0 | 0 | 0 | 0 | 0 | 0 | 0 | 0 | 0 | 0 | 0 | 0 | 0 | 0
BCEU BAU Components Energy Use[rural residential,hydrogen bf,heating] | NoSettings | 0 | 0 | 0 | 0 | 0 | 0 | 0 | 0 | 0 | 0 | 0 | 0 | 0 | 0 | 0 | 0 | 0 | 0 | 0 | 0 | 0 | 0 | 0 | 0 | 0 | 0 | 0 | 0 | 0 | 0 | 0
BCEU BAU Components Energy Use[rural residential,hydrogen bf,cooling and ventilation] | NoSettings | 0 | 0 | 0 | 0 | 0 | 0 | 0 | 0 | 0 | 0 | 0 | 0 | 0 | 0 | 0 | 0 | 0 | 0 | 0 | 0 | 0 | 0 | 0 | 0 | 0 | 0 | 0 | 0 | 0 | 0 | 0
BCEU BAU Components Energy Use[rural residential,hydrogen bf,envelope] | NoSettings | 0 | 0 | 0 | 0 | 0 | 0 | 0 | 0 | 0 | 0 | 0 | 0 | 0 | 0 | 0 | 0 | 0 | 0 | 0 | 0 | 0 | 0 | 0 | 0 | 0 | 0 | 0 | 0 | 0 | 0 | 0
BCEU BAU Components Energy Use[rural residential,hydrogen bf,lighting] | NoSettings | 0 | 0 | 0 | 0 | 0 | 0 | 0 | 0 | 0 | 0 | 0 | 0 | 0 | 0 | 0 | 0 | 0 | 0 | 0 | 0 | 0 | 0 | 0 | 0 | 0 | 0 | 0 | 0 | 0 | 0 | 0
BCEU BAU Components Energy Use[rural residential,hydrogen bf,appliances] | NoSettings | 0 | 0 | 0 | 0 | 0 | 0 | 0 | 0 | 0 | 0 | 0 | 0 | 0 | 0 | 0 | 0 | 0 | 0 | 0 | 0 | 0 | 0 | 0 | 0 | 0 | 0 | 0 | 0 | 0 | 0 | 0
BCEU BAU Components Energy Use[rural residential,hydrogen bf,other component] | NoSettings | 0 | 0 | 0 | 0 | 0 | 0 | 0 | 0 | 0 | 0 | 0 | 0 | 0 | 0 | 0 | 0 | 0 | 0 | 0 | 0 | 0 | 0 | 0 | 0 | 0 | 0 | 0 | 0 | 0 | 0 | 0
BCEU BAU Components Energy Use[commercial,electricity bf,heating] | NoSettings | 7360000000000 | 7000000000000 | 7110000000000 | 7100000000000 | 7060000000000 | 7040000000000 | 7050000000000 | 7070000000000 | 7100000000000 | 7140000000000 | 7170000000000 | 7200000000000 | 7210000000000 | 7220000000000 | 7200000000000 | 7150000000000 | 7170000000000 | 7140000000000 | 7110000000000 | 7070000000000 | 7030000000000 | 6980000000000 | 6910000000000 | 6820000000000 | 6700000000000 | 6580000000000 | 6450000000000 | 6300000000000 | 6140000000000 | 5970000000000 | 5790000000000
BCEU BAU Components Energy Use[commercial,electricity bf,cooling and ventilation] | NoSettings | 55000000000000 | 53100000000000 | 54700000000000 | 55200000000000 | 55200000000000 | 55200000000000 | 55200000000000 | 55000000000000 | 54600000000000 | 54200000000000 | 53500000000000 | 52900000000000 | 52100000000000 | 51200000000000 | 50300000000000 | 49200000000000 | 48600000000000 | 47700000000000 | 47000000000000 | 46200000000000 | 45500000000000 | 44800000000000 | 44200000000000 | 43600000000000 | 43100000000000 | 42700000000000 | 42300000000000 | 42000000000000 | 41700000000000 | 41400000000000 | 41100000000000
BCEU BAU Components Energy Use[commercial,electricity bf,envelope] | NoSettings | 0 | 0 | 0 | 0 | 0 | 0 | 0 | 0 | 0 | 0 | 0 | 0 | 0 | 0 | 0 | 0 | 0 | 0 | 0 | 0 | 0 | 0 | 0 | 0 | 0 | 0 | 0 | 0 | 0 | 0 | 0
BCEU BAU Components Energy Use[commercial,electricity bf,lighting] | NoSettings | 29600000000000 | 28200000000000 | 28000000000000 | 26900000000000 | 25500000000000 | 24100000000000 | 22900000000000 | 21700000000000 | 20600000000000 | 19600000000000 | 18700000000000 | 17900000000000 | 17200000000000 | 16500000000000 | 15900000000000 | 15300000000000 | 14800000000000 | 14300000000000 | 13900000000000 | 13500000000000 | 13100000000000 | 12700000000000 | 12500000000000 | 12200000000000 | 11900000000000 | 11700000000000 | 11500000000000 | 11300000000000 | 11100000000000 | 11000000000000 | 10800000000000
BCEU BAU Components Energy Use[commercial,electricity bf,appliances] | NoSettings | 55800000000000 | 55300000000000 | 58200000000000 | 60000000000000 | 61300000000000 | 62200000000000 | 62800000000000 | 63200000000000 | 63300000000000 | 63200000000000 | 63100000000000 | 63000000000000 | 62900000000000 | 62800000000000 | 62700000000000 | 62400000000000 | 62800000000000 | 62800000000000 | 62800000000000 | 62800000000000 | 62700000000000 | 62600000000000 | 62400000000000 | 62100000000000 | 61900000000000 | 61600000000000 | 61300000000000 | 61100000000000 | 60800000000000 | 60500000000000 | 60300000000000
BCEU BAU Components Energy Use[commercial,electricity bf,other component] | NoSettings | 152000000000000 | 149000000000000 | 155000000000000 | 160000000000000 | 164000000000000 | 169000000000000 | 174000000000000 | 179000000000000 | 186000000000000 | 191000000000000 | 196000000000000 | 202000000000000 | 207000000000000 | 213000000000000 | 217000000000000 | 221000000000000 | 226000000000000 | 231000000000000 | 237000000000000 | 241000000000000 | 246000000000000 | 250000000000000 | 255000000000000 | 259000000000000 | 263000000000000 | 267000000000000 | 271000000000000 | 275000000000000 | 279000000000000 | 283000000000000 | 287000000000000
BCEU BAU Components Energy Use[commercial,hard coal bf,heating] | NoSettings | 0 | 0 | 0 | 0 | 0 | 0 | 0 | 0 | 0 | 0 | 0 | 0 | 0 | 0 | 0 | 0 | 0 | 0 | 0 | 0 | 0 | 0 | 0 | 0 | 0 | 0 | 0 | 0 | 0 | 0 | 0
BCEU BAU Components Energy Use[commercial,hard coal bf,cooling and ventilation] | NoSettings | 0 | 0 | 0 | 0 | 0 | 0 | 0 | 0 | 0 | 0 | 0 | 0 | 0 | 0 | 0 | 0 | 0 | 0 | 0 | 0 | 0 | 0 | 0 | 0 | 0 | 0 | 0 | 0 | 0 | 0 | 0
BCEU BAU Components Energy Use[commercial,hard coal bf,envelope] | NoSettings | 0 | 0 | 0 | 0 | 0 | 0 | 0 | 0 | 0 | 0 | 0 | 0 | 0 | 0 | 0 | 0 | 0 | 0 | 0 | 0 | 0 | 0 | 0 | 0 | 0 | 0 | 0 | 0 | 0 | 0 | 0
BCEU BAU Components Energy Use[commercial,hard coal bf,lighting] | NoSettings | 0 | 0 | 0 | 0 | 0 | 0 | 0 | 0 | 0 | 0 | 0 | 0 | 0 | 0 | 0 | 0 | 0 | 0 | 0 | 0 | 0 | 0 | 0 | 0 | 0 | 0 | 0 | 0 | 0 | 0 | 0
BCEU BAU Components Energy Use[commercial,hard coal bf,appliances] | NoSettings | 0 | 0 | 0 | 0 | 0 | 0 | 0 | 0 | 0 | 0 | 0 | 0 | 0 | 0 | 0 | 0 | 0 | 0 | 0 | 0 | 0 | 0 | 0 | 0 | 0 | 0 | 0 | 0 | 0 | 0 | 0
BCEU BAU Components Energy Use[commercial,hard coal bf,other component] | NoSettings | 0 | 0 | 0 | 0 | 0 | 0 | 0 | 0 | 0 | 0 | 0 | 0 | 0 | 0 | 0 | 0 | 0 | 0 | 0 | 0 | 0 | 0 | 0 | 0 | 0 | 0 | 0 | 0 | 0 | 0 | 0
BCEU BAU Components Energy Use[commercial,natural gas bf,heating] | NoSettings | 46500000000000 | 46500000000000 | 47400000000000 | 47300000000000 | 46700000000000 | 45900000000000 | 45000000000000 | 44100000000000 | 43100000000000 | 42200000000000 | 41100000000000 | 40300000000000 | 39300000000000 | 38500000000000 | 37500000000000 | 36700000000000 | 36000000000000 | 35300000000000 | 34600000000000 | 33800000000000 | 33200000000000 | 32400000000000 | 31700000000000 | 31100000000000 | 30600000000000 | 30000000000000 | 29500000000000 | 29000000000000 | 28600000000000 | 28200000000000 | 27900000000000
BCEU BAU Components Energy Use[commercial,natural gas bf,cooling and ventilation] | NoSettings | 736000000000 | 752000000000 | 781000000000 | 794000000000 | 798000000000 | 794000000000 | 785000000000 | 773000000000 | 757000000000 | 739000000000 | 716000000000 | 693000000000 | 667000000000 | 639000000000 | 609000000000 | 579000000000 | 549000000000 | 518000000000 | 486000000000 | 455000000000 | 424000000000 | 396000000000 | 368000000000 | 344000000000 | 323000000000 | 303000000000 | 287000000000 | 273000000000 | 260000000000 | 249000000000 | 240000000000
BCEU BAU Components Energy Use[commercial,natural gas bf,envelope] | NoSettings | 0 | 0 | 0 | 0 | 0 | 0 | 0 | 0 | 0 | 0 | 0 | 0 | 0 | 0 | 0 | 0 | 0 | 0 | 0 | 0 | 0 | 0 | 0 | 0 | 0 | 0 | 0 | 0 | 0 | 0 | 0
BCEU BAU Components Energy Use[commercial,natural gas bf,lighting] | NoSettings | 0 | 0 | 0 | 0 | 0 | 0 | 0 | 0 | 0 | 0 | 0 | 0 | 0 | 0 | 0 | 0 | 0 | 0 | 0 | 0 | 0 | 0 | 0 | 0 | 0 | 0 | 0 | 0 | 0 | 0 | 0
BCEU BAU Components Energy Use[commercial,natural gas bf,appliances] | NoSettings | 81000000000000 | 84100000000000 | 88800000000000 | 91800000000000 | 93900000000000 | 95500000000000 | 96700000000000 | 97600000000000 | 98700000000000 | 99500000000000 | 100000000000000 | 102000000000000 | 102000000000000 | 102000000000000 | 103000000000000 | 104000000000000 | 104000000000000 | 105000000000000 | 106000000000000 | 107000000000000 | 107000000000000 | 108000000000000 | 110000000000000 | 111000000000000 | 113000000000000 | 115000000000000 | 116000000000000 | 117000000000000 | 119000000000000 | 121000000000000 | 122000000000000
BCEU BAU Components Energy Use[commercial,natural gas bf,other component] | NoSettings | 53200000000000 | 52500000000000 | 54200000000000 | 55000000000000 | 55300000000000 | 55100000000000 | 54800000000000 | 54100000000000 | 53400000000000 | 52800000000000 | 52100000000000 | 51500000000000 | 50800000000000 | 50300000000000 | 49500000000000 | 48700000000000 | 48000000000000 | 47300000000000 | 46600000000000 | 46100000000000 | 45600000000000 | 45300000000000 | 44900000000000 | 44500000000000 | 44200000000000 | 43900000000000 | 43700000000000 | 43400000000000 | 43200000000000 | 42900000000000 | 42700000000000
BCEU BAU Components Energy Use[commercial,petroleum diesel bf,heating] | NoSettings | 0 | 0 | 0 | 0 | 0 | 0 | 0 | 0 | 0 | 0 | 0 | 0 | 0 | 0 | 0 | 0 | 0 | 0 | 0 | 0 | 0 | 0 | 0 | 0 | 0 | 0 | 0 | 0 | 0 | 0 | 0
BCEU BAU Components Energy Use[commercial,petroleum diesel bf,cooling and ventilation] | NoSettings | 0 | 0 | 0 | 0 | 0 | 0 | 0 | 0 | 0 | 0 | 0 | 0 | 0 | 0 | 0 | 0 | 0 | 0 | 0 | 0 | 0 | 0 | 0 | 0 | 0 | 0 | 0 | 0 | 0 | 0 | 0
BCEU BAU Components Energy Use[commercial,petroleum diesel bf,envelope] | NoSettings | 0 | 0 | 0 | 0 | 0 | 0 | 0 | 0 | 0 | 0 | 0 | 0 | 0 | 0 | 0 | 0 | 0 | 0 | 0 | 0 | 0 | 0 | 0 | 0 | 0 | 0 | 0 | 0 | 0 | 0 | 0
BCEU BAU Components Energy Use[commercial,petroleum diesel bf,lighting] | NoSettings | 0 | 0 | 0 | 0 | 0 | 0 | 0 | 0 | 0 | 0 | 0 | 0 | 0 | 0 | 0 | 0 | 0 | 0 | 0 | 0 | 0 | 0 | 0 | 0 | 0 | 0 | 0 | 0 | 0 | 0 | 0
BCEU BAU Components Energy Use[commercial,petroleum diesel bf,appliances] | NoSettings | 2300000000 | 2100000000 | 1890000000 | 1700000000 | 1520000000 | 1370000000 | 1230000000 | 1100000000 | 999000000 | 912000000 | 848000000 | 801000000 | 768000000 | 741000000 | 718000000 | 696000000 | 679000000 | 661000000 | 644000000 | 630000000 | 616000000 | 604000000 | 590000000 | 578000000 | 568000000 | 558000000 | 547000000 | 538000000 | 529000000 | 519000000 | 509000000
BCEU BAU Components Energy Use[commercial,petroleum diesel bf,other component] | NoSettings | 20700000000000 | 20700000000000 | 20700000000000 | 20700000000000 | 20600000000000 | 20500000000000 | 20400000000000 | 20300000000000 | 20100000000000 | 19900000000000 | 19700000000000 | 19500000000000 | 19300000000000 | 19100000000000 | 18900000000000 | 18700000000000 | 18500000000000 | 18300000000000 | 18100000000000 | 18000000000000 | 17900000000000 | 17800000000000 | 17700000000000 | 17600000000000 | 17600000000000 | 17600000000000 | 17600000000000 | 17600000000000 | 17600000000000 | 17600000000000 | 17600000000000
BCEU BAU Components Energy Use[commercial,heat bf,heating] | NoSettings | 0 | 0 | 0 | 0 | 0 | 0 | 0 | 0 | 0 | 0 | 0 | 0 | 0 | 0 | 0 | 0 | 0 | 0 | 0 | 0 | 0 | 0 | 0 | 0 | 0 | 0 | 0 | 0 | 0 | 0 | 0
BCEU BAU Components Energy Use[commercial,heat bf,cooling and ventilation] | NoSettings | 0 | 0 | 0 | 0 | 0 | 0 | 0 | 0 | 0 | 0 | 0 | 0 | 0 | 0 | 0 | 0 | 0 | 0 | 0 | 0 | 0 | 0 | 0 | 0 | 0 | 0 | 0 | 0 | 0 | 0 | 0
BCEU BAU Components Energy Use[commercial,heat bf,envelope] | NoSettings | 0 | 0 | 0 | 0 | 0 | 0 | 0 | 0 | 0 | 0 | 0 | 0 | 0 | 0 | 0 | 0 | 0 | 0 | 0 | 0 | 0 | 0 | 0 | 0 | 0 | 0 | 0 | 0 | 0 | 0 | 0
BCEU BAU Components Energy Use[commercial,heat bf,lighting] | NoSettings | 0 | 0 | 0 | 0 | 0 | 0 | 0 | 0 | 0 | 0 | 0 | 0 | 0 | 0 | 0 | 0 | 0 | 0 | 0 | 0 | 0 | 0 | 0 | 0 | 0 | 0 | 0 | 0 | 0 | 0 | 0
BCEU BAU Components Energy Use[commercial,heat bf,appliances] | NoSettings | 0 | 0 | 0 | 0 | 0 | 0 | 0 | 0 | 0 | 0 | 0 | 0 | 0 | 0 | 0 | 0 | 0 | 0 | 0 | 0 | 0 | 0 | 0 | 0 | 0 | 0 | 0 | 0 | 0 | 0 | 0
BCEU BAU Components Energy Use[commercial,heat bf,other component] | NoSettings | 0 | 0 | 0 | 0 | 0 | 0 | 0 | 0 | 0 | 0 | 0 | 0 | 0 | 0 | 0 | 0 | 0 | 0 | 0 | 0 | 0 | 0 | 0 | 0 | 0 | 0 | 0 | 0 | 0 | 0 | 0
BCEU BAU Components Energy Use[commercial,biomass bf,heating] | NoSettings | 3830000000000 | 3830000000000 | 3830000000000 | 3830000000000 | 3830000000000 | 3830000000000 | 3830000000000 | 3830000000000 | 3830000000000 | 3830000000000 | 3830000000000 | 3830000000000 | 3830000000000 | 3830000000000 | 3830000000000 | 3830000000000 | 3830000000000 | 3830000000000 | 3830000000000 | 3830000000000 | 3830000000000 | 3830000000000 | 3830000000000 | 3830000000000 | 3830000000000 | 3830000000000 | 3830000000000 | 3830000000000 | 3830000000000 | 3830000000000 | 3830000000000
BCEU BAU Components Energy Use[commercial,biomass bf,cooling and ventilation] | NoSettings | 0 | 0 | 0 | 0 | 0 | 0 | 0 | 0 | 0 | 0 | 0 | 0 | 0 | 0 | 0 | 0 | 0 | 0 | 0 | 0 | 0 | 0 | 0 | 0 | 0 | 0 | 0 | 0 | 0 | 0 | 0
BCEU BAU Components Energy Use[commercial,biomass bf,envelope] | NoSettings | 0 | 0 | 0 | 0 | 0 | 0 | 0 | 0 | 0 | 0 | 0 | 0 | 0 | 0 | 0 | 0 | 0 | 0 | 0 | 0 | 0 | 0 | 0 | 0 | 0 | 0 | 0 | 0 | 0 | 0 | 0
BCEU BAU Components Energy Use[commercial,biomass bf,lighting] | NoSettings | 0 | 0 | 0 | 0 | 0 | 0 | 0 | 0 | 0 | 0 | 0 | 0 | 0 | 0 | 0 | 0 | 0 | 0 | 0 | 0 | 0 | 0 | 0 | 0 | 0 | 0 | 0 | 0 | 0 | 0 | 0
BCEU BAU Components Energy Use[commercial,biomass bf,appliances] | NoSettings | 0 | 0 | 0 | 0 | 0 | 0 | 0 | 0 | 0 | 0 | 0 | 0 | 0 | 0 | 0 | 0 | 0 | 0 | 0 | 0 | 0 | 0 | 0 | 0 | 0 | 0 | 0 | 0 | 0 | 0 | 0
BCEU BAU Components Energy Use[commercial,biomass bf,other component] | NoSettings | 0 | 0 | 0 | 0 | 0 | 0 | 0 | 0 | 0 | 0 | 0 | 0 | 0 | 0 | 0 | 0 | 0 | 0 | 0 | 0 | 0 | 0 | 0 | 0 | 0 | 0 | 0 | 0 | 0 | 0 | 0
BCEU BAU Components Energy Use[commercial,kerosene bf,heating] | NoSettings | 0 | 0 | 0 | 0 | 0 | 0 | 0 | 0 | 0 | 0 | 0 | 0 | 0 | 0 | 0 | 0 | 0 | 0 | 0 | 0 | 0 | 0 | 0 | 0 | 0 | 0 | 0 | 0 | 0 | 0 | 0
BCEU BAU Components Energy Use[commercial,kerosene bf,cooling and ventilation] | NoSettings | 0 | 0 | 0 | 0 | 0 | 0 | 0 | 0 | 0 | 0 | 0 | 0 | 0 | 0 | 0 | 0 | 0 | 0 | 0 | 0 | 0 | 0 | 0 | 0 | 0 | 0 | 0 | 0 | 0 | 0 | 0
BCEU BAU Components Energy Use[commercial,kerosene bf,envelope] | NoSettings | 0 | 0 | 0 | 0 | 0 | 0 | 0 | 0 | 0 | 0 | 0 | 0 | 0 | 0 | 0 | 0 | 0 | 0 | 0 | 0 | 0 | 0 | 0 | 0 | 0 | 0 | 0 | 0 | 0 | 0 | 0
BCEU BAU Components Energy Use[commercial,kerosene bf,lighting] | NoSettings | 0 | 0 | 0 | 0 | 0 | 0 | 0 | 0 | 0 | 0 | 0 | 0 | 0 | 0 | 0 | 0 | 0 | 0 | 0 | 0 | 0 | 0 | 0 | 0 | 0 | 0 | 0 | 0 | 0 | 0 | 0
BCEU BAU Components Energy Use[commercial,kerosene bf,appliances] | NoSettings | 0 | 0 | 0 | 0 | 0 | 0 | 0 | 0 | 0 | 0 | 0 | 0 | 0 | 0 | 0 | 0 | 0 | 0 | 0 | 0 | 0 | 0 | 0 | 0 | 0 | 0 | 0 | 0 | 0 | 0 | 0
BCEU BAU Components Energy Use[commercial,kerosene bf,other component] | NoSettings | 0 | 0 | 0 | 0 | 0 | 0 | 0 | 0 | 0 | 0 | 0 | 0 | 0 | 0 | 0 | 0 | 0 | 0 | 0 | 0 | 0 | 0 | 0 | 0 | 0 | 0 | 0 | 0 | 0 | 0 | 0
BCEU BAU Components Energy Use[commercial,heavy or residual fuel oil bf,heating] | NoSettings | 0 | 0 | 0 | 0 | 0 | 0 | 0 | 0 | 0 | 0 | 0 | 0 | 0 | 0 | 0 | 0 | 0 | 0 | 0 | 0 | 0 | 0 | 0 | 0 | 0 | 0 | 0 | 0 | 0 | 0 | 0
BCEU BAU Components Energy Use[commercial,heavy or residual fuel oil bf,cooling and ventilation] | NoSettings | 0 | 0 | 0 | 0 | 0 | 0 | 0 | 0 | 0 | 0 | 0 | 0 | 0 | 0 | 0 | 0 | 0 | 0 | 0 | 0 | 0 | 0 | 0 | 0 | 0 | 0 | 0 | 0 | 0 | 0 | 0
BCEU BAU Components Energy Use[commercial,heavy or residual fuel oil bf,envelope] | NoSettings | 0 | 0 | 0 | 0 | 0 | 0 | 0 | 0 | 0 | 0 | 0 | 0 | 0 | 0 | 0 | 0 | 0 | 0 | 0 | 0 | 0 | 0 | 0 | 0 | 0 | 0 | 0 | 0 | 0 | 0 | 0
BCEU BAU Components Energy Use[commercial,heavy or residual fuel oil bf,lighting] | NoSettings | 0 | 0 | 0 | 0 | 0 | 0 | 0 | 0 | 0 | 0 | 0 | 0 | 0 | 0 | 0 | 0 | 0 | 0 | 0 | 0 | 0 | 0 | 0 | 0 | 0 | 0 | 0 | 0 | 0 | 0 | 0
BCEU BAU Components Energy Use[commercial,heavy or residual fuel oil bf,appliances] | NoSettings | 0 | 0 | 0 | 0 | 0 | 0 | 0 | 0 | 0 | 0 | 0 | 0 | 0 | 0 | 0 | 0 | 0 | 0 | 0 | 0 | 0 | 0 | 0 | 0 | 0 | 0 | 0 | 0 | 0 | 0 | 0
BCEU BAU Components Energy Use[commercial,heavy or residual fuel oil bf,other component] | NoSettings | 0 | 0 | 0 | 0 | 0 | 0 | 0 | 0 | 0 | 0 | 0 | 0 | 0 | 0 | 0 | 0 | 0 | 0 | 0 | 0 | 0 | 0 | 0 | 0 | 0 | 0 | 0 | 0 | 0 | 0 | 0
BCEU BAU Components Energy Use[commercial,LPG propane or butane bf,heating] | NoSettings | 13300000000000 | 13300000000000 | 13300000000000 | 13300000000000 | 13300000000000 | 13200000000000 | 13100000000000 | 13100000000000 | 13000000000000 | 12900000000000 | 12800000000000 | 12700000000000 | 12600000000000 | 12500000000000 | 12400000000000 | 12300000000000 | 12200000000000 | 12100000000000 | 12000000000000 | 11900000000000 | 11800000000000 | 11700000000000 | 11600000000000 | 11500000000000 | 11400000000000 | 11400000000000 | 11300000000000 | 11300000000000 | 11300000000000 | 11300000000000 | 11300000000000
BCEU BAU Components Energy Use[commercial,LPG propane or butane bf,cooling and ventilation] | NoSettings | 0 | 0 | 0 | 0 | 0 | 0 | 0 | 0 | 0 | 0 | 0 | 0 | 0 | 0 | 0 | 0 | 0 | 0 | 0 | 0 | 0 | 0 | 0 | 0 | 0 | 0 | 0 | 0 | 0 | 0 | 0
BCEU BAU Components Energy Use[commercial,LPG propane or butane bf,envelope] | NoSettings | 0 | 0 | 0 | 0 | 0 | 0 | 0 | 0 | 0 | 0 | 0 | 0 | 0 | 0 | 0 | 0 | 0 | 0 | 0 | 0 | 0 | 0 | 0 | 0 | 0 | 0 | 0 | 0 | 0 | 0 | 0
BCEU BAU Components Energy Use[commercial,LPG propane or butane bf,lighting] | NoSettings | 0 | 0 | 0 | 0 | 0 | 0 | 0 | 0 | 0 | 0 | 0 | 0 | 0 | 0 | 0 | 0 | 0 | 0 | 0 | 0 | 0 | 0 | 0 | 0 | 0 | 0 | 0 | 0 | 0 | 0 | 0
BCEU BAU Components Energy Use[commercial,LPG propane or butane bf,appliances] | NoSettings | 0 | 0 | 0 | 0 | 0 | 0 | 0 | 0 | 0 | 0 | 0 | 0 | 0 | 0 | 0 | 0 | 0 | 0 | 0 | 0 | 0 | 0 | 0 | 0 | 0 | 0 | 0 | 0 | 0 | 0 | 0
BCEU BAU Components Energy Use[commercial,LPG propane or butane bf,other component] | NoSettings | 0 | 0 | 0 | 0 | 0 | 0 | 0 | 0 | 0 | 0 | 0 | 0 | 0 | 0 | 0 | 0 | 0 | 0 | 0 | 0 | 0 | 0 | 0 | 0 | 0 | 0 | 0 | 0 | 0 | 0 | 0
BCEU BAU Components Energy Use[commercial,hydrogen bf,heating] | NoSettings | 0 | 0 | 0 | 0 | 0 | 0 | 0 | 0 | 0 | 0 | 0 | 0 | 0 | 0 | 0 | 0 | 0 | 0 | 0 | 0 | 0 | 0 | 0 | 0 | 0 | 0 | 0 | 0 | 0 | 0 | 0
BCEU BAU Components Energy Use[commercial,hydrogen bf,cooling and ventilation] | NoSettings | 0 | 0 | 0 | 0 | 0 | 0 | 0 | 0 | 0 | 0 | 0 | 0 | 0 | 0 | 0 | 0 | 0 | 0 | 0 | 0 | 0 | 0 | 0 | 0 | 0 | 0 | 0 | 0 | 0 | 0 | 0
BCEU BAU Components Energy Use[commercial,hydrogen bf,envelope] | NoSettings | 0 | 0 | 0 | 0 | 0 | 0 | 0 | 0 | 0 | 0 | 0 | 0 | 0 | 0 | 0 | 0 | 0 | 0 | 0 | 0 | 0 | 0 | 0 | 0 | 0 | 0 | 0 | 0 | 0 | 0 | 0
BCEU BAU Components Energy Use[commercial,hydrogen bf,lighting] | NoSettings | 0 | 0 | 0 | 0 | 0 | 0 | 0 | 0 | 0 | 0 | 0 | 0 | 0 | 0 | 0 | 0 | 0 | 0 | 0 | 0 | 0 | 0 | 0 | 0 | 0 | 0 | 0 | 0 | 0 | 0 | 0
BCEU BAU Components Energy Use[commercial,hydrogen bf,appliances] | NoSettings | 0 | 0 | 0 | 0 | 0 | 0 | 0 | 0 | 0 | 0 | 0 | 0 | 0 | 0 | 0 | 0 | 0 | 0 | 0 | 0 | 0 | 0 | 0 | 0 | 0 | 0 | 0 | 0 | 0 | 0 | 0
BCEU BAU Components Energy Use[commercial,hydrogen bf,other component] | NoSettings | 0 | 0 | 0 | 0 | 0 | 0 | 0 | 0 | 0 | 0 | 0 | 0 | 0 | 0 | 0 | 0 | 0 | 0 | 0 | 0 | 0 | 0 | 0 | 0 | 0 | 0 | 0 | 0 | 0 | 0 | 0
Output Process Emissions in CO2e by Industry[agriculture and forestry 01T03] | NoSettings | 30.4434 | 30.3321 | 30.441 | 28.1963 | 26.0013 | 23.7959 | 22.9128 | 22.0244 | 21.1333 | 20.2494 | 19.3627 | 19.1663 | 18.968 | 18.7747 | 18.5824 | 18.3921 | 18.2019 | 18.0078 | 17.8152 | 17.6229 | 17.4295 | 17.2436 | 17.053 | 16.8684 | 16.6775 | 16.4929 | 16.5468 | 16.5961 | 16.6504 | 16.7068 | 16.7644
Output Process Emissions in CO2e by Industry[coal mining 05] | NoSettings | 0 | 0 | 0 | 0 | 0 | 0 | 0 | 0 | 0 | 0 | 0 | 0 | 0 | 0 | 0 | 0 | 0 | 0 | 0 | 0 | 0 | 0 | 0 | 0 | 0 | 0 | 0 | 0 | 0 | 0 | 0
Output Process Emissions in CO2e by Industry[oil and gas extraction 06] | NoSettings | 2.5713 | 2.4441 | 2.483 | 2.5132 | 2.5028 | 2.4947 | 2.4753 | 2.4424 | 2.4074 | 2.3737 | 2.3473 | 2.3475 | 2.3427 | 2.3472 | 2.3473 | 2.3368 | 2.3252 | 2.3206 | 2.3179 | 2.3124 | 2.3123 | 2.3155 | 2.3257 | 2.3413 | 2.3428 | 2.341 | 2.3556 | 2.3596 | 2.3705 | 2.3771 | 2.3831
Output Process Emissions in CO2e by Industry[other mining and quarrying 07T08] | NoSettings | 0.022977 | 0.024169 | 0.02537 | 0.025686 | 0.025981 | 0.026784 | 0.027256 | 0.027513 | 0.027772 | 0.028022 | 0.028443 | 0.028859 | 0.02921 | 0.02975 | 0.030135 | 0.030344 | 0.030498 | 0.030735 | 0.031043 | 0.031445 | 0.031863 | 0.032285 | 0.032805 | 0.033506 | 0.034081 | 0.034343 | 0.035069 | 0.035551 | 0.036142 | 0.036688 | 0.037233
Output Process Emissions in CO2e by Industry[food beverage and tobacco 10T12] | NoSettings | 0.054503 | 0.054473 | 0.058476 | 0.060776 | 0.064452 | 0.068238 | 0.069006 | 0.069728 | 0.070482 | 0.071241 | 0.071866 | 0.07262 | 0.073453 | 0.074123 | 0.074834 | 0.07583 | 0.076641 | 0.077399 | 0.078153 | 0.078986 | 0.079789 | 0.080803 | 0.081728 | 0.082685 | 0.083694 | 0.084713 | 0.08596 | 0.087164 | 0.088332 | 0.089584 | 0.091038
Output Process Emissions in CO2e by Industry[textiles apparel and leather 13T15] | NoSettings | 0.00039379 | 0.00038837 | 0.0004326 | 0.00043746 | 0.00045533 | 0.00046781 | 0.00047439 | 0.00048018 | 0.00048735 | 0.00049349 | 0.0005014 | 0.0005108 | 0.0005193 | 0.00052501 | 0.00053135 | 0.00053964 | 0.00054619 | 0.00055117 | 0.00055816 | 0.00056474 | 0.00057505 | 0.00058476 | 0.00059358 | 0.00060207 | 0.00061024 | 0.00061843 | 0.00062957 | 0.00063962 | 0.00064796 | 0.00065584 | 0.00066599
Output Process Emissions in CO2e by Industry[wood products 16] | NoSettings | 0.020123 | 0.021022 | 0.022285 | 0.021891 | 0.022347 | 0.022567 | 0.022675 | 0.022983 | 0.023405 | 0.023775 | 0.024285 | 0.024704 | 0.024986 | 0.025162 | 0.025371 | 0.025489 | 0.02544 | 0.025495 | 0.025672 | 0.025774 | 0.025805 | 0.025912 | 0.026087 | 0.02635 | 0.026685 | 0.026848 | 0.026998 | 0.027221 | 0.027431 | 0.027702 | 0.027966
Output Process Emissions in CO2e by Industry[pulp paper and printing 17T18] | NoSettings | 0.027918 | 0.031657 | 0.03201 | 0.032379 | 0.033463 | 0.034145 | 0.034249 | 0.034516 | 0.034622 | 0.03468 | 0.034907 | 0.035092 | 0.035196 | 0.035125 | 0.035203 | 0.035222 | 0.035169 | 0.035195 | 0.035226 | 0.03522 | 0.035221 | 0.035226 | 0.035382 | 0.035487 | 0.0356 | 0.03565 | 0.035818 | 0.036034 | 0.036198 | 0.036416 | 0.036676
Output Process Emissions in CO2e by Industry[refined petroleum and coke 19] | NoSettings | 4.5363 | 4.5774 | 4.5465 | 4.3182 | 4.1196 | 3.913 | 3.813 | 3.7245 | 3.6253 | 3.5284 | 3.4299 | 3.4101 | 3.391 | 3.3684 | 3.349 | 3.3346 | 3.3294 | 3.3194 | 3.3083 | 3.2969 | 3.2861 | 3.276 | 3.2643 | 3.2456 | 3.2322 | 3.2206 | 3.222 | 3.2218 | 3.2223 | 3.2223 | 3.2229
Output Process Emissions in CO2e by Industry[chemicals 20] | NoSettings | 21.9186 | 21.9212 | 21.9272 | 20.2217 | 18.5142 | 16.8145 | 15.7543 | 14.6934 | 13.6334 | 12.566 | 11.5084 | 11.5065 | 11.5057 | 11.5143 | 11.5131 | 11.512 | 11.5111 | 11.5098 | 11.5174 | 11.515 | 11.5129 | 11.397 | 11.272 | 11.1566 | 11.0312 | 10.9155 | 11.0267 | 11.1276 | 11.2386 | 11.3499 | 11.4609
Output Process Emissions in CO2e by Industry[rubber and plastic products 22] | NoSettings | 0 | 0 | 0 | 0 | 0 | 0 | 0 | 0 | 0 | 0 | 0 | 0 | 0 | 0 | 0 | 0 | 0 | 0 | 0 | 0 | 0 | 0 | 0 | 0 | 0 | 0 | 0 | 0 | 0 | 0 | 0
Output Process Emissions in CO2e by Industry[glass and glass products 231] | NoSettings | 0 | 0 | 0 | 0 | 0 | 0 | 0 | 0 | 0 | 0 | 0 | 0 | 0 | 0 | 0 | 0 | 0 | 0 | 0 | 0 | 0 | 0 | 0 | 0 | 0 | 0 | 0 | 0 | 0 | 0 | 0
Output Process Emissions in CO2e by Industry[cement and other nonmetallic minerals 239] | NoSettings | 5.4455 | 5.5155 | 5.4482 | 5.1576 | 4.8806 | 4.5925 | 4.4573 | 4.3257 | 4.1559 | 3.99 | 3.823 | 3.7486 | 3.6757 | 3.5971 | 3.5169 | 3.4547 | 3.4455 | 3.4334 | 3.4182 | 3.4032 | 3.3886 | 3.375 | 3.3587 | 3.3356 | 3.316 | 3.3032 | 3.3015 | 3.3007 | 3.2998 | 3.2986 | 3.2967
Output Process Emissions in CO2e by Industry[iron and steel 241] | NoSettings | 0.0011095 | 0.0011528 | 0.0012875 | 0.0010967 | 0.0011574 | 0.0012929 | 0.001298 | 0.0013156 | 0.0013333 | 0.0013791 | 0.0014111 | 0.0013885 | 0.0013515 | 0.0013151 | 0.0012785 | 0.0012572 | 0.0012435 | 0.0012414 | 0.0012481 | 0.0012486 | 0.0012342 | 0.001237 | 0.0012613 | 0.0012794 | 0.0012728 | 0.0012726 | 0.0012762 | 0.0012775 | 0.0012854 | 0.0012901 | 0.0013122
Output Process Emissions in CO2e by Industry[other metals 242] | NoSettings | 0.0040083 | 0.0043021 | 0.0044246 | 0.0042445 | 0.0042622 | 0.0043577 | 0.0043264 | 0.0043234 | 0.0043263 | 0.0043285 | 0.0043428 | 0.0043573 | 0.004394 | 0.0044236 | 0.0044589 | 0.0044965 | 0.0045295 | 0.0045614 | 0.0045955 | 0.0046301 | 0.0046503 | 0.0046786 | 0.0047105 | 0.0047385 | 0.0047515 | 0.0047638 | 0.0047758 | 0.0047895 | 0.0047857 | 0.0047798 | 0.0047932
Output Process Emissions in CO2e by Industry[metal products except machinery and vehicles 25] | NoSettings | 0.0010435 | 0.0010939 | 0.0011578 | 0.0011409 | 0.0011618 | 0.0011811 | 0.0011946 | 0.0012121 | 0.0012301 | 0.0012451 | 0.0012665 | 0.0012894 | 0.00131 | 0.0013234 | 0.0013381 | 0.001349 | 0.0013554 | 0.001364 | 0.0013747 | 0.0013846 | 0.0013891 | 0.0013991 | 0.0014144 | 0.0014337 | 0.0014562 | 0.0014671 | 0.0014796 | 0.0014986 | 0.0015124 | 0.0015279 | 0.0015462
Output Process Emissions in CO2e by Industry[computers and electronics 26] | NoSettings | 0.0047261 | 0.0047052 | 0.0049647 | 0.0050161 | 0.0052175 | 0.0054441 | 0.0055268 | 0.0055991 | 0.0056594 | 0.0057224 | 0.0058168 | 0.0059024 | 0.0059989 | 0.0060598 | 0.0061238 | 0.0062086 | 0.0062838 | 0.0063578 | 0.0064332 | 0.0065105 | 0.006591 | 0.0066926 | 0.006793 | 0.006904 | 0.0070135 | 0.0071122 | 0.0072179 | 0.007325 | 0.0074193 | 0.0075208 | 0.0076442
Output Process Emissions in CO2e by Industry[appliances and electrical equipment 27] | NoSettings | 0 | 0 | 0 | 0 | 0 | 0 | 0 | 0 | 0 | 0 | 0 | 0 | 0 | 0 | 0 | 0 | 0 | 0 | 0 | 0 | 0 | 0 | 0 | 0 | 0 | 0 | 0 | 0 | 0 | 0 | 0
Output Process Emissions in CO2e by Industry[other machinery 28] | NoSettings | 0.0010877 | 0.0011524 | 0.0012339 | 0.0012429 | 0.0012855 | 0.0013294 | 0.0013569 | 0.0013849 | 0.0014074 | 0.0014232 | 0.0014463 | 0.0014738 | 0.0014946 | 0.0015072 | 0.001523 | 0.0015373 | 0.0015498 | 0.0015657 | 0.0015859 | 0.0016051 | 0.0016208 | 0.0016441 | 0.0016736 | 0.0017057 | 0.0017387 | 0.0017574 | 0.0017793 | 0.0018108 | 0.0018308 | 0.0018516 | 0.0018805
Output Process Emissions in CO2e by Industry[road vehicles 29] | NoSettings | 9.3609e-05 | 0.00010008 | 0.000106 | 0.00010688 | 0.00011078 | 0.00011377 | 0.00011519 | 0.0001175 | 0.00011907 | 0.00012058 | 0.00012258 | 0.00012477 | 0.00012703 | 0.00012855 | 0.00013024 | 0.00013219 | 0.00013387 | 0.00013557 | 0.00013754 | 0.00013947 | 0.00014136 | 0.00014356 | 0.00014589 | 0.00014852 | 0.00015131 | 0.00015355 | 0.00015586 | 0.0001582 | 0.0001605 | 0.00016286 | 0.00016562
Output Process Emissions in CO2e by Industry[nonroad vehicles 30] | NoSettings | 0.0018499 | 0.0019187 | 0.0020085 | 0.0019972 | 0.0020487 | 0.0021216 | 0.0021476 | 0.0021903 | 0.0022198 | 0.0022485 | 0.0022851 | 0.0023265 | 0.0023685 | 0.0023962 | 0.0024278 | 0.0024648 | 0.002496 | 0.0025277 | 0.002564 | 0.0026005 | 0.0026357 | 0.0026766 | 0.0027205 | 0.0027689 | 0.0028211 | 0.002863 | 0.0029057 | 0.0029499 | 0.0029926 | 0.0030364 | 0.0030883
Output Process Emissions in CO2e by Industry[other manufacturing 31T33] | NoSettings | 0.0025803 | 0.0022967 | 0.002511 | 0.0026962 | 0.0028756 | 0.0029894 | 0.0030186 | 0.003057 | 0.003073 | 0.0031421 | 0.0032076 | 0.0032645 | 0.0033215 | 0.0033458 | 0.00338 | 0.003426 | 0.003458 | 0.0034993 | 0.0035372 | 0.0035874 | 0.0036539 | 0.0037118 | 0.0037597 | 0.0038148 | 0.0038757 | 0.0039274 | 0.0039797 | 0.0040318 | 0.0040742 | 0.0040992 | 0.0041464
Output Process Emissions in CO2e by Industry[energy pipelines and gas processing 352T353] | NoSettings | 4.9008 | 4.8151 | 4.8625 | 4.7513 | 4.5926 | 4.4435 | 4.3609 | 4.2604 | 4.1659 | 4.0673 | 3.9691 | 3.958 | 3.9443 | 3.938 | 3.9274 | 3.9067 | 3.8832 | 3.8669 | 3.8537 | 3.8429 | 3.8296 | 3.8223 | 3.8228 | 3.8332 | 3.8361 | 3.8297 | 3.8482 | 3.8717 | 3.8883 | 3.9049 | 3.9039
Output Process Emissions in CO2e by Industry[water and waste 36T39] | NoSettings | 9.8804 | 9.88 | 9.8805 | 9.8134 | 9.7462 | 9.6795 | 9.5816 | 9.4841 | 9.3869 | 9.2887 | 9.1906 | 9.0937 | 8.9961 | 8.9014 | 8.8045 | 8.7063 | 8.6286 | 8.5511 | 8.4756 | 8.3975 | 8.32 | 8.243 | 8.1655 | 8.0879 | 8.01 | 7.9324 | 7.9635 | 7.995 | 8.0255 | 8.0567 | 8.0906
Output Process Emissions in CO2e by Industry[construction 41T43] | NoSettings | 0 | 0 | 0 | 0 | 0 | 0 | 0 | 0 | 0 | 0 | 0 | 0 | 0 | 0 | 0 | 0 | 0 | 0 | 0 | 0 | 0 | 0 | 0 | 0 | 0 | 0 | 0 | 0 | 0 | 0 | 0
Output Total CO2e Emissions by Sector[transportation sector] | NoSettings | 145.569 | 160.734 | 159.507 | 157.845 | 154.928 | 151.734 | 148.325 | 144.753 | 141.135 | 137.201 | 132.752 | 128.77 | 124.625 | 121.064 | 117.341 | 113.875 | 110.278 | 106.42 | 102.289 | 97.9648 | 93.7167 | 89.5654 | 85.8069 | 82.3324 | 79.0933 | 76.2536 | 73.868 | 71.835 | 70.1358 | 68.8627 | 67.7655
Output Total CO2e Emissions by Sector[electricity sector] | NoSettings | 52.4913 | 55.7013 | 53.7508 | 51.4447 | 43.5374 | 40.9255 | 40.4533 | 39.8987 | 39.0725 | 38.4465 | 37.6684 | 36.7019 | 35.4382 | 31.1283 | 28.1255 | 26.3392 | 23.4069 | 21.9275 | 20.2286 | 18.5824 | 18.6115 | 16.6854 | 16.9561 | 16.9123 | 17.0892 | 17.2344 | 17.5608 | 18.1124 | 18.4636 | 18.8352 | 19.1514
Output Total CO2e Emissions by Sector[residential buildings sector] | NoSettings | 26.5312 | 27.3222 | 27.3117 | 27.3653 | 27.2978 | 27.2889 | 27.2021 | 27.09 | 26.9554 | 26.7548 | 26.4999 | 26.2993 | 25.9882 | 25.7916 | 25.4861 | 25.1907 | 24.9913 | 24.799 | 24.5518 | 24.4673 | 24.2318 | 24.0984 | 24.0251 | 23.9599 | 23.9444 | 23.8879 | 23.8642 | 23.8535 | 23.8431 | 23.8923 | 23.9361
Output Total CO2e Emissions by Sector[commercial buildings sector] | NoSettings | 11.9569 | 12.0849 | 12.4732 | 12.6699 | 12.7581 | 12.7761 | 12.7621 | 12.717 | 12.6634 | 12.6045 | 12.5135 | 12.5231 | 12.4107 | 12.3195 | 12.2546 | 12.2003 | 12.1036 | 12.0598 | 12.016 | 11.985 | 11.9115 | 11.8912 | 11.9239 | 11.9091 | 11.9654 | 12.0226 | 12.0316 | 12.0414 | 12.1149 | 12.1832 | 12.2092
Output Total CO2e Emissions by Sector[industry sector] | NoSettings | 153.092 | 156.747 | 156.963 | 153.495 | 149.4 | 145.439 | 143.085 | 140.617 | 137.777 | 134.861 | 131.954 | 131.308 | 130.447 | 130.046 | 129.498 | 128.891 | 128.625 | 128.304 | 128.175 | 128.039 | 127.67 | 127.186 | 126.955 | 126.874 | 126.755 | 124.898 | 125.726 | 125.864 | 126.016 | 126.164 | 126.314
Output Total CO2e Emissions by Sector[district heat and hydrogen sector] | NoSettings | 0.012912 | 0.013769 | 0.012752 | 0.011635 | 0.010424 | 0.0091478 | 0.0078376 | 0.0065405 | 0.0052325 | 0.0039198 | 0.0043346 | 0.010036 | 0.017872 | 0.029242 | 0.046636 | 0.072275 | 0.10847 | 0.15955 | 0.22807 | 0.31457 | 0.42562 | 0.56174 | 0.72962 | 0.93177 | 1.1813 | 1.4795 | 1.8374 | 2.2679 | 2.7778 | 3.3802 | 4.0946
Output Total CO2e Emissions by Sector[LULUCF sector] | NoSettings | 109.997 | 65.4876 | 50.9965 | 42.8563 | 37.1197 | 32.6207 | 29.0442 | 25.9821 | 23.3294 | 20.9836 | 18.8432 | 18.8432 | 18.8432 | 18.8432 | 18.8432 | 18.8432 | 18.8432 | 18.8432 | 18.8432 | 18.8432 | 18.8432 | 18.8432 | 18.8432 | 18.8432 | 18.8432 | 18.8432 | 18.8432 | 18.8432 | 18.8432 | 18.8432 | 18.8432
Output Total CO2e Emissions by Sector[geoengineering sector] | NoSettings | 0 | 0 | 0 | 0 | 0 | 0 | 0 | 0 | 0 | 0 | 0 | 0 | 0 | 0 | 0 | 0 | 0 | 0 | 0 | 0 | 0 | 0 | 0 | 0 | 0 | 0 | 0 | 0 | 0 | 0 | 0
Pollutant Emissions from Imported Electricity[CO2,hard coal es] | NoSettings | 9920040000000 | 7932010000000 | 5954030000000 | 3966010000000 | 1988020000000 | 0 | 0 | 0 | 0 | 0 | 0 | 0 | 0 | 0 | 0 | 0 | 0 | 0 | 0 | 0 | 0 | 0 | 0 | 0 | 0 | 0 | 0 | 0 | 0 | 0 | 0
Pollutant Emissions from Imported Electricity[CO2,natural gas nonpeaker es] | NoSettings | 8003650000000 | 7736860000000 | 7403370000000 | 7069890000000 | 6736400000000 | 6422930000000 | 6102780000000 | 5782640000000 | 5462490000000 | 5142340000000 | 4822200000000 | 4495380000000 | 4175240000000 | 3855090000000 | 3534940000000 | 3214800000000 | 2894650000000 | 2567840000000 | 2247690000000 | 1927550000000 | 1607400000000 | 1287250000000 | 967107000000 | 642293000000 | 321480000000 | 0 | 0 | 0 | 0 | 0 | 0
Pollutant Emissions from Imported Electricity[CO2,nuclear es] | NoSettings | 0 | 0 | 0 | 0 | 0 | 0 | 0 | 0 | 0 | 0 | 0 | 0 | 0 | 0 | 0 | 0 | 0 | 0 | 0 | 0 | 0 | 0 | 0 | 0 | 0 | 0 | 0 | 0 | 0 | 0 | 0
Pollutant Emissions from Imported Electricity[CO2,hydro es] | NoSettings | 0 | 0 | 0 | 0 | 0 | 0 | 0 | 0 | 0 | 0 | 0 | 0 | 0 | 0 | 0 | 0 | 0 | 0 | 0 | 0 | 0 | 0 | 0 | 0 | 0 | 0 | 0 | 0 | 0 | 0 | 0
Pollutant Emissions from Imported Electricity[CO2,onshore wind es] | NoSettings | 0 | 0 | 0 | 0 | 0 | 0 | 0 | 0 | 0 | 0 | 0 | 0 | 0 | 0 | 0 | 0 | 0 | 0 | 0 | 0 | 0 | 0 | 0 | 0 | 0 | 0 | 0 | 0 | 0 | 0 | 0
Pollutant Emissions from Imported Electricity[CO2,solar PV es] | NoSettings | 0 | 0 | 0 | 0 | 0 | 0 | 0 | 0 | 0 | 0 | 0 | 0 | 0 | 0 | 0 | 0 | 0 | 0 | 0 | 0 | 0 | 0 | 0 | 0 | 0 | 0 | 0 | 0 | 0 | 0 | 0
Pollutant Emissions from Imported Electricity[CO2,solar thermal es] | NoSettings | 0 | 0 | 0 | 0 | 0 | 0 | 0 | 0 | 0 | 0 | 0 | 0 | 0 | 0 | 0 | 0 | 0 | 0 | 0 | 0 | 0 | 0 | 0 | 0 | 0 | 0 | 0 | 0 | 0 | 0 | 0
Pollutant Emissions from Imported Electricity[CO2,biomass es] | NoSettings | 0 | 0 | 0 | 0 | 0 | 0 | 0 | 0 | 0 | 0 | 0 | 0 | 0 | 0 | 0 | 0 | 0 | 0 | 0 | 0 | 0 | 0 | 0 | 0 | 0 | 0 | 0 | 0 | 0 | 0 | 0
Pollutant Emissions from Imported Electricity[CO2,geothermal es] | NoSettings | 0 | 0 | 0 | 0 | 0 | 0 | 0 | 0 | 0 | 0 | 0 | 0 | 0 | 0 | 0 | 0 | 0 | 0 | 0 | 0 | 0 | 0 | 0 | 0 | 0 | 0 | 0 | 0 | 0 | 0 | 0
Pollutant Emissions from Imported Electricity[CO2,petroleum es] | NoSettings | 148542000000 | 142766000000 | 136989000000 | 131212000000 | 125436000000 | 118834000000 | 113057000000 | 107281000000 | 101504000000 | 94902100000 | 89125400000 | 83348800000 | 77407100000 | 71465400000 | 65523700000 | 59582000000 | 53640300000 | 47616100000 | 41674400000 | 35732700000 | 29791000000 | 23849300000 | 17907600000 | 11883400000 | 5958200000 | 0 | 0 | 0 | 0 | 0 | 0
Pollutant Emissions from Imported Electricity[CO2,natural gas peaker es] | NoSettings | 0 | 0 | 0 | 0 | 0 | 0 | 0 | 0 | 0 | 0 | 0 | 0 | 0 | 0 | 0 | 0 | 0 | 0 | 0 | 0 | 0 | 0 | 0 | 0 | 0 | 0 | 0 | 0 | 0 | 0 | 0
Pollutant Emissions from Imported Electricity[CO2,lignite es] | NoSettings | 0 | 0 | 0 | 0 | 0 | 0 | 0 | 0 | 0 | 0 | 0 | 0 | 0 | 0 | 0 | 0 | 0 | 0 | 0 | 0 | 0 | 0 | 0 | 0 | 0 | 0 | 0 | 0 | 0 | 0 | 0
Pollutant Emissions from Imported Electricity[CO2,offshore wind es] | NoSettings | 0 | 0 | 0 | 0 | 0 | 0 | 0 | 0 | 0 | 0 | 0 | 0 | 0 | 0 | 0 | 0 | 0 | 0 | 0 | 0 | 0 | 0 | 0 | 0 | 0 | 0 | 0 | 0 | 0 | 0 | 0
Pollutant Emissions from Imported Electricity[CO2,crude oil es] | NoSettings | 0 | 0 | 0 | 0 | 0 | 0 | 0 | 0 | 0 | 0 | 0 | 0 | 0 | 0 | 0 | 0 | 0 | 0 | 0 | 0 | 0 | 0 | 0 | 0 | 0 | 0 | 0 | 0 | 0 | 0 | 0
Pollutant Emissions from Imported Electricity[CO2,heavy or residual fuel oil es] | NoSettings | 0 | 0 | 0 | 0 | 0 | 0 | 0 | 0 | 0 | 0 | 0 | 0 | 0 | 0 | 0 | 0 | 0 | 0 | 0 | 0 | 0 | 0 | 0 | 0 | 0 | 0 | 0 | 0 | 0 | 0 | 0
Pollutant Emissions from Imported Electricity[CO2,municipal solid waste es] | NoSettings | 0 | 0 | 0 | 0 | 0 | 0 | 0 | 0 | 0 | 0 | 0 | 0 | 0 | 0 | 0 | 0 | 0 | 0 | 0 | 0 | 0 | 0 | 0 | 0 | 0 | 0 | 0 | 0 | 0 | 0 | 0
Pollutant Emissions from Imported Electricity[VOC,hard coal es] | NoSettings | 87963500 | 70335200 | 52795900 | 35167600 | 17628300 | 0 | 0 | 0 | 0 | 0 | 0 | 0 | 0 | 0 | 0 | 0 | 0 | 0 | 0 | 0 | 0 | 0 | 0 | 0 | 0 | 0 | 0 | 0 | 0 | 0 | 0
Pollutant Emissions from Imported Electricity[VOC,natural gas nonpeaker es] | NoSettings | 72856400 | 70427900 | 67392200 | 64356500 | 61320800 | 58467300 | 55553000 | 52638800 | 49724500 | 46810300 | 43896000 | 40921000 | 38006800 | 35092500 | 32178300 | 29264000 | 26349700 | 23374800 | 20460500 | 17546300 | 14632000 | 11717700 | 8803480 | 5846730 | 2926400 | 0 | 0 | 0 | 0 | 0 | 0
Pollutant Emissions from Imported Electricity[VOC,nuclear es] | NoSettings | 0 | 0 | 0 | 0 | 0 | 0 | 0 | 0 | 0 | 0 | 0 | 0 | 0 | 0 | 0 | 0 | 0 | 0 | 0 | 0 | 0 | 0 | 0 | 0 | 0 | 0 | 0 | 0 | 0 | 0 | 0
Pollutant Emissions from Imported Electricity[VOC,hydro es] | NoSettings | 0 | 0 | 0 | 0 | 0 | 0 | 0 | 0 | 0 | 0 | 0 | 0 | 0 | 0 | 0 | 0 | 0 | 0 | 0 | 0 | 0 | 0 | 0 | 0 | 0 | 0 | 0 | 0 | 0 | 0 | 0
Pollutant Emissions from Imported Electricity[VOC,onshore wind es] | NoSettings | 0 | 0 | 0 | 0 | 0 | 0 | 0 | 0 | 0 | 0 | 0 | 0 | 0 | 0 | 0 | 0 | 0 | 0 | 0 | 0 | 0 | 0 | 0 | 0 | 0 | 0 | 0 | 0 | 0 | 0 | 0
Pollutant Emissions from Imported Electricity[VOC,solar PV es] | NoSettings | 0 | 0 | 0 | 0 | 0 | 0 | 0 | 0 | 0 | 0 | 0 | 0 | 0 | 0 | 0 | 0 | 0 | 0 | 0 | 0 | 0 | 0 | 0 | 0 | 0 | 0 | 0 | 0 | 0 | 0 | 0
Pollutant Emissions from Imported Electricity[VOC,solar thermal es] | NoSettings | 0 | 0 | 0 | 0 | 0 | 0 | 0 | 0 | 0 | 0 | 0 | 0 | 0 | 0 | 0 | 0 | 0 | 0 | 0 | 0 | 0 | 0 | 0 | 0 | 0 | 0 | 0 | 0 | 0 | 0 | 0
Pollutant Emissions from Imported Electricity[VOC,biomass es] | NoSettings | 109408000 | 109408000 | 109408000 | 109408000 | 109408000 | 109408000 | 109408000 | 109408000 | 109408000 | 109408000 | 109408000 | 109408000 | 109408000 | 109408000 | 109408000 | 109408000 | 109408000 | 109408000 | 109408000 | 109408000 | 109408000 | 109408000 | 109408000 | 109408000 | 109408000 | 109408000 | 109408000 | 109408000 | 109408000 | 109408000 | 109408000
Pollutant Emissions from Imported Electricity[VOC,geothermal es] | NoSettings | 0 | 0 | 0 | 0 | 0 | 0 | 0 | 0 | 0 | 0 | 0 | 0 | 0 | 0 | 0 | 0 | 0 | 0 | 0 | 0 | 0 | 0 | 0 | 0 | 0 | 0 | 0 | 0 | 0 | 0 | 0
Pollutant Emissions from Imported Electricity[VOC,petroleum es] | NoSettings | 3184460 | 3060620 | 2936780 | 2812940 | 2689100 | 2547570 | 2423730 | 2299890 | 2176050 | 2034520 | 1910680 | 1786840 | 1659460 | 1532080 | 1404700 | 1277320 | 1149950 | 1020800 | 893419 | 766041 | 638662 | 511283 | 383905 | 254757 | 127732 | 0 | 0 | 0 | 0 | 0 | 0
Pollutant Emissions from Imported Electricity[VOC,natural gas peaker es] | NoSettings | 0 | 0 | 0 | 0 | 0 | 0 | 0 | 0 | 0 | 0 | 0 | 0 | 0 | 0 | 0 | 0 | 0 | 0 | 0 | 0 | 0 | 0 | 0 | 0 | 0 | 0 | 0 | 0 | 0 | 0 | 0
Pollutant Emissions from Imported Electricity[VOC,lignite es] | NoSettings | 0 | 0 | 0 | 0 | 0 | 0 | 0 | 0 | 0 | 0 | 0 | 0 | 0 | 0 | 0 | 0 | 0 | 0 | 0 | 0 | 0 | 0 | 0 | 0 | 0 | 0 | 0 | 0 | 0 | 0 | 0
Pollutant Emissions from Imported Electricity[VOC,offshore wind es] | NoSettings | 0 | 0 | 0 | 0 | 0 | 0 | 0 | 0 | 0 | 0 | 0 | 0 | 0 | 0 | 0 | 0 | 0 | 0 | 0 | 0 | 0 | 0 | 0 | 0 | 0 | 0 | 0 | 0 | 0 | 0 | 0
Pollutant Emissions from Imported Electricity[VOC,crude oil es] | NoSettings | 0 | 0 | 0 | 0 | 0 | 0 | 0 | 0 | 0 | 0 | 0 | 0 | 0 | 0 | 0 | 0 | 0 | 0 | 0 | 0 | 0 | 0 | 0 | 0 | 0 | 0 | 0 | 0 | 0 | 0 | 0
Pollutant Emissions from Imported Electricity[VOC,heavy or residual fuel oil es] | NoSettings | 0 | 0 | 0 | 0 | 0 | 0 | 0 | 0 | 0 | 0 | 0 | 0 | 0 | 0 | 0 | 0 | 0 | 0 | 0 | 0 | 0 | 0 | 0 | 0 | 0 | 0 | 0 | 0 | 0 | 0 | 0
Pollutant Emissions from Imported Electricity[VOC,municipal solid waste es] | NoSettings | 0 | 0 | 0 | 0 | 0 | 0 | 0 | 0 | 0 | 0 | 0 | 0 | 0 | 0 | 0 | 0 | 0 | 0 | 0 | 0 | 0 | 0 | 0 | 0 | 0 | 0 | 0 | 0 | 0 | 0 | 0
Pollutant Emissions from Imported Electricity[CO,hard coal es] | NoSettings | 573892000 | 458881000 | 344451000 | 229440000 | 115011000 | 0 | 0 | 0 | 0 | 0 | 0 | 0 | 0 | 0 | 0 | 0 | 0 | 0 | 0 | 0 | 0 | 0 | 0 | 0 | 0 | 0 | 0 | 0 | 0 | 0 | 0
Pollutant Emissions from Imported Electricity[CO,natural gas nonpeaker es] | NoSettings | 1831370000 | 1770320000 | 1694010000 | 1617710000 | 1541400000 | 1469670000 | 1396420000 | 1323160000 | 1249910000 | 1176650000 | 1103400000 | 1028620000 | 955363000 | 882108000 | 808853000 | 735599000 | 662344000 | 587563000 | 514309000 | 441054000 | 367799000 | 294545000 | 221290000 | 146967000 | 73559900 | 0 | 0 | 0 | 0 | 0 | 0
Pollutant Emissions from Imported Electricity[CO,nuclear es] | NoSettings | 0 | 0 | 0 | 0 | 0 | 0 | 0 | 0 | 0 | 0 | 0 | 0 | 0 | 0 | 0 | 0 | 0 | 0 | 0 | 0 | 0 | 0 | 0 | 0 | 0 | 0 | 0 | 0 | 0 | 0 | 0
Pollutant Emissions from Imported Electricity[CO,hydro es] | NoSettings | 0 | 0 | 0 | 0 | 0 | 0 | 0 | 0 | 0 | 0 | 0 | 0 | 0 | 0 | 0 | 0 | 0 | 0 | 0 | 0 | 0 | 0 | 0 | 0 | 0 | 0 | 0 | 0 | 0 | 0 | 0
Pollutant Emissions from Imported Electricity[CO,onshore wind es] | NoSettings | 0 | 0 | 0 | 0 | 0 | 0 | 0 | 0 | 0 | 0 | 0 | 0 | 0 | 0 | 0 | 0 | 0 | 0 | 0 | 0 | 0 | 0 | 0 | 0 | 0 | 0 | 0 | 0 | 0 | 0 | 0
Pollutant Emissions from Imported Electricity[CO,solar PV es] | NoSettings | 0 | 0 | 0 | 0 | 0 | 0 | 0 | 0 | 0 | 0 | 0 | 0 | 0 | 0 | 0 | 0 | 0 | 0 | 0 | 0 | 0 | 0 | 0 | 0 | 0 | 0 | 0 | 0 | 0 | 0 | 0
Pollutant Emissions from Imported Electricity[CO,solar thermal es] | NoSettings | 0 | 0 | 0 | 0 | 0 | 0 | 0 | 0 | 0 | 0 | 0 | 0 | 0 | 0 | 0 | 0 | 0 | 0 | 0 | 0 | 0 | 0 | 0 | 0 | 0 | 0 | 0 | 0 | 0 | 0 | 0
Pollutant Emissions from Imported Electricity[CO,biomass es] | NoSettings | 3855610000 | 3855610000 | 3855610000 | 3855610000 | 3855610000 | 3855610000 | 3855610000 | 3855610000 | 3855610000 | 3855610000 | 3855610000 | 3855610000 | 3855610000 | 3855610000 | 3855610000 | 3855610000 | 3855610000 | 3855610000 | 3855610000 | 3855610000 | 3855610000 | 3855610000 | 3855610000 | 3855610000 | 3855610000 | 3855610000 | 3855610000 | 3855610000 | 3855610000 | 3855610000 | 3855610000
Pollutant Emissions from Imported Electricity[CO,geothermal es] | NoSettings | 0 | 0 | 0 | 0 | 0 | 0 | 0 | 0 | 0 | 0 | 0 | 0 | 0 | 0 | 0 | 0 | 0 | 0 | 0 | 0 | 0 | 0 | 0 | 0 | 0 | 0 | 0 | 0 | 0 | 0 | 0
Pollutant Emissions from Imported Electricity[CO,petroleum es] | NoSettings | 23946800 | 23015500 | 22084200 | 21153000 | 20221700 | 19157400 | 18226200 | 17294900 | 16363600 | 15299300 | 14368100 | 13436800 | 12478900 | 11521100 | 10563200 | 9605320 | 8647450 | 7676270 | 6718400 | 5760530 | 4802660 | 3844790 | 2886920 | 1915740 | 960532 | 0 | 0 | 0 | 0 | 0 | 0
Pollutant Emissions from Imported Electricity[CO,natural gas peaker es] | NoSettings | 0 | 0 | 0 | 0 | 0 | 0 | 0 | 0 | 0 | 0 | 0 | 0 | 0 | 0 | 0 | 0 | 0 | 0 | 0 | 0 | 0 | 0 | 0 | 0 | 0 | 0 | 0 | 0 | 0 | 0 | 0
Pollutant Emissions from Imported Electricity[CO,lignite es] | NoSettings | 0 | 0 | 0 | 0 | 0 | 0 | 0 | 0 | 0 | 0 | 0 | 0 | 0 | 0 | 0 | 0 | 0 | 0 | 0 | 0 | 0 | 0 | 0 | 0 | 0 | 0 | 0 | 0 | 0 | 0 | 0
Pollutant Emissions from Imported Electricity[CO,offshore wind es] | NoSettings | 0 | 0 | 0 | 0 | 0 | 0 | 0 | 0 | 0 | 0 | 0 | 0 | 0 | 0 | 0 | 0 | 0 | 0 | 0 | 0 | 0 | 0 | 0 | 0 | 0 | 0 | 0 | 0 | 0 | 0 | 0
Pollutant Emissions from Imported Electricity[CO,crude oil es] | NoSettings | 0 | 0 | 0 | 0 | 0 | 0 | 0 | 0 | 0 | 0 | 0 | 0 | 0 | 0 | 0 | 0 | 0 | 0 | 0 | 0 | 0 | 0 | 0 | 0 | 0 | 0 | 0 | 0 | 0 | 0 | 0
Pollutant Emissions from Imported Electricity[CO,heavy or residual fuel oil es] | NoSettings | 0 | 0 | 0 | 0 | 0 | 0 | 0 | 0 | 0 | 0 | 0 | 0 | 0 | 0 | 0 | 0 | 0 | 0 | 0 | 0 | 0 | 0 | 0 | 0 | 0 | 0 | 0 | 0 | 0 | 0 | 0
Pollutant Emissions from Imported Electricity[CO,municipal solid waste es] | NoSettings | 0 | 0 | 0 | 0 | 0 | 0 | 0 | 0 | 0 | 0 | 0 | 0 | 0 | 0 | 0 | 0 | 0 | 0 | 0 | 0 | 0 | 0 | 0 | 0 | 0 | 0 | 0 | 0 | 0 | 0 | 0
Pollutant Emissions from Imported Electricity[NOx,hard coal es] | NoSettings | 3724270000 | 2977910000 | 2235320000 | 1488950000 | 746362000 | 0 | 0 | 0 | 0 | 0 | 0 | 0 | 0 | 0 | 0 | 0 | 0 | 0 | 0 | 0 | 0 | 0 | 0 | 0 | 0 | 0 | 0 | 0 | 0 | 0 | 0
Pollutant Emissions from Imported Electricity[NOx,natural gas nonpeaker es] | NoSettings | 2187050000 | 2114150000 | 2023020000 | 1931890000 | 1840770000 | 1755110000 | 1667630000 | 1580140000 | 1492660000 | 1405180000 | 1317700000 | 1228390000 | 1140910000 | 1053430000 | 965947000 | 878465000 | 790983000 | 701679000 | 614197000 | 526715000 | 439233000 | 351751000 | 264269000 | 175511000 | 87846500 | 0 | 0 | 0 | 0 | 0 | 0
Pollutant Emissions from Imported Electricity[NOx,nuclear es] | NoSettings | 0 | 0 | 0 | 0 | 0 | 0 | 0 | 0 | 0 | 0 | 0 | 0 | 0 | 0 | 0 | 0 | 0 | 0 | 0 | 0 | 0 | 0 | 0 | 0 | 0 | 0 | 0 | 0 | 0 | 0 | 0
Pollutant Emissions from Imported Electricity[NOx,hydro es] | NoSettings | 0 | 0 | 0 | 0 | 0 | 0 | 0 | 0 | 0 | 0 | 0 | 0 | 0 | 0 | 0 | 0 | 0 | 0 | 0 | 0 | 0 | 0 | 0 | 0 | 0 | 0 | 0 | 0 | 0 | 0 | 0
Pollutant Emissions from Imported Electricity[NOx,onshore wind es] | NoSettings | 0 | 0 | 0 | 0 | 0 | 0 | 0 | 0 | 0 | 0 | 0 | 0 | 0 | 0 | 0 | 0 | 0 | 0 | 0 | 0 | 0 | 0 | 0 | 0 | 0 | 0 | 0 | 0 | 0 | 0 | 0
Pollutant Emissions from Imported Electricity[NOx,solar PV es] | NoSettings | 0 | 0 | 0 | 0 | 0 | 0 | 0 | 0 | 0 | 0 | 0 | 0 | 0 | 0 | 0 | 0 | 0 | 0 | 0 | 0 | 0 | 0 | 0 | 0 | 0 | 0 | 0 | 0 | 0 | 0 | 0
Pollutant Emissions from Imported Electricity[NOx,solar thermal es] | NoSettings | 0 | 0 | 0 | 0 | 0 | 0 | 0 | 0 | 0 | 0 | 0 | 0 | 0 | 0 | 0 | 0 | 0 | 0 | 0 | 0 | 0 | 0 | 0 | 0 | 0 | 0 | 0 | 0 | 0 | 0 | 0
Pollutant Emissions from Imported Electricity[NOx,biomass es] | NoSettings | 751486000 | 751486000 | 751486000 | 751486000 | 751486000 | 751486000 | 751486000 | 751486000 | 751486000 | 751486000 | 751486000 | 751486000 | 751486000 | 751486000 | 751486000 | 751486000 | 751486000 | 751486000 | 751486000 | 751486000 | 751486000 | 751486000 | 751486000 | 751486000 | 751486000 | 751486000 | 751486000 | 751486000 | 751486000 | 751486000 | 751486000
Pollutant Emissions from Imported Electricity[NOx,geothermal es] | NoSettings | 0 | 0 | 0 | 0 | 0 | 0 | 0 | 0 | 0 | 0 | 0 | 0 | 0 | 0 | 0 | 0 | 0 | 0 | 0 | 0 | 0 | 0 | 0 | 0 | 0 | 0 | 0 | 0 | 0 | 0 | 0
Pollutant Emissions from Imported Electricity[NOx,petroleum es] | NoSettings | 748183000 | 719087000 | 689991000 | 660895000 | 631799000 | 598546000 | 569450000 | 540354000 | 511258000 | 478006000 | 448910000 | 419814000 | 389886000 | 359959000 | 330032000 | 300104000 | 270177000 | 239834000 | 209907000 | 179980000 | 150052000 | 120125000 | 90197600 | 59854600 | 30010400 | 0 | 0 | 0 | 0 | 0 | 0
Pollutant Emissions from Imported Electricity[NOx,natural gas peaker es] | NoSettings | 0 | 0 | 0 | 0 | 0 | 0 | 0 | 0 | 0 | 0 | 0 | 0 | 0 | 0 | 0 | 0 | 0 | 0 | 0 | 0 | 0 | 0 | 0 | 0 | 0 | 0 | 0 | 0 | 0 | 0 | 0
Pollutant Emissions from Imported Electricity[NOx,lignite es] | NoSettings | 0 | 0 | 0 | 0 | 0 | 0 | 0 | 0 | 0 | 0 | 0 | 0 | 0 | 0 | 0 | 0 | 0 | 0 | 0 | 0 | 0 | 0 | 0 | 0 | 0 | 0 | 0 | 0 | 0 | 0 | 0
Pollutant Emissions from Imported Electricity[NOx,offshore wind es] | NoSettings | 0 | 0 | 0 | 0 | 0 | 0 | 0 | 0 | 0 | 0 | 0 | 0 | 0 | 0 | 0 | 0 | 0 | 0 | 0 | 0 | 0 | 0 | 0 | 0 | 0 | 0 | 0 | 0 | 0 | 0 | 0
Pollutant Emissions from Imported Electricity[NOx,crude oil es] | NoSettings | 0 | 0 | 0 | 0 | 0 | 0 | 0 | 0 | 0 | 0 | 0 | 0 | 0 | 0 | 0 | 0 | 0 | 0 | 0 | 0 | 0 | 0 | 0 | 0 | 0 | 0 | 0 | 0 | 0 | 0 | 0
Pollutant Emissions from Imported Electricity[NOx,heavy or residual fuel oil es] | NoSettings | 0 | 0 | 0 | 0 | 0 | 0 | 0 | 0 | 0 | 0 | 0 | 0 | 0 | 0 | 0 | 0 | 0 | 0 | 0 | 0 | 0 | 0 | 0 | 0 | 0 | 0 | 0 | 0 | 0 | 0 | 0
Pollutant Emissions from Imported Electricity[NOx,municipal solid waste es] | NoSettings | 0 | 0 | 0 | 0 | 0 | 0 | 0 | 0 | 0 | 0 | 0 | 0 | 0 | 0 | 0 | 0 | 0 | 0 | 0 | 0 | 0 | 0 | 0 | 0 | 0 | 0 | 0 | 0 | 0 | 0 | 0
Pollutant Emissions from Imported Electricity[PM10,hard coal es] | NoSettings | 630595000 | 504221000 | 378485000 | 252110000 | 126374000 | 0 | 0 | 0 | 0 | 0 | 0 | 0 | 0 | 0 | 0 | 0 | 0 | 0 | 0 | 0 | 0 | 0 | 0 | 0 | 0 | 0 | 0 | 0 | 0 | 0 | 0
Pollutant Emissions from Imported Electricity[PM10,natural gas nonpeaker es] | NoSettings | 54906300 | 53076100 | 50788300 | 48500600 | 46212800 | 44062300 | 41866000 | 39669800 | 37473500 | 35277300 | 33081000 | 30839000 | 28642800 | 26446500 | 24250300 | 22054000 | 19857800 | 17615800 | 15419500 | 13223300 | 11027000 | 8830760 | 6634510 | 4406230 | 2205400 | 0 | 0 | 0 | 0 | 0 | 0
Pollutant Emissions from Imported Electricity[PM10,nuclear es] | NoSettings | 0 | 0 | 0 | 0 | 0 | 0 | 0 | 0 | 0 | 0 | 0 | 0 | 0 | 0 | 0 | 0 | 0 | 0 | 0 | 0 | 0 | 0 | 0 | 0 | 0 | 0 | 0 | 0 | 0 | 0 | 0
Pollutant Emissions from Imported Electricity[PM10,hydro es] | NoSettings | 0 | 0 | 0 | 0 | 0 | 0 | 0 | 0 | 0 | 0 | 0 | 0 | 0 | 0 | 0 | 0 | 0 | 0 | 0 | 0 | 0 | 0 | 0 | 0 | 0 | 0 | 0 | 0 | 0 | 0 | 0
Pollutant Emissions from Imported Electricity[PM10,onshore wind es] | NoSettings | 0 | 0 | 0 | 0 | 0 | 0 | 0 | 0 | 0 | 0 | 0 | 0 | 0 | 0 | 0 | 0 | 0 | 0 | 0 | 0 | 0 | 0 | 0 | 0 | 0 | 0 | 0 | 0 | 0 | 0 | 0
Pollutant Emissions from Imported Electricity[PM10,solar PV es] | NoSettings | 0 | 0 | 0 | 0 | 0 | 0 | 0 | 0 | 0 | 0 | 0 | 0 | 0 | 0 | 0 | 0 | 0 | 0 | 0 | 0 | 0 | 0 | 0 | 0 | 0 | 0 | 0 | 0 | 0 | 0 | 0
Pollutant Emissions from Imported Electricity[PM10,solar thermal es] | NoSettings | 0 | 0 | 0 | 0 | 0 | 0 | 0 | 0 | 0 | 0 | 0 | 0 | 0 | 0 | 0 | 0 | 0 | 0 | 0 | 0 | 0 | 0 | 0 | 0 | 0 | 0 | 0 | 0 | 0 | 0 | 0
Pollutant Emissions from Imported Electricity[PM10,biomass es] | NoSettings | 1705650000 | 1705650000 | 1705650000 | 1705650000 | 1705650000 | 1705650000 | 1705650000 | 1705650000 | 1705650000 | 1705650000 | 1705650000 | 1705650000 | 1705650000 | 1705650000 | 1705650000 | 1705650000 | 1705650000 | 1705650000 | 1705650000 | 1705650000 | 1705650000 | 1705650000 | 1705650000 | 1705650000 | 1705650000 | 1705650000 | 1705650000 | 1705650000 | 1705650000 | 1705650000 | 1705650000
Pollutant Emissions from Imported Electricity[PM10,geothermal es] | NoSettings | 0 | 0 | 0 | 0 | 0 | 0 | 0 | 0 | 0 | 0 | 0 | 0 | 0 | 0 | 0 | 0 | 0 | 0 | 0 | 0 | 0 | 0 | 0 | 0 | 0 | 0 | 0 | 0 | 0 | 0 | 0
Pollutant Emissions from Imported Electricity[PM10,petroleum es] | NoSettings | 30250400 | 29074000 | 27897600 | 26721200 | 25544800 | 24200300 | 23023900 | 21847500 | 20671100 | 19326700 | 18150300 | 16973900 | 15763800 | 14553800 | 13343800 | 12133800 | 10923800 | 9696940 | 8486930 | 7276910 | 6066890 | 4856870 | 3646860 | 2420030 | 1213380 | 0 | 0 | 0 | 0 | 0 | 0
Pollutant Emissions from Imported Electricity[PM10,natural gas peaker es] | NoSettings | 0 | 0 | 0 | 0 | 0 | 0 | 0 | 0 | 0 | 0 | 0 | 0 | 0 | 0 | 0 | 0 | 0 | 0 | 0 | 0 | 0 | 0 | 0 | 0 | 0 | 0 | 0 | 0 | 0 | 0 | 0
Pollutant Emissions from Imported Electricity[PM10,lignite es] | NoSettings | 0 | 0 | 0 | 0 | 0 | 0 | 0 | 0 | 0 | 0 | 0 | 0 | 0 | 0 | 0 | 0 | 0 | 0 | 0 | 0 | 0 | 0 | 0 | 0 | 0 | 0 | 0 | 0 | 0 | 0 | 0
Pollutant Emissions from Imported Electricity[PM10,offshore wind es] | NoSettings | 0 | 0 | 0 | 0 | 0 | 0 | 0 | 0 | 0 | 0 | 0 | 0 | 0 | 0 | 0 | 0 | 0 | 0 | 0 | 0 | 0 | 0 | 0 | 0 | 0 | 0 | 0 | 0 | 0 | 0 | 0
Pollutant Emissions from Imported Electricity[PM10,crude oil es] | NoSettings | 0 | 0 | 0 | 0 | 0 | 0 | 0 | 0 | 0 | 0 | 0 | 0 | 0 | 0 | 0 | 0 | 0 | 0 | 0 | 0 | 0 | 0 | 0 | 0 | 0 | 0 | 0 | 0 | 0 | 0 | 0
Pollutant Emissions from Imported Electricity[PM10,heavy or residual fuel oil es] | NoSettings | 0 | 0 | 0 | 0 | 0 | 0 | 0 | 0 | 0 | 0 | 0 | 0 | 0 | 0 | 0 | 0 | 0 | 0 | 0 | 0 | 0 | 0 | 0 | 0 | 0 | 0 | 0 | 0 | 0 | 0 | 0
Pollutant Emissions from Imported Electricity[PM10,municipal solid waste es] | NoSettings | 0 | 0 | 0 | 0 | 0 | 0 | 0 | 0 | 0 | 0 | 0 | 0 | 0 | 0 | 0 | 0 | 0 | 0 | 0 | 0 | 0 | 0 | 0 | 0 | 0 | 0 | 0 | 0 | 0 | 0 | 0
Pollutant Emissions from Imported Electricity[PM25,hard coal es] | NoSettings | 442310000 | 353669000 | 265475000 | 176834000 | 88641000 | 0 | 0 | 0 | 0 | 0 | 0 | 0 | 0 | 0 | 0 | 0 | 0 | 0 | 0 | 0 | 0 | 0 | 0 | 0 | 0 | 0 | 0 | 0 | 0 | 0 | 0
Pollutant Emissions from Imported Electricity[PM25,natural gas nonpeaker es] | NoSettings | 54906300 | 53076100 | 50788300 | 48500600 | 46212800 | 44062300 | 41866000 | 39669800 | 37473500 | 35277300 | 33081000 | 30839000 | 28642800 | 26446500 | 24250300 | 22054000 | 19857800 | 17615800 | 15419500 | 13223300 | 11027000 | 8830760 | 6634510 | 4406230 | 2205400 | 0 | 0 | 0 | 0 | 0 | 0
Pollutant Emissions from Imported Electricity[PM25,nuclear es] | NoSettings | 0 | 0 | 0 | 0 | 0 | 0 | 0 | 0 | 0 | 0 | 0 | 0 | 0 | 0 | 0 | 0 | 0 | 0 | 0 | 0 | 0 | 0 | 0 | 0 | 0 | 0 | 0 | 0 | 0 | 0 | 0
Pollutant Emissions from Imported Electricity[PM25,hydro es] | NoSettings | 0 | 0 | 0 | 0 | 0 | 0 | 0 | 0 | 0 | 0 | 0 | 0 | 0 | 0 | 0 | 0 | 0 | 0 | 0 | 0 | 0 | 0 | 0 | 0 | 0 | 0 | 0 | 0 | 0 | 0 | 0
Pollutant Emissions from Imported Electricity[PM25,onshore wind es] | NoSettings | 0 | 0 | 0 | 0 | 0 | 0 | 0 | 0 | 0 | 0 | 0 | 0 | 0 | 0 | 0 | 0 | 0 | 0 | 0 | 0 | 0 | 0 | 0 | 0 | 0 | 0 | 0 | 0 | 0 | 0 | 0
Pollutant Emissions from Imported Electricity[PM25,solar PV es] | NoSettings | 0 | 0 | 0 | 0 | 0 | 0 | 0 | 0 | 0 | 0 | 0 | 0 | 0 | 0 | 0 | 0 | 0 | 0 | 0 | 0 | 0 | 0 | 0 | 0 | 0 | 0 | 0 | 0 | 0 | 0 | 0
Pollutant Emissions from Imported Electricity[PM25,solar thermal es] | NoSettings | 0 | 0 | 0 | 0 | 0 | 0 | 0 | 0 | 0 | 0 | 0 | 0 | 0 | 0 | 0 | 0 | 0 | 0 | 0 | 0 | 0 | 0 | 0 | 0 | 0 | 0 | 0 | 0 | 0 | 0 | 0
Pollutant Emissions from Imported Electricity[PM25,biomass es] | NoSettings | 497170000 | 497170000 | 497170000 | 497170000 | 497170000 | 497170000 | 497170000 | 497170000 | 497170000 | 497170000 | 497170000 | 497170000 | 497170000 | 497170000 | 497170000 | 497170000 | 497170000 | 497170000 | 497170000 | 497170000 | 497170000 | 497170000 | 497170000 | 497170000 | 497170000 | 497170000 | 497170000 | 497170000 | 497170000 | 497170000 | 497170000
Pollutant Emissions from Imported Electricity[PM25,geothermal es] | NoSettings | 0 | 0 | 0 | 0 | 0 | 0 | 0 | 0 | 0 | 0 | 0 | 0 | 0 | 0 | 0 | 0 | 0 | 0 | 0 | 0 | 0 | 0 | 0 | 0 | 0 | 0 | 0 | 0 | 0 | 0 | 0
Pollutant Emissions from Imported Electricity[PM25,petroleum es] | NoSettings | 21587100 | 20747600 | 19908100 | 19068600 | 18229100 | 17269700 | 16430200 | 15590700 | 14751200 | 13791800 | 12952300 | 12112800 | 11249300 | 10385800 | 9522310 | 8658830 | 7795340 | 6919870 | 6056380 | 5192900 | 4329410 | 3465930 | 2602450 | 1726970 | 865883 | 0 | 0 | 0 | 0 | 0 | 0
Pollutant Emissions from Imported Electricity[PM25,natural gas peaker es] | NoSettings | 0 | 0 | 0 | 0 | 0 | 0 | 0 | 0 | 0 | 0 | 0 | 0 | 0 | 0 | 0 | 0 | 0 | 0 | 0 | 0 | 0 | 0 | 0 | 0 | 0 | 0 | 0 | 0 | 0 | 0 | 0
Pollutant Emissions from Imported Electricity[PM25,lignite es] | NoSettings | 0 | 0 | 0 | 0 | 0 | 0 | 0 | 0 | 0 | 0 | 0 | 0 | 0 | 0 | 0 | 0 | 0 | 0 | 0 | 0 | 0 | 0 | 0 | 0 | 0 | 0 | 0 | 0 | 0 | 0 | 0
Pollutant Emissions from Imported Electricity[PM25,offshore wind es] | NoSettings | 0 | 0 | 0 | 0 | 0 | 0 | 0 | 0 | 0 | 0 | 0 | 0 | 0 | 0 | 0 | 0 | 0 | 0 | 0 | 0 | 0 | 0 | 0 | 0 | 0 | 0 | 0 | 0 | 0 | 0 | 0
Pollutant Emissions from Imported Electricity[PM25,crude oil es] | NoSettings | 0 | 0 | 0 | 0 | 0 | 0 | 0 | 0 | 0 | 0 | 0 | 0 | 0 | 0 | 0 | 0 | 0 | 0 | 0 | 0 | 0 | 0 | 0 | 0 | 0 | 0 | 0 | 0 | 0 | 0 | 0
Pollutant Emissions from Imported Electricity[PM25,heavy or residual fuel oil es] | NoSettings | 0 | 0 | 0 | 0 | 0 | 0 | 0 | 0 | 0 | 0 | 0 | 0 | 0 | 0 | 0 | 0 | 0 | 0 | 0 | 0 | 0 | 0 | 0 | 0 | 0 | 0 | 0 | 0 | 0 | 0 | 0
Pollutant Emissions from Imported Electricity[PM25,municipal solid waste es] | NoSettings | 0 | 0 | 0 | 0 | 0 | 0 | 0 | 0 | 0 | 0 | 0 | 0 | 0 | 0 | 0 | 0 | 0 | 0 | 0 | 0 | 0 | 0 | 0 | 0 | 0 | 0 | 0 | 0 | 0 | 0 | 0
Pollutant Emissions from Imported Electricity[SOx,hard coal es] | NoSettings | 24157200000 | 19316000000 | 14499200000 | 9658010000 | 4841230000 | 0 | 0 | 0 | 0 | 0 | 0 | 0 | 0 | 0 | 0 | 0 | 0 | 0 | 0 | 0 | 0 | 0 | 0 | 0 | 0 | 0 | 0 | 0 | 0 | 0 | 0
Pollutant Emissions from Imported Electricity[SOx,natural gas nonpeaker es] | NoSettings | 114489000 | 110672000 | 105902000 | 101132000 | 96361300 | 91877200 | 87297600 | 82718100 | 78138500 | 73559000 | 68979400 | 64304500 | 59724900 | 55145400 | 50565800 | 45986300 | 41406700 | 36731800 | 32152200 | 27572700 | 22993100 | 18413600 | 13834000 | 9187720 | 4598630 | 0 | 0 | 0 | 0 | 0 | 0
Pollutant Emissions from Imported Electricity[SOx,nuclear es] | NoSettings | 0 | 0 | 0 | 0 | 0 | 0 | 0 | 0 | 0 | 0 | 0 | 0 | 0 | 0 | 0 | 0 | 0 | 0 | 0 | 0 | 0 | 0 | 0 | 0 | 0 | 0 | 0 | 0 | 0 | 0 | 0
Pollutant Emissions from Imported Electricity[SOx,hydro es] | NoSettings | 0 | 0 | 0 | 0 | 0 | 0 | 0 | 0 | 0 | 0 | 0 | 0 | 0 | 0 | 0 | 0 | 0 | 0 | 0 | 0 | 0 | 0 | 0 | 0 | 0 | 0 | 0 | 0 | 0 | 0 | 0
Pollutant Emissions from Imported Electricity[SOx,onshore wind es] | NoSettings | 0 | 0 | 0 | 0 | 0 | 0 | 0 | 0 | 0 | 0 | 0 | 0 | 0 | 0 | 0 | 0 | 0 | 0 | 0 | 0 | 0 | 0 | 0 | 0 | 0 | 0 | 0 | 0 | 0 | 0 | 0
Pollutant Emissions from Imported Electricity[SOx,solar PV es] | NoSettings | 0 | 0 | 0 | 0 | 0 | 0 | 0 | 0 | 0 | 0 | 0 | 0 | 0 | 0 | 0 | 0 | 0 | 0 | 0 | 0 | 0 | 0 | 0 | 0 | 0 | 0 | 0 | 0 | 0 | 0 | 0
Pollutant Emissions from Imported Electricity[SOx,solar thermal es] | NoSettings | 0 | 0 | 0 | 0 | 0 | 0 | 0 | 0 | 0 | 0 | 0 | 0 | 0 | 0 | 0 | 0 | 0 | 0 | 0 | 0 | 0 | 0 | 0 | 0 | 0 | 0 | 0 | 0 | 0 | 0 | 0
Pollutant Emissions from Imported Electricity[SOx,biomass es] | NoSettings | 0 | 0 | 0 | 0 | 0 | 0 | 0 | 0 | 0 | 0 | 0 | 0 | 0 | 0 | 0 | 0 | 0 | 0 | 0 | 0 | 0 | 0 | 0 | 0 | 0 | 0 | 0 | 0 | 0 | 0 | 0
Pollutant Emissions from Imported Electricity[SOx,geothermal es] | NoSettings | 0 | 0 | 0 | 0 | 0 | 0 | 0 | 0 | 0 | 0 | 0 | 0 | 0 | 0 | 0 | 0 | 0 | 0 | 0 | 0 | 0 | 0 | 0 | 0 | 0 | 0 | 0 | 0 | 0 | 0 | 0
Pollutant Emissions from Imported Electricity[SOx,petroleum es] | NoSettings | 542465000 | 521369000 | 500273000 | 479177000 | 458081000 | 433972000 | 412876000 | 391780000 | 370684000 | 346575000 | 325479000 | 304383000 | 282684000 | 260986000 | 239287000 | 217589000 | 195890000 | 173890000 | 152191000 | 130493000 | 108794000 | 87095700 | 65397100 | 43397200 | 21758900 | 0 | 0 | 0 | 0 | 0 | 0
Pollutant Emissions from Imported Electricity[SOx,natural gas peaker es] | NoSettings | 0 | 0 | 0 | 0 | 0 | 0 | 0 | 0 | 0 | 0 | 0 | 0 | 0 | 0 | 0 | 0 | 0 | 0 | 0 | 0 | 0 | 0 | 0 | 0 | 0 | 0 | 0 | 0 | 0 | 0 | 0
Pollutant Emissions from Imported Electricity[SOx,lignite es] | NoSettings | 0 | 0 | 0 | 0 | 0 | 0 | 0 | 0 | 0 | 0 | 0 | 0 | 0 | 0 | 0 | 0 | 0 | 0 | 0 | 0 | 0 | 0 | 0 | 0 | 0 | 0 | 0 | 0 | 0 | 0 | 0
Pollutant Emissions from Imported Electricity[SOx,offshore wind es] | NoSettings | 0 | 0 | 0 | 0 | 0 | 0 | 0 | 0 | 0 | 0 | 0 | 0 | 0 | 0 | 0 | 0 | 0 | 0 | 0 | 0 | 0 | 0 | 0 | 0 | 0 | 0 | 0 | 0 | 0 | 0 | 0
Pollutant Emissions from Imported Electricity[SOx,crude oil es] | NoSettings | 0 | 0 | 0 | 0 | 0 | 0 | 0 | 0 | 0 | 0 | 0 | 0 | 0 | 0 | 0 | 0 | 0 | 0 | 0 | 0 | 0 | 0 | 0 | 0 | 0 | 0 | 0 | 0 | 0 | 0 | 0
Pollutant Emissions from Imported Electricity[SOx,heavy or residual fuel oil es] | NoSettings | 0 | 0 | 0 | 0 | 0 | 0 | 0 | 0 | 0 | 0 | 0 | 0 | 0 | 0 | 0 | 0 | 0 | 0 | 0 | 0 | 0 | 0 | 0 | 0 | 0 | 0 | 0 | 0 | 0 | 0 | 0
Pollutant Emissions from Imported Electricity[SOx,municipal solid waste es] | NoSettings | 0 | 0 | 0 | 0 | 0 | 0 | 0 | 0 | 0 | 0 | 0 | 0 | 0 | 0 | 0 | 0 | 0 | 0 | 0 | 0 | 0 | 0 | 0 | 0 | 0 | 0 | 0 | 0 | 0 | 0 | 0
Pollutant Emissions from Imported Electricity[BC,hard coal es] | NoSettings | 19005100 | 15196400 | 11406900 | 7598190 | 3808710 | 0 | 0 | 0 | 0 | 0 | 0 | 0 | 0 | 0 | 0 | 0 | 0 | 0 | 0 | 0 | 0 | 0 | 0 | 0 | 0 | 0 | 0 | 0 | 0 | 0 | 0
Pollutant Emissions from Imported Electricity[BC,natural gas nonpeaker es] | NoSettings | 39520500 | 38203100 | 36556400 | 34909700 | 33263100 | 31715200 | 30134400 | 28553500 | 26972700 | 25391900 | 23811100 | 22197300 | 20616500 | 19035700 | 17454900 | 15874100 | 14293200 | 12679500 | 11098700 | 9517840 | 7937030 | 6356210 | 4775390 | 3171520 | 1587410 | 0 | 0 | 0 | 0 | 0 | 0
Pollutant Emissions from Imported Electricity[BC,nuclear es] | NoSettings | 0 | 0 | 0 | 0 | 0 | 0 | 0 | 0 | 0 | 0 | 0 | 0 | 0 | 0 | 0 | 0 | 0 | 0 | 0 | 0 | 0 | 0 | 0 | 0 | 0 | 0 | 0 | 0 | 0 | 0 | 0
Pollutant Emissions from Imported Electricity[BC,hydro es] | NoSettings | 0 | 0 | 0 | 0 | 0 | 0 | 0 | 0 | 0 | 0 | 0 | 0 | 0 | 0 | 0 | 0 | 0 | 0 | 0 | 0 | 0 | 0 | 0 | 0 | 0 | 0 | 0 | 0 | 0 | 0 | 0
Pollutant Emissions from Imported Electricity[BC,onshore wind es] | NoSettings | 0 | 0 | 0 | 0 | 0 | 0 | 0 | 0 | 0 | 0 | 0 | 0 | 0 | 0 | 0 | 0 | 0 | 0 | 0 | 0 | 0 | 0 | 0 | 0 | 0 | 0 | 0 | 0 | 0 | 0 | 0
Pollutant Emissions from Imported Electricity[BC,solar PV es] | NoSettings | 0 | 0 | 0 | 0 | 0 | 0 | 0 | 0 | 0 | 0 | 0 | 0 | 0 | 0 | 0 | 0 | 0 | 0 | 0 | 0 | 0 | 0 | 0 | 0 | 0 | 0 | 0 | 0 | 0 | 0 | 0
Pollutant Emissions from Imported Electricity[BC,solar thermal es] | NoSettings | 0 | 0 | 0 | 0 | 0 | 0 | 0 | 0 | 0 | 0 | 0 | 0 | 0 | 0 | 0 | 0 | 0 | 0 | 0 | 0 | 0 | 0 | 0 | 0 | 0 | 0 | 0 | 0 | 0 | 0 | 0
Pollutant Emissions from Imported Electricity[BC,biomass es] | NoSettings | 68607200 | 68607200 | 68607200 | 68607200 | 68607200 | 68607200 | 68607200 | 68607200 | 68607200 | 68607200 | 68607200 | 68607200 | 68607200 | 68607200 | 68607200 | 68607200 | 68607200 | 68607200 | 68607200 | 68607200 | 68607200 | 68607200 | 68607200 | 68607200 | 68607200 | 68607200 | 68607200 | 68607200 | 68607200 | 68607200 | 68607200
Pollutant Emissions from Imported Electricity[BC,geothermal es] | NoSettings | 0 | 0 | 0 | 0 | 0 | 0 | 0 | 0 | 0 | 0 | 0 | 0 | 0 | 0 | 0 | 0 | 0 | 0 | 0 | 0 | 0 | 0 | 0 | 0 | 0 | 0 | 0 | 0 | 0 | 0 | 0
Pollutant Emissions from Imported Electricity[BC,petroleum es] | NoSettings | 1370700 | 1317400 | 1264090 | 1210790 | 1157480 | 1096560 | 1043260 | 989953 | 936648 | 875728 | 822422 | 769117 | 714289 | 659461 | 604633 | 549805 | 494976 | 439387 | 384559 | 329730 | 274902 | 220074 | 165246 | 109656 | 54980.5 | 0 | 0 | 0 | 0 | 0 | 0
Pollutant Emissions from Imported Electricity[BC,natural gas peaker es] | NoSettings | 0 | 0 | 0 | 0 | 0 | 0 | 0 | 0 | 0 | 0 | 0 | 0 | 0 | 0 | 0 | 0 | 0 | 0 | 0 | 0 | 0 | 0 | 0 | 0 | 0 | 0 | 0 | 0 | 0 | 0 | 0
Pollutant Emissions from Imported Electricity[BC,lignite es] | NoSettings | 0 | 0 | 0 | 0 | 0 | 0 | 0 | 0 | 0 | 0 | 0 | 0 | 0 | 0 | 0 | 0 | 0 | 0 | 0 | 0 | 0 | 0 | 0 | 0 | 0 | 0 | 0 | 0 | 0 | 0 | 0
Pollutant Emissions from Imported Electricity[BC,offshore wind es] | NoSettings | 0 | 0 | 0 | 0 | 0 | 0 | 0 | 0 | 0 | 0 | 0 | 0 | 0 | 0 | 0 | 0 | 0 | 0 | 0 | 0 | 0 | 0 | 0 | 0 | 0 | 0 | 0 | 0 | 0 | 0 | 0
Pollutant Emissions from Imported Electricity[BC,crude oil es] | NoSettings | 0 | 0 | 0 | 0 | 0 | 0 | 0 | 0 | 0 | 0 | 0 | 0 | 0 | 0 | 0 | 0 | 0 | 0 | 0 | 0 | 0 | 0 | 0 | 0 | 0 | 0 | 0 | 0 | 0 | 0 | 0
Pollutant Emissions from Imported Electricity[BC,heavy or residual fuel oil es] | NoSettings | 0 | 0 | 0 | 0 | 0 | 0 | 0 | 0 | 0 | 0 | 0 | 0 | 0 | 0 | 0 | 0 | 0 | 0 | 0 | 0 | 0 | 0 | 0 | 0 | 0 | 0 | 0 | 0 | 0 | 0 | 0
Pollutant Emissions from Imported Electricity[BC,municipal solid waste es] | NoSettings | 0 | 0 | 0 | 0 | 0 | 0 | 0 | 0 | 0 | 0 | 0 | 0 | 0 | 0 | 0 | 0 | 0 | 0 | 0 | 0 | 0 | 0 | 0 | 0 | 0 | 0 | 0 | 0 | 0 | 0 | 0
Pollutant Emissions from Imported Electricity[OC,hard coal es] | NoSettings | 35829300 | 28648900 | 21504800 | 14324500 | 7180360 | 0 | 0 | 0 | 0 | 0 | 0 | 0 | 0 | 0 | 0 | 0 | 0 | 0 | 0 | 0 | 0 | 0 | 0 | 0 | 0 | 0 | 0 | 0 | 0 | 0 | 0
Pollutant Emissions from Imported Electricity[OC,natural gas nonpeaker es] | NoSettings | 49777700 | 48118400 | 46044400 | 43970300 | 41896200 | 39946600 | 37955500 | 35964400 | 33973300 | 31982200 | 29991100 | 27958500 | 25967400 | 23976300 | 21985100 | 19994000 | 18002900 | 15970300 | 13979200 | 11988100 | 9997020 | 8005910 | 6014800 | 3994660 | 1999400 | 0 | 0 | 0 | 0 | 0 | 0
Pollutant Emissions from Imported Electricity[OC,nuclear es] | NoSettings | 0 | 0 | 0 | 0 | 0 | 0 | 0 | 0 | 0 | 0 | 0 | 0 | 0 | 0 | 0 | 0 | 0 | 0 | 0 | 0 | 0 | 0 | 0 | 0 | 0 | 0 | 0 | 0 | 0 | 0 | 0
Pollutant Emissions from Imported Electricity[OC,hydro es] | NoSettings | 0 | 0 | 0 | 0 | 0 | 0 | 0 | 0 | 0 | 0 | 0 | 0 | 0 | 0 | 0 | 0 | 0 | 0 | 0 | 0 | 0 | 0 | 0 | 0 | 0 | 0 | 0 | 0 | 0 | 0 | 0
Pollutant Emissions from Imported Electricity[OC,onshore wind es] | NoSettings | 0 | 0 | 0 | 0 | 0 | 0 | 0 | 0 | 0 | 0 | 0 | 0 | 0 | 0 | 0 | 0 | 0 | 0 | 0 | 0 | 0 | 0 | 0 | 0 | 0 | 0 | 0 | 0 | 0 | 0 | 0
Pollutant Emissions from Imported Electricity[OC,solar PV es] | NoSettings | 0 | 0 | 0 | 0 | 0 | 0 | 0 | 0 | 0 | 0 | 0 | 0 | 0 | 0 | 0 | 0 | 0 | 0 | 0 | 0 | 0 | 0 | 0 | 0 | 0 | 0 | 0 | 0 | 0 | 0 | 0
Pollutant Emissions from Imported Electricity[OC,solar thermal es] | NoSettings | 0 | 0 | 0 | 0 | 0 | 0 | 0 | 0 | 0 | 0 | 0 | 0 | 0 | 0 | 0 | 0 | 0 | 0 | 0 | 0 | 0 | 0 | 0 | 0 | 0 | 0 | 0 | 0 | 0 | 0 | 0
Pollutant Emissions from Imported Electricity[OC,biomass es] | NoSettings | 162077000 | 162077000 | 162077000 | 162077000 | 162077000 | 162077000 | 162077000 | 162077000 | 162077000 | 162077000 | 162077000 | 162077000 | 162077000 | 162077000 | 162077000 | 162077000 | 162077000 | 162077000 | 162077000 | 162077000 | 162077000 | 162077000 | 162077000 | 162077000 | 162077000 | 162077000 | 162077000 | 162077000 | 162077000 | 162077000 | 162077000
Pollutant Emissions from Imported Electricity[OC,geothermal es] | NoSettings | 0 | 0 | 0 | 0 | 0 | 0 | 0 | 0 | 0 | 0 | 0 | 0 | 0 | 0 | 0 | 0 | 0 | 0 | 0 | 0 | 0 | 0 | 0 | 0 | 0 | 0 | 0 | 0 | 0 | 0 | 0
Pollutant Emissions from Imported Electricity[OC,petroleum es] | NoSettings | 981052 | 942900 | 904748 | 866596 | 828444 | 784842 | 746690 | 708538 | 670386 | 626783 | 588631 | 550479 | 511237 | 471995 | 432753 | 393511 | 354269 | 314482 | 275240 | 235998 | 196755 | 157513 | 118271 | 78484.2 | 39351.1 | 0 | 0 | 0 | 0 | 0 | 0
Pollutant Emissions from Imported Electricity[OC,natural gas peaker es] | NoSettings | 0 | 0 | 0 | 0 | 0 | 0 | 0 | 0 | 0 | 0 | 0 | 0 | 0 | 0 | 0 | 0 | 0 | 0 | 0 | 0 | 0 | 0 | 0 | 0 | 0 | 0 | 0 | 0 | 0 | 0 | 0
Pollutant Emissions from Imported Electricity[OC,lignite es] | NoSettings | 0 | 0 | 0 | 0 | 0 | 0 | 0 | 0 | 0 | 0 | 0 | 0 | 0 | 0 | 0 | 0 | 0 | 0 | 0 | 0 | 0 | 0 | 0 | 0 | 0 | 0 | 0 | 0 | 0 | 0 | 0
Pollutant Emissions from Imported Electricity[OC,offshore wind es] | NoSettings | 0 | 0 | 0 | 0 | 0 | 0 | 0 | 0 | 0 | 0 | 0 | 0 | 0 | 0 | 0 | 0 | 0 | 0 | 0 | 0 | 0 | 0 | 0 | 0 | 0 | 0 | 0 | 0 | 0 | 0 | 0
Pollutant Emissions from Imported Electricity[OC,crude oil es] | NoSettings | 0 | 0 | 0 | 0 | 0 | 0 | 0 | 0 | 0 | 0 | 0 | 0 | 0 | 0 | 0 | 0 | 0 | 0 | 0 | 0 | 0 | 0 | 0 | 0 | 0 | 0 | 0 | 0 | 0 | 0 | 0
Pollutant Emissions from Imported Electricity[OC,heavy or residual fuel oil es] | NoSettings | 0 | 0 | 0 | 0 | 0 | 0 | 0 | 0 | 0 | 0 | 0 | 0 | 0 | 0 | 0 | 0 | 0 | 0 | 0 | 0 | 0 | 0 | 0 | 0 | 0 | 0 | 0 | 0 | 0 | 0 | 0
Pollutant Emissions from Imported Electricity[OC,municipal solid waste es] | NoSettings | 0 | 0 | 0 | 0 | 0 | 0 | 0 | 0 | 0 | 0 | 0 | 0 | 0 | 0 | 0 | 0 | 0 | 0 | 0 | 0 | 0 | 0 | 0 | 0 | 0 | 0 | 0 | 0 | 0 | 0 | 0
Pollutant Emissions from Imported Electricity[CH4,hard coal es] | NoSettings | 1142380000 | 913444000 | 685661000 | 456722000 | 228939000 | 0 | 0 | 0 | 0 | 0 | 0 | 0 | 0 | 0 | 0 | 0 | 0 | 0 | 0 | 0 | 0 | 0 | 0 | 0 | 0 | 0 | 0 | 0 | 0 | 0 | 0
Pollutant Emissions from Imported Electricity[CH4,natural gas nonpeaker es] | NoSettings | 150841000 | 145813000 | 139528000 | 133243000 | 126958000 | 121050000 | 115017000 | 108983000 | 102949000 | 96915600 | 90882000 | 84722600 | 78689000 | 72655300 | 66621600 | 60588000 | 54554300 | 48395000 | 42361300 | 36327700 | 30294000 | 24260300 | 18226700 | 12105000 | 6058800 | 0 | 0 | 0 | 0 | 0 | 0
Pollutant Emissions from Imported Electricity[CH4,nuclear es] | NoSettings | 0 | 0 | 0 | 0 | 0 | 0 | 0 | 0 | 0 | 0 | 0 | 0 | 0 | 0 | 0 | 0 | 0 | 0 | 0 | 0 | 0 | 0 | 0 | 0 | 0 | 0 | 0 | 0 | 0 | 0 | 0
Pollutant Emissions from Imported Electricity[CH4,hydro es] | NoSettings | 0 | 0 | 0 | 0 | 0 | 0 | 0 | 0 | 0 | 0 | 0 | 0 | 0 | 0 | 0 | 0 | 0 | 0 | 0 | 0 | 0 | 0 | 0 | 0 | 0 | 0 | 0 | 0 | 0 | 0 | 0
Pollutant Emissions from Imported Electricity[CH4,onshore wind es] | NoSettings | 0 | 0 | 0 | 0 | 0 | 0 | 0 | 0 | 0 | 0 | 0 | 0 | 0 | 0 | 0 | 0 | 0 | 0 | 0 | 0 | 0 | 0 | 0 | 0 | 0 | 0 | 0 | 0 | 0 | 0 | 0
Pollutant Emissions from Imported Electricity[CH4,solar PV es] | NoSettings | 0 | 0 | 0 | 0 | 0 | 0 | 0 | 0 | 0 | 0 | 0 | 0 | 0 | 0 | 0 | 0 | 0 | 0 | 0 | 0 | 0 | 0 | 0 | 0 | 0 | 0 | 0 | 0 | 0 | 0 | 0
Pollutant Emissions from Imported Electricity[CH4,solar thermal es] | NoSettings | 0 | 0 | 0 | 0 | 0 | 0 | 0 | 0 | 0 | 0 | 0 | 0 | 0 | 0 | 0 | 0 | 0 | 0 | 0 | 0 | 0 | 0 | 0 | 0 | 0 | 0 | 0 | 0 | 0 | 0 | 0
Pollutant Emissions from Imported Electricity[CH4,biomass es] | NoSettings | 0 | 0 | 0 | 0 | 0 | 0 | 0 | 0 | 0 | 0 | 0 | 0 | 0 | 0 | 0 | 0 | 0 | 0 | 0 | 0 | 0 | 0 | 0 | 0 | 0 | 0 | 0 | 0 | 0 | 0 | 0
Pollutant Emissions from Imported Electricity[CH4,geothermal es] | NoSettings | 0 | 0 | 0 | 0 | 0 | 0 | 0 | 0 | 0 | 0 | 0 | 0 | 0 | 0 | 0 | 0 | 0 | 0 | 0 | 0 | 0 | 0 | 0 | 0 | 0 | 0 | 0 | 0 | 0 | 0 | 0
Pollutant Emissions from Imported Electricity[CH4,petroleum es] | NoSettings | 5933780 | 5703030 | 5472270 | 5241510 | 5010750 | 4747030 | 4516270 | 4285510 | 4054750 | 3791030 | 3560270 | 3329510 | 3092160 | 2854810 | 2617460 | 2380110 | 2142760 | 1902110 | 1664760 | 1427400 | 1190050 | 952702 | 715351 | 474703 | 238011 | 0 | 0 | 0 | 0 | 0 | 0
Pollutant Emissions from Imported Electricity[CH4,natural gas peaker es] | NoSettings | 0 | 0 | 0 | 0 | 0 | 0 | 0 | 0 | 0 | 0 | 0 | 0 | 0 | 0 | 0 | 0 | 0 | 0 | 0 | 0 | 0 | 0 | 0 | 0 | 0 | 0 | 0 | 0 | 0 | 0 | 0
Pollutant Emissions from Imported Electricity[CH4,lignite es] | NoSettings | 0 | 0 | 0 | 0 | 0 | 0 | 0 | 0 | 0 | 0 | 0 | 0 | 0 | 0 | 0 | 0 | 0 | 0 | 0 | 0 | 0 | 0 | 0 | 0 | 0 | 0 | 0 | 0 | 0 | 0 | 0
Pollutant Emissions from Imported Electricity[CH4,offshore wind es] | NoSettings | 0 | 0 | 0 | 0 | 0 | 0 | 0 | 0 | 0 | 0 | 0 | 0 | 0 | 0 | 0 | 0 | 0 | 0 | 0 | 0 | 0 | 0 | 0 | 0 | 0 | 0 | 0 | 0 | 0 | 0 | 0
Pollutant Emissions from Imported Electricity[CH4,crude oil es] | NoSettings | 0 | 0 | 0 | 0 | 0 | 0 | 0 | 0 | 0 | 0 | 0 | 0 | 0 | 0 | 0 | 0 | 0 | 0 | 0 | 0 | 0 | 0 | 0 | 0 | 0 | 0 | 0 | 0 | 0 | 0 | 0
Pollutant Emissions from Imported Electricity[CH4,heavy or residual fuel oil es] | NoSettings | 0 | 0 | 0 | 0 | 0 | 0 | 0 | 0 | 0 | 0 | 0 | 0 | 0 | 0 | 0 | 0 | 0 | 0 | 0 | 0 | 0 | 0 | 0 | 0 | 0 | 0 | 0 | 0 | 0 | 0 | 0
Pollutant Emissions from Imported Electricity[CH4,municipal solid waste es] | NoSettings | 0 | 0 | 0 | 0 | 0 | 0 | 0 | 0 | 0 | 0 | 0 | 0 | 0 | 0 | 0 | 0 | 0 | 0 | 0 | 0 | 0 | 0 | 0 | 0 | 0 | 0 | 0 | 0 | 0 | 0 | 0
Pollutant Emissions from Imported Electricity[N2O,hard coal es] | NoSettings | 166165000 | 132865000 | 99732500 | 66432300 | 33300200 | 0 | 0 | 0 | 0 | 0 | 0 | 0 | 0 | 0 | 0 | 0 | 0 | 0 | 0 | 0 | 0 | 0 | 0 | 0 | 0 | 0 | 0 | 0 | 0 | 0 | 0
Pollutant Emissions from Imported Electricity[N2O,natural gas nonpeaker es] | NoSettings | 15084100 | 14581300 | 13952800 | 13324300 | 12695800 | 12105000 | 11501700 | 10898300 | 10294900 | 9691560 | 9088200 | 8472260 | 7868900 | 7265530 | 6662160 | 6058800 | 5455430 | 4839500 | 4236130 | 3632770 | 3029400 | 2426030 | 1822670 | 1210500 | 605880 | 0 | 0 | 0 | 0 | 0 | 0
Pollutant Emissions from Imported Electricity[N2O,nuclear es] | NoSettings | 0 | 0 | 0 | 0 | 0 | 0 | 0 | 0 | 0 | 0 | 0 | 0 | 0 | 0 | 0 | 0 | 0 | 0 | 0 | 0 | 0 | 0 | 0 | 0 | 0 | 0 | 0 | 0 | 0 | 0 | 0
Pollutant Emissions from Imported Electricity[N2O,hydro es] | NoSettings | 0 | 0 | 0 | 0 | 0 | 0 | 0 | 0 | 0 | 0 | 0 | 0 | 0 | 0 | 0 | 0 | 0 | 0 | 0 | 0 | 0 | 0 | 0 | 0 | 0 | 0 | 0 | 0 | 0 | 0 | 0
Pollutant Emissions from Imported Electricity[N2O,onshore wind es] | NoSettings | 0 | 0 | 0 | 0 | 0 | 0 | 0 | 0 | 0 | 0 | 0 | 0 | 0 | 0 | 0 | 0 | 0 | 0 | 0 | 0 | 0 | 0 | 0 | 0 | 0 | 0 | 0 | 0 | 0 | 0 | 0
Pollutant Emissions from Imported Electricity[N2O,solar PV es] | NoSettings | 0 | 0 | 0 | 0 | 0 | 0 | 0 | 0 | 0 | 0 | 0 | 0 | 0 | 0 | 0 | 0 | 0 | 0 | 0 | 0 | 0 | 0 | 0 | 0 | 0 | 0 | 0 | 0 | 0 | 0 | 0
Pollutant Emissions from Imported Electricity[N2O,solar thermal es] | NoSettings | 0 | 0 | 0 | 0 | 0 | 0 | 0 | 0 | 0 | 0 | 0 | 0 | 0 | 0 | 0 | 0 | 0 | 0 | 0 | 0 | 0 | 0 | 0 | 0 | 0 | 0 | 0 | 0 | 0 | 0 | 0
Pollutant Emissions from Imported Electricity[N2O,biomass es] | NoSettings | 0 | 0 | 0 | 0 | 0 | 0 | 0 | 0 | 0 | 0 | 0 | 0 | 0 | 0 | 0 | 0 | 0 | 0 | 0 | 0 | 0 | 0 | 0 | 0 | 0 | 0 | 0 | 0 | 0 | 0 | 0
Pollutant Emissions from Imported Electricity[N2O,geothermal es] | NoSettings | 0 | 0 | 0 | 0 | 0 | 0 | 0 | 0 | 0 | 0 | 0 | 0 | 0 | 0 | 0 | 0 | 0 | 0 | 0 | 0 | 0 | 0 | 0 | 0 | 0 | 0 | 0 | 0 | 0 | 0 | 0
Pollutant Emissions from Imported Electricity[N2O,petroleum es] | NoSettings | 1186760 | 1140610 | 1094450 | 1048300 | 1002150 | 949405 | 903254 | 857102 | 810950 | 758206 | 712054 | 665902 | 618432 | 570962 | 523492 | 476021 | 428551 | 380421 | 332951 | 285481 | 238011 | 190540 | 143070 | 94940.5 | 47602.1 | 0 | 0 | 0 | 0 | 0 | 0
Pollutant Emissions from Imported Electricity[N2O,natural gas peaker es] | NoSettings | 0 | 0 | 0 | 0 | 0 | 0 | 0 | 0 | 0 | 0 | 0 | 0 | 0 | 0 | 0 | 0 | 0 | 0 | 0 | 0 | 0 | 0 | 0 | 0 | 0 | 0 | 0 | 0 | 0 | 0 | 0
Pollutant Emissions from Imported Electricity[N2O,lignite es] | NoSettings | 0 | 0 | 0 | 0 | 0 | 0 | 0 | 0 | 0 | 0 | 0 | 0 | 0 | 0 | 0 | 0 | 0 | 0 | 0 | 0 | 0 | 0 | 0 | 0 | 0 | 0 | 0 | 0 | 0 | 0 | 0
Pollutant Emissions from Imported Electricity[N2O,offshore wind es] | NoSettings | 0 | 0 | 0 | 0 | 0 | 0 | 0 | 0 | 0 | 0 | 0 | 0 | 0 | 0 | 0 | 0 | 0 | 0 | 0 | 0 | 0 | 0 | 0 | 0 | 0 | 0 | 0 | 0 | 0 | 0 | 0
Pollutant Emissions from Imported Electricity[N2O,crude oil es] | NoSettings | 0 | 0 | 0 | 0 | 0 | 0 | 0 | 0 | 0 | 0 | 0 | 0 | 0 | 0 | 0 | 0 | 0 | 0 | 0 | 0 | 0 | 0 | 0 | 0 | 0 | 0 | 0 | 0 | 0 | 0 | 0
Pollutant Emissions from Imported Electricity[N2O,heavy or residual fuel oil es] | NoSettings | 0 | 0 | 0 | 0 | 0 | 0 | 0 | 0 | 0 | 0 | 0 | 0 | 0 | 0 | 0 | 0 | 0 | 0 | 0 | 0 | 0 | 0 | 0 | 0 | 0 | 0 | 0 | 0 | 0 | 0 | 0
Pollutant Emissions from Imported Electricity[N2O,municipal solid waste es] | NoSettings | 0 | 0 | 0 | 0 | 0 | 0 | 0 | 0 | 0 | 0 | 0 | 0 | 0 | 0 | 0 | 0 | 0 | 0 | 0 | 0 | 0 | 0 | 0 | 0 | 0 | 0 | 0 | 0 | 0 | 0 | 0
Pollutant Emissions from Imported Electricity[F gases,hard coal es] | NoSettings | 0 | 0 | 0 | 0 | 0 | 0 | 0 | 0 | 0 | 0 | 0 | 0 | 0 | 0 | 0 | 0 | 0 | 0 | 0 | 0 | 0 | 0 | 0 | 0 | 0 | 0 | 0 | 0 | 0 | 0 | 0
Pollutant Emissions from Imported Electricity[F gases,natural gas nonpeaker es] | NoSettings | 0 | 0 | 0 | 0 | 0 | 0 | 0 | 0 | 0 | 0 | 0 | 0 | 0 | 0 | 0 | 0 | 0 | 0 | 0 | 0 | 0 | 0 | 0 | 0 | 0 | 0 | 0 | 0 | 0 | 0 | 0
Pollutant Emissions from Imported Electricity[F gases,nuclear es] | NoSettings | 0 | 0 | 0 | 0 | 0 | 0 | 0 | 0 | 0 | 0 | 0 | 0 | 0 | 0 | 0 | 0 | 0 | 0 | 0 | 0 | 0 | 0 | 0 | 0 | 0 | 0 | 0 | 0 | 0 | 0 | 0
Pollutant Emissions from Imported Electricity[F gases,hydro es] | NoSettings | 0 | 0 | 0 | 0 | 0 | 0 | 0 | 0 | 0 | 0 | 0 | 0 | 0 | 0 | 0 | 0 | 0 | 0 | 0 | 0 | 0 | 0 | 0 | 0 | 0 | 0 | 0 | 0 | 0 | 0 | 0
Pollutant Emissions from Imported Electricity[F gases,onshore wind es] | NoSettings | 0 | 0 | 0 | 0 | 0 | 0 | 0 | 0 | 0 | 0 | 0 | 0 | 0 | 0 | 0 | 0 | 0 | 0 | 0 | 0 | 0 | 0 | 0 | 0 | 0 | 0 | 0 | 0 | 0 | 0 | 0
Pollutant Emissions from Imported Electricity[F gases,solar PV es] | NoSettings | 0 | 0 | 0 | 0 | 0 | 0 | 0 | 0 | 0 | 0 | 0 | 0 | 0 | 0 | 0 | 0 | 0 | 0 | 0 | 0 | 0 | 0 | 0 | 0 | 0 | 0 | 0 | 0 | 0 | 0 | 0
Pollutant Emissions from Imported Electricity[F gases,solar thermal es] | NoSettings | 0 | 0 | 0 | 0 | 0 | 0 | 0 | 0 | 0 | 0 | 0 | 0 | 0 | 0 | 0 | 0 | 0 | 0 | 0 | 0 | 0 | 0 | 0 | 0 | 0 | 0 | 0 | 0 | 0 | 0 | 0
Pollutant Emissions from Imported Electricity[F gases,biomass es] | NoSettings | 0 | 0 | 0 | 0 | 0 | 0 | 0 | 0 | 0 | 0 | 0 | 0 | 0 | 0 | 0 | 0 | 0 | 0 | 0 | 0 | 0 | 0 | 0 | 0 | 0 | 0 | 0 | 0 | 0 | 0 | 0
Pollutant Emissions from Imported Electricity[F gases,geothermal es] | NoSettings | 0 | 0 | 0 | 0 | 0 | 0 | 0 | 0 | 0 | 0 | 0 | 0 | 0 | 0 | 0 | 0 | 0 | 0 | 0 | 0 | 0 | 0 | 0 | 0 | 0 | 0 | 0 | 0 | 0 | 0 | 0
Pollutant Emissions from Imported Electricity[F gases,petroleum es] | NoSettings | 0 | 0 | 0 | 0 | 0 | 0 | 0 | 0 | 0 | 0 | 0 | 0 | 0 | 0 | 0 | 0 | 0 | 0 | 0 | 0 | 0 | 0 | 0 | 0 | 0 | 0 | 0 | 0 | 0 | 0 | 0
Pollutant Emissions from Imported Electricity[F gases,natural gas peaker es] | NoSettings | 0 | 0 | 0 | 0 | 0 | 0 | 0 | 0 | 0 | 0 | 0 | 0 | 0 | 0 | 0 | 0 | 0 | 0 | 0 | 0 | 0 | 0 | 0 | 0 | 0 | 0 | 0 | 0 | 0 | 0 | 0
Pollutant Emissions from Imported Electricity[F gases,lignite es] | NoSettings | 0 | 0 | 0 | 0 | 0 | 0 | 0 | 0 | 0 | 0 | 0 | 0 | 0 | 0 | 0 | 0 | 0 | 0 | 0 | 0 | 0 | 0 | 0 | 0 | 0 | 0 | 0 | 0 | 0 | 0 | 0
Pollutant Emissions from Imported Electricity[F gases,offshore wind es] | NoSettings | 0 | 0 | 0 | 0 | 0 | 0 | 0 | 0 | 0 | 0 | 0 | 0 | 0 | 0 | 0 | 0 | 0 | 0 | 0 | 0 | 0 | 0 | 0 | 0 | 0 | 0 | 0 | 0 | 0 | 0 | 0
Pollutant Emissions from Imported Electricity[F gases,crude oil es] | NoSettings | 0 | 0 | 0 | 0 | 0 | 0 | 0 | 0 | 0 | 0 | 0 | 0 | 0 | 0 | 0 | 0 | 0 | 0 | 0 | 0 | 0 | 0 | 0 | 0 | 0 | 0 | 0 | 0 | 0 | 0 | 0
Pollutant Emissions from Imported Electricity[F gases,heavy or residual fuel oil es] | NoSettings | 0 | 0 | 0 | 0 | 0 | 0 | 0 | 0 | 0 | 0 | 0 | 0 | 0 | 0 | 0 | 0 | 0 | 0 | 0 | 0 | 0 | 0 | 0 | 0 | 0 | 0 | 0 | 0 | 0 | 0 | 0
Pollutant Emissions from Imported Electricity[F gases,municipal solid waste es] | NoSettings | 0 | 0 | 0 | 0 | 0 | 0 | 0 | 0 | 0 | 0 | 0 | 0 | 0 | 0 | 0 | 0 | 0 | 0 | 0 | 0 | 0 | 0 | 0 | 0 | 0 | 0 | 0 | 0 | 0 | 0 | 0
Absolute Change in In Scope Emissions due to Electricity Imports[CO2,hard coal es] | NoSettings | 9920040000000 | 7932010000000 | 5954030000000 | 3966010000000 | 1988020000000 | 0 | 0 | 0 | 0 | 0 | 0 | 0 | 0 | 0 | 0 | 0 | 0 | 0 | 0 | 0 | 0 | 0 | 0 | 0 | 0 | 0 | 0 | 0 | 0 | 0 | 0
Absolute Change in In Scope Emissions due to Electricity Imports[CO2,natural gas nonpeaker es] | NoSettings | 8003650000000 | 7736860000000 | 7403370000000 | 7069890000000 | 6736400000000 | 6422930000000 | 6102780000000 | 5782640000000 | 5462490000000 | 5142340000000 | 4822200000000 | 4495380000000 | 4175240000000 | 3855090000000 | 3534940000000 | 3214800000000 | 2894650000000 | 2567840000000 | 2247690000000 | 1927550000000 | 1607400000000 | 1287250000000 | 967107000000 | 642293000000 | 321480000000 | 0 | 0 | 0 | 0 | 0 | 0
Absolute Change in In Scope Emissions due to Electricity Imports[CO2,nuclear es] | NoSettings | 0 | 0 | 0 | 0 | 0 | 0 | 0 | 0 | 0 | 0 | 0 | 0 | 0 | 0 | 0 | 0 | 0 | 0 | 0 | 0 | 0 | 0 | 0 | 0 | 0 | 0 | 0 | 0 | 0 | 0 | 0
Absolute Change in In Scope Emissions due to Electricity Imports[CO2,hydro es] | NoSettings | 0 | 0 | 0 | 0 | 0 | 0 | 0 | 0 | 0 | 0 | 0 | 0 | 0 | 0 | 0 | 0 | 0 | 0 | 0 | 0 | 0 | 0 | 0 | 0 | 0 | 0 | 0 | 0 | 0 | 0 | 0
Absolute Change in In Scope Emissions due to Electricity Imports[CO2,onshore wind es] | NoSettings | 0 | 0 | 0 | 0 | 0 | 0 | 0 | 0 | 0 | 0 | 0 | 0 | 0 | 0 | 0 | 0 | 0 | 0 | 0 | 0 | 0 | 0 | 0 | 0 | 0 | 0 | 0 | 0 | 0 | 0 | 0
Absolute Change in In Scope Emissions due to Electricity Imports[CO2,solar PV es] | NoSettings | 0 | 0 | 0 | 0 | 0 | 0 | 0 | 0 | 0 | 0 | 0 | 0 | 0 | 0 | 0 | 0 | 0 | 0 | 0 | 0 | 0 | 0 | 0 | 0 | 0 | 0 | 0 | 0 | 0 | 0 | 0
Absolute Change in In Scope Emissions due to Electricity Imports[CO2,solar thermal es] | NoSettings | 0 | 0 | 0 | 0 | 0 | 0 | 0 | 0 | 0 | 0 | 0 | 0 | 0 | 0 | 0 | 0 | 0 | 0 | 0 | 0 | 0 | 0 | 0 | 0 | 0 | 0 | 0 | 0 | 0 | 0 | 0
Absolute Change in In Scope Emissions due to Electricity Imports[CO2,biomass es] | NoSettings | 0 | 0 | 0 | 0 | 0 | 0 | 0 | 0 | 0 | 0 | 0 | 0 | 0 | 0 | 0 | 0 | 0 | 0 | 0 | 0 | 0 | 0 | 0 | 0 | 0 | 0 | 0 | 0 | 0 | 0 | 0
Absolute Change in In Scope Emissions due to Electricity Imports[CO2,geothermal es] | NoSettings | 0 | 0 | 0 | 0 | 0 | 0 | 0 | 0 | 0 | 0 | 0 | 0 | 0 | 0 | 0 | 0 | 0 | 0 | 0 | 0 | 0 | 0 | 0 | 0 | 0 | 0 | 0 | 0 | 0 | 0 | 0
Absolute Change in In Scope Emissions due to Electricity Imports[CO2,petroleum es] | NoSettings | 148542000000 | 142766000000 | 136989000000 | 131212000000 | 125436000000 | 118834000000 | 113057000000 | 107281000000 | 101504000000 | 94902100000 | 89125400000 | 83348800000 | 77407100000 | 71465400000 | 65523700000 | 59582000000 | 53640300000 | 47616100000 | 41674400000 | 35732700000 | 29791000000 | 23849300000 | 17907600000 | 11883400000 | 5958200000 | 0 | 0 | 0 | 0 | 0 | 0
Absolute Change in In Scope Emissions due to Electricity Imports[CO2,natural gas peaker es] | NoSettings | 0 | 0 | 0 | 0 | 0 | 0 | 0 | 0 | 0 | 0 | 0 | 0 | 0 | 0 | 0 | 0 | 0 | 0 | 0 | 0 | 0 | 0 | 0 | 0 | 0 | 0 | 0 | 0 | 0 | 0 | 0
Absolute Change in In Scope Emissions due to Electricity Imports[CO2,lignite es] | NoSettings | 0 | 0 | 0 | 0 | 0 | 0 | 0 | 0 | 0 | 0 | 0 | 0 | 0 | 0 | 0 | 0 | 0 | 0 | 0 | 0 | 0 | 0 | 0 | 0 | 0 | 0 | 0 | 0 | 0 | 0 | 0
Absolute Change in In Scope Emissions due to Electricity Imports[CO2,offshore wind es] | NoSettings | 0 | 0 | 0 | 0 | 0 | 0 | 0 | 0 | 0 | 0 | 0 | 0 | 0 | 0 | 0 | 0 | 0 | 0 | 0 | 0 | 0 | 0 | 0 | 0 | 0 | 0 | 0 | 0 | 0 | 0 | 0
Absolute Change in In Scope Emissions due to Electricity Imports[CO2,crude oil es] | NoSettings | 0 | 0 | 0 | 0 | 0 | 0 | 0 | 0 | 0 | 0 | 0 | 0 | 0 | 0 | 0 | 0 | 0 | 0 | 0 | 0 | 0 | 0 | 0 | 0 | 0 | 0 | 0 | 0 | 0 | 0 | 0
Absolute Change in In Scope Emissions due to Electricity Imports[CO2,heavy or residual fuel oil es] | NoSettings | 0 | 0 | 0 | 0 | 0 | 0 | 0 | 0 | 0 | 0 | 0 | 0 | 0 | 0 | 0 | 0 | 0 | 0 | 0 | 0 | 0 | 0 | 0 | 0 | 0 | 0 | 0 | 0 | 0 | 0 | 0
Absolute Change in In Scope Emissions due to Electricity Imports[CO2,municipal solid waste es] | NoSettings | 0 | 0 | 0 | 0 | 0 | 0 | 0 | 0 | 0 | 0 | 0 | 0 | 0 | 0 | 0 | 0 | 0 | 0 | 0 | 0 | 0 | 0 | 0 | 0 | 0 | 0 | 0 | 0 | 0 | 0 | 0
Absolute Change in In Scope Emissions due to Electricity Imports[VOC,hard coal es] | NoSettings | 87963500 | 70335200 | 52795900 | 35167600 | 17628300 | 0 | 0 | 0 | 0 | 0 | 0 | 0 | 0 | 0 | 0 | 0 | 0 | 0 | 0 | 0 | 0 | 0 | 0 | 0 | 0 | 0 | 0 | 0 | 0 | 0 | 0
Absolute Change in In Scope Emissions due to Electricity Imports[VOC,natural gas nonpeaker es] | NoSettings | 72856400 | 70427900 | 67392200 | 64356500 | 61320800 | 58467300 | 55553000 | 52638800 | 49724500 | 46810300 | 43896000 | 40921000 | 38006800 | 35092500 | 32178300 | 29264000 | 26349700 | 23374800 | 20460500 | 17546300 | 14632000 | 11717700 | 8803480 | 5846730 | 2926400 | 0 | 0 | 0 | 0 | 0 | 0
Absolute Change in In Scope Emissions due to Electricity Imports[VOC,nuclear es] | NoSettings | 0 | 0 | 0 | 0 | 0 | 0 | 0 | 0 | 0 | 0 | 0 | 0 | 0 | 0 | 0 | 0 | 0 | 0 | 0 | 0 | 0 | 0 | 0 | 0 | 0 | 0 | 0 | 0 | 0 | 0 | 0
Absolute Change in In Scope Emissions due to Electricity Imports[VOC,hydro es] | NoSettings | 0 | 0 | 0 | 0 | 0 | 0 | 0 | 0 | 0 | 0 | 0 | 0 | 0 | 0 | 0 | 0 | 0 | 0 | 0 | 0 | 0 | 0 | 0 | 0 | 0 | 0 | 0 | 0 | 0 | 0 | 0
Absolute Change in In Scope Emissions due to Electricity Imports[VOC,onshore wind es] | NoSettings | 0 | 0 | 0 | 0 | 0 | 0 | 0 | 0 | 0 | 0 | 0 | 0 | 0 | 0 | 0 | 0 | 0 | 0 | 0 | 0 | 0 | 0 | 0 | 0 | 0 | 0 | 0 | 0 | 0 | 0 | 0
Absolute Change in In Scope Emissions due to Electricity Imports[VOC,solar PV es] | NoSettings | 0 | 0 | 0 | 0 | 0 | 0 | 0 | 0 | 0 | 0 | 0 | 0 | 0 | 0 | 0 | 0 | 0 | 0 | 0 | 0 | 0 | 0 | 0 | 0 | 0 | 0 | 0 | 0 | 0 | 0 | 0
Absolute Change in In Scope Emissions due to Electricity Imports[VOC,solar thermal es] | NoSettings | 0 | 0 | 0 | 0 | 0 | 0 | 0 | 0 | 0 | 0 | 0 | 0 | 0 | 0 | 0 | 0 | 0 | 0 | 0 | 0 | 0 | 0 | 0 | 0 | 0 | 0 | 0 | 0 | 0 | 0 | 0
Absolute Change in In Scope Emissions due to Electricity Imports[VOC,biomass es] | NoSettings | 109408000 | 109408000 | 109408000 | 109408000 | 109408000 | 109408000 | 109408000 | 109408000 | 109408000 | 109408000 | 109408000 | 109408000 | 109408000 | 109408000 | 109408000 | 109408000 | 109408000 | 109408000 | 109408000 | 109408000 | 109408000 | 109408000 | 109408000 | 109408000 | 109408000 | 109408000 | 109408000 | 109408000 | 109408000 | 109408000 | 109408000
Absolute Change in In Scope Emissions due to Electricity Imports[VOC,geothermal es] | NoSettings | 0 | 0 | 0 | 0 | 0 | 0 | 0 | 0 | 0 | 0 | 0 | 0 | 0 | 0 | 0 | 0 | 0 | 0 | 0 | 0 | 0 | 0 | 0 | 0 | 0 | 0 | 0 | 0 | 0 | 0 | 0
Absolute Change in In Scope Emissions due to Electricity Imports[VOC,petroleum es] | NoSettings | 3184460 | 3060620 | 2936780 | 2812940 | 2689100 | 2547570 | 2423730 | 2299890 | 2176050 | 2034520 | 1910680 | 1786840 | 1659460 | 1532080 | 1404700 | 1277320 | 1149950 | 1020800 | 893419 | 766041 | 638662 | 511283 | 383905 | 254757 | 127732 | 0 | 0 | 0 | 0 | 0 | 0
Absolute Change in In Scope Emissions due to Electricity Imports[VOC,natural gas peaker es] | NoSettings | 0 | 0 | 0 | 0 | 0 | 0 | 0 | 0 | 0 | 0 | 0 | 0 | 0 | 0 | 0 | 0 | 0 | 0 | 0 | 0 | 0 | 0 | 0 | 0 | 0 | 0 | 0 | 0 | 0 | 0 | 0
Absolute Change in In Scope Emissions due to Electricity Imports[VOC,lignite es] | NoSettings | 0 | 0 | 0 | 0 | 0 | 0 | 0 | 0 | 0 | 0 | 0 | 0 | 0 | 0 | 0 | 0 | 0 | 0 | 0 | 0 | 0 | 0 | 0 | 0 | 0 | 0 | 0 | 0 | 0 | 0 | 0
Absolute Change in In Scope Emissions due to Electricity Imports[VOC,offshore wind es] | NoSettings | 0 | 0 | 0 | 0 | 0 | 0 | 0 | 0 | 0 | 0 | 0 | 0 | 0 | 0 | 0 | 0 | 0 | 0 | 0 | 0 | 0 | 0 | 0 | 0 | 0 | 0 | 0 | 0 | 0 | 0 | 0
Absolute Change in In Scope Emissions due to Electricity Imports[VOC,crude oil es] | NoSettings | 0 | 0 | 0 | 0 | 0 | 0 | 0 | 0 | 0 | 0 | 0 | 0 | 0 | 0 | 0 | 0 | 0 | 0 | 0 | 0 | 0 | 0 | 0 | 0 | 0 | 0 | 0 | 0 | 0 | 0 | 0
Absolute Change in In Scope Emissions due to Electricity Imports[VOC,heavy or residual fuel oil es] | NoSettings | 0 | 0 | 0 | 0 | 0 | 0 | 0 | 0 | 0 | 0 | 0 | 0 | 0 | 0 | 0 | 0 | 0 | 0 | 0 | 0 | 0 | 0 | 0 | 0 | 0 | 0 | 0 | 0 | 0 | 0 | 0
Absolute Change in In Scope Emissions due to Electricity Imports[VOC,municipal solid waste es] | NoSettings | 0 | 0 | 0 | 0 | 0 | 0 | 0 | 0 | 0 | 0 | 0 | 0 | 0 | 0 | 0 | 0 | 0 | 0 | 0 | 0 | 0 | 0 | 0 | 0 | 0 | 0 | 0 | 0 | 0 | 0 | 0
Absolute Change in In Scope Emissions due to Electricity Imports[CO,hard coal es] | NoSettings | 573892000 | 458881000 | 344451000 | 229440000 | 115011000 | 0 | 0 | 0 | 0 | 0 | 0 | 0 | 0 | 0 | 0 | 0 | 0 | 0 | 0 | 0 | 0 | 0 | 0 | 0 | 0 | 0 | 0 | 0 | 0 | 0 | 0
Absolute Change in In Scope Emissions due to Electricity Imports[CO,natural gas nonpeaker es] | NoSettings | 1831370000 | 1770320000 | 1694010000 | 1617710000 | 1541400000 | 1469670000 | 1396420000 | 1323160000 | 1249910000 | 1176650000 | 1103400000 | 1028620000 | 955363000 | 882108000 | 808853000 | 735599000 | 662344000 | 587563000 | 514309000 | 441054000 | 367799000 | 294545000 | 221290000 | 146967000 | 73559900 | 0 | 0 | 0 | 0 | 0 | 0
Absolute Change in In Scope Emissions due to Electricity Imports[CO,nuclear es] | NoSettings | 0 | 0 | 0 | 0 | 0 | 0 | 0 | 0 | 0 | 0 | 0 | 0 | 0 | 0 | 0 | 0 | 0 | 0 | 0 | 0 | 0 | 0 | 0 | 0 | 0 | 0 | 0 | 0 | 0 | 0 | 0
Absolute Change in In Scope Emissions due to Electricity Imports[CO,hydro es] | NoSettings | 0 | 0 | 0 | 0 | 0 | 0 | 0 | 0 | 0 | 0 | 0 | 0 | 0 | 0 | 0 | 0 | 0 | 0 | 0 | 0 | 0 | 0 | 0 | 0 | 0 | 0 | 0 | 0 | 0 | 0 | 0
Absolute Change in In Scope Emissions due to Electricity Imports[CO,onshore wind es] | NoSettings | 0 | 0 | 0 | 0 | 0 | 0 | 0 | 0 | 0 | 0 | 0 | 0 | 0 | 0 | 0 | 0 | 0 | 0 | 0 | 0 | 0 | 0 | 0 | 0 | 0 | 0 | 0 | 0 | 0 | 0 | 0
Absolute Change in In Scope Emissions due to Electricity Imports[CO,solar PV es] | NoSettings | 0 | 0 | 0 | 0 | 0 | 0 | 0 | 0 | 0 | 0 | 0 | 0 | 0 | 0 | 0 | 0 | 0 | 0 | 0 | 0 | 0 | 0 | 0 | 0 | 0 | 0 | 0 | 0 | 0 | 0 | 0
Absolute Change in In Scope Emissions due to Electricity Imports[CO,solar thermal es] | NoSettings | 0 | 0 | 0 | 0 | 0 | 0 | 0 | 0 | 0 | 0 | 0 | 0 | 0 | 0 | 0 | 0 | 0 | 0 | 0 | 0 | 0 | 0 | 0 | 0 | 0 | 0 | 0 | 0 | 0 | 0 | 0
Absolute Change in In Scope Emissions due to Electricity Imports[CO,biomass es] | NoSettings | 3855610000 | 3855610000 | 3855610000 | 3855610000 | 3855610000 | 3855610000 | 3855610000 | 3855610000 | 3855610000 | 3855610000 | 3855610000 | 3855610000 | 3855610000 | 3855610000 | 3855610000 | 3855610000 | 3855610000 | 3855610000 | 3855610000 | 3855610000 | 3855610000 | 3855610000 | 3855610000 | 3855610000 | 3855610000 | 3855610000 | 3855610000 | 3855610000 | 3855610000 | 3855610000 | 3855610000
Absolute Change in In Scope Emissions due to Electricity Imports[CO,geothermal es] | NoSettings | 0 | 0 | 0 | 0 | 0 | 0 | 0 | 0 | 0 | 0 | 0 | 0 | 0 | 0 | 0 | 0 | 0 | 0 | 0 | 0 | 0 | 0 | 0 | 0 | 0 | 0 | 0 | 0 | 0 | 0 | 0
Absolute Change in In Scope Emissions due to Electricity Imports[CO,petroleum es] | NoSettings | 23946800 | 23015500 | 22084200 | 21153000 | 20221700 | 19157400 | 18226200 | 17294900 | 16363600 | 15299300 | 14368100 | 13436800 | 12478900 | 11521100 | 10563200 | 9605320 | 8647450 | 7676270 | 6718400 | 5760530 | 4802660 | 3844790 | 2886920 | 1915740 | 960532 | 0 | 0 | 0 | 0 | 0 | 0
Absolute Change in In Scope Emissions due to Electricity Imports[CO,natural gas peaker es] | NoSettings | 0 | 0 | 0 | 0 | 0 | 0 | 0 | 0 | 0 | 0 | 0 | 0 | 0 | 0 | 0 | 0 | 0 | 0 | 0 | 0 | 0 | 0 | 0 | 0 | 0 | 0 | 0 | 0 | 0 | 0 | 0
Absolute Change in In Scope Emissions due to Electricity Imports[CO,lignite es] | NoSettings | 0 | 0 | 0 | 0 | 0 | 0 | 0 | 0 | 0 | 0 | 0 | 0 | 0 | 0 | 0 | 0 | 0 | 0 | 0 | 0 | 0 | 0 | 0 | 0 | 0 | 0 | 0 | 0 | 0 | 0 | 0
Absolute Change in In Scope Emissions due to Electricity Imports[CO,offshore wind es] | NoSettings | 0 | 0 | 0 | 0 | 0 | 0 | 0 | 0 | 0 | 0 | 0 | 0 | 0 | 0 | 0 | 0 | 0 | 0 | 0 | 0 | 0 | 0 | 0 | 0 | 0 | 0 | 0 | 0 | 0 | 0 | 0
Absolute Change in In Scope Emissions due to Electricity Imports[CO,crude oil es] | NoSettings | 0 | 0 | 0 | 0 | 0 | 0 | 0 | 0 | 0 | 0 | 0 | 0 | 0 | 0 | 0 | 0 | 0 | 0 | 0 | 0 | 0 | 0 | 0 | 0 | 0 | 0 | 0 | 0 | 0 | 0 | 0
Absolute Change in In Scope Emissions due to Electricity Imports[CO,heavy or residual fuel oil es] | NoSettings | 0 | 0 | 0 | 0 | 0 | 0 | 0 | 0 | 0 | 0 | 0 | 0 | 0 | 0 | 0 | 0 | 0 | 0 | 0 | 0 | 0 | 0 | 0 | 0 | 0 | 0 | 0 | 0 | 0 | 0 | 0
Absolute Change in In Scope Emissions due to Electricity Imports[CO,municipal solid waste es] | NoSettings | 0 | 0 | 0 | 0 | 0 | 0 | 0 | 0 | 0 | 0 | 0 | 0 | 0 | 0 | 0 | 0 | 0 | 0 | 0 | 0 | 0 | 0 | 0 | 0 | 0 | 0 | 0 | 0 | 0 | 0 | 0
Absolute Change in In Scope Emissions due to Electricity Imports[NOx,hard coal es] | NoSettings | 3724270000 | 2977910000 | 2235320000 | 1488950000 | 746362000 | 0 | 0 | 0 | 0 | 0 | 0 | 0 | 0 | 0 | 0 | 0 | 0 | 0 | 0 | 0 | 0 | 0 | 0 | 0 | 0 | 0 | 0 | 0 | 0 | 0 | 0
Absolute Change in In Scope Emissions due to Electricity Imports[NOx,natural gas nonpeaker es] | NoSettings | 2187050000 | 2114150000 | 2023020000 | 1931890000 | 1840770000 | 1755110000 | 1667630000 | 1580140000 | 1492660000 | 1405180000 | 1317700000 | 1228390000 | 1140910000 | 1053430000 | 965947000 | 878465000 | 790983000 | 701679000 | 614197000 | 526715000 | 439233000 | 351751000 | 264269000 | 175511000 | 87846500 | 0 | 0 | 0 | 0 | 0 | 0
Absolute Change in In Scope Emissions due to Electricity Imports[NOx,nuclear es] | NoSettings | 0 | 0 | 0 | 0 | 0 | 0 | 0 | 0 | 0 | 0 | 0 | 0 | 0 | 0 | 0 | 0 | 0 | 0 | 0 | 0 | 0 | 0 | 0 | 0 | 0 | 0 | 0 | 0 | 0 | 0 | 0
Absolute Change in In Scope Emissions due to Electricity Imports[NOx,hydro es] | NoSettings | 0 | 0 | 0 | 0 | 0 | 0 | 0 | 0 | 0 | 0 | 0 | 0 | 0 | 0 | 0 | 0 | 0 | 0 | 0 | 0 | 0 | 0 | 0 | 0 | 0 | 0 | 0 | 0 | 0 | 0 | 0
Absolute Change in In Scope Emissions due to Electricity Imports[NOx,onshore wind es] | NoSettings | 0 | 0 | 0 | 0 | 0 | 0 | 0 | 0 | 0 | 0 | 0 | 0 | 0 | 0 | 0 | 0 | 0 | 0 | 0 | 0 | 0 | 0 | 0 | 0 | 0 | 0 | 0 | 0 | 0 | 0 | 0
Absolute Change in In Scope Emissions due to Electricity Imports[NOx,solar PV es] | NoSettings | 0 | 0 | 0 | 0 | 0 | 0 | 0 | 0 | 0 | 0 | 0 | 0 | 0 | 0 | 0 | 0 | 0 | 0 | 0 | 0 | 0 | 0 | 0 | 0 | 0 | 0 | 0 | 0 | 0 | 0 | 0
Absolute Change in In Scope Emissions due to Electricity Imports[NOx,solar thermal es] | NoSettings | 0 | 0 | 0 | 0 | 0 | 0 | 0 | 0 | 0 | 0 | 0 | 0 | 0 | 0 | 0 | 0 | 0 | 0 | 0 | 0 | 0 | 0 | 0 | 0 | 0 | 0 | 0 | 0 | 0 | 0 | 0
Absolute Change in In Scope Emissions due to Electricity Imports[NOx,biomass es] | NoSettings | 751486000 | 751486000 | 751486000 | 751486000 | 751486000 | 751486000 | 751486000 | 751486000 | 751486000 | 751486000 | 751486000 | 751486000 | 751486000 | 751486000 | 751486000 | 751486000 | 751486000 | 751486000 | 751486000 | 751486000 | 751486000 | 751486000 | 751486000 | 751486000 | 751486000 | 751486000 | 751486000 | 751486000 | 751486000 | 751486000 | 751486000
Absolute Change in In Scope Emissions due to Electricity Imports[NOx,geothermal es] | NoSettings | 0 | 0 | 0 | 0 | 0 | 0 | 0 | 0 | 0 | 0 | 0 | 0 | 0 | 0 | 0 | 0 | 0 | 0 | 0 | 0 | 0 | 0 | 0 | 0 | 0 | 0 | 0 | 0 | 0 | 0 | 0
Absolute Change in In Scope Emissions due to Electricity Imports[NOx,petroleum es] | NoSettings | 748183000 | 719087000 | 689991000 | 660895000 | 631799000 | 598546000 | 569450000 | 540354000 | 511258000 | 478006000 | 448910000 | 419814000 | 389886000 | 359959000 | 330032000 | 300104000 | 270177000 | 239834000 | 209907000 | 179980000 | 150052000 | 120125000 | 90197600 | 59854600 | 30010400 | 0 | 0 | 0 | 0 | 0 | 0
Absolute Change in In Scope Emissions due to Electricity Imports[NOx,natural gas peaker es] | NoSettings | 0 | 0 | 0 | 0 | 0 | 0 | 0 | 0 | 0 | 0 | 0 | 0 | 0 | 0 | 0 | 0 | 0 | 0 | 0 | 0 | 0 | 0 | 0 | 0 | 0 | 0 | 0 | 0 | 0 | 0 | 0
Absolute Change in In Scope Emissions due to Electricity Imports[NOx,lignite es] | NoSettings | 0 | 0 | 0 | 0 | 0 | 0 | 0 | 0 | 0 | 0 | 0 | 0 | 0 | 0 | 0 | 0 | 0 | 0 | 0 | 0 | 0 | 0 | 0 | 0 | 0 | 0 | 0 | 0 | 0 | 0 | 0
Absolute Change in In Scope Emissions due to Electricity Imports[NOx,offshore wind es] | NoSettings | 0 | 0 | 0 | 0 | 0 | 0 | 0 | 0 | 0 | 0 | 0 | 0 | 0 | 0 | 0 | 0 | 0 | 0 | 0 | 0 | 0 | 0 | 0 | 0 | 0 | 0 | 0 | 0 | 0 | 0 | 0
Absolute Change in In Scope Emissions due to Electricity Imports[NOx,crude oil es] | NoSettings | 0 | 0 | 0 | 0 | 0 | 0 | 0 | 0 | 0 | 0 | 0 | 0 | 0 | 0 | 0 | 0 | 0 | 0 | 0 | 0 | 0 | 0 | 0 | 0 | 0 | 0 | 0 | 0 | 0 | 0 | 0
Absolute Change in In Scope Emissions due to Electricity Imports[NOx,heavy or residual fuel oil es] | NoSettings | 0 | 0 | 0 | 0 | 0 | 0 | 0 | 0 | 0 | 0 | 0 | 0 | 0 | 0 | 0 | 0 | 0 | 0 | 0 | 0 | 0 | 0 | 0 | 0 | 0 | 0 | 0 | 0 | 0 | 0 | 0
Absolute Change in In Scope Emissions due to Electricity Imports[NOx,municipal solid waste es] | NoSettings | 0 | 0 | 0 | 0 | 0 | 0 | 0 | 0 | 0 | 0 | 0 | 0 | 0 | 0 | 0 | 0 | 0 | 0 | 0 | 0 | 0 | 0 | 0 | 0 | 0 | 0 | 0 | 0 | 0 | 0 | 0
Absolute Change in In Scope Emissions due to Electricity Imports[PM10,hard coal es] | NoSettings | 630595000 | 504221000 | 378485000 | 252110000 | 126374000 | 0 | 0 | 0 | 0 | 0 | 0 | 0 | 0 | 0 | 0 | 0 | 0 | 0 | 0 | 0 | 0 | 0 | 0 | 0 | 0 | 0 | 0 | 0 | 0 | 0 | 0
Absolute Change in In Scope Emissions due to Electricity Imports[PM10,natural gas nonpeaker es] | NoSettings | 54906300 | 53076100 | 50788300 | 48500600 | 46212800 | 44062300 | 41866000 | 39669800 | 37473500 | 35277300 | 33081000 | 30839000 | 28642800 | 26446500 | 24250300 | 22054000 | 19857800 | 17615800 | 15419500 | 13223300 | 11027000 | 8830760 | 6634510 | 4406230 | 2205400 | 0 | 0 | 0 | 0 | 0 | 0
Absolute Change in In Scope Emissions due to Electricity Imports[PM10,nuclear es] | NoSettings | 0 | 0 | 0 | 0 | 0 | 0 | 0 | 0 | 0 | 0 | 0 | 0 | 0 | 0 | 0 | 0 | 0 | 0 | 0 | 0 | 0 | 0 | 0 | 0 | 0 | 0 | 0 | 0 | 0 | 0 | 0
Absolute Change in In Scope Emissions due to Electricity Imports[PM10,hydro es] | NoSettings | 0 | 0 | 0 | 0 | 0 | 0 | 0 | 0 | 0 | 0 | 0 | 0 | 0 | 0 | 0 | 0 | 0 | 0 | 0 | 0 | 0 | 0 | 0 | 0 | 0 | 0 | 0 | 0 | 0 | 0 | 0
Absolute Change in In Scope Emissions due to Electricity Imports[PM10,onshore wind es] | NoSettings | 0 | 0 | 0 | 0 | 0 | 0 | 0 | 0 | 0 | 0 | 0 | 0 | 0 | 0 | 0 | 0 | 0 | 0 | 0 | 0 | 0 | 0 | 0 | 0 | 0 | 0 | 0 | 0 | 0 | 0 | 0
Absolute Change in In Scope Emissions due to Electricity Imports[PM10,solar PV es] | NoSettings | 0 | 0 | 0 | 0 | 0 | 0 | 0 | 0 | 0 | 0 | 0 | 0 | 0 | 0 | 0 | 0 | 0 | 0 | 0 | 0 | 0 | 0 | 0 | 0 | 0 | 0 | 0 | 0 | 0 | 0 | 0
Absolute Change in In Scope Emissions due to Electricity Imports[PM10,solar thermal es] | NoSettings | 0 | 0 | 0 | 0 | 0 | 0 | 0 | 0 | 0 | 0 | 0 | 0 | 0 | 0 | 0 | 0 | 0 | 0 | 0 | 0 | 0 | 0 | 0 | 0 | 0 | 0 | 0 | 0 | 0 | 0 | 0
Absolute Change in In Scope Emissions due to Electricity Imports[PM10,biomass es] | NoSettings | 1705650000 | 1705650000 | 1705650000 | 1705650000 | 1705650000 | 1705650000 | 1705650000 | 1705650000 | 1705650000 | 1705650000 | 1705650000 | 1705650000 | 1705650000 | 1705650000 | 1705650000 | 1705650000 | 1705650000 | 1705650000 | 1705650000 | 1705650000 | 1705650000 | 1705650000 | 1705650000 | 1705650000 | 1705650000 | 1705650000 | 1705650000 | 1705650000 | 1705650000 | 1705650000 | 1705650000
Absolute Change in In Scope Emissions due to Electricity Imports[PM10,geothermal es] | NoSettings | 0 | 0 | 0 | 0 | 0 | 0 | 0 | 0 | 0 | 0 | 0 | 0 | 0 | 0 | 0 | 0 | 0 | 0 | 0 | 0 | 0 | 0 | 0 | 0 | 0 | 0 | 0 | 0 | 0 | 0 | 0
Absolute Change in In Scope Emissions due to Electricity Imports[PM10,petroleum es] | NoSettings | 30250400 | 29074000 | 27897600 | 26721200 | 25544800 | 24200300 | 23023900 | 21847500 | 20671100 | 19326700 | 18150300 | 16973900 | 15763800 | 14553800 | 13343800 | 12133800 | 10923800 | 9696940 | 8486930 | 7276910 | 6066890 | 4856870 | 3646860 | 2420030 | 1213380 | 0 | 0 | 0 | 0 | 0 | 0
Absolute Change in In Scope Emissions due to Electricity Imports[PM10,natural gas peaker es] | NoSettings | 0 | 0 | 0 | 0 | 0 | 0 | 0 | 0 | 0 | 0 | 0 | 0 | 0 | 0 | 0 | 0 | 0 | 0 | 0 | 0 | 0 | 0 | 0 | 0 | 0 | 0 | 0 | 0 | 0 | 0 | 0
Absolute Change in In Scope Emissions due to Electricity Imports[PM10,lignite es] | NoSettings | 0 | 0 | 0 | 0 | 0 | 0 | 0 | 0 | 0 | 0 | 0 | 0 | 0 | 0 | 0 | 0 | 0 | 0 | 0 | 0 | 0 | 0 | 0 | 0 | 0 | 0 | 0 | 0 | 0 | 0 | 0
Absolute Change in In Scope Emissions due to Electricity Imports[PM10,offshore wind es] | NoSettings | 0 | 0 | 0 | 0 | 0 | 0 | 0 | 0 | 0 | 0 | 0 | 0 | 0 | 0 | 0 | 0 | 0 | 0 | 0 | 0 | 0 | 0 | 0 | 0 | 0 | 0 | 0 | 0 | 0 | 0 | 0
Absolute Change in In Scope Emissions due to Electricity Imports[PM10,crude oil es] | NoSettings | 0 | 0 | 0 | 0 | 0 | 0 | 0 | 0 | 0 | 0 | 0 | 0 | 0 | 0 | 0 | 0 | 0 | 0 | 0 | 0 | 0 | 0 | 0 | 0 | 0 | 0 | 0 | 0 | 0 | 0 | 0
Absolute Change in In Scope Emissions due to Electricity Imports[PM10,heavy or residual fuel oil es] | NoSettings | 0 | 0 | 0 | 0 | 0 | 0 | 0 | 0 | 0 | 0 | 0 | 0 | 0 | 0 | 0 | 0 | 0 | 0 | 0 | 0 | 0 | 0 | 0 | 0 | 0 | 0 | 0 | 0 | 0 | 0 | 0
Absolute Change in In Scope Emissions due to Electricity Imports[PM10,municipal solid waste es] | NoSettings | 0 | 0 | 0 | 0 | 0 | 0 | 0 | 0 | 0 | 0 | 0 | 0 | 0 | 0 | 0 | 0 | 0 | 0 | 0 | 0 | 0 | 0 | 0 | 0 | 0 | 0 | 0 | 0 | 0 | 0 | 0
Absolute Change in In Scope Emissions due to Electricity Imports[PM25,hard coal es] | NoSettings | 442310000 | 353669000 | 265475000 | 176834000 | 88641000 | 0 | 0 | 0 | 0 | 0 | 0 | 0 | 0 | 0 | 0 | 0 | 0 | 0 | 0 | 0 | 0 | 0 | 0 | 0 | 0 | 0 | 0 | 0 | 0 | 0 | 0
Absolute Change in In Scope Emissions due to Electricity Imports[PM25,natural gas nonpeaker es] | NoSettings | 54906300 | 53076100 | 50788300 | 48500600 | 46212800 | 44062300 | 41866000 | 39669800 | 37473500 | 35277300 | 33081000 | 30839000 | 28642800 | 26446500 | 24250300 | 22054000 | 19857800 | 17615800 | 15419500 | 13223300 | 11027000 | 8830760 | 6634510 | 4406230 | 2205400 | 0 | 0 | 0 | 0 | 0 | 0
Absolute Change in In Scope Emissions due to Electricity Imports[PM25,nuclear es] | NoSettings | 0 | 0 | 0 | 0 | 0 | 0 | 0 | 0 | 0 | 0 | 0 | 0 | 0 | 0 | 0 | 0 | 0 | 0 | 0 | 0 | 0 | 0 | 0 | 0 | 0 | 0 | 0 | 0 | 0 | 0 | 0
Absolute Change in In Scope Emissions due to Electricity Imports[PM25,hydro es] | NoSettings | 0 | 0 | 0 | 0 | 0 | 0 | 0 | 0 | 0 | 0 | 0 | 0 | 0 | 0 | 0 | 0 | 0 | 0 | 0 | 0 | 0 | 0 | 0 | 0 | 0 | 0 | 0 | 0 | 0 | 0 | 0
Absolute Change in In Scope Emissions due to Electricity Imports[PM25,onshore wind es] | NoSettings | 0 | 0 | 0 | 0 | 0 | 0 | 0 | 0 | 0 | 0 | 0 | 0 | 0 | 0 | 0 | 0 | 0 | 0 | 0 | 0 | 0 | 0 | 0 | 0 | 0 | 0 | 0 | 0 | 0 | 0 | 0
Absolute Change in In Scope Emissions due to Electricity Imports[PM25,solar PV es] | NoSettings | 0 | 0 | 0 | 0 | 0 | 0 | 0 | 0 | 0 | 0 | 0 | 0 | 0 | 0 | 0 | 0 | 0 | 0 | 0 | 0 | 0 | 0 | 0 | 0 | 0 | 0 | 0 | 0 | 0 | 0 | 0
Absolute Change in In Scope Emissions due to Electricity Imports[PM25,solar thermal es] | NoSettings | 0 | 0 | 0 | 0 | 0 | 0 | 0 | 0 | 0 | 0 | 0 | 0 | 0 | 0 | 0 | 0 | 0 | 0 | 0 | 0 | 0 | 0 | 0 | 0 | 0 | 0 | 0 | 0 | 0 | 0 | 0
Absolute Change in In Scope Emissions due to Electricity Imports[PM25,biomass es] | NoSettings | 497170000 | 497170000 | 497170000 | 497170000 | 497170000 | 497170000 | 497170000 | 497170000 | 497170000 | 497170000 | 497170000 | 497170000 | 497170000 | 497170000 | 497170000 | 497170000 | 497170000 | 497170000 | 497170000 | 497170000 | 497170000 | 497170000 | 497170000 | 497170000 | 497170000 | 497170000 | 497170000 | 497170000 | 497170000 | 497170000 | 497170000
Absolute Change in In Scope Emissions due to Electricity Imports[PM25,geothermal es] | NoSettings | 0 | 0 | 0 | 0 | 0 | 0 | 0 | 0 | 0 | 0 | 0 | 0 | 0 | 0 | 0 | 0 | 0 | 0 | 0 | 0 | 0 | 0 | 0 | 0 | 0 | 0 | 0 | 0 | 0 | 0 | 0
Absolute Change in In Scope Emissions due to Electricity Imports[PM25,petroleum es] | NoSettings | 21587100 | 20747600 | 19908100 | 19068600 | 18229100 | 17269700 | 16430200 | 15590700 | 14751200 | 13791800 | 12952300 | 12112800 | 11249300 | 10385800 | 9522310 | 8658830 | 7795340 | 6919870 | 6056380 | 5192900 | 4329410 | 3465930 | 2602450 | 1726970 | 865883 | 0 | 0 | 0 | 0 | 0 | 0
Absolute Change in In Scope Emissions due to Electricity Imports[PM25,natural gas peaker es] | NoSettings | 0 | 0 | 0 | 0 | 0 | 0 | 0 | 0 | 0 | 0 | 0 | 0 | 0 | 0 | 0 | 0 | 0 | 0 | 0 | 0 | 0 | 0 | 0 | 0 | 0 | 0 | 0 | 0 | 0 | 0 | 0
Absolute Change in In Scope Emissions due to Electricity Imports[PM25,lignite es] | NoSettings | 0 | 0 | 0 | 0 | 0 | 0 | 0 | 0 | 0 | 0 | 0 | 0 | 0 | 0 | 0 | 0 | 0 | 0 | 0 | 0 | 0 | 0 | 0 | 0 | 0 | 0 | 0 | 0 | 0 | 0 | 0
Absolute Change in In Scope Emissions due to Electricity Imports[PM25,offshore wind es] | NoSettings | 0 | 0 | 0 | 0 | 0 | 0 | 0 | 0 | 0 | 0 | 0 | 0 | 0 | 0 | 0 | 0 | 0 | 0 | 0 | 0 | 0 | 0 | 0 | 0 | 0 | 0 | 0 | 0 | 0 | 0 | 0
Absolute Change in In Scope Emissions due to Electricity Imports[PM25,crude oil es] | NoSettings | 0 | 0 | 0 | 0 | 0 | 0 | 0 | 0 | 0 | 0 | 0 | 0 | 0 | 0 | 0 | 0 | 0 | 0 | 0 | 0 | 0 | 0 | 0 | 0 | 0 | 0 | 0 | 0 | 0 | 0 | 0
Absolute Change in In Scope Emissions due to Electricity Imports[PM25,heavy or residual fuel oil es] | NoSettings | 0 | 0 | 0 | 0 | 0 | 0 | 0 | 0 | 0 | 0 | 0 | 0 | 0 | 0 | 0 | 0 | 0 | 0 | 0 | 0 | 0 | 0 | 0 | 0 | 0 | 0 | 0 | 0 | 0 | 0 | 0
Absolute Change in In Scope Emissions due to Electricity Imports[PM25,municipal solid waste es] | NoSettings | 0 | 0 | 0 | 0 | 0 | 0 | 0 | 0 | 0 | 0 | 0 | 0 | 0 | 0 | 0 | 0 | 0 | 0 | 0 | 0 | 0 | 0 | 0 | 0 | 0 | 0 | 0 | 0 | 0 | 0 | 0
Absolute Change in In Scope Emissions due to Electricity Imports[SOx,hard coal es] | NoSettings | 24157200000 | 19316000000 | 14499200000 | 9658010000 | 4841230000 | 0 | 0 | 0 | 0 | 0 | 0 | 0 | 0 | 0 | 0 | 0 | 0 | 0 | 0 | 0 | 0 | 0 | 0 | 0 | 0 | 0 | 0 | 0 | 0 | 0 | 0
Absolute Change in In Scope Emissions due to Electricity Imports[SOx,natural gas nonpeaker es] | NoSettings | 114489000 | 110672000 | 105902000 | 101132000 | 96361300 | 91877200 | 87297600 | 82718100 | 78138500 | 73559000 | 68979400 | 64304500 | 59724900 | 55145400 | 50565800 | 45986300 | 41406700 | 36731800 | 32152200 | 27572700 | 22993100 | 18413600 | 13834000 | 9187720 | 4598630 | 0 | 0 | 0 | 0 | 0 | 0
Absolute Change in In Scope Emissions due to Electricity Imports[SOx,nuclear es] | NoSettings | 0 | 0 | 0 | 0 | 0 | 0 | 0 | 0 | 0 | 0 | 0 | 0 | 0 | 0 | 0 | 0 | 0 | 0 | 0 | 0 | 0 | 0 | 0 | 0 | 0 | 0 | 0 | 0 | 0 | 0 | 0
Absolute Change in In Scope Emissions due to Electricity Imports[SOx,hydro es] | NoSettings | 0 | 0 | 0 | 0 | 0 | 0 | 0 | 0 | 0 | 0 | 0 | 0 | 0 | 0 | 0 | 0 | 0 | 0 | 0 | 0 | 0 | 0 | 0 | 0 | 0 | 0 | 0 | 0 | 0 | 0 | 0
Absolute Change in In Scope Emissions due to Electricity Imports[SOx,onshore wind es] | NoSettings | 0 | 0 | 0 | 0 | 0 | 0 | 0 | 0 | 0 | 0 | 0 | 0 | 0 | 0 | 0 | 0 | 0 | 0 | 0 | 0 | 0 | 0 | 0 | 0 | 0 | 0 | 0 | 0 | 0 | 0 | 0
Absolute Change in In Scope Emissions due to Electricity Imports[SOx,solar PV es] | NoSettings | 0 | 0 | 0 | 0 | 0 | 0 | 0 | 0 | 0 | 0 | 0 | 0 | 0 | 0 | 0 | 0 | 0 | 0 | 0 | 0 | 0 | 0 | 0 | 0 | 0 | 0 | 0 | 0 | 0 | 0 | 0
Absolute Change in In Scope Emissions due to Electricity Imports[SOx,solar thermal es] | NoSettings | 0 | 0 | 0 | 0 | 0 | 0 | 0 | 0 | 0 | 0 | 0 | 0 | 0 | 0 | 0 | 0 | 0 | 0 | 0 | 0 | 0 | 0 | 0 | 0 | 0 | 0 | 0 | 0 | 0 | 0 | 0
Absolute Change in In Scope Emissions due to Electricity Imports[SOx,biomass es] | NoSettings | 0 | 0 | 0 | 0 | 0 | 0 | 0 | 0 | 0 | 0 | 0 | 0 | 0 | 0 | 0 | 0 | 0 | 0 | 0 | 0 | 0 | 0 | 0 | 0 | 0 | 0 | 0 | 0 | 0 | 0 | 0
Absolute Change in In Scope Emissions due to Electricity Imports[SOx,geothermal es] | NoSettings | 0 | 0 | 0 | 0 | 0 | 0 | 0 | 0 | 0 | 0 | 0 | 0 | 0 | 0 | 0 | 0 | 0 | 0 | 0 | 0 | 0 | 0 | 0 | 0 | 0 | 0 | 0 | 0 | 0 | 0 | 0
Absolute Change in In Scope Emissions due to Electricity Imports[SOx,petroleum es] | NoSettings | 542465000 | 521369000 | 500273000 | 479177000 | 458081000 | 433972000 | 412876000 | 391780000 | 370684000 | 346575000 | 325479000 | 304383000 | 282684000 | 260986000 | 239287000 | 217589000 | 195890000 | 173890000 | 152191000 | 130493000 | 108794000 | 87095700 | 65397100 | 43397200 | 21758900 | 0 | 0 | 0 | 0 | 0 | 0
Absolute Change in In Scope Emissions due to Electricity Imports[SOx,natural gas peaker es] | NoSettings | 0 | 0 | 0 | 0 | 0 | 0 | 0 | 0 | 0 | 0 | 0 | 0 | 0 | 0 | 0 | 0 | 0 | 0 | 0 | 0 | 0 | 0 | 0 | 0 | 0 | 0 | 0 | 0 | 0 | 0 | 0
Absolute Change in In Scope Emissions due to Electricity Imports[SOx,lignite es] | NoSettings | 0 | 0 | 0 | 0 | 0 | 0 | 0 | 0 | 0 | 0 | 0 | 0 | 0 | 0 | 0 | 0 | 0 | 0 | 0 | 0 | 0 | 0 | 0 | 0 | 0 | 0 | 0 | 0 | 0 | 0 | 0
Absolute Change in In Scope Emissions due to Electricity Imports[SOx,offshore wind es] | NoSettings | 0 | 0 | 0 | 0 | 0 | 0 | 0 | 0 | 0 | 0 | 0 | 0 | 0 | 0 | 0 | 0 | 0 | 0 | 0 | 0 | 0 | 0 | 0 | 0 | 0 | 0 | 0 | 0 | 0 | 0 | 0
Absolute Change in In Scope Emissions due to Electricity Imports[SOx,crude oil es] | NoSettings | 0 | 0 | 0 | 0 | 0 | 0 | 0 | 0 | 0 | 0 | 0 | 0 | 0 | 0 | 0 | 0 | 0 | 0 | 0 | 0 | 0 | 0 | 0 | 0 | 0 | 0 | 0 | 0 | 0 | 0 | 0
Absolute Change in In Scope Emissions due to Electricity Imports[SOx,heavy or residual fuel oil es] | NoSettings | 0 | 0 | 0 | 0 | 0 | 0 | 0 | 0 | 0 | 0 | 0 | 0 | 0 | 0 | 0 | 0 | 0 | 0 | 0 | 0 | 0 | 0 | 0 | 0 | 0 | 0 | 0 | 0 | 0 | 0 | 0
Absolute Change in In Scope Emissions due to Electricity Imports[SOx,municipal solid waste es] | NoSettings | 0 | 0 | 0 | 0 | 0 | 0 | 0 | 0 | 0 | 0 | 0 | 0 | 0 | 0 | 0 | 0 | 0 | 0 | 0 | 0 | 0 | 0 | 0 | 0 | 0 | 0 | 0 | 0 | 0 | 0 | 0
Absolute Change in In Scope Emissions due to Electricity Imports[BC,hard coal es] | NoSettings | 19005100 | 15196400 | 11406900 | 7598190 | 3808710 | 0 | 0 | 0 | 0 | 0 | 0 | 0 | 0 | 0 | 0 | 0 | 0 | 0 | 0 | 0 | 0 | 0 | 0 | 0 | 0 | 0 | 0 | 0 | 0 | 0 | 0
Absolute Change in In Scope Emissions due to Electricity Imports[BC,natural gas nonpeaker es] | NoSettings | 39520500 | 38203100 | 36556400 | 34909700 | 33263100 | 31715200 | 30134400 | 28553500 | 26972700 | 25391900 | 23811100 | 22197300 | 20616500 | 19035700 | 17454900 | 15874100 | 14293200 | 12679500 | 11098700 | 9517840 | 7937030 | 6356210 | 4775390 | 3171520 | 1587410 | 0 | 0 | 0 | 0 | 0 | 0
Absolute Change in In Scope Emissions due to Electricity Imports[BC,nuclear es] | NoSettings | 0 | 0 | 0 | 0 | 0 | 0 | 0 | 0 | 0 | 0 | 0 | 0 | 0 | 0 | 0 | 0 | 0 | 0 | 0 | 0 | 0 | 0 | 0 | 0 | 0 | 0 | 0 | 0 | 0 | 0 | 0
Absolute Change in In Scope Emissions due to Electricity Imports[BC,hydro es] | NoSettings | 0 | 0 | 0 | 0 | 0 | 0 | 0 | 0 | 0 | 0 | 0 | 0 | 0 | 0 | 0 | 0 | 0 | 0 | 0 | 0 | 0 | 0 | 0 | 0 | 0 | 0 | 0 | 0 | 0 | 0 | 0
Absolute Change in In Scope Emissions due to Electricity Imports[BC,onshore wind es] | NoSettings | 0 | 0 | 0 | 0 | 0 | 0 | 0 | 0 | 0 | 0 | 0 | 0 | 0 | 0 | 0 | 0 | 0 | 0 | 0 | 0 | 0 | 0 | 0 | 0 | 0 | 0 | 0 | 0 | 0 | 0 | 0
Absolute Change in In Scope Emissions due to Electricity Imports[BC,solar PV es] | NoSettings | 0 | 0 | 0 | 0 | 0 | 0 | 0 | 0 | 0 | 0 | 0 | 0 | 0 | 0 | 0 | 0 | 0 | 0 | 0 | 0 | 0 | 0 | 0 | 0 | 0 | 0 | 0 | 0 | 0 | 0 | 0
Absolute Change in In Scope Emissions due to Electricity Imports[BC,solar thermal es] | NoSettings | 0 | 0 | 0 | 0 | 0 | 0 | 0 | 0 | 0 | 0 | 0 | 0 | 0 | 0 | 0 | 0 | 0 | 0 | 0 | 0 | 0 | 0 | 0 | 0 | 0 | 0 | 0 | 0 | 0 | 0 | 0
Absolute Change in In Scope Emissions due to Electricity Imports[BC,biomass es] | NoSettings | 68607200 | 68607200 | 68607200 | 68607200 | 68607200 | 68607200 | 68607200 | 68607200 | 68607200 | 68607200 | 68607200 | 68607200 | 68607200 | 68607200 | 68607200 | 68607200 | 68607200 | 68607200 | 68607200 | 68607200 | 68607200 | 68607200 | 68607200 | 68607200 | 68607200 | 68607200 | 68607200 | 68607200 | 68607200 | 68607200 | 68607200
Absolute Change in In Scope Emissions due to Electricity Imports[BC,geothermal es] | NoSettings | 0 | 0 | 0 | 0 | 0 | 0 | 0 | 0 | 0 | 0 | 0 | 0 | 0 | 0 | 0 | 0 | 0 | 0 | 0 | 0 | 0 | 0 | 0 | 0 | 0 | 0 | 0 | 0 | 0 | 0 | 0
Absolute Change in In Scope Emissions due to Electricity Imports[BC,petroleum es] | NoSettings | 1370700 | 1317400 | 1264090 | 1210790 | 1157480 | 1096560 | 1043260 | 989953 | 936648 | 875728 | 822422 | 769117 | 714289 | 659461 | 604633 | 549805 | 494976 | 439387 | 384559 | 329730 | 274902 | 220074 | 165246 | 109656 | 54980.5 | 0 | 0 | 0 | 0 | 0 | 0
Absolute Change in In Scope Emissions due to Electricity Imports[BC,natural gas peaker es] | NoSettings | 0 | 0 | 0 | 0 | 0 | 0 | 0 | 0 | 0 | 0 | 0 | 0 | 0 | 0 | 0 | 0 | 0 | 0 | 0 | 0 | 0 | 0 | 0 | 0 | 0 | 0 | 0 | 0 | 0 | 0 | 0
Absolute Change in In Scope Emissions due to Electricity Imports[BC,lignite es] | NoSettings | 0 | 0 | 0 | 0 | 0 | 0 | 0 | 0 | 0 | 0 | 0 | 0 | 0 | 0 | 0 | 0 | 0 | 0 | 0 | 0 | 0 | 0 | 0 | 0 | 0 | 0 | 0 | 0 | 0 | 0 | 0
Absolute Change in In Scope Emissions due to Electricity Imports[BC,offshore wind es] | NoSettings | 0 | 0 | 0 | 0 | 0 | 0 | 0 | 0 | 0 | 0 | 0 | 0 | 0 | 0 | 0 | 0 | 0 | 0 | 0 | 0 | 0 | 0 | 0 | 0 | 0 | 0 | 0 | 0 | 0 | 0 | 0
Absolute Change in In Scope Emissions due to Electricity Imports[BC,crude oil es] | NoSettings | 0 | 0 | 0 | 0 | 0 | 0 | 0 | 0 | 0 | 0 | 0 | 0 | 0 | 0 | 0 | 0 | 0 | 0 | 0 | 0 | 0 | 0 | 0 | 0 | 0 | 0 | 0 | 0 | 0 | 0 | 0
Absolute Change in In Scope Emissions due to Electricity Imports[BC,heavy or residual fuel oil es] | NoSettings | 0 | 0 | 0 | 0 | 0 | 0 | 0 | 0 | 0 | 0 | 0 | 0 | 0 | 0 | 0 | 0 | 0 | 0 | 0 | 0 | 0 | 0 | 0 | 0 | 0 | 0 | 0 | 0 | 0 | 0 | 0
Absolute Change in In Scope Emissions due to Electricity Imports[BC,municipal solid waste es] | NoSettings | 0 | 0 | 0 | 0 | 0 | 0 | 0 | 0 | 0 | 0 | 0 | 0 | 0 | 0 | 0 | 0 | 0 | 0 | 0 | 0 | 0 | 0 | 0 | 0 | 0 | 0 | 0 | 0 | 0 | 0 | 0
Absolute Change in In Scope Emissions due to Electricity Imports[OC,hard coal es] | NoSettings | 35829300 | 28648900 | 21504800 | 14324500 | 7180360 | 0 | 0 | 0 | 0 | 0 | 0 | 0 | 0 | 0 | 0 | 0 | 0 | 0 | 0 | 0 | 0 | 0 | 0 | 0 | 0 | 0 | 0 | 0 | 0 | 0 | 0
Absolute Change in In Scope Emissions due to Electricity Imports[OC,natural gas nonpeaker es] | NoSettings | 49777700 | 48118400 | 46044400 | 43970300 | 41896200 | 39946600 | 37955500 | 35964400 | 33973300 | 31982200 | 29991100 | 27958500 | 25967400 | 23976300 | 21985100 | 19994000 | 18002900 | 15970300 | 13979200 | 11988100 | 9997020 | 8005910 | 6014800 | 3994660 | 1999400 | 0 | 0 | 0 | 0 | 0 | 0
Absolute Change in In Scope Emissions due to Electricity Imports[OC,nuclear es] | NoSettings | 0 | 0 | 0 | 0 | 0 | 0 | 0 | 0 | 0 | 0 | 0 | 0 | 0 | 0 | 0 | 0 | 0 | 0 | 0 | 0 | 0 | 0 | 0 | 0 | 0 | 0 | 0 | 0 | 0 | 0 | 0
Absolute Change in In Scope Emissions due to Electricity Imports[OC,hydro es] | NoSettings | 0 | 0 | 0 | 0 | 0 | 0 | 0 | 0 | 0 | 0 | 0 | 0 | 0 | 0 | 0 | 0 | 0 | 0 | 0 | 0 | 0 | 0 | 0 | 0 | 0 | 0 | 0 | 0 | 0 | 0 | 0
Absolute Change in In Scope Emissions due to Electricity Imports[OC,onshore wind es] | NoSettings | 0 | 0 | 0 | 0 | 0 | 0 | 0 | 0 | 0 | 0 | 0 | 0 | 0 | 0 | 0 | 0 | 0 | 0 | 0 | 0 | 0 | 0 | 0 | 0 | 0 | 0 | 0 | 0 | 0 | 0 | 0
Absolute Change in In Scope Emissions due to Electricity Imports[OC,solar PV es] | NoSettings | 0 | 0 | 0 | 0 | 0 | 0 | 0 | 0 | 0 | 0 | 0 | 0 | 0 | 0 | 0 | 0 | 0 | 0 | 0 | 0 | 0 | 0 | 0 | 0 | 0 | 0 | 0 | 0 | 0 | 0 | 0
Absolute Change in In Scope Emissions due to Electricity Imports[OC,solar thermal es] | NoSettings | 0 | 0 | 0 | 0 | 0 | 0 | 0 | 0 | 0 | 0 | 0 | 0 | 0 | 0 | 0 | 0 | 0 | 0 | 0 | 0 | 0 | 0 | 0 | 0 | 0 | 0 | 0 | 0 | 0 | 0 | 0
Absolute Change in In Scope Emissions due to Electricity Imports[OC,biomass es] | NoSettings | 162077000 | 162077000 | 162077000 | 162077000 | 162077000 | 162077000 | 162077000 | 162077000 | 162077000 | 162077000 | 162077000 | 162077000 | 162077000 | 162077000 | 162077000 | 162077000 | 162077000 | 162077000 | 162077000 | 162077000 | 162077000 | 162077000 | 162077000 | 162077000 | 162077000 | 162077000 | 162077000 | 162077000 | 162077000 | 162077000 | 162077000
Absolute Change in In Scope Emissions due to Electricity Imports[OC,geothermal es] | NoSettings | 0 | 0 | 0 | 0 | 0 | 0 | 0 | 0 | 0 | 0 | 0 | 0 | 0 | 0 | 0 | 0 | 0 | 0 | 0 | 0 | 0 | 0 | 0 | 0 | 0 | 0 | 0 | 0 | 0 | 0 | 0
Absolute Change in In Scope Emissions due to Electricity Imports[OC,petroleum es] | NoSettings | 981052 | 942900 | 904748 | 866596 | 828444 | 784842 | 746690 | 708538 | 670386 | 626783 | 588631 | 550479 | 511237 | 471995 | 432753 | 393511 | 354269 | 314482 | 275240 | 235998 | 196755 | 157513 | 118271 | 78484.2 | 39351.1 | 0 | 0 | 0 | 0 | 0 | 0
Absolute Change in In Scope Emissions due to Electricity Imports[OC,natural gas peaker es] | NoSettings | 0 | 0 | 0 | 0 | 0 | 0 | 0 | 0 | 0 | 0 | 0 | 0 | 0 | 0 | 0 | 0 | 0 | 0 | 0 | 0 | 0 | 0 | 0 | 0 | 0 | 0 | 0 | 0 | 0 | 0 | 0
Absolute Change in In Scope Emissions due to Electricity Imports[OC,lignite es] | NoSettings | 0 | 0 | 0 | 0 | 0 | 0 | 0 | 0 | 0 | 0 | 0 | 0 | 0 | 0 | 0 | 0 | 0 | 0 | 0 | 0 | 0 | 0 | 0 | 0 | 0 | 0 | 0 | 0 | 0 | 0 | 0
Absolute Change in In Scope Emissions due to Electricity Imports[OC,offshore wind es] | NoSettings | 0 | 0 | 0 | 0 | 0 | 0 | 0 | 0 | 0 | 0 | 0 | 0 | 0 | 0 | 0 | 0 | 0 | 0 | 0 | 0 | 0 | 0 | 0 | 0 | 0 | 0 | 0 | 0 | 0 | 0 | 0
Absolute Change in In Scope Emissions due to Electricity Imports[OC,crude oil es] | NoSettings | 0 | 0 | 0 | 0 | 0 | 0 | 0 | 0 | 0 | 0 | 0 | 0 | 0 | 0 | 0 | 0 | 0 | 0 | 0 | 0 | 0 | 0 | 0 | 0 | 0 | 0 | 0 | 0 | 0 | 0 | 0
Absolute Change in In Scope Emissions due to Electricity Imports[OC,heavy or residual fuel oil es] | NoSettings | 0 | 0 | 0 | 0 | 0 | 0 | 0 | 0 | 0 | 0 | 0 | 0 | 0 | 0 | 0 | 0 | 0 | 0 | 0 | 0 | 0 | 0 | 0 | 0 | 0 | 0 | 0 | 0 | 0 | 0 | 0
Absolute Change in In Scope Emissions due to Electricity Imports[OC,municipal solid waste es] | NoSettings | 0 | 0 | 0 | 0 | 0 | 0 | 0 | 0 | 0 | 0 | 0 | 0 | 0 | 0 | 0 | 0 | 0 | 0 | 0 | 0 | 0 | 0 | 0 | 0 | 0 | 0 | 0 | 0 | 0 | 0 | 0
Absolute Change in In Scope Emissions due to Electricity Imports[CH4,hard coal es] | NoSettings | 1142380000 | 913444000 | 685661000 | 456722000 | 228939000 | 0 | 0 | 0 | 0 | 0 | 0 | 0 | 0 | 0 | 0 | 0 | 0 | 0 | 0 | 0 | 0 | 0 | 0 | 0 | 0 | 0 | 0 | 0 | 0 | 0 | 0
Absolute Change in In Scope Emissions due to Electricity Imports[CH4,natural gas nonpeaker es] | NoSettings | 150841000 | 145813000 | 139528000 | 133243000 | 126958000 | 121050000 | 115017000 | 108983000 | 102949000 | 96915600 | 90882000 | 84722600 | 78689000 | 72655300 | 66621600 | 60588000 | 54554300 | 48395000 | 42361300 | 36327700 | 30294000 | 24260300 | 18226700 | 12105000 | 6058800 | 0 | 0 | 0 | 0 | 0 | 0
Absolute Change in In Scope Emissions due to Electricity Imports[CH4,nuclear es] | NoSettings | 0 | 0 | 0 | 0 | 0 | 0 | 0 | 0 | 0 | 0 | 0 | 0 | 0 | 0 | 0 | 0 | 0 | 0 | 0 | 0 | 0 | 0 | 0 | 0 | 0 | 0 | 0 | 0 | 0 | 0 | 0
Absolute Change in In Scope Emissions due to Electricity Imports[CH4,hydro es] | NoSettings | 0 | 0 | 0 | 0 | 0 | 0 | 0 | 0 | 0 | 0 | 0 | 0 | 0 | 0 | 0 | 0 | 0 | 0 | 0 | 0 | 0 | 0 | 0 | 0 | 0 | 0 | 0 | 0 | 0 | 0 | 0
Absolute Change in In Scope Emissions due to Electricity Imports[CH4,onshore wind es] | NoSettings | 0 | 0 | 0 | 0 | 0 | 0 | 0 | 0 | 0 | 0 | 0 | 0 | 0 | 0 | 0 | 0 | 0 | 0 | 0 | 0 | 0 | 0 | 0 | 0 | 0 | 0 | 0 | 0 | 0 | 0 | 0
Absolute Change in In Scope Emissions due to Electricity Imports[CH4,solar PV es] | NoSettings | 0 | 0 | 0 | 0 | 0 | 0 | 0 | 0 | 0 | 0 | 0 | 0 | 0 | 0 | 0 | 0 | 0 | 0 | 0 | 0 | 0 | 0 | 0 | 0 | 0 | 0 | 0 | 0 | 0 | 0 | 0
Absolute Change in In Scope Emissions due to Electricity Imports[CH4,solar thermal es] | NoSettings | 0 | 0 | 0 | 0 | 0 | 0 | 0 | 0 | 0 | 0 | 0 | 0 | 0 | 0 | 0 | 0 | 0 | 0 | 0 | 0 | 0 | 0 | 0 | 0 | 0 | 0 | 0 | 0 | 0 | 0 | 0
Absolute Change in In Scope Emissions due to Electricity Imports[CH4,biomass es] | NoSettings | 0 | 0 | 0 | 0 | 0 | 0 | 0 | 0 | 0 | 0 | 0 | 0 | 0 | 0 | 0 | 0 | 0 | 0 | 0 | 0 | 0 | 0 | 0 | 0 | 0 | 0 | 0 | 0 | 0 | 0 | 0
Absolute Change in In Scope Emissions due to Electricity Imports[CH4,geothermal es] | NoSettings | 0 | 0 | 0 | 0 | 0 | 0 | 0 | 0 | 0 | 0 | 0 | 0 | 0 | 0 | 0 | 0 | 0 | 0 | 0 | 0 | 0 | 0 | 0 | 0 | 0 | 0 | 0 | 0 | 0 | 0 | 0
Absolute Change in In Scope Emissions due to Electricity Imports[CH4,petroleum es] | NoSettings | 5933780 | 5703030 | 5472270 | 5241510 | 5010750 | 4747030 | 4516270 | 4285510 | 4054750 | 3791030 | 3560270 | 3329510 | 3092160 | 2854810 | 2617460 | 2380110 | 2142760 | 1902110 | 1664760 | 1427400 | 1190050 | 952702 | 715351 | 474703 | 238011 | 0 | 0 | 0 | 0 | 0 | 0
Absolute Change in In Scope Emissions due to Electricity Imports[CH4,natural gas peaker es] | NoSettings | 0 | 0 | 0 | 0 | 0 | 0 | 0 | 0 | 0 | 0 | 0 | 0 | 0 | 0 | 0 | 0 | 0 | 0 | 0 | 0 | 0 | 0 | 0 | 0 | 0 | 0 | 0 | 0 | 0 | 0 | 0
Absolute Change in In Scope Emissions due to Electricity Imports[CH4,lignite es] | NoSettings | 0 | 0 | 0 | 0 | 0 | 0 | 0 | 0 | 0 | 0 | 0 | 0 | 0 | 0 | 0 | 0 | 0 | 0 | 0 | 0 | 0 | 0 | 0 | 0 | 0 | 0 | 0 | 0 | 0 | 0 | 0
Absolute Change in In Scope Emissions due to Electricity Imports[CH4,offshore wind es] | NoSettings | 0 | 0 | 0 | 0 | 0 | 0 | 0 | 0 | 0 | 0 | 0 | 0 | 0 | 0 | 0 | 0 | 0 | 0 | 0 | 0 | 0 | 0 | 0 | 0 | 0 | 0 | 0 | 0 | 0 | 0 | 0
Absolute Change in In Scope Emissions due to Electricity Imports[CH4,crude oil es] | NoSettings | 0 | 0 | 0 | 0 | 0 | 0 | 0 | 0 | 0 | 0 | 0 | 0 | 0 | 0 | 0 | 0 | 0 | 0 | 0 | 0 | 0 | 0 | 0 | 0 | 0 | 0 | 0 | 0 | 0 | 0 | 0
Absolute Change in In Scope Emissions due to Electricity Imports[CH4,heavy or residual fuel oil es] | NoSettings | 0 | 0 | 0 | 0 | 0 | 0 | 0 | 0 | 0 | 0 | 0 | 0 | 0 | 0 | 0 | 0 | 0 | 0 | 0 | 0 | 0 | 0 | 0 | 0 | 0 | 0 | 0 | 0 | 0 | 0 | 0
Absolute Change in In Scope Emissions due to Electricity Imports[CH4,municipal solid waste es] | NoSettings | 0 | 0 | 0 | 0 | 0 | 0 | 0 | 0 | 0 | 0 | 0 | 0 | 0 | 0 | 0 | 0 | 0 | 0 | 0 | 0 | 0 | 0 | 0 | 0 | 0 | 0 | 0 | 0 | 0 | 0 | 0
Absolute Change in In Scope Emissions due to Electricity Imports[N2O,hard coal es] | NoSettings | 166165000 | 132865000 | 99732500 | 66432300 | 33300200 | 0 | 0 | 0 | 0 | 0 | 0 | 0 | 0 | 0 | 0 | 0 | 0 | 0 | 0 | 0 | 0 | 0 | 0 | 0 | 0 | 0 | 0 | 0 | 0 | 0 | 0
Absolute Change in In Scope Emissions due to Electricity Imports[N2O,natural gas nonpeaker es] | NoSettings | 15084100 | 14581300 | 13952800 | 13324300 | 12695800 | 12105000 | 11501700 | 10898300 | 10294900 | 9691560 | 9088200 | 8472260 | 7868900 | 7265530 | 6662160 | 6058800 | 5455430 | 4839500 | 4236130 | 3632770 | 3029400 | 2426030 | 1822670 | 1210500 | 605880 | 0 | 0 | 0 | 0 | 0 | 0
Absolute Change in In Scope Emissions due to Electricity Imports[N2O,nuclear es] | NoSettings | 0 | 0 | 0 | 0 | 0 | 0 | 0 | 0 | 0 | 0 | 0 | 0 | 0 | 0 | 0 | 0 | 0 | 0 | 0 | 0 | 0 | 0 | 0 | 0 | 0 | 0 | 0 | 0 | 0 | 0 | 0
Absolute Change in In Scope Emissions due to Electricity Imports[N2O,hydro es] | NoSettings | 0 | 0 | 0 | 0 | 0 | 0 | 0 | 0 | 0 | 0 | 0 | 0 | 0 | 0 | 0 | 0 | 0 | 0 | 0 | 0 | 0 | 0 | 0 | 0 | 0 | 0 | 0 | 0 | 0 | 0 | 0
Absolute Change in In Scope Emissions due to Electricity Imports[N2O,onshore wind es] | NoSettings | 0 | 0 | 0 | 0 | 0 | 0 | 0 | 0 | 0 | 0 | 0 | 0 | 0 | 0 | 0 | 0 | 0 | 0 | 0 | 0 | 0 | 0 | 0 | 0 | 0 | 0 | 0 | 0 | 0 | 0 | 0
Absolute Change in In Scope Emissions due to Electricity Imports[N2O,solar PV es] | NoSettings | 0 | 0 | 0 | 0 | 0 | 0 | 0 | 0 | 0 | 0 | 0 | 0 | 0 | 0 | 0 | 0 | 0 | 0 | 0 | 0 | 0 | 0 | 0 | 0 | 0 | 0 | 0 | 0 | 0 | 0 | 0
Absolute Change in In Scope Emissions due to Electricity Imports[N2O,solar thermal es] | NoSettings | 0 | 0 | 0 | 0 | 0 | 0 | 0 | 0 | 0 | 0 | 0 | 0 | 0 | 0 | 0 | 0 | 0 | 0 | 0 | 0 | 0 | 0 | 0 | 0 | 0 | 0 | 0 | 0 | 0 | 0 | 0
Absolute Change in In Scope Emissions due to Electricity Imports[N2O,biomass es] | NoSettings | 0 | 0 | 0 | 0 | 0 | 0 | 0 | 0 | 0 | 0 | 0 | 0 | 0 | 0 | 0 | 0 | 0 | 0 | 0 | 0 | 0 | 0 | 0 | 0 | 0 | 0 | 0 | 0 | 0 | 0 | 0
Absolute Change in In Scope Emissions due to Electricity Imports[N2O,geothermal es] | NoSettings | 0 | 0 | 0 | 0 | 0 | 0 | 0 | 0 | 0 | 0 | 0 | 0 | 0 | 0 | 0 | 0 | 0 | 0 | 0 | 0 | 0 | 0 | 0 | 0 | 0 | 0 | 0 | 0 | 0 | 0 | 0
Absolute Change in In Scope Emissions due to Electricity Imports[N2O,petroleum es] | NoSettings | 1186760 | 1140610 | 1094450 | 1048300 | 1002150 | 949405 | 903254 | 857102 | 810950 | 758206 | 712054 | 665902 | 618432 | 570962 | 523492 | 476021 | 428551 | 380421 | 332951 | 285481 | 238011 | 190540 | 143070 | 94940.5 | 47602.1 | 0 | 0 | 0 | 0 | 0 | 0
Absolute Change in In Scope Emissions due to Electricity Imports[N2O,natural gas peaker es] | NoSettings | 0 | 0 | 0 | 0 | 0 | 0 | 0 | 0 | 0 | 0 | 0 | 0 | 0 | 0 | 0 | 0 | 0 | 0 | 0 | 0 | 0 | 0 | 0 | 0 | 0 | 0 | 0 | 0 | 0 | 0 | 0
Absolute Change in In Scope Emissions due to Electricity Imports[N2O,lignite es] | NoSettings | 0 | 0 | 0 | 0 | 0 | 0 | 0 | 0 | 0 | 0 | 0 | 0 | 0 | 0 | 0 | 0 | 0 | 0 | 0 | 0 | 0 | 0 | 0 | 0 | 0 | 0 | 0 | 0 | 0 | 0 | 0
Absolute Change in In Scope Emissions due to Electricity Imports[N2O,offshore wind es] | NoSettings | 0 | 0 | 0 | 0 | 0 | 0 | 0 | 0 | 0 | 0 | 0 | 0 | 0 | 0 | 0 | 0 | 0 | 0 | 0 | 0 | 0 | 0 | 0 | 0 | 0 | 0 | 0 | 0 | 0 | 0 | 0
Absolute Change in In Scope Emissions due to Electricity Imports[N2O,crude oil es] | NoSettings | 0 | 0 | 0 | 0 | 0 | 0 | 0 | 0 | 0 | 0 | 0 | 0 | 0 | 0 | 0 | 0 | 0 | 0 | 0 | 0 | 0 | 0 | 0 | 0 | 0 | 0 | 0 | 0 | 0 | 0 | 0
Absolute Change in In Scope Emissions due to Electricity Imports[N2O,heavy or residual fuel oil es] | NoSettings | 0 | 0 | 0 | 0 | 0 | 0 | 0 | 0 | 0 | 0 | 0 | 0 | 0 | 0 | 0 | 0 | 0 | 0 | 0 | 0 | 0 | 0 | 0 | 0 | 0 | 0 | 0 | 0 | 0 | 0 | 0
Absolute Change in In Scope Emissions due to Electricity Imports[N2O,municipal solid waste es] | NoSettings | 0 | 0 | 0 | 0 | 0 | 0 | 0 | 0 | 0 | 0 | 0 | 0 | 0 | 0 | 0 | 0 | 0 | 0 | 0 | 0 | 0 | 0 | 0 | 0 | 0 | 0 | 0 | 0 | 0 | 0 | 0
Absolute Change in In Scope Emissions due to Electricity Imports[F gases,hard coal es] | NoSettings | 0 | 0 | 0 | 0 | 0 | 0 | 0 | 0 | 0 | 0 | 0 | 0 | 0 | 0 | 0 | 0 | 0 | 0 | 0 | 0 | 0 | 0 | 0 | 0 | 0 | 0 | 0 | 0 | 0 | 0 | 0
Absolute Change in In Scope Emissions due to Electricity Imports[F gases,natural gas nonpeaker es] | NoSettings | 0 | 0 | 0 | 0 | 0 | 0 | 0 | 0 | 0 | 0 | 0 | 0 | 0 | 0 | 0 | 0 | 0 | 0 | 0 | 0 | 0 | 0 | 0 | 0 | 0 | 0 | 0 | 0 | 0 | 0 | 0
Absolute Change in In Scope Emissions due to Electricity Imports[F gases,nuclear es] | NoSettings | 0 | 0 | 0 | 0 | 0 | 0 | 0 | 0 | 0 | 0 | 0 | 0 | 0 | 0 | 0 | 0 | 0 | 0 | 0 | 0 | 0 | 0 | 0 | 0 | 0 | 0 | 0 | 0 | 0 | 0 | 0
Absolute Change in In Scope Emissions due to Electricity Imports[F gases,hydro es] | NoSettings | 0 | 0 | 0 | 0 | 0 | 0 | 0 | 0 | 0 | 0 | 0 | 0 | 0 | 0 | 0 | 0 | 0 | 0 | 0 | 0 | 0 | 0 | 0 | 0 | 0 | 0 | 0 | 0 | 0 | 0 | 0
Absolute Change in In Scope Emissions due to Electricity Imports[F gases,onshore wind es] | NoSettings | 0 | 0 | 0 | 0 | 0 | 0 | 0 | 0 | 0 | 0 | 0 | 0 | 0 | 0 | 0 | 0 | 0 | 0 | 0 | 0 | 0 | 0 | 0 | 0 | 0 | 0 | 0 | 0 | 0 | 0 | 0
Absolute Change in In Scope Emissions due to Electricity Imports[F gases,solar PV es] | NoSettings | 0 | 0 | 0 | 0 | 0 | 0 | 0 | 0 | 0 | 0 | 0 | 0 | 0 | 0 | 0 | 0 | 0 | 0 | 0 | 0 | 0 | 0 | 0 | 0 | 0 | 0 | 0 | 0 | 0 | 0 | 0
Absolute Change in In Scope Emissions due to Electricity Imports[F gases,solar thermal es] | NoSettings | 0 | 0 | 0 | 0 | 0 | 0 | 0 | 0 | 0 | 0 | 0 | 0 | 0 | 0 | 0 | 0 | 0 | 0 | 0 | 0 | 0 | 0 | 0 | 0 | 0 | 0 | 0 | 0 | 0 | 0 | 0
Absolute Change in In Scope Emissions due to Electricity Imports[F gases,biomass es] | NoSettings | 0 | 0 | 0 | 0 | 0 | 0 | 0 | 0 | 0 | 0 | 0 | 0 | 0 | 0 | 0 | 0 | 0 | 0 | 0 | 0 | 0 | 0 | 0 | 0 | 0 | 0 | 0 | 0 | 0 | 0 | 0
Absolute Change in In Scope Emissions due to Electricity Imports[F gases,geothermal es] | NoSettings | 0 | 0 | 0 | 0 | 0 | 0 | 0 | 0 | 0 | 0 | 0 | 0 | 0 | 0 | 0 | 0 | 0 | 0 | 0 | 0 | 0 | 0 | 0 | 0 | 0 | 0 | 0 | 0 | 0 | 0 | 0
Absolute Change in In Scope Emissions due to Electricity Imports[F gases,petroleum es] | NoSettings | 0 | 0 | 0 | 0 | 0 | 0 | 0 | 0 | 0 | 0 | 0 | 0 | 0 | 0 | 0 | 0 | 0 | 0 | 0 | 0 | 0 | 0 | 0 | 0 | 0 | 0 | 0 | 0 | 0 | 0 | 0
Absolute Change in In Scope Emissions due to Electricity Imports[F gases,natural gas peaker es] | NoSettings | 0 | 0 | 0 | 0 | 0 | 0 | 0 | 0 | 0 | 0 | 0 | 0 | 0 | 0 | 0 | 0 | 0 | 0 | 0 | 0 | 0 | 0 | 0 | 0 | 0 | 0 | 0 | 0 | 0 | 0 | 0
Absolute Change in In Scope Emissions due to Electricity Imports[F gases,lignite es] | NoSettings | 0 | 0 | 0 | 0 | 0 | 0 | 0 | 0 | 0 | 0 | 0 | 0 | 0 | 0 | 0 | 0 | 0 | 0 | 0 | 0 | 0 | 0 | 0 | 0 | 0 | 0 | 0 | 0 | 0 | 0 | 0
Absolute Change in In Scope Emissions due to Electricity Imports[F gases,offshore wind es] | NoSettings | 0 | 0 | 0 | 0 | 0 | 0 | 0 | 0 | 0 | 0 | 0 | 0 | 0 | 0 | 0 | 0 | 0 | 0 | 0 | 0 | 0 | 0 | 0 | 0 | 0 | 0 | 0 | 0 | 0 | 0 | 0
Absolute Change in In Scope Emissions due to Electricity Imports[F gases,crude oil es] | NoSettings | 0 | 0 | 0 | 0 | 0 | 0 | 0 | 0 | 0 | 0 | 0 | 0 | 0 | 0 | 0 | 0 | 0 | 0 | 0 | 0 | 0 | 0 | 0 | 0 | 0 | 0 | 0 | 0 | 0 | 0 | 0
Absolute Change in In Scope Emissions due to Electricity Imports[F gases,heavy or residual fuel oil es] | NoSettings | 0 | 0 | 0 | 0 | 0 | 0 | 0 | 0 | 0 | 0 | 0 | 0 | 0 | 0 | 0 | 0 | 0 | 0 | 0 | 0 | 0 | 0 | 0 | 0 | 0 | 0 | 0 | 0 | 0 | 0 | 0
Absolute Change in In Scope Emissions due to Electricity Imports[F gases,municipal solid waste es] | NoSettings | 0 | 0 | 0 | 0 | 0 | 0 | 0 | 0 | 0 | 0 | 0 | 0 | 0 | 0 | 0 | 0 | 0 | 0 | 0 | 0 | 0 | 0 | 0 | 0 | 0 | 0 | 0 | 0 | 0 | 0 | 0
BAU Last Year Vehicles[LDVs,passenger,battery electric vehicle] | NoSettings | 343303 | 452507 | 658881 | 964606 | 1290560 | 1615860 | 1937130 | 2264710 | 2640110 | 3074380 | 3613920 | 4262060 | 4961620 | 5771340 | 6578100 | 7388520 | 8192360 | 9063320 | 10014500 | 11044200 | 12131200 | 13230200 | 14324000 | 15359900 | 16328900 | 17265400 | 18108400 | 18863000 | 19532300 | 20122100 | 20639000
BAU Last Year Vehicles[LDVs,passenger,natural gas vehicle] | NoSettings | 9478 | 8748 | 8019 | 7290 | 6561 | 5832 | 5103 | 4374 | 3645 | 2916 | 2187 | 1458 | 729 | 0 | 0 | 0 | 0 | 0 | 0 | 0 | 0 | 0 | 0 | 0 | 0 | 0 | 0 | 0 | 0 | 0 | 0
BAU Last Year Vehicles[LDVs,passenger,gasoline vehicle] | NoSettings | 25291000 | 24891800 | 24662400 | 24363300 | 24078500 | 23817100 | 23571600 | 23342100 | 23064400 | 22732700 | 22303300 | 21772600 | 21201700 | 20534800 | 20174900 | 19557700 | 18930100 | 18212800 | 17403900 | 16515000 | 15556500 | 14595200 | 13642600 | 12748200 | 11920100 | 11118900 | 10401800 | 9763800 | 9201890 | 8710620 | 8283940
BAU Last Year Vehicles[LDVs,passenger,diesel vehicle] | NoSettings | 134888 | 124512 | 114136 | 103760 | 93384 | 83008 | 72632 | 62256 | 51880 | 41504 | 31128 | 20752 | 10376 | 0 | 0 | 0 | 0 | 0 | 0 | 0 | 0 | 0 | 0 | 0 | 0 | 0 | 0 | 0 | 0 | 0 | 0
BAU Last Year Vehicles[LDVs,passenger,plugin hybrid vehicle] | NoSettings | 204384 | 217063 | 241241 | 275355 | 307828 | 341453 | 377253 | 399703 | 435146 | 477927 | 524983 | 575879 | 626494 | 673140 | 703077 | 717627 | 718509 | 717588 | 712332 | 701994 | 702330 | 687279 | 662736 | 631944 | 595725 | 559254 | 526218 | 496680 | 470496 | 447507 | 427428
BAU Last Year Vehicles[LDVs,passenger,LPG vehicle] | NoSettings | 0 | 0 | 0 | 0 | 0 | 0 | 0 | 0 | 0 | 0 | 0 | 0 | 0 | 0 | 0 | 0 | 0 | 0 | 0 | 0 | 0 | 0 | 0 | 0 | 0 | 0 | 0 | 0 | 0 | 0 | 0
BAU Last Year Vehicles[LDVs,passenger,hydrogen vehicle] | NoSettings | 4873 | 4498 | 4123 | 3748 | 3373 | 2998 | 2623 | 2248 | 1873 | 1498 | 1123 | 748 | 374 | 0 | 0 | 0 | 0 | 0 | 0 | 0 | 0 | 0 | 0 | 0 | 0 | 0 | 0 | 0 | 0 | 0 | 0
BAU Last Year Vehicles[LDVs,freight,battery electric vehicle] | NoSettings | 5821 | 5699 | 6039 | 7372 | 9368 | 15198 | 23185 | 34172 | 51060 | 74638 | 104990 | 142200 | 185225 | 234187 | 289200 | 350511 | 417648 | 484461 | 551283 | 614946 | 677148 | 737046 | 791760 | 840513 | 883263 | 919914 | 951528 | 977991 | 999210 | 1015060 | 1025460
BAU Last Year Vehicles[LDVs,freight,natural gas vehicle] | NoSettings | 2223 | 2100 | 1986 | 1884 | 1770 | 1650 | 1524 | 1392 | 1260 | 1125 | 987 | 846 | 703 | 560 | 414 | 390 | 354 | 306 | 270 | 237 | 210 | 189 | 168 | 150 | 132 | 117 | 105 | 93 | 81 | 69 | 60
BAU Last Year Vehicles[LDVs,freight,gasoline vehicle] | NoSettings | 671711 | 686704 | 699639 | 713201 | 730015 | 744684 | 759660 | 773373 | 783408 | 789621 | 791970 | 790017 | 785376 | 777768 | 767376 | 739128 | 710238 | 681114 | 649179 | 619722 | 590445 | 562893 | 539454 | 520287 | 505476 | 495483 | 488649 | 485265 | 485151 | 488403 | 494628
BAU Last Year Vehicles[LDVs,freight,diesel vehicle] | NoSettings | 747167 | 730238 | 725232 | 720100 | 712247 | 703482 | 692644 | 680528 | 666687 | 650533 | 632069 | 611688 | 589177 | 564770 | 538203 | 526395 | 500235 | 474342 | 451266 | 429312 | 409500 | 391059 | 374484 | 360357 | 348663 | 338976 | 331572 | 326208 | 323163 | 322428 | 324516
BAU Last Year Vehicles[LDVs,freight,plugin hybrid vehicle] | NoSettings | 25437 | 23620 | 21803 | 19986 | 18169 | 16352 | 14535 | 12718 | 10901 | 9084 | 7267 | 5450 | 3633 | 1816 | 0 | 0 | 0 | 0 | 0 | 0 | 0 | 0 | 0 | 0 | 0 | 0 | 0 | 0 | 0 | 0 | 0
BAU Last Year Vehicles[LDVs,freight,LPG vehicle] | NoSettings | 0 | 0 | 0 | 0 | 0 | 0 | 0 | 0 | 0 | 0 | 0 | 0 | 0 | 0 | 0 | 0 | 0 | 0 | 0 | 0 | 0 | 0 | 0 | 0 | 0 | 0 | 0 | 0 | 0 | 0 | 0
BAU Last Year Vehicles[LDVs,freight,hydrogen vehicle] | NoSettings | 0 | 0 | 0 | 0 | 0 | 0 | 0 | 0 | 0 | 0 | 0 | 0 | 0 | 0 | 0 | 0 | 0 | 0 | 0 | 0 | 0 | 0 | 0 | 0 | 0 | 0 | 0 | 0 | 0 | 0 | 0
BAU Last Year Vehicles[HDVs,passenger,battery electric vehicle] | NoSettings | 1111 | 1143 | 1214 | 1354 | 1602 | 2093 | 2638 | 3531 | 4611 | 5958 | 8163 | 10638 | 13248 | 15993 | 18876 | 21897 | 25056 | 28248 | 31473 | 34728 | 38013 | 41328 | 44670 | 48045 | 51423 | 54798 | 58137 | 61404 | 64455 | 67473 | 70161
BAU Last Year Vehicles[HDVs,passenger,natural gas vehicle] | NoSettings | 10830 | 10704 | 10566 | 10455 | 10383 | 10263 | 10137 | 9978 | 9762 | 9528 | 9192 | 8877 | 8547 | 8202 | 7839 | 7455 | 7056 | 6657 | 6258 | 5853 | 5457 | 5059 | 4652 | 4245 | 3963 | 3693 | 3396 | 3063 | 2778 | 2499 | 2250
BAU Last Year Vehicles[HDVs,passenger,gasoline vehicle] | NoSettings | 30488 | 29447 | 28379 | 27275 | 26195 | 25151 | 24110 | 23036 | 22016 | 20915 | 19739 | 18533 | 17324 | 16091 | 14853 | 13603 | 12362 | 11112 | 9865 | 8636 | 7386 | 6139 | 4886 | 3639 | 3426 | 3246 | 3099 | 2952 | 2757 | 2565 | 2421
BAU Last Year Vehicles[HDVs,passenger,diesel vehicle] | NoSettings | 43106 | 44312 | 45656 | 46931 | 48020 | 48870 | 49654 | 50144 | 50442 | 50569 | 50012 | 49197 | 48265 | 47243 | 46110 | 44875 | 43511 | 42165 | 40822 | 39476 | 38148 | 36826 | 35525 | 34224 | 31728 | 29097 | 26544 | 24159 | 22032 | 19968 | 18189
BAU Last Year Vehicles[HDVs,passenger,plugin hybrid vehicle] | NoSettings | 0 | 0 | 0 | 0 | 0 | 0 | 0 | 0 | 0 | 0 | 0 | 0 | 0 | 0 | 0 | 0 | 0 | 0 | 0 | 0 | 0 | 0 | 0 | 0 | 0 | 0 | 0 | 0 | 0 | 0 | 0
BAU Last Year Vehicles[HDVs,passenger,LPG vehicle] | NoSettings | 0 | 0 | 0 | 0 | 0 | 0 | 0 | 0 | 0 | 0 | 0 | 0 | 0 | 0 | 0 | 0 | 0 | 0 | 0 | 0 | 0 | 0 | 0 | 0 | 0 | 0 | 0 | 0 | 0 | 0 | 0
BAU Last Year Vehicles[HDVs,passenger,hydrogen vehicle] | NoSettings | 0 | 0 | 0 | 0 | 0 | 0 | 0 | 0 | 0 | 0 | 0 | 0 | 0 | 0 | 0 | 0 | 0 | 0 | 0 | 0 | 0 | 0 | 0 | 0 | 0 | 0 | 0 | 0 | 0 | 0 | 0
BAU Last Year Vehicles[HDVs,freight,battery electric vehicle] | NoSettings | 84 | 83 | 82 | 90 | 101 | 280 | 537 | 914 | 1492 | 2280 | 3288 | 4524 | 6009 | 7758 | 9561 | 11418 | 13329 | 15300 | 17328 | 19419 | 21573 | 23793 | 26079 | 28434 | 30861 | 33363 | 35943 | 38601 | 41331 | 44142 | 46872
BAU Last Year Vehicles[HDVs,freight,natural gas vehicle] | NoSettings | 2036.11 | 1969.11 | 1905.11 | 1856.11 | 1801.11 | 1740.11 | 1679.11 | 1615.11 | 1551.11 | 1487.11 | 1426.11 | 1365.11 | 1307.11 | 1253.11 | 1202.11 | 1157.11 | 1118.11 | 1088.11 | 1067.11 | 1052.11 | 1043.11 | 1043.11 | 1049.11 | 1058.11 | 1076.11 | 1100.11 | 1193.11 | 1289.11 | 1373.11 | 1466.11 | 1568.11
BAU Last Year Vehicles[HDVs,freight,gasoline vehicle] | NoSettings | 0 | 0 | 0 | 0 | 0 | 0 | 0 | 0 | 0 | 0 | 0 | 0 | 0 | 0 | 0 | 0 | 0 | 0 | 0 | 0 | 0 | 0 | 0 | 0 | 0 | 0 | 0 | 0 | 0 | 0 | 0
BAU Last Year Vehicles[HDVs,freight,diesel vehicle] | NoSettings | 93319.6 | 92961.6 | 92666.6 | 92416.6 | 92238.6 | 91970.6 | 91696.6 | 91380.6 | 90938.6 | 90361.6 | 89643.6 | 88775.6 | 87775.6 | 86634.6 | 85562.6 | 84562.6 | 83634.6 | 82775.6 | 81991.6 | 81279.6 | 80645.6 | 80087.6 | 79607.6 | 79211.6 | 78893.6 | 78653.6 | 78854.6 | 79070.6 | 79322.6 | 79583.6 | 80012.6
BAU Last Year Vehicles[HDVs,freight,plugin hybrid vehicle] | NoSettings | 0 | 0 | 0 | 0 | 0 | 0 | 0 | 0 | 0 | 0 | 0 | 0 | 0 | 0 | 0 | 0 | 0 | 0 | 0 | 0 | 0 | 0 | 0 | 0 | 0 | 0 | 0 | 0 | 0 | 0 | 0
BAU Last Year Vehicles[HDVs,freight,LPG vehicle] | NoSettings | 0 | 0 | 0 | 0 | 0 | 0 | 0 | 0 | 0 | 0 | 0 | 0 | 0 | 0 | 0 | 0 | 0 | 0 | 0 | 0 | 0 | 0 | 0 | 0 | 0 | 0 | 0 | 0 | 0 | 0 | 0
BAU Last Year Vehicles[HDVs,freight,hydrogen vehicle] | NoSettings | 0 | 0 | 0 | 0 | 0 | 0 | 0 | 0 | 0 | 0 | 0 | 3 | 9 | 18 | 30 | 45 | 66 | 96 | 135 | 186 | 249 | 327 | 420 | 531 | 663 | 822 | 1011 | 1233 | 1494 | 1797 | 2148
BAU Last Year Vehicles[aircraft,passenger,battery electric vehicle] | NoSettings | 0 | 0 | 0 | 0 | 0 | 0 | 0 | 0 | 0 | 0 | 0 | 0 | 0 | 0 | 0 | 0 | 0 | 0 | 0 | 0 | 0 | 0 | 0 | 0 | 0 | 0 | 0 | 0 | 0 | 0 | 0
BAU Last Year Vehicles[aircraft,passenger,natural gas vehicle] | NoSettings | 0 | 0 | 0 | 0 | 0 | 0 | 0 | 0 | 0 | 0 | 0 | 0 | 0 | 0 | 0 | 0 | 0 | 0 | 0 | 0 | 0 | 0 | 0 | 0 | 0 | 0 | 0 | 0 | 0 | 0 | 0
BAU Last Year Vehicles[aircraft,passenger,gasoline vehicle] | NoSettings | 0 | 0 | 0 | 0 | 0 | 0 | 0 | 0 | 0 | 0 | 0 | 0 | 0 | 0 | 0 | 0 | 0 | 0 | 0 | 0 | 0 | 0 | 0 | 0 | 0 | 0 | 0 | 0 | 0 | 0 | 0
BAU Last Year Vehicles[aircraft,passenger,diesel vehicle] | NoSettings | 240 | 241 | 246 | 253 | 261 | 270 | 279 | 288 | 297 | 306 | 316 | 326 | 336 | 346 | 357 | 368 | 379 | 390 | 402 | 414 | 426 | 438 | 451 | 464 | 477 | 490 | 499 | 506 | 513 | 519 | 525
BAU Last Year Vehicles[aircraft,passenger,plugin hybrid vehicle] | NoSettings | 0 | 0 | 0 | 0 | 0 | 0 | 0 | 0 | 0 | 0 | 0 | 0 | 0 | 0 | 0 | 0 | 0 | 0 | 0 | 0 | 0 | 0 | 0 | 0 | 0 | 0 | 0 | 0 | 0 | 0 | 0
BAU Last Year Vehicles[aircraft,passenger,LPG vehicle] | NoSettings | 0 | 0 | 0 | 0 | 0 | 0 | 0 | 0 | 0 | 0 | 0 | 0 | 0 | 0 | 0 | 0 | 0 | 0 | 0 | 0 | 0 | 0 | 0 | 0 | 0 | 0 | 0 | 0 | 0 | 0 | 0
BAU Last Year Vehicles[aircraft,passenger,hydrogen vehicle] | NoSettings | 0 | 0 | 0 | 0 | 0 | 0 | 0 | 0 | 0 | 0 | 0 | 0 | 0 | 0 | 0 | 0 | 0 | 0 | 0 | 0 | 0 | 0 | 0 | 0 | 0 | 0 | 0 | 0 | 0 | 0 | 0
BAU Last Year Vehicles[aircraft,freight,battery electric vehicle] | NoSettings | 0 | 0 | 0 | 0 | 0 | 0 | 0 | 0 | 0 | 0 | 0 | 0 | 0 | 0 | 0 | 0 | 0 | 0 | 0 | 0 | 0 | 0 | 0 | 0 | 0 | 0 | 0 | 0 | 0 | 0 | 0
BAU Last Year Vehicles[aircraft,freight,natural gas vehicle] | NoSettings | 0 | 0 | 0 | 0 | 0 | 0 | 0 | 0 | 0 | 0 | 0 | 0 | 0 | 0 | 0 | 0 | 0 | 0 | 0 | 0 | 0 | 0 | 0 | 0 | 0 | 0 | 0 | 0 | 0 | 0 | 0
BAU Last Year Vehicles[aircraft,freight,gasoline vehicle] | NoSettings | 0 | 0 | 0 | 0 | 0 | 0 | 0 | 0 | 0 | 0 | 0 | 0 | 0 | 0 | 0 | 0 | 0 | 0 | 0 | 0 | 0 | 0 | 0 | 0 | 0 | 0 | 0 | 0 | 0 | 0 | 0
BAU Last Year Vehicles[aircraft,freight,diesel vehicle] | NoSettings | 180 | 180 | 183 | 187 | 192 | 197 | 202 | 207 | 212 | 218 | 224 | 230 | 236 | 243 | 250 | 258 | 266 | 274 | 282 | 290 | 299 | 308 | 317 | 326 | 335 | 344 | 350 | 355 | 359 | 363 | 368
BAU Last Year Vehicles[aircraft,freight,plugin hybrid vehicle] | NoSettings | 0 | 0 | 0 | 0 | 0 | 0 | 0 | 0 | 0 | 0 | 0 | 0 | 0 | 0 | 0 | 0 | 0 | 0 | 0 | 0 | 0 | 0 | 0 | 0 | 0 | 0 | 0 | 0 | 0 | 0 | 0
BAU Last Year Vehicles[aircraft,freight,LPG vehicle] | NoSettings | 0 | 0 | 0 | 0 | 0 | 0 | 0 | 0 | 0 | 0 | 0 | 0 | 0 | 0 | 0 | 0 | 0 | 0 | 0 | 0 | 0 | 0 | 0 | 0 | 0 | 0 | 0 | 0 | 0 | 0 | 0
BAU Last Year Vehicles[aircraft,freight,hydrogen vehicle] | NoSettings | 0 | 0 | 0 | 0 | 0 | 0 | 0 | 0 | 0 | 0 | 0 | 0 | 0 | 0 | 0 | 0 | 0 | 0 | 0 | 0 | 0 | 0 | 0 | 0 | 0 | 0 | 0 | 0 | 0 | 0 | 0
BAU Last Year Vehicles[rail,passenger,battery electric vehicle] | NoSettings | 584 | 585 | 586 | 587 | 588 | 589 | 590 | 591 | 592 | 593 | 594 | 595 | 596 | 597 | 598 | 599 | 600 | 601 | 602 | 603 | 604 | 605 | 606 | 607 | 607 | 607 | 607 | 607 | 607 | 607 | 607
BAU Last Year Vehicles[rail,passenger,natural gas vehicle] | NoSettings | 0 | 0 | 0 | 0 | 0 | 0 | 0 | 0 | 0 | 0 | 0 | 0 | 0 | 0 | 0 | 0 | 0 | 0 | 0 | 0 | 0 | 0 | 0 | 0 | 0 | 0 | 0 | 0 | 0 | 0 | 0
BAU Last Year Vehicles[rail,passenger,gasoline vehicle] | NoSettings | 0 | 0 | 0 | 0 | 0 | 0 | 0 | 0 | 0 | 0 | 0 | 0 | 0 | 0 | 0 | 0 | 0 | 0 | 0 | 0 | 0 | 0 | 0 | 0 | 0 | 0 | 0 | 0 | 0 | 0 | 0
BAU Last Year Vehicles[rail,passenger,diesel vehicle] | NoSettings | 185 | 182 | 179 | 175 | 172 | 169 | 166 | 163 | 160 | 157 | 154 | 152 | 150 | 148 | 146 | 144 | 143 | 142 | 141 | 140 | 139 | 138 | 137 | 136 | 135 | 134 | 133 | 132 | 131 | 131 | 131
BAU Last Year Vehicles[rail,passenger,plugin hybrid vehicle] | NoSettings | 0 | 0 | 0 | 0 | 0 | 0 | 0 | 0 | 0 | 0 | 0 | 0 | 0 | 0 | 0 | 0 | 0 | 0 | 0 | 0 | 0 | 0 | 0 | 0 | 0 | 0 | 0 | 0 | 0 | 0 | 0
BAU Last Year Vehicles[rail,passenger,LPG vehicle] | NoSettings | 0 | 0 | 0 | 0 | 0 | 0 | 0 | 0 | 0 | 0 | 0 | 0 | 0 | 0 | 0 | 0 | 0 | 0 | 0 | 0 | 0 | 0 | 0 | 0 | 0 | 0 | 0 | 0 | 0 | 0 | 0
BAU Last Year Vehicles[rail,passenger,hydrogen vehicle] | NoSettings | 0 | 0 | 0 | 0 | 0 | 0 | 0 | 0 | 0 | 0 | 0 | 0 | 0 | 0 | 0 | 0 | 0 | 0 | 0 | 0 | 0 | 0 | 0 | 0 | 0 | 0 | 0 | 0 | 0 | 0 | 0
BAU Last Year Vehicles[rail,freight,battery electric vehicle] | NoSettings | 0 | 0 | 0 | 0 | 0 | 0 | 0 | 0 | 0 | 0 | 0 | 0 | 0 | 0 | 0 | 0 | 0 | 0 | 0 | 0 | 0 | 0 | 0 | 0 | 0 | 0 | 0 | 0 | 0 | 0 | 0
BAU Last Year Vehicles[rail,freight,natural gas vehicle] | NoSettings | 0 | 0 | 0 | 0 | 0 | 0 | 0 | 0 | 0 | 0 | 0 | 0 | 0 | 0 | 0 | 0 | 0 | 0 | 0 | 0 | 0 | 0 | 0 | 0 | 0 | 0 | 0 | 0 | 0 | 0 | 0
BAU Last Year Vehicles[rail,freight,gasoline vehicle] | NoSettings | 0 | 0 | 0 | 0 | 0 | 0 | 0 | 0 | 0 | 0 | 0 | 0 | 0 | 0 | 0 | 0 | 0 | 0 | 0 | 0 | 0 | 0 | 0 | 0 | 0 | 0 | 0 | 0 | 0 | 0 | 0
BAU Last Year Vehicles[rail,freight,diesel vehicle] | NoSettings | 936 | 936 | 936 | 937 | 939 | 941 | 944 | 947 | 951 | 956 | 962 | 968 | 975 | 983 | 992 | 1001 | 1011 | 1022 | 1034 | 1048 | 1063 | 1079 | 1096 | 1114 | 1133 | 1153 | 1174 | 1196 | 1219 | 1243 | 1268
BAU Last Year Vehicles[rail,freight,plugin hybrid vehicle] | NoSettings | 0 | 0 | 0 | 0 | 0 | 0 | 0 | 0 | 0 | 0 | 0 | 0 | 0 | 0 | 0 | 0 | 0 | 0 | 0 | 0 | 0 | 0 | 0 | 0 | 0 | 0 | 0 | 0 | 0 | 0 | 0
BAU Last Year Vehicles[rail,freight,LPG vehicle] | NoSettings | 0 | 0 | 0 | 0 | 0 | 0 | 0 | 0 | 0 | 0 | 0 | 0 | 0 | 0 | 0 | 0 | 0 | 0 | 0 | 0 | 0 | 0 | 0 | 0 | 0 | 0 | 0 | 0 | 0 | 0 | 0
BAU Last Year Vehicles[rail,freight,hydrogen vehicle] | NoSettings | 0 | 0 | 0 | 0 | 0 | 0 | 0 | 0 | 0 | 0 | 0 | 0 | 0 | 0 | 0 | 0 | 0 | 0 | 0 | 0 | 0 | 0 | 0 | 0 | 0 | 0 | 0 | 0 | 0 | 0 | 0
BAU Last Year Vehicles[ships,passenger,battery electric vehicle] | NoSettings | 0 | 0 | 0 | 0 | 0 | 0 | 0 | 0 | 0 | 0 | 0 | 0 | 0 | 0 | 0 | 0 | 0 | 0 | 0 | 0 | 0 | 0 | 0 | 0 | 0 | 0 | 0 | 0 | 0 | 0 | 0
BAU Last Year Vehicles[ships,passenger,natural gas vehicle] | NoSettings | 0 | 0 | 0 | 0 | 0 | 0 | 0 | 0 | 0 | 0 | 0 | 0 | 0 | 0 | 0 | 0 | 0 | 0 | 0 | 0 | 0 | 0 | 0 | 0 | 0 | 0 | 0 | 0 | 0 | 0 | 0
BAU Last Year Vehicles[ships,passenger,gasoline vehicle] | NoSettings | 0 | 0 | 0 | 0 | 0 | 0 | 0 | 0 | 0 | 0 | 0 | 0 | 0 | 0 | 0 | 0 | 0 | 0 | 0 | 0 | 0 | 0 | 0 | 0 | 0 | 0 | 0 | 0 | 0 | 0 | 0
BAU Last Year Vehicles[ships,passenger,diesel vehicle] | NoSettings | 164773 | 164822 | 164871 | 164920 | 164969 | 165068 | 165167 | 165316 | 165465 | 165614 | 165763 | 165912 | 166061 | 166210 | 166359 | 166558 | 166757 | 166956 | 167155 | 167354 | 167503 | 167652 | 167801 | 167950 | 168099 | 168248 | 168397 | 168546 | 168695 | 168844 | 168993
BAU Last Year Vehicles[ships,passenger,plugin hybrid vehicle] | NoSettings | 0 | 0 | 0 | 0 | 0 | 0 | 0 | 0 | 0 | 0 | 0 | 0 | 0 | 0 | 0 | 0 | 0 | 0 | 0 | 0 | 0 | 0 | 0 | 0 | 0 | 0 | 0 | 0 | 0 | 0 | 0
BAU Last Year Vehicles[ships,passenger,LPG vehicle] | NoSettings | 0 | 0 | 0 | 0 | 0 | 0 | 0 | 0 | 0 | 0 | 0 | 0 | 0 | 0 | 0 | 0 | 0 | 0 | 0 | 0 | 0 | 0 | 0 | 0 | 0 | 0 | 0 | 0 | 0 | 0 | 0
BAU Last Year Vehicles[ships,passenger,hydrogen vehicle] | NoSettings | 0 | 0 | 0 | 0 | 0 | 0 | 0 | 0 | 0 | 0 | 0 | 0 | 0 | 0 | 0 | 0 | 0 | 0 | 0 | 0 | 0 | 0 | 0 | 0 | 0 | 0 | 0 | 0 | 0 | 0 | 0
BAU Last Year Vehicles[ships,freight,battery electric vehicle] | NoSettings | 0 | 0 | 0 | 0 | 0 | 0 | 0 | 0 | 0 | 0 | 0 | 0 | 0 | 0 | 0 | 0 | 0 | 0 | 0 | 0 | 0 | 0 | 0 | 0 | 0 | 0 | 0 | 0 | 0 | 0 | 0
BAU Last Year Vehicles[ships,freight,natural gas vehicle] | NoSettings | 0 | 0 | 0 | 0 | 0 | 0 | 0 | 0 | 0 | 0 | 0 | 0 | 0 | 0 | 0 | 0 | 0 | 0 | 0 | 0 | 0 | 0 | 0 | 0 | 0 | 0 | 0 | 0 | 0 | 0 | 0
BAU Last Year Vehicles[ships,freight,gasoline vehicle] | NoSettings | 0 | 0 | 0 | 0 | 0 | 0 | 0 | 0 | 0 | 0 | 0 | 0 | 0 | 0 | 0 | 0 | 0 | 0 | 0 | 0 | 0 | 0 | 0 | 0 | 0 | 0 | 0 | 0 | 0 | 0 | 0
BAU Last Year Vehicles[ships,freight,diesel vehicle] | NoSettings | 801 | 801 | 801 | 803 | 806 | 810 | 815 | 821 | 828 | 836 | 846 | 858 | 871 | 885 | 900 | 916 | 933 | 951 | 971 | 992 | 1015 | 1039 | 1064 | 1090 | 1118 | 1147 | 1177 | 1209 | 1242 | 1276 | 1312
BAU Last Year Vehicles[ships,freight,plugin hybrid vehicle] | NoSettings | 0 | 0 | 0 | 0 | 0 | 0 | 0 | 0 | 0 | 0 | 0 | 0 | 0 | 0 | 0 | 0 | 0 | 0 | 0 | 0 | 0 | 0 | 0 | 0 | 0 | 0 | 0 | 0 | 0 | 0 | 0
BAU Last Year Vehicles[ships,freight,LPG vehicle] | NoSettings | 0 | 0 | 0 | 0 | 0 | 0 | 0 | 0 | 0 | 0 | 0 | 0 | 0 | 0 | 0 | 0 | 0 | 0 | 0 | 0 | 0 | 0 | 0 | 0 | 0 | 0 | 0 | 0 | 0 | 0 | 0
BAU Last Year Vehicles[ships,freight,hydrogen vehicle] | NoSettings | 0 | 0 | 0 | 0 | 0 | 0 | 0 | 0 | 0 | 0 | 0 | 0 | 0 | 0 | 0 | 0 | 0 | 0 | 0 | 0 | 0 | 0 | 0 | 0 | 0 | 0 | 0 | 0 | 0 | 0 | 0
BAU Last Year Vehicles[motorbikes,passenger,battery electric vehicle] | NoSettings | 1241 | 1168 | 4311 | 10586 | 20554 | 34536 | 51782 | 71269 | 92385 | 114491 | 137224 | 160431 | 183995 | 207790 | 231783 | 255938 | 280231 | 304656 | 329274 | 350796 | 369267 | 384135 | 395061 | 402789 | 408360 | 412371 | 415434 | 417915 | 419943 | 421608 | 423060
BAU Last Year Vehicles[motorbikes,passenger,natural gas vehicle] | NoSettings | 30 | 28 | 26 | 24 | 22 | 20 | 18 | 16 | 14 | 12 | 10 | 8 | 6 | 4 | 3 | 2 | 1 | 0 | 0 | 0 | 0 | 0 | 0 | 0 | 0 | 0 | 0 | 0 | 0 | 0 | 0
BAU Last Year Vehicles[motorbikes,passenger,gasoline vehicle] | NoSettings | 714986 | 716671 | 721755 | 724487 | 724054 | 719832 | 712295 | 702493 | 691029 | 678545 | 665410 | 651771 | 637751 | 623497 | 609063 | 594491 | 579820 | 565053 | 548526 | 528516 | 510813 | 496215 | 485364 | 477792 | 472428 | 468672 | 465891 | 463698 | 461952 | 460551 | 459342
BAU Last Year Vehicles[motorbikes,passenger,diesel vehicle] | NoSettings | 235 | 221 | 207 | 193 | 179 | 165 | 151 | 137 | 123 | 109 | 95 | 81 | 67 | 53 | 39 | 26 | 13 | 0 | 0 | 0 | 0 | 0 | 0 | 0 | 0 | 0 | 0 | 0 | 0 | 0 | 0
BAU Last Year Vehicles[motorbikes,passenger,plugin hybrid vehicle] | NoSettings | 0 | 0 | 0 | 0 | 0 | 0 | 0 | 0 | 0 | 0 | 0 | 0 | 0 | 0 | 0 | 0 | 0 | 0 | 0 | 0 | 0 | 0 | 0 | 0 | 0 | 0 | 0 | 0 | 0 | 0 | 0
BAU Last Year Vehicles[motorbikes,passenger,LPG vehicle] | NoSettings | 0 | 0 | 0 | 0 | 0 | 0 | 0 | 0 | 0 | 0 | 0 | 0 | 0 | 0 | 0 | 0 | 0 | 0 | 0 | 0 | 0 | 0 | 0 | 0 | 0 | 0 | 0 | 0 | 0 | 0 | 0
BAU Last Year Vehicles[motorbikes,passenger,hydrogen vehicle] | NoSettings | 0 | 0 | 0 | 0 | 0 | 0 | 0 | 0 | 0 | 0 | 0 | 0 | 0 | 0 | 0 | 0 | 0 | 0 | 0 | 0 | 0 | 0 | 0 | 0 | 0 | 0 | 0 | 0 | 0 | 0 | 0
BAU Last Year Vehicles[motorbikes,freight,battery electric vehicle] | NoSettings | 0 | 12 | 24 | 75 | 132 | 336 | 627 | 1050 | 1698 | 2580 | 3705 | 5082 | 6738 | 8685 | 10692 | 12759 | 14889 | 17082 | 19341 | 21669 | 24066 | 26538 | 29085 | 31707 | 34410 | 37194 | 40053 | 42999 | 45996 | 49080 | 52113
BAU Last Year Vehicles[motorbikes,freight,natural gas vehicle] | NoSettings | 55.5819 | 85.5819 | 124.582 | 199.582 | 259.582 | 301.582 | 337.582 | 371.582 | 402.582 | 433.582 | 467.582 | 501.582 | 544.582 | 590.582 | 645.582 | 712.582 | 791.582 | 885.582 | 994.582 | 1115.58 | 1251.58 | 1402.58 | 1565.58 | 1737.58 | 1924.58 | 2123.58 | 2300.58 | 2480.58 | 2633.58 | 2807.58 | 3005.58
BAU Last Year Vehicles[motorbikes,freight,gasoline vehicle] | NoSettings | 0 | 0 | 0 | 0 | 0 | 0 | 0 | 0 | 0 | 0 | 0 | 0 | 0 | 0 | 0 | 0 | 0 | 0 | 0 | 0 | 0 | 0 | 0 | 0 | 0 | 0 | 0 | 0 | 0 | 0 | 0
BAU Last Year Vehicles[motorbikes,freight,diesel vehicle] | NoSettings | 106040 | 105524 | 105074 | 104627 | 104264 | 103853 | 103439 | 102980 | 102383 | 101639 | 100736 | 99667.8 | 98452.8 | 97081.8 | 95785.8 | 94567.8 | 93428.8 | 92364.8 | 91381.8 | 90482.8 | 89670.8 | 88942.8 | 88304.8 | 87762.8 | 87313.8 | 86954.8 | 87209.8 | 87494.8 | 87875.8 | 88271.8 | 88814.8
BAU Last Year Vehicles[motorbikes,freight,plugin hybrid vehicle] | NoSettings | 0 | 0 | 0 | 0 | 0 | 0 | 0 | 0 | 0 | 0 | 0 | 0 | 0 | 0 | 0 | 0 | 0 | 0 | 0 | 0 | 0 | 0 | 0 | 0 | 0 | 0 | 0 | 0 | 0 | 0 | 0
BAU Last Year Vehicles[motorbikes,freight,LPG vehicle] | NoSettings | 0 | 0 | 0 | 0 | 0 | 0 | 0 | 0 | 0 | 0 | 0 | 0 | 0 | 0 | 0 | 0 | 0 | 0 | 0 | 0 | 0 | 0 | 0 | 0 | 0 | 0 | 0 | 0 | 0 | 0 | 0
BAU Last Year Vehicles[motorbikes,freight,hydrogen vehicle] | NoSettings | 0 | 0 | 0 | 0 | 0 | 0 | 0 | 0 | 0 | 0 | 0 | 0 | 3 | 6 | 9 | 15 | 24 | 36 | 54 | 78 | 108 | 147 | 195 | 255 | 327 | 417 | 528 | 663 | 828 | 1026 | 1263
BAU Transportation Electricity Demand by Vehicle Type[LDVs,passenger,battery electric vehicle] | NoSettings | 1933470 | 3252500 | 4855200 | 6597580 | 8333370 | 10029200 | 11736900 | 13714600 | 16000900 | 18836400 | 22229800 | 25872500 | 30072700 | 33878800 | 37969000 | 42038100 | 46466200 | 51312700 | 56551800 | 62064800 | 67626000 | 73146200 | 78357200 | 83211900 | 87890000 | 92082900 | 95817600 | 99111400 | 102000000 | 104515000 | 106696000
BAU Transportation Electricity Demand by Vehicle Type[LDVs,passenger,natural gas vehicle] | NoSettings | 0 | 0 | 0 | 0 | 0 | 0 | 0 | 0 | 0 | 0 | 0 | 0 | 0 | 0 | 0 | 0 | 0 | 0 | 0 | 0 | 0 | 0 | 0 | 0 | 0 | 0 | 0 | 0 | 0 | 0 | 0
BAU Transportation Electricity Demand by Vehicle Type[LDVs,passenger,gasoline vehicle] | NoSettings | 0 | 0 | 0 | 0 | 0 | 0 | 0 | 0 | 0 | 0 | 0 | 0 | 0 | 0 | 0 | 0 | 0 | 0 | 0 | 0 | 0 | 0 | 0 | 0 | 0 | 0 | 0 | 0 | 0 | 0 | 0
BAU Transportation Electricity Demand by Vehicle Type[LDVs,passenger,diesel vehicle] | NoSettings | 0 | 0 | 0 | 0 | 0 | 0 | 0 | 0 | 0 | 0 | 0 | 0 | 0 | 0 | 0 | 0 | 0 | 0 | 0 | 0 | 0 | 0 | 0 | 0 | 0 | 0 | 0 | 0 | 0 | 0 | 0
BAU Transportation Electricity Demand by Vehicle Type[LDVs,passenger,plugin hybrid vehicle] | NoSettings | 910057 | 1154120 | 1300670 | 1436080 | 1561160 | 1683820 | 1753620 | 1876520 | 2029420 | 2199530 | 2383200 | 2564210 | 2729570 | 2784740 | 2801630 | 2778660 | 2757370 | 2727020 | 2684260 | 2682000 | 2621120 | 2524110 | 2403660 | 2262910 | 2121730 | 1994010 | 1879880 | 1778730 | 1689990 | 1612480 | 1544990
BAU Transportation Electricity Demand by Vehicle Type[LDVs,passenger,LPG vehicle] | NoSettings | 0 | 0 | 0 | 0 | 0 | 0 | 0 | 0 | 0 | 0 | 0 | 0 | 0 | 0 | 0 | 0 | 0 | 0 | 0 | 0 | 0 | 0 | 0 | 0 | 0 | 0 | 0 | 0 | 0 | 0 | 0
BAU Transportation Electricity Demand by Vehicle Type[LDVs,passenger,hydrogen vehicle] | NoSettings | 0 | 0 | 0 | 0 | 0 | 0 | 0 | 0 | 0 | 0 | 0 | 0 | 0 | 0 | 0 | 0 | 0 | 0 | 0 | 0 | 0 | 0 | 0 | 0 | 0 | 0 | 0 | 0 | 0 | 0 | 0
BAU Transportation Electricity Demand by Vehicle Type[LDVs,freight,battery electric vehicle] | NoSettings | 0 | 0 | 0 | 0 | 0 | 0 | 0 | 0 | 0 | 0 | 0 | 0 | 0 | 0 | 0 | 0 | 0 | 0 | 0 | 0 | 0 | 0 | 0 | 0 | 0 | 0 | 0 | 0 | 0 | 0 | 0
BAU Transportation Electricity Demand by Vehicle Type[LDVs,freight,natural gas vehicle] | NoSettings | 0 | 0 | 0 | 0 | 0 | 0 | 0 | 0 | 0 | 0 | 0 | 0 | 0 | 0 | 0 | 0 | 0 | 0 | 0 | 0 | 0 | 0 | 0 | 0 | 0 | 0 | 0 | 0 | 0 | 0 | 0
BAU Transportation Electricity Demand by Vehicle Type[LDVs,freight,gasoline vehicle] | NoSettings | 0 | 0 | 0 | 0 | 0 | 0 | 0 | 0 | 0 | 0 | 0 | 0 | 0 | 0 | 0 | 0 | 0 | 0 | 0 | 0 | 0 | 0 | 0 | 0 | 0 | 0 | 0 | 0 | 0 | 0 | 0
BAU Transportation Electricity Demand by Vehicle Type[LDVs,freight,diesel vehicle] | NoSettings | 0 | 0 | 0 | 0 | 0 | 0 | 0 | 0 | 0 | 0 | 0 | 0 | 0 | 0 | 0 | 0 | 0 | 0 | 0 | 0 | 0 | 0 | 0 | 0 | 0 | 0 | 0 | 0 | 0 | 0 | 0
BAU Transportation Electricity Demand by Vehicle Type[LDVs,freight,plugin hybrid vehicle] | NoSettings | 0 | 0 | 0 | 0 | 0 | 0 | 0 | 0 | 0 | 0 | 0 | 0 | 0 | 0 | 0 | 0 | 0 | 0 | 0 | 0 | 0 | 0 | 0 | 0 | 0 | 0 | 0 | 0 | 0 | 0 | 0
BAU Transportation Electricity Demand by Vehicle Type[LDVs,freight,LPG vehicle] | NoSettings | 0 | 0 | 0 | 0 | 0 | 0 | 0 | 0 | 0 | 0 | 0 | 0 | 0 | 0 | 0 | 0 | 0 | 0 | 0 | 0 | 0 | 0 | 0 | 0 | 0 | 0 | 0 | 0 | 0 | 0 | 0
BAU Transportation Electricity Demand by Vehicle Type[LDVs,freight,hydrogen vehicle] | NoSettings | 0 | 0 | 0 | 0 | 0 | 0 | 0 | 0 | 0 | 0 | 0 | 0 | 0 | 0 | 0 | 0 | 0 | 0 | 0 | 0 | 0 | 0 | 0 | 0 | 0 | 0 | 0 | 0 | 0 | 0 | 0
BAU Transportation Electricity Demand by Vehicle Type[HDVs,passenger,battery electric vehicle] | NoSettings | 61544.5 | 66877 | 73259.5 | 84950.5 | 107908 | 132833 | 166798 | 217768 | 282114 | 388227 | 509162 | 640922 | 760212 | 886310 | 997869 | 1149320 | 1309300 | 1479790 | 1647240 | 1819030 | 1991000 | 2156440 | 2333990 | 2520890 | 2714130 | 2903690 | 3093860 | 3251600 | 3403030 | 3528260 | 3669480
BAU Transportation Electricity Demand by Vehicle Type[HDVs,passenger,natural gas vehicle] | NoSettings | 0 | 0 | 0 | 0 | 0 | 0 | 0 | 0 | 0 | 0 | 0 | 0 | 0 | 0 | 0 | 0 | 0 | 0 | 0 | 0 | 0 | 0 | 0 | 0 | 0 | 0 | 0 | 0 | 0 | 0 | 0
BAU Transportation Electricity Demand by Vehicle Type[HDVs,passenger,gasoline vehicle] | NoSettings | 0 | 0 | 0 | 0 | 0 | 0 | 0 | 0 | 0 | 0 | 0 | 0 | 0 | 0 | 0 | 0 | 0 | 0 | 0 | 0 | 0 | 0 | 0 | 0 | 0 | 0 | 0 | 0 | 0 | 0 | 0
BAU Transportation Electricity Demand by Vehicle Type[HDVs,passenger,diesel vehicle] | NoSettings | 0 | 0 | 0 | 0 | 0 | 0 | 0 | 0 | 0 | 0 | 0 | 0 | 0 | 0 | 0 | 0 | 0 | 0 | 0 | 0 | 0 | 0 | 0 | 0 | 0 | 0 | 0 | 0 | 0 | 0 | 0
BAU Transportation Electricity Demand by Vehicle Type[HDVs,passenger,plugin hybrid vehicle] | NoSettings | 0 | 0 | 0 | 0 | 0 | 0 | 0 | 0 | 0 | 0 | 0 | 0 | 0 | 0 | 0 | 0 | 0 | 0 | 0 | 0 | 0 | 0 | 0 | 0 | 0 | 0 | 0 | 0 | 0 | 0 | 0
BAU Transportation Electricity Demand by Vehicle Type[HDVs,passenger,LPG vehicle] | NoSettings | 0 | 0 | 0 | 0 | 0 | 0 | 0 | 0 | 0 | 0 | 0 | 0 | 0 | 0 | 0 | 0 | 0 | 0 | 0 | 0 | 0 | 0 | 0 | 0 | 0 | 0 | 0 | 0 | 0 | 0 | 0
BAU Transportation Electricity Demand by Vehicle Type[HDVs,passenger,hydrogen vehicle] | NoSettings | 0 | 0 | 0 | 0 | 0 | 0 | 0 | 0 | 0 | 0 | 0 | 0 | 0 | 0 | 0 | 0 | 0 | 0 | 0 | 0 | 0 | 0 | 0 | 0 | 0 | 0 | 0 | 0 | 0 | 0 | 0
BAU Transportation Electricity Demand by Vehicle Type[HDVs,freight,battery electric vehicle] | NoSettings | 6862.33 | 6899.3 | 7591.37 | 8543.84 | 22596.4 | 43476.6 | 74910.2 | 124120 | 192743 | 282493 | 394893 | 537471 | 710238 | 894867 | 1091220 | 1299090 | 1518730 | 1749500 | 1991640 | 2244670 | 2508360 | 2782280 | 3066100 | 3359460 | 3662050 | 3959120 | 4265400 | 4579970 | 4903620 | 5218190 | 5533610
BAU Transportation Electricity Demand by Vehicle Type[HDVs,freight,natural gas vehicle] | NoSettings | 0 | 0 | 0 | 0 | 0 | 0 | 0 | 0 | 0 | 0 | 0 | 0 | 0 | 0 | 0 | 0 | 0 | 0 | 0 | 0 | 0 | 0 | 0 | 0 | 0 | 0 | 0 | 0 | 0 | 0 | 0
BAU Transportation Electricity Demand by Vehicle Type[HDVs,freight,gasoline vehicle] | NoSettings | 0 | 0 | 0 | 0 | 0 | 0 | 0 | 0 | 0 | 0 | 0 | 0 | 0 | 0 | 0 | 0 | 0 | 0 | 0 | 0 | 0 | 0 | 0 | 0 | 0 | 0 | 0 | 0 | 0 | 0 | 0
BAU Transportation Electricity Demand by Vehicle Type[HDVs,freight,diesel vehicle] | NoSettings | 0 | 0 | 0 | 0 | 0 | 0 | 0 | 0 | 0 | 0 | 0 | 0 | 0 | 0 | 0 | 0 | 0 | 0 | 0 | 0 | 0 | 0 | 0 | 0 | 0 | 0 | 0 | 0 | 0 | 0 | 0
BAU Transportation Electricity Demand by Vehicle Type[HDVs,freight,plugin hybrid vehicle] | NoSettings | 0 | 0 | 0 | 0 | 0 | 0 | 0 | 0 | 0 | 0 | 0 | 0 | 0 | 0 | 0 | 0 | 0 | 0 | 0 | 0 | 0 | 0 | 0 | 0 | 0 | 0 | 0 | 0 | 0 | 0 | 0
BAU Transportation Electricity Demand by Vehicle Type[HDVs,freight,LPG vehicle] | NoSettings | 0 | 0 | 0 | 0 | 0 | 0 | 0 | 0 | 0 | 0 | 0 | 0 | 0 | 0 | 0 | 0 | 0 | 0 | 0 | 0 | 0 | 0 | 0 | 0 | 0 | 0 | 0 | 0 | 0 | 0 | 0
BAU Transportation Electricity Demand by Vehicle Type[HDVs,freight,hydrogen vehicle] | NoSettings | 0 | 0 | 0 | 0 | 0 | 0 | 0 | 0 | 0 | 0 | 0 | 0 | 0 | 0 | 0 | 0 | 0 | 0 | 0 | 0 | 0 | 0 | 0 | 0 | 0 | 0 | 0 | 0 | 0 | 0 | 0
BAU Transportation Electricity Demand by Vehicle Type[aircraft,passenger,battery electric vehicle] | NoSettings | 0 | 0 | 0 | 0 | 0 | 0 | 0 | 0 | 0 | 0 | 0 | 0 | 0 | 0 | 0 | 0 | 0 | 0 | 0 | 0 | 0 | 0 | 0 | 0 | 0 | 0 | 0 | 0 | 0 | 0 | 0
BAU Transportation Electricity Demand by Vehicle Type[aircraft,passenger,natural gas vehicle] | NoSettings | 0 | 0 | 0 | 0 | 0 | 0 | 0 | 0 | 0 | 0 | 0 | 0 | 0 | 0 | 0 | 0 | 0 | 0 | 0 | 0 | 0 | 0 | 0 | 0 | 0 | 0 | 0 | 0 | 0 | 0 | 0
BAU Transportation Electricity Demand by Vehicle Type[aircraft,passenger,gasoline vehicle] | NoSettings | 0 | 0 | 0 | 0 | 0 | 0 | 0 | 0 | 0 | 0 | 0 | 0 | 0 | 0 | 0 | 0 | 0 | 0 | 0 | 0 | 0 | 0 | 0 | 0 | 0 | 0 | 0 | 0 | 0 | 0 | 0
BAU Transportation Electricity Demand by Vehicle Type[aircraft,passenger,diesel vehicle] | NoSettings | 0 | 0 | 0 | 0 | 0 | 0 | 0 | 0 | 0 | 0 | 0 | 0 | 0 | 0 | 0 | 0 | 0 | 0 | 0 | 0 | 0 | 0 | 0 | 0 | 0 | 0 | 0 | 0 | 0 | 0 | 0
BAU Transportation Electricity Demand by Vehicle Type[aircraft,passenger,plugin hybrid vehicle] | NoSettings | 0 | 0 | 0 | 0 | 0 | 0 | 0 | 0 | 0 | 0 | 0 | 0 | 0 | 0 | 0 | 0 | 0 | 0 | 0 | 0 | 0 | 0 | 0 | 0 | 0 | 0 | 0 | 0 | 0 | 0 | 0
BAU Transportation Electricity Demand by Vehicle Type[aircraft,passenger,LPG vehicle] | NoSettings | 0 | 0 | 0 | 0 | 0 | 0 | 0 | 0 | 0 | 0 | 0 | 0 | 0 | 0 | 0 | 0 | 0 | 0 | 0 | 0 | 0 | 0 | 0 | 0 | 0 | 0 | 0 | 0 | 0 | 0 | 0
BAU Transportation Electricity Demand by Vehicle Type[aircraft,passenger,hydrogen vehicle] | NoSettings | 0 | 0 | 0 | 0 | 0 | 0 | 0 | 0 | 0 | 0 | 0 | 0 | 0 | 0 | 0 | 0 | 0 | 0 | 0 | 0 | 0 | 0 | 0 | 0 | 0 | 0 | 0 | 0 | 0 | 0 | 0
BAU Transportation Electricity Demand by Vehicle Type[aircraft,freight,battery electric vehicle] | NoSettings | 0 | 0 | 0 | 0 | 0 | 0 | 0 | 0 | 0 | 0 | 0 | 0 | 0 | 0 | 0 | 0 | 0 | 0 | 0 | 0 | 0 | 0 | 0 | 0 | 0 | 0 | 0 | 0 | 0 | 0 | 0
BAU Transportation Electricity Demand by Vehicle Type[aircraft,freight,natural gas vehicle] | NoSettings | 0 | 0 | 0 | 0 | 0 | 0 | 0 | 0 | 0 | 0 | 0 | 0 | 0 | 0 | 0 | 0 | 0 | 0 | 0 | 0 | 0 | 0 | 0 | 0 | 0 | 0 | 0 | 0 | 0 | 0 | 0
BAU Transportation Electricity Demand by Vehicle Type[aircraft,freight,gasoline vehicle] | NoSettings | 0 | 0 | 0 | 0 | 0 | 0 | 0 | 0 | 0 | 0 | 0 | 0 | 0 | 0 | 0 | 0 | 0 | 0 | 0 | 0 | 0 | 0 | 0 | 0 | 0 | 0 | 0 | 0 | 0 | 0 | 0
BAU Transportation Electricity Demand by Vehicle Type[aircraft,freight,diesel vehicle] | NoSettings | 0 | 0 | 0 | 0 | 0 | 0 | 0 | 0 | 0 | 0 | 0 | 0 | 0 | 0 | 0 | 0 | 0 | 0 | 0 | 0 | 0 | 0 | 0 | 0 | 0 | 0 | 0 | 0 | 0 | 0 | 0
BAU Transportation Electricity Demand by Vehicle Type[aircraft,freight,plugin hybrid vehicle] | NoSettings | 0 | 0 | 0 | 0 | 0 | 0 | 0 | 0 | 0 | 0 | 0 | 0 | 0 | 0 | 0 | 0 | 0 | 0 | 0 | 0 | 0 | 0 | 0 | 0 | 0 | 0 | 0 | 0 | 0 | 0 | 0
BAU Transportation Electricity Demand by Vehicle Type[aircraft,freight,LPG vehicle] | NoSettings | 0 | 0 | 0 | 0 | 0 | 0 | 0 | 0 | 0 | 0 | 0 | 0 | 0 | 0 | 0 | 0 | 0 | 0 | 0 | 0 | 0 | 0 | 0 | 0 | 0 | 0 | 0 | 0 | 0 | 0 | 0
BAU Transportation Electricity Demand by Vehicle Type[aircraft,freight,hydrogen vehicle] | NoSettings | 0 | 0 | 0 | 0 | 0 | 0 | 0 | 0 | 0 | 0 | 0 | 0 | 0 | 0 | 0 | 0 | 0 | 0 | 0 | 0 | 0 | 0 | 0 | 0 | 0 | 0 | 0 | 0 | 0 | 0 | 0
BAU Transportation Electricity Demand by Vehicle Type[rail,passenger,battery electric vehicle] | NoSettings | 201137 | 196738 | 192875 | 188929 | 185145 | 181511 | 178218 | 175045 | 172023 | 169171 | 166226 | 163436 | 160790 | 158336 | 156057 | 153709 | 151493 | 149402 | 147450 | 145605 | 143860 | 142186 | 140668 | 139209 | 137873 | 136622 | 135472 | 134418 | 133256 | 132186 | 131097
BAU Transportation Electricity Demand by Vehicle Type[rail,passenger,natural gas vehicle] | NoSettings | 0 | 0 | 0 | 0 | 0 | 0 | 0 | 0 | 0 | 0 | 0 | 0 | 0 | 0 | 0 | 0 | 0 | 0 | 0 | 0 | 0 | 0 | 0 | 0 | 0 | 0 | 0 | 0 | 0 | 0 | 0
BAU Transportation Electricity Demand by Vehicle Type[rail,passenger,gasoline vehicle] | NoSettings | 0 | 0 | 0 | 0 | 0 | 0 | 0 | 0 | 0 | 0 | 0 | 0 | 0 | 0 | 0 | 0 | 0 | 0 | 0 | 0 | 0 | 0 | 0 | 0 | 0 | 0 | 0 | 0 | 0 | 0 | 0
BAU Transportation Electricity Demand by Vehicle Type[rail,passenger,diesel vehicle] | NoSettings | 0 | 0 | 0 | 0 | 0 | 0 | 0 | 0 | 0 | 0 | 0 | 0 | 0 | 0 | 0 | 0 | 0 | 0 | 0 | 0 | 0 | 0 | 0 | 0 | 0 | 0 | 0 | 0 | 0 | 0 | 0
BAU Transportation Electricity Demand by Vehicle Type[rail,passenger,plugin hybrid vehicle] | NoSettings | 0 | 0 | 0 | 0 | 0 | 0 | 0 | 0 | 0 | 0 | 0 | 0 | 0 | 0 | 0 | 0 | 0 | 0 | 0 | 0 | 0 | 0 | 0 | 0 | 0 | 0 | 0 | 0 | 0 | 0 | 0
BAU Transportation Electricity Demand by Vehicle Type[rail,passenger,LPG vehicle] | NoSettings | 0 | 0 | 0 | 0 | 0 | 0 | 0 | 0 | 0 | 0 | 0 | 0 | 0 | 0 | 0 | 0 | 0 | 0 | 0 | 0 | 0 | 0 | 0 | 0 | 0 | 0 | 0 | 0 | 0 | 0 | 0
BAU Transportation Electricity Demand by Vehicle Type[rail,passenger,hydrogen vehicle] | NoSettings | 0 | 0 | 0 | 0 | 0 | 0 | 0 | 0 | 0 | 0 | 0 | 0 | 0 | 0 | 0 | 0 | 0 | 0 | 0 | 0 | 0 | 0 | 0 | 0 | 0 | 0 | 0 | 0 | 0 | 0 | 0
BAU Transportation Electricity Demand by Vehicle Type[rail,freight,battery electric vehicle] | NoSettings | 0 | 0 | 0 | 0 | 0 | 0 | 0 | 0 | 0 | 0 | 0 | 0 | 0 | 0 | 0 | 0 | 0 | 0 | 0 | 0 | 0 | 0 | 0 | 0 | 0 | 0 | 0 | 0 | 0 | 0 | 0
BAU Transportation Electricity Demand by Vehicle Type[rail,freight,natural gas vehicle] | NoSettings | 0 | 0 | 0 | 0 | 0 | 0 | 0 | 0 | 0 | 0 | 0 | 0 | 0 | 0 | 0 | 0 | 0 | 0 | 0 | 0 | 0 | 0 | 0 | 0 | 0 | 0 | 0 | 0 | 0 | 0 | 0
BAU Transportation Electricity Demand by Vehicle Type[rail,freight,gasoline vehicle] | NoSettings | 0 | 0 | 0 | 0 | 0 | 0 | 0 | 0 | 0 | 0 | 0 | 0 | 0 | 0 | 0 | 0 | 0 | 0 | 0 | 0 | 0 | 0 | 0 | 0 | 0 | 0 | 0 | 0 | 0 | 0 | 0
BAU Transportation Electricity Demand by Vehicle Type[rail,freight,diesel vehicle] | NoSettings | 0 | 0 | 0 | 0 | 0 | 0 | 0 | 0 | 0 | 0 | 0 | 0 | 0 | 0 | 0 | 0 | 0 | 0 | 0 | 0 | 0 | 0 | 0 | 0 | 0 | 0 | 0 | 0 | 0 | 0 | 0
BAU Transportation Electricity Demand by Vehicle Type[rail,freight,plugin hybrid vehicle] | NoSettings | 0 | 0 | 0 | 0 | 0 | 0 | 0 | 0 | 0 | 0 | 0 | 0 | 0 | 0 | 0 | 0 | 0 | 0 | 0 | 0 | 0 | 0 | 0 | 0 | 0 | 0 | 0 | 0 | 0 | 0 | 0
BAU Transportation Electricity Demand by Vehicle Type[rail,freight,LPG vehicle] | NoSettings | 0 | 0 | 0 | 0 | 0 | 0 | 0 | 0 | 0 | 0 | 0 | 0 | 0 | 0 | 0 | 0 | 0 | 0 | 0 | 0 | 0 | 0 | 0 | 0 | 0 | 0 | 0 | 0 | 0 | 0 | 0
BAU Transportation Electricity Demand by Vehicle Type[rail,freight,hydrogen vehicle] | NoSettings | 0 | 0 | 0 | 0 | 0 | 0 | 0 | 0 | 0 | 0 | 0 | 0 | 0 | 0 | 0 | 0 | 0 | 0 | 0 | 0 | 0 | 0 | 0 | 0 | 0 | 0 | 0 | 0 | 0 | 0 | 0
BAU Transportation Electricity Demand by Vehicle Type[ships,passenger,battery electric vehicle] | NoSettings | 0 | 0 | 0 | 0 | 0 | 0 | 0 | 0 | 0 | 0 | 0 | 0 | 0 | 0 | 0 | 0 | 0 | 0 | 0 | 0 | 0 | 0 | 0 | 0 | 0 | 0 | 0 | 0 | 0 | 0 | 0
BAU Transportation Electricity Demand by Vehicle Type[ships,passenger,natural gas vehicle] | NoSettings | 0 | 0 | 0 | 0 | 0 | 0 | 0 | 0 | 0 | 0 | 0 | 0 | 0 | 0 | 0 | 0 | 0 | 0 | 0 | 0 | 0 | 0 | 0 | 0 | 0 | 0 | 0 | 0 | 0 | 0 | 0
BAU Transportation Electricity Demand by Vehicle Type[ships,passenger,gasoline vehicle] | NoSettings | 0 | 0 | 0 | 0 | 0 | 0 | 0 | 0 | 0 | 0 | 0 | 0 | 0 | 0 | 0 | 0 | 0 | 0 | 0 | 0 | 0 | 0 | 0 | 0 | 0 | 0 | 0 | 0 | 0 | 0 | 0
BAU Transportation Electricity Demand by Vehicle Type[ships,passenger,diesel vehicle] | NoSettings | 0 | 0 | 0 | 0 | 0 | 0 | 0 | 0 | 0 | 0 | 0 | 0 | 0 | 0 | 0 | 0 | 0 | 0 | 0 | 0 | 0 | 0 | 0 | 0 | 0 | 0 | 0 | 0 | 0 | 0 | 0
BAU Transportation Electricity Demand by Vehicle Type[ships,passenger,plugin hybrid vehicle] | NoSettings | 0 | 0 | 0 | 0 | 0 | 0 | 0 | 0 | 0 | 0 | 0 | 0 | 0 | 0 | 0 | 0 | 0 | 0 | 0 | 0 | 0 | 0 | 0 | 0 | 0 | 0 | 0 | 0 | 0 | 0 | 0
BAU Transportation Electricity Demand by Vehicle Type[ships,passenger,LPG vehicle] | NoSettings | 0 | 0 | 0 | 0 | 0 | 0 | 0 | 0 | 0 | 0 | 0 | 0 | 0 | 0 | 0 | 0 | 0 | 0 | 0 | 0 | 0 | 0 | 0 | 0 | 0 | 0 | 0 | 0 | 0 | 0 | 0
BAU Transportation Electricity Demand by Vehicle Type[ships,passenger,hydrogen vehicle] | NoSettings | 0 | 0 | 0 | 0 | 0 | 0 | 0 | 0 | 0 | 0 | 0 | 0 | 0 | 0 | 0 | 0 | 0 | 0 | 0 | 0 | 0 | 0 | 0 | 0 | 0 | 0 | 0 | 0 | 0 | 0 | 0
BAU Transportation Electricity Demand by Vehicle Type[ships,freight,battery electric vehicle] | NoSettings | 0 | 0 | 0 | 0 | 0 | 0 | 0 | 0 | 0 | 0 | 0 | 0 | 0 | 0 | 0 | 0 | 0 | 0 | 0 | 0 | 0 | 0 | 0 | 0 | 0 | 0 | 0 | 0 | 0 | 0 | 0
BAU Transportation Electricity Demand by Vehicle Type[ships,freight,natural gas vehicle] | NoSettings | 0 | 0 | 0 | 0 | 0 | 0 | 0 | 0 | 0 | 0 | 0 | 0 | 0 | 0 | 0 | 0 | 0 | 0 | 0 | 0 | 0 | 0 | 0 | 0 | 0 | 0 | 0 | 0 | 0 | 0 | 0
BAU Transportation Electricity Demand by Vehicle Type[ships,freight,gasoline vehicle] | NoSettings | 0 | 0 | 0 | 0 | 0 | 0 | 0 | 0 | 0 | 0 | 0 | 0 | 0 | 0 | 0 | 0 | 0 | 0 | 0 | 0 | 0 | 0 | 0 | 0 | 0 | 0 | 0 | 0 | 0 | 0 | 0
BAU Transportation Electricity Demand by Vehicle Type[ships,freight,diesel vehicle] | NoSettings | 0 | 0 | 0 | 0 | 0 | 0 | 0 | 0 | 0 | 0 | 0 | 0 | 0 | 0 | 0 | 0 | 0 | 0 | 0 | 0 | 0 | 0 | 0 | 0 | 0 | 0 | 0 | 0 | 0 | 0 | 0
BAU Transportation Electricity Demand by Vehicle Type[ships,freight,plugin hybrid vehicle] | NoSettings | 0 | 0 | 0 | 0 | 0 | 0 | 0 | 0 | 0 | 0 | 0 | 0 | 0 | 0 | 0 | 0 | 0 | 0 | 0 | 0 | 0 | 0 | 0 | 0 | 0 | 0 | 0 | 0 | 0 | 0 | 0
BAU Transportation Electricity Demand by Vehicle Type[ships,freight,LPG vehicle] | NoSettings | 0 | 0 | 0 | 0 | 0 | 0 | 0 | 0 | 0 | 0 | 0 | 0 | 0 | 0 | 0 | 0 | 0 | 0 | 0 | 0 | 0 | 0 | 0 | 0 | 0 | 0 | 0 | 0 | 0 | 0 | 0
BAU Transportation Electricity Demand by Vehicle Type[ships,freight,hydrogen vehicle] | NoSettings | 0 | 0 | 0 | 0 | 0 | 0 | 0 | 0 | 0 | 0 | 0 | 0 | 0 | 0 | 0 | 0 | 0 | 0 | 0 | 0 | 0 | 0 | 0 | 0 | 0 | 0 | 0 | 0 | 0 | 0 | 0
BAU Transportation Electricity Demand by Vehicle Type[motorbikes,passenger,battery electric vehicle] | NoSettings | 197.009 | 1443.78 | 4261.29 | 8841.69 | 15198.7 | 22841 | 31308.9 | 40281.2 | 49461.7 | 58693.9 | 67899.1 | 77039.4 | 86092.5 | 95062.7 | 103916 | 112659 | 121269 | 130026 | 138432 | 145730 | 151675 | 156077 | 159216 | 161469 | 163062 | 164214 | 165082 | 165725 | 166199 | 166649 | 166945
BAU Transportation Electricity Demand by Vehicle Type[motorbikes,passenger,natural gas vehicle] | NoSettings | 0 | 0 | 0 | 0 | 0 | 0 | 0 | 0 | 0 | 0 | 0 | 0 | 0 | 0 | 0 | 0 | 0 | 0 | 0 | 0 | 0 | 0 | 0 | 0 | 0 | 0 | 0 | 0 | 0 | 0 | 0
BAU Transportation Electricity Demand by Vehicle Type[motorbikes,passenger,gasoline vehicle] | NoSettings | 0 | 0 | 0 | 0 | 0 | 0 | 0 | 0 | 0 | 0 | 0 | 0 | 0 | 0 | 0 | 0 | 0 | 0 | 0 | 0 | 0 | 0 | 0 | 0 | 0 | 0 | 0 | 0 | 0 | 0 | 0
BAU Transportation Electricity Demand by Vehicle Type[motorbikes,passenger,diesel vehicle] | NoSettings | 0 | 0 | 0 | 0 | 0 | 0 | 0 | 0 | 0 | 0 | 0 | 0 | 0 | 0 | 0 | 0 | 0 | 0 | 0 | 0 | 0 | 0 | 0 | 0 | 0 | 0 | 0 | 0 | 0 | 0 | 0
BAU Transportation Electricity Demand by Vehicle Type[motorbikes,passenger,plugin hybrid vehicle] | NoSettings | 0 | 0 | 0 | 0 | 0 | 0 | 0 | 0 | 0 | 0 | 0 | 0 | 0 | 0 | 0 | 0 | 0 | 0 | 0 | 0 | 0 | 0 | 0 | 0 | 0 | 0 | 0 | 0 | 0 | 0 | 0
BAU Transportation Electricity Demand by Vehicle Type[motorbikes,passenger,LPG vehicle] | NoSettings | 0 | 0 | 0 | 0 | 0 | 0 | 0 | 0 | 0 | 0 | 0 | 0 | 0 | 0 | 0 | 0 | 0 | 0 | 0 | 0 | 0 | 0 | 0 | 0 | 0 | 0 | 0 | 0 | 0 | 0 | 0
BAU Transportation Electricity Demand by Vehicle Type[motorbikes,passenger,hydrogen vehicle] | NoSettings | 0 | 0 | 0 | 0 | 0 | 0 | 0 | 0 | 0 | 0 | 0 | 0 | 0 | 0 | 0 | 0 | 0 | 0 | 0 | 0 | 0 | 0 | 0 | 0 | 0 | 0 | 0 | 0 | 0 | 0 | 0
BAU Transportation Electricity Demand by Vehicle Type[motorbikes,freight,battery electric vehicle] | NoSettings | 1688.95 | 3457.49 | 11051.5 | 19881.8 | 51692 | 98456.8 | 168160 | 277138 | 428801 | 626555 | 873776 | 1187590 | 1567260 | 1972950 | 2404290 | 2861370 | 3343760 | 3851080 | 4383130 | 4938840 | 5518290 | 6120420 | 6743910 | 7388530 | 8053240 | 8703080 | 9373110 | 10055000 | 10756200 | 11446100 | 12137900
BAU Transportation Electricity Demand by Vehicle Type[motorbikes,freight,natural gas vehicle] | NoSettings | 0 | 0 | 0 | 0 | 0 | 0 | 0 | 0 | 0 | 0 | 0 | 0 | 0 | 0 | 0 | 0 | 0 | 0 | 0 | 0 | 0 | 0 | 0 | 0 | 0 | 0 | 0 | 0 | 0 | 0 | 0
BAU Transportation Electricity Demand by Vehicle Type[motorbikes,freight,gasoline vehicle] | NoSettings | 0 | 0 | 0 | 0 | 0 | 0 | 0 | 0 | 0 | 0 | 0 | 0 | 0 | 0 | 0 | 0 | 0 | 0 | 0 | 0 | 0 | 0 | 0 | 0 | 0 | 0 | 0 | 0 | 0 | 0 | 0
BAU Transportation Electricity Demand by Vehicle Type[motorbikes,freight,diesel vehicle] | NoSettings | 0 | 0 | 0 | 0 | 0 | 0 | 0 | 0 | 0 | 0 | 0 | 0 | 0 | 0 | 0 | 0 | 0 | 0 | 0 | 0 | 0 | 0 | 0 | 0 | 0 | 0 | 0 | 0 | 0 | 0 | 0
BAU Transportation Electricity Demand by Vehicle Type[motorbikes,freight,plugin hybrid vehicle] | NoSettings | 0 | 0 | 0 | 0 | 0 | 0 | 0 | 0 | 0 | 0 | 0 | 0 | 0 | 0 | 0 | 0 | 0 | 0 | 0 | 0 | 0 | 0 | 0 | 0 | 0 | 0 | 0 | 0 | 0 | 0 | 0
BAU Transportation Electricity Demand by Vehicle Type[motorbikes,freight,LPG vehicle] | NoSettings | 0 | 0 | 0 | 0 | 0 | 0 | 0 | 0 | 0 | 0 | 0 | 0 | 0 | 0 | 0 | 0 | 0 | 0 | 0 | 0 | 0 | 0 | 0 | 0 | 0 | 0 | 0 | 0 | 0 | 0 | 0
BAU Transportation Electricity Demand by Vehicle Type[motorbikes,freight,hydrogen vehicle] | NoSettings | 0 | 0 | 0 | 0 | 0 | 0 | 0 | 0 | 0 | 0 | 0 | 0 | 0 | 0 | 0 | 0 | 0 | 0 | 0 | 0 | 0 | 0 | 0 | 0 | 0 | 0 | 0 | 0 | 0 | 0 | 0
Total Energy Use by Sector[transportation sector,electricity] | NoSettings | 10627600000000 | 15974200000000 | 21988800000000 | 28470900000000 | 35063400000000 | 41597100000000 | 48140400000000 | 56040600000000 | 65354900000000 | 76973800000000 | 90839100000000 | 105913000000000 | 123121000000000 | 138762000000000 | 155319000000000 | 171931000000000 | 189929000000000 | 209483000000000 | 230447000000000 | 252612000000000 | 274856000000000 | 296921000000000 | 317996000000000 | 337920000000000 | 357359000000000 | 375106000000000 | 391438000000000 | 406267000000000 | 419831000000000 | 432000000000000 | 443127000000000
Total Energy Use by Sector[transportation sector,hard coal] | NoSettings | 584: 0
Total Energy Use by Sector[transportation sector,natural gas] | NoSettings | 13398900000000 | 13097000000000 | 12491200000000 | 11863900000000 | 11189300000000 | 10534100000000 | 9884250000000 | 9276930000000 | 8709560000000 | 8123780000000 | 7560350000000 | 7071130000000 | 6635310000000 | 6252950000000 | 5938720000000 | 5679850000000 | 5522120000000 | 5433250000000 | 5405080000000 | 5445980000000 | 5560280000000 | 5736240000000 | 5965770000000 | 6352870000000 | 6789230000000 | 7204480000000 | 7638890000000 | 8018340000000 | 8471720000000 | 9020420000000 | 9627290000000
Total Energy Use by Sector[transportation sector,nuclear] | NoSettings | 584: 0
Total Energy Use by Sector[transportation sector,hydro] | NoSettings | 584: 0
Total Energy Use by Sector[transportation sector,wind] | NoSettings | 584: 0
Total Energy Use by Sector[transportation sector,solar] | NoSettings | 584: 0
Total Energy Use by Sector[transportation sector,biomass] | NoSettings | 584: 0
Total Energy Use by Sector[transportation sector,petroleum gasoline] | NoSettings | 1491460000000000 | 1676910000000000 | 1660970000000000 | 1643150000000000 | 1611200000000000 | 1576120000000000 | 1538660000000000 | 1499820000000000 | 1460330000000000 | 1417330000000000 | 1367400000000000 | 1314410000000000 | 1259050000000000 | 1211730000000000 | 1161400000000000 | 1114850000000000 | 1066640000000000 | 1015140000000000 | 960197000000000 | 902113000000000 | 844439000000000 | 788091000000000 | 735675000000000 | 688129000000000 | 642861000000000 | 602681000000000 | 567268000000000 | 536423000000000 | 509846000000000 | 487201000000000 | 467704000000000
Total Energy Use by Sector[transportation sector,petroleum diesel] | NoSettings | 402127000000000 | 403777000000000 | 398213000000000 | 386898000000000 | 377989000000000 | 368925000000000 | 361351000000000 | 352359000000000 | 344570000000000 | 334361000000000 | 321912000000000 | 320779000000000 | 319331000000000 | 317751000000000 | 317030000000000 | 315852000000000 | 316816000000000 | 315226000000000 | 314016000000000 | 312601000000000 | 312217000000000 | 310181000000000 | 311556000000000 | 310517000000000 | 311252000000000 | 309878000000000 | 312929000000000 | 314953000000000 | 316982000000000 | 320788000000000 | 323993000000000
Total Energy Use by Sector[transportation sector,biofuel gasoline] | NoSettings | 115025000000000 | 129716000000000 | 128869000000000 | 127868000000000 | 125756000000000 | 123384000000000 | 120810000000000 | 118108000000000 | 115338000000000 | 112109000000000 | 108477000000000 | 104273000000000 | 99882000000000 | 96127400000000 | 92135300000000 | 88442500000000 | 84617800000000 | 80532400000000 | 76173500000000 | 71565700000000 | 66990300000000 | 62520200000000 | 58362000000000 | 54590200000000 | 50999000000000 | 47811400000000 | 45002100000000 | 42555100000000 | 40446800000000 | 38650200000000 | 37103500000000
Total Energy Use by Sector[transportation sector,biofuel diesel] | NoSettings | 84736500000000 | 96031400000000 | 104725000000000 | 113418000000000 | 121597000000000 | 129522000000000 | 137341000000000 | 144636000000000 | 151599000000000 | 158029000000000 | 163862000000000 | 162319000000000 | 160506000000000 | 158624000000000 | 157180000000000 | 155354000000000 | 153425000000000 | 151203000000000 | 148945000000000 | 146813000000000 | 144936000000000 | 143086000000000 | 141653000000000 | 139722000000000 | 137941000000000 | 136565000000000 | 135934000000000 | 135562000000000 | 135298000000000 | 135780000000000 | 136394000000000
Total Energy Use by Sector[transportation sector,jet fuel or kerosene] | NoSettings | 41846500000000 | 56401100000000 | 62366200000000 | 64706800000000 | 65608600000000 | 66308400000000 | 66141300000000 | 65915800000000 | 65917200000000 | 65786600000000 | 65881600000000 | 66144700000000 | 66597600000000 | 67088600000000 | 67594900000000 | 68113200000000 | 68419000000000 | 68632400000000 | 68934700000000 | 69268000000000 | 69739300000000 | 70199900000000 | 70789700000000 | 71428200000000 | 72112300000000 | 72694700000000 | 73220000000000 | 73642300000000 | 74006800000000 | 74306000000000 | 74642700000000
Total Energy Use by Sector[transportation sector,heat] | NoSettings | 584: 0
Total Energy Use by Sector[transportation sector,geothermal] | NoSettings | 584: 0
Total Energy Use by Sector[transportation sector,lignite] | NoSettings | 584: 0
Total Energy Use by Sector[transportation sector,crude oil] | NoSettings | 584: 0
Total Energy Use by Sector[transportation sector,heavy or residual fuel oil] | NoSettings | 16976000000000 | 20062200000000 | 20242900000000 | 25527500000000 | 27149600000000 | 28542300000000 | 28799500000000 | 29729000000000 | 29254300000000 | 30563000000000 | 33910300000000 | 35033200000000 | 36469600000000 | 37775100000000 | 38962300000000 | 40272200000000 | 39536800000000 | 41184500000000 | 42067600000000 | 43641500000000 | 44615800000000 | 47142700000000 | 47536000000000 | 49043300000000 | 49673000000000 | 52700900000000 | 52740100000000 | 54057300000000 | 55583400000000 | 57182300000000 | 58373100000000
Total Energy Use by Sector[transportation sector,LPG propane or butane] | NoSettings | 0 | 0 | 0 | 0 | 0 | 0 | 0 | 0 | 0 | 0 | 0 | 0 | 0 | 0 | 0 | 0 | 0 | 0 | 0 | 0 | 0 | 0 | 0 | 0 | 0 | 0 | 0 | 0 | 0 | 0 | 0
Total Energy Use by Sector[transportation sector,municipal solid waste] | NoSettings | 584: 0
Total Energy Use by Sector[transportation sector,hydrogen] | NoSettings | 144140000000 | 153697000000 | 142336000000 | 129864000000 | 116367000000 | 102109000000 | 87510700000 | 73011600000 | 58431800000 | 43803000000 | 48409300000 | 112058000000 | 199479000000 | 326374000000 | 520505000000 | 806580000000 | 1210490000000 | 1780530000000 | 2545250000000 | 3510550000000 | 4749740000000 | 6268870000000 | 8142300000000 | 10398200000000 | 13182800000000 | 16511100000000 | 20504200000000 | 25308800000000 | 30999100000000 | 37722100000000 | 45694700000000
Total Energy Use by Sector[electricity sector,electricity] | NoSettings | 584: 0
Total Energy Use by Sector[electricity sector,hard coal] | NoSettings | 0 | 0 | 0 | 0 | 0 | 0 | 0 | 0 | 0 | 0 | 0 | 0 | 0 | 0 | 0 | 0 | 0 | 0 | 0 | 0 | 0 | 0 | 0 | 0 | 0 | 0 | 0 | 0 | 0 | 0 | 0
Total Energy Use by Sector[electricity sector,natural gas] | NoSettings | 637211000000000 | 740396000000000 | 747448000000000 | 748012000000000 | 642715000000000 | 637330000000000 | 634596000000000 | 630262000000000 | 620841000000000 | 615178000000000 | 606640000000000 | 594668000000000 | 576967000000000 | 501867000000000 | 451402000000000 | 423850000000000 | 374708000000000 | 353074000000000 | 327172000000000 | 302267000000000 | 308914000000000 | 278736000000000 | 289955000000000 | 295339000000000 | 304809000000000 | 313705000000000 | 319832000000000 | 330207000000000 | 336805000000000 | 343791000000000 | 349733000000000
Total Energy Use by Sector[electricity sector,nuclear] | NoSettings | 184185000000000 | 184185000000000 | 184185000000000 | 184185000000000 | 92092700000000 | 0 | 0 | 0 | 0 | 0 | 0 | 0 | 0 | 0 | 0 | 0 | 0 | 0 | 0 | 0 | 0 | 0 | 0 | 0 | 0 | 0 | 0 | 0 | 0 | 0 | 0
Total Energy Use by Sector[electricity sector,hydro] | NoSettings | 0 | 0 | 0 | 0 | 0 | 0 | 0 | 0 | 0 | 0 | 0 | 0 | 0 | 0 | 0 | 0 | 0 | 0 | 0 | 0 | 0 | 0 | 0 | 0 | 0 | 0 | 0 | 0 | 0 | 0 | 0
Total Energy Use by Sector[electricity sector,wind] | NoSettings | 0 | 0 | 0 | 0 | 0 | 0 | 0 | 0 | 0 | 0 | 0 | 0 | 0 | 0 | 0 | 0 | 0 | 0 | 0 | 0 | 0 | 0 | 0 | 0 | 0 | 0 | 0 | 0 | 0 | 0 | 0
Total Energy Use by Sector[electricity sector,solar] | NoSettings | 0 | 0 | 0 | 0 | 0 | 0 | 0 | 0 | 0 | 0 | 0 | 0 | 0 | 0 | 0 | 0 | 0 | 0 | 0 | 0 | 0 | 0 | 0 | 0 | 0 | 0 | 0 | 0 | 0 | 0 | 0
Total Energy Use by Sector[electricity sector,biomass] | NoSettings | 53676200000000 | 55769400000000 | 58012100000000 | 59582100000000 | 65787000000000 | 69749100000000 | 70870500000000 | 71917100000000 | 71917100000000 | 72963700000000 | 73860800000000 | 75131700000000 | 76851100000000 | 79542400000000 | 81635600000000 | 83654100000000 | 85822100000000 | 87466800000000 | 89261000000000 | 90905600000000 | 92625100000000 | 94344500000000 | 95241600000000 | 96063900000000 | 96736700000000 | 96961000000000 | 97708600000000 | 98306700000000 | 98904700000000 | 99428000000000 | 99951300000000
Total Energy Use by Sector[electricity sector,petroleum gasoline] | NoSettings | 584: 0
Total Energy Use by Sector[electricity sector,petroleum diesel] | NoSettings | 0 | 0 | 0 | 0 | 19272000000 | 28908000000 | 28908000000 | 28908000000 | 28908000000 | 28908000000 | 28908000000 | 28908000000 | 28908000000 | 28908000000 | 28908000000 | 28908000000 | 28908000000 | 28908000000 | 28908000000 | 28908000000 | 28908000000 | 28908000000 | 28908000000 | 28908000000 | 28908000000 | 28908000000 | 28908000000 | 28908000000 | 28908000000 | 28908000000 | 28908000000
Total Energy Use by Sector[electricity sector,biofuel gasoline] | NoSettings | 584: 0
Total Energy Use by Sector[electricity sector,biofuel diesel] | NoSettings | 584: 0
Total Energy Use by Sector[electricity sector,jet fuel or kerosene] | NoSettings | 584: 0
Total Energy Use by Sector[electricity sector,heat] | NoSettings | 584: 0
Total Energy Use by Sector[electricity sector,geothermal] | NoSettings | 0 | 0 | 0 | 0 | 0 | 0 | 0 | 0 | 0 | 0 | 0 | 0 | 0 | 0 | 0 | 0 | 0 | 0 | 0 | 0 | 0 | 0 | 0 | 0 | 0 | 0 | 0 | 0 | 0 | 0 | 0
Total Energy Use by Sector[electricity sector,lignite] | NoSettings | 0 | 0 | 0 | 0 | 0 | 0 | 0 | 0 | 0 | 0 | 0 | 0 | 0 | 0 | 0 | 0 | 0 | 0 | 0 | 0 | 0 | 0 | 0 | 0 | 0 | 0 | 0 | 0 | 0 | 0 | 0
Total Energy Use by Sector[electricity sector,crude oil] | NoSettings | 0 | 0 | 0 | 0 | 0 | 0 | 0 | 0 | 0 | 0 | 0 | 0 | 0 | 0 | 0 | 0 | 0 | 0 | 0 | 0 | 0 | 0 | 0 | 0 | 0 | 0 | 0 | 0 | 0 | 0 | 0
Total Energy Use by Sector[electricity sector,heavy or residual fuel oil] | NoSettings | 0 | 0 | 0 | 0 | 0 | 0 | 0 | 0 | 0 | 0 | 0 | 0 | 0 | 0 | 0 | 0 | 0 | 0 | 0 | 0 | 0 | 0 | 0 | 0 | 0 | 0 | 0 | 0 | 0 | 0 | 0
Total Energy Use by Sector[electricity sector,LPG propane or butane] | NoSettings | 584: 0
Total Energy Use by Sector[electricity sector,municipal solid waste] | NoSettings | 0 | 0 | 0 | 0 | 0 | 0 | 0 | 0 | 0 | 0 | 0 | 0 | 0 | 0 | 0 | 0 | 0 | 0 | 0 | 0 | 0 | 0 | 0 | 0 | 0 | 0 | 0 | 0 | 0 | 0 | 0
Total Energy Use by Sector[electricity sector,hydrogen] | NoSettings | 584: 0
Total Energy Use by Sector[residential buildings sector,electricity] | NoSettings | 310030000000000 | 296160000000000 | 289310000000000 | 287350000000000 | 286734000000000 | 286640000000000 | 287023000000000 | 288362000000000 | 289600000000000 | 290911000000000 | 292314000000000 | 293338000000000 | 294365000000000 | 295511000000000 | 296494000000000 | 297617000000000 | 298930000000000 | 300040000000000 | 301290000000000 | 301170000000000 | 302110000000000 | 302810000000000 | 303350000000000 | 303710000000000 | 304100000000000 | 303390000000000 | 303490000000000 | 302570000000000 | 302570000000000 | 301810000000000 | 300880000000000
Total Energy Use by Sector[residential buildings sector,hard coal] | NoSettings | 0 | 0 | 0 | 0 | 0 | 0 | 0 | 0 | 0 | 0 | 0 | 0 | 0 | 0 | 0 | 0 | 0 | 0 | 0 | 0 | 0 | 0 | 0 | 0 | 0 | 0 | 0 | 0 | 0 | 0 | 0
Total Energy Use by Sector[residential buildings sector,natural gas] | NoSettings | 478011000000000 | 493913000000000 | 495008000000000 | 496004000000000 | 494900000000000 | 494995000000000 | 493792000000000 | 491788000000000 | 489684000000000 | 486580000000000 | 482276000000000 | 479173000000000 | 473970000000000 | 470767000000000 | 465464000000000 | 460361000000000 | 457058000000000 | 453855000000000 | 449653000000000 | 448550000000000 | 444448000000000 | 442248000000000 | 441149000000000 | 440200000000000 | 440142000000000 | 439204000000000 | 439086000000000 | 439059000000000 | 439051000000000 | 440153000000000 | 441156000000000
Total Energy Use by Sector[residential buildings sector,nuclear] | NoSettings | 584: 0
Total Energy Use by Sector[residential buildings sector,hydro] | NoSettings | 584: 0
Total Energy Use by Sector[residential buildings sector,wind] | NoSettings | 584: 0
Total Energy Use by Sector[residential buildings sector,solar] | NoSettings | 584: 0
Total Energy Use by Sector[residential buildings sector,biomass] | NoSettings | 21890000000000 | 21890000000000 | 21890000000000 | 21890000000000 | 21890000000000 | 21890000000000 | 21890000000000 | 21890000000000 | 21890000000000 | 21890000000000 | 21890000000000 | 21890000000000 | 21890000000000 | 21890000000000 | 21890000000000 | 21890000000000 | 21890000000000 | 21890000000000 | 21890000000000 | 21890000000000 | 21890000000000 | 21890000000000 | 21890000000000 | 21890000000000 | 21890000000000 | 21890000000000 | 21890000000000 | 21890000000000 | 21890000000000 | 21890000000000 | 21890000000000
Total Energy Use by Sector[residential buildings sector,petroleum gasoline] | NoSettings | 584: 0
Total Energy Use by Sector[residential buildings sector,petroleum diesel] | NoSettings | 313795000000 | 313437000000 | 314121000000 | 313837000000 | 313595000000 | 312385000000 | 312137000000 | 311142000000 | 310099000000 | 308020000000 | 306974000000 | 305010000000 | 303089000000 | 301200000000 | 297426000000 | 294627000000 | 290863000000 | 287337000000 | 281831000000 | 279868000000 | 277163000000 | 274936000000 | 272470000000 | 270748000000 | 270080000000 | 268890000000 | 267080000000 | 267040000000 | 266610000000 | 267380000000 | 266630000000
Total Energy Use by Sector[residential buildings sector,biofuel gasoline] | NoSettings | 584: 0
Total Energy Use by Sector[residential buildings sector,biofuel diesel] | NoSettings | 584: 0
Total Energy Use by Sector[residential buildings sector,jet fuel or kerosene] | NoSettings | 0 | 0 | 0 | 0 | 0 | 0 | 0 | 0 | 0 | 0 | 0 | 0 | 0 | 0 | 0 | 0 | 0 | 0 | 0 | 0 | 0 | 0 | 0 | 0 | 0 | 0 | 0 | 0 | 0 | 0 | 0
Total Energy Use by Sector[residential buildings sector,heat] | NoSettings | 0 | 0 | 0 | 0 | 0 | 0 | 0 | 0 | 0 | 0 | 0 | 0 | 0 | 0 | 0 | 0 | 0 | 0 | 0 | 0 | 0 | 0 | 0 | 0 | 0 | 0 | 0 | 0 | 0 | 0 | 0
Total Energy Use by Sector[residential buildings sector,geothermal] | NoSettings | 584: 0
Total Energy Use by Sector[residential buildings sector,lignite] | NoSettings | 584: 0
Total Energy Use by Sector[residential buildings sector,crude oil] | NoSettings | 584: 0
Total Energy Use by Sector[residential buildings sector,heavy or residual fuel oil] | NoSettings | 0 | 0 | 0 | 0 | 0 | 0 | 0 | 0 | 0 | 0 | 0 | 0 | 0 | 0 | 0 | 0 | 0 | 0 | 0 | 0 | 0 | 0 | 0 | 0 | 0 | 0 | 0 | 0 | 0 | 0 | 0
Total Energy Use by Sector[residential buildings sector,LPG propane or butane] | NoSettings | 19434000000000 | 18596000000000 | 17477000000000 | 17491000000000 | 17345000000000 | 17119000000000 | 16743000000000 | 16649000000000 | 16272000000000 | 15685000000000 | 15249000000000 | 14661000000000 | 14085000000000 | 13649000000000 | 13254000000000 | 12849000000000 | 12455000000000 | 12091000000000 | 11697000000000 | 11274000000000 | 10981000000000 | 10709200000000 | 10467100000000 | 10226100000000 | 10024400000000 | 9914400000000 | 9631800000000 | 9481000000000 | 9319300000000 | 9168400000000 | 9016700000000
Total Energy Use by Sector[residential buildings sector,municipal solid waste] | NoSettings | 584: 0
Total Energy Use by Sector[residential buildings sector,hydrogen] | NoSettings | 0 | 0 | 0 | 0 | 0 | 0 | 0 | 0 | 0 | 0 | 0 | 0 | 0 | 0 | 0 | 0 | 0 | 0 | 0 | 0 | 0 | 0 | 0 | 0 | 0 | 0 | 0 | 0 | 0 | 0 | 0
Total Energy Use by Sector[commercial buildings sector,electricity] | NoSettings | 299760000000000 | 292600000000000 | 303010000000000 | 309200000000000 | 313060000000000 | 317540000000000 | 321950000000000 | 325970000000000 | 331600000000000 | 335140000000000 | 338470000000000 | 343000000000000 | 346410000000000 | 350720000000000 | 353100000000000 | 355050000000000 | 359370000000000 | 362940000000000 | 367810000000000 | 370570000000000 | 374330000000000 | 377080000000000 | 381010000000000 | 383720000000000 | 386600000000000 | 389580000000000 | 392550000000000 | 395700000000000 | 398740000000000 | 401870000000000 | 404990000000000
Total Energy Use by Sector[commercial buildings sector,hard coal] | NoSettings | 0 | 0 | 0 | 0 | 0 | 0 | 0 | 0 | 0 | 0 | 0 | 0 | 0 | 0 | 0 | 0 | 0 | 0 | 0 | 0 | 0 | 0 | 0 | 0 | 0 | 0 | 0 | 0 | 0 | 0 | 0
Total Energy Use by Sector[commercial buildings sector,natural gas] | NoSettings | 181436000000000 | 183852000000000 | 191181000000000 | 194894000000000 | 196698000000000 | 197294000000000 | 197285000000000 | 196573000000000 | 195957000000000 | 195239000000000 | 193916000000000 | 194493000000000 | 192767000000000 | 191439000000000 | 190609000000000 | 189979000000000 | 188549000000000 | 188118000000000 | 187686000000000 | 187355000000000 | 186224000000000 | 186096000000000 | 186968000000000 | 186944000000000 | 188123000000000 | 189203000000000 | 189487000000000 | 189673000000000 | 191060000000000 | 192349000000000 | 192840000000000
Total Energy Use by Sector[commercial buildings sector,nuclear] | NoSettings | 584: 0
Total Energy Use by Sector[commercial buildings sector,hydro] | NoSettings | 584: 0
Total Energy Use by Sector[commercial buildings sector,wind] | NoSettings | 584: 0
Total Energy Use by Sector[commercial buildings sector,solar] | NoSettings | 584: 0
Total Energy Use by Sector[commercial buildings sector,biomass] | NoSettings | 3830000000000 | 3830000000000 | 3830000000000 | 3830000000000 | 3830000000000 | 3830000000000 | 3830000000000 | 3830000000000 | 3830000000000 | 3830000000000 | 3830000000000 | 3830000000000 | 3830000000000 | 3830000000000 | 3830000000000 | 3830000000000 | 3830000000000 | 3830000000000 | 3830000000000 | 3830000000000 | 3830000000000 | 3830000000000 | 3830000000000 | 3830000000000 | 3830000000000 | 3830000000000 | 3830000000000 | 3830000000000 | 3830000000000 | 3830000000000 | 3830000000000
Total Energy Use by Sector[commercial buildings sector,petroleum gasoline] | NoSettings | 584: 0
Total Energy Use by Sector[commercial buildings sector,petroleum diesel] | NoSettings | 20702300000000 | 20702100000000 | 20701900000000 | 20701700000000 | 20601500000000 | 20501400000000 | 20401200000000 | 20301100000000 | 20101000000000 | 19900900000000 | 19700800000000 | 19500800000000 | 19300800000000 | 19100700000000 | 18900700000000 | 18700700000000 | 18500700000000 | 18300700000000 | 18100600000000 | 18000600000000 | 17900600000000 | 17800600000000 | 17700600000000 | 17600600000000 | 17600600000000 | 17600600000000 | 17600500000000 | 17600500000000 | 17600500000000 | 17600500000000 | 17600500000000
Total Energy Use by Sector[commercial buildings sector,biofuel gasoline] | NoSettings | 584: 0
Total Energy Use by Sector[commercial buildings sector,biofuel diesel] | NoSettings | 584: 0
Total Energy Use by Sector[commercial buildings sector,jet fuel or kerosene] | NoSettings | 0 | 0 | 0 | 0 | 0 | 0 | 0 | 0 | 0 | 0 | 0 | 0 | 0 | 0 | 0 | 0 | 0 | 0 | 0 | 0 | 0 | 0 | 0 | 0 | 0 | 0 | 0 | 0 | 0 | 0 | 0
Total Energy Use by Sector[commercial buildings sector,heat] | NoSettings | 0 | 0 | 0 | 0 | 0 | 0 | 0 | 0 | 0 | 0 | 0 | 0 | 0 | 0 | 0 | 0 | 0 | 0 | 0 | 0 | 0 | 0 | 0 | 0 | 0 | 0 | 0 | 0 | 0 | 0 | 0
Total Energy Use by Sector[commercial buildings sector,geothermal] | NoSettings | 584: 0
Total Energy Use by Sector[commercial buildings sector,lignite] | NoSettings | 584: 0
Total Energy Use by Sector[commercial buildings sector,crude oil] | NoSettings | 584: 0
Total Energy Use by Sector[commercial buildings sector,heavy or residual fuel oil] | NoSettings | 0 | 0 | 0 | 0 | 0 | 0 | 0 | 0 | 0 | 0 | 0 | 0 | 0 | 0 | 0 | 0 | 0 | 0 | 0 | 0 | 0 | 0 | 0 | 0 | 0 | 0 | 0 | 0 | 0 | 0 | 0
Total Energy Use by Sector[commercial buildings sector,LPG propane or butane] | NoSettings | 13300000000000 | 13300000000000 | 13300000000000 | 13300000000000 | 13300000000000 | 13200000000000 | 13100000000000 | 13100000000000 | 13000000000000 | 12900000000000 | 12800000000000 | 12700000000000 | 12600000000000 | 12500000000000 | 12400000000000 | 12300000000000 | 12200000000000 | 12100000000000 | 12000000000000 | 11900000000000 | 11800000000000 | 11700000000000 | 11600000000000 | 11500000000000 | 11400000000000 | 11400000000000 | 11300000000000 | 11300000000000 | 11300000000000 | 11300000000000 | 11300000000000
Total Energy Use by Sector[commercial buildings sector,municipal solid waste] | NoSettings | 584: 0
Total Energy Use by Sector[commercial buildings sector,hydrogen] | NoSettings | 0 | 0 | 0 | 0 | 0 | 0 | 0 | 0 | 0 | 0 | 0 | 0 | 0 | 0 | 0 | 0 | 0 | 0 | 0 | 0 | 0 | 0 | 0 | 0 | 0 | 0 | 0 | 0 | 0 | 0 | 0
Total Energy Use by Sector[industry sector,electricity] | NoSettings | 265821000000000 | 265361000000000 | 272257000000000 | 276673000000000 | 279789000000000 | 282688000000000 | 283984000000000 | 285092000000000 | 285032000000000 | 285481000000000 | 285667000000000 | 286485000000000 | 286724000000000 | 287497000000000 | 288527000000000 | 289728000000000 | 291016000000000 | 291963000000000 | 293388000000000 | 294761000000000 | 295448000000000 | 296878000000000 | 298924000000000 | 300970000000000 | 302878000000000 | 304582000000000 | 306584000000000 | 308490000000000 | 310356000000000 | 312502000000000 | 314371000000000
Total Energy Use by Sector[industry sector,hard coal] | NoSettings | 94240100000000 | 93324500000000 | 92423800000000 | 91520400000000 | 90607300000000 | 89694000000000 | 88779300000000 | 87865700000000 | 86950800000000 | 86060500000000 | 85169400000000 | 84279200000000 | 83390000000000 | 82499600000000 | 81605600000000 | 80727900000000 | 80745100000000 | 80736800000000 | 80729300000000 | 80723300000000 | 80717600000000 | 80713800000000 | 80708600000000 | 80703500000000 | 80698500000000 | 63104300000000 | 66617800000000 | 63097200000000 | 59575800000000 | 56054600000000 | 52533900000000
Total Energy Use by Sector[industry sector,natural gas] | NoSettings | 779092000000000 | 769151000000000 | 772135000000000 | 793377000000000 | 803885000000000 | 816404000000000 | 817722000000000 | 817832000000000 | 813476000000000 | 807429000000000 | 800897000000000 | 799005000000000 | 793076000000000 | 795106000000000 | 794581000000000 | 793542000000000 | 794177000000000 | 793256000000000 | 795891000000000 | 798514000000000 | 797112000000000 | 794747000000000 | 796819000000000 | 800860000000000 | 805098000000000 | 808204000000000 | 811703000000000 | 815242000000000 | 818770000000000 | 822299000000000 | 826025000000000
Total Energy Use by Sector[industry sector,nuclear] | NoSettings | 584: 0
Total Energy Use by Sector[industry sector,hydro] | NoSettings | 584: 0
Total Energy Use by Sector[industry sector,wind] | NoSettings | 584: 0
Total Energy Use by Sector[industry sector,solar] | NoSettings | 584: 0
Total Energy Use by Sector[industry sector,biomass] | NoSettings | 26165100000000 | 26129100000000 | 26090600000000 | 26052500000000 | 26013600000000 | 25974500000000 | 25935300000000 | 25896200000000 | 25857200000000 | 25825200000000 | 25792600000000 | 25759700000000 | 25727500000000 | 25694800000000 | 25661900000000 | 25628600000000 | 25635600000000 | 25634500000000 | 25633400000000 | 25632600000000 | 25631800000000 | 25631300000000 | 25630500000000 | 25629600000000 | 25628600000000 | 25628300000000 | 25627300000000 | 25627200000000 | 25626700000000 | 25626200000000 | 25625900000000
Total Energy Use by Sector[industry sector,petroleum gasoline] | NoSettings | 584: 0
Total Energy Use by Sector[industry sector,petroleum diesel] | NoSettings | 67803000000000 | 64963000000000 | 65926200000000 | 67165200000000 | 67591200000000 | 68339000000000 | 68646400000000 | 68705800000000 | 68716700000000 | 68776700000000 | 69025700000000 | 69234000000000 | 69361400000000 | 69732800000000 | 69950400000000 | 69914100000000 | 69806500000000 | 69888900000000 | 70016000000000 | 70192700000000 | 70210800000000 | 70429100000000 | 70906900000000 | 71655700000000 | 72222200000000 | 72494500000000 | 73175500000000 | 73721800000000 | 74267300000000 | 74812600000000 | 75358300000000
Total Energy Use by Sector[industry sector,biofuel gasoline] | NoSettings | 584: 0
Total Energy Use by Sector[industry sector,biofuel diesel] | NoSettings | 584: 0
Total Energy Use by Sector[industry sector,jet fuel or kerosene] | NoSettings | 584: 0
Total Energy Use by Sector[industry sector,heat] | NoSettings | 0 | 0 | 0 | 0 | 0 | 0 | 0 | 0 | 0 | 0 | 0 | 0 | 0 | 0 | 0 | 0 | 0 | 0 | 0 | 0 | 0 | 0 | 0 | 0 | 0 | 0 | 0 | 0 | 0 | 0 | 0
Total Energy Use by Sector[industry sector,geothermal] | NoSettings | 584: 0
Total Energy Use by Sector[industry sector,lignite] | NoSettings | 584: 0
Total Energy Use by Sector[industry sector,crude oil] | NoSettings | 2811000000000000 | 3576070000000000 | 3576090000000000 | 3576120000000000 | 3576150000000000 | 3576160000000000 | 3576180000000000 | 3576190000000000 | 3576210000000000 | 3576350000000000 | 3576470000000000 | 3576590000000000 | 3576720000000000 | 3576840000000000 | 3576960000000000 | 3577070000000000 | 3577190000000000 | 3577170000000000 | 3577150000000000 | 3577140000000000 | 3577130000000000 | 3577120000000000 | 3577110000000000 | 3577090000000000 | 3577070000000000 | 3577070000000000 | 3577050000000000 | 3577050000000000 | 3577040000000000 | 3577030000000000 | 3577030000000000
Total Energy Use by Sector[industry sector,heavy or residual fuel oil] | NoSettings | 2916040000000 | 3119050000000 | 2931480000000 | 2996230000000 | 2978820000000 | 2957770000000 | 2901570000000 | 2891220000000 | 2784700000000 | 2731740000000 | 2679820000000 | 2642980000000 | 2582100000000 | 2574680000000 | 2501680000000 | 2460860000000 | 2475900000000 | 2416550000000 | 2391720000000 | 2391380000000 | 2389510000000 | 2362680000000 | 2353680000000 | 2349900000000 | 2349010000000 | 2338290000000 | 2334690000000 | 2329400000000 | 2324090000000 | 2318770000000 | 2313470000000
Total Energy Use by Sector[industry sector,LPG propane or butane] | NoSettings | 19285500000000 | 19105100000000 | 18225500000000 | 18933700000000 | 19274400000000 | 19758600000000 | 20052900000000 | 20236000000000 | 20388600000000 | 20574900000000 | 20854000000000 | 21104400000000 | 21320300000000 | 21640700000000 | 21887500000000 | 22022300000000 | 22109300000000 | 22282700000000 | 22475400000000 | 22693400000000 | 22843900000000 | 23090300000000 | 23456100000000 | 23946600000000 | 24347500000000 | 24609500000000 | 25068900000000 | 25462500000000 | 25855700000000 | 26248900000000 | 26642300000000
Total Energy Use by Sector[industry sector,municipal solid waste] | NoSettings | 584: 0
Total Energy Use by Sector[industry sector,hydrogen] | NoSettings | 0 | 0 | 0 | 0 | 0 | 0 | 0 | 0 | 0 | 0 | 0 | 0 | 0 | 0 | 0 | 0 | 0 | 0 | 0 | 0 | 0 | 0 | 0 | 0 | 0 | 0 | 0 | 0 | 0 | 0 | 0
Total Energy Use by Sector[district heat and hydrogen sector,electricity] | NoSettings | 10567500000 | 11202400000 | 10314200000 | 9356170000 | 8335730000 | 7272740000 | 6197640000 | 5141660000 | 4086140000 | 3046100000 | 3347810000 | 7728120000 | 13700500000 | 22354400000 | 35505100000 | 54794800000 | 82011300000 | 120144000000 | 171282000000 | 235292000000 | 317072000000 | 417368000000 | 539940000000 | 687713000000 | 868429000000 | 1083400000000 | 1341900000000 | 1649850000000 | 2012930000000 | 2439980000000 | 2948040000000
Total Energy Use by Sector[district heat and hydrogen sector,hard coal] | NoSettings | 0 | 0 | 0 | 0 | 0 | 0 | 0 | 0 | 0 | 0 | 0 | 0 | 0 | 0 | 0 | 0 | 0 | 0 | 0 | 0 | 0 | 0 | 0 | 0 | 0 | 0 | 0 | 0 | 0 | 0 | 0
Total Energy Use by Sector[district heat and hydrogen sector,natural gas] | NoSettings | 243653000000 | 259808000000 | 240603000000 | 219520000000 | 196706000000 | 172605000000 | 147927000000 | 123418000000 | 98772500000 | 74044200000 | 81830600000 | 189421000000 | 337198000000 | 551699000000 | 879857000000 | 1363440000000 | 2046200000000 | 3009800000000 | 4302460000000 | 5934210000000 | 8028910000000 | 10596800000000 | 13763700000000 | 17577100000000 | 22284000000000 | 27910200000000 | 34660200000000 | 42781700000000 | 52400600000000 | 63765100000000 | 77241900000000
Total Energy Use by Sector[district heat and hydrogen sector,nuclear] | NoSettings | 584: 0
Total Energy Use by Sector[district heat and hydrogen sector,hydro] | NoSettings | 584: 0
Total Energy Use by Sector[district heat and hydrogen sector,wind] | NoSettings | 584: 0
Total Energy Use by Sector[district heat and hydrogen sector,solar] | NoSettings | 584: 0
Total Energy Use by Sector[district heat and hydrogen sector,biomass] | NoSettings | 0 | 0 | 0 | 0 | 0 | 0 | 0 | 0 | 0 | 0 | 0 | 0 | 0 | 0 | 0 | 0 | 0 | 0 | 0 | 0 | 0 | 0 | 0 | 0 | 0 | 0 | 0 | 0 | 0 | 0 | 0
Total Energy Use by Sector[district heat and hydrogen sector,petroleum gasoline] | NoSettings | 584: 0
Total Energy Use by Sector[district heat and hydrogen sector,petroleum diesel] | NoSettings | 0 | 0 | 0 | 0 | 0 | 0 | 0 | 0 | 0 | 0 | 0 | 0 | 0 | 0 | 0 | 0 | 0 | 0 | 0 | 0 | 0 | 0 | 0 | 0 | 0 | 0 | 0 | 0 | 0 | 0 | 0
Total Energy Use by Sector[district heat and hydrogen sector,biofuel gasoline] | NoSettings | 584: 0
Total Energy Use by Sector[district heat and hydrogen sector,biofuel diesel] | NoSettings | 584: 0
Total Energy Use by Sector[district heat and hydrogen sector,jet fuel or kerosene] | NoSettings | 584: 0
Total Energy Use by Sector[district heat and hydrogen sector,heat] | NoSettings | 0 | 0 | 0 | 0 | 0 | 0 | 0 | 0 | 0 | 0 | 0 | 0 | 0 | 0 | 0 | 0 | 0 | 0 | 0 | 0 | 0 | 0 | 0 | 0 | 0 | 0 | 0 | 0 | 0 | 0 | 0
Total Energy Use by Sector[district heat and hydrogen sector,geothermal] | NoSettings | 584: 0
Total Energy Use by Sector[district heat and hydrogen sector,lignite] | NoSettings | 584: 0
Total Energy Use by Sector[district heat and hydrogen sector,crude oil] | NoSettings | 0 | 0 | 0 | 0 | 0 | 0 | 0 | 0 | 0 | 0 | 0 | 0 | 0 | 0 | 0 | 0 | 0 | 0 | 0 | 0 | 0 | 0 | 0 | 0 | 0 | 0 | 0 | 0 | 0 | 0 | 0
Total Energy Use by Sector[district heat and hydrogen sector,heavy or residual fuel oil] | NoSettings | 0 | 0 | 0 | 0 | 0 | 0 | 0 | 0 | 0 | 0 | 0 | 0 | 0 | 0 | 0 | 0 | 0 | 0 | 0 | 0 | 0 | 0 | 0 | 0 | 0 | 0 | 0 | 0 | 0 | 0 | 0
Total Energy Use by Sector[district heat and hydrogen sector,LPG propane or butane] | NoSettings | 0 | 0 | 0 | 0 | 0 | 0 | 0 | 0 | 0 | 0 | 0 | 0 | 0 | 0 | 0 | 0 | 0 | 0 | 0 | 0 | 0 | 0 | 0 | 0 | 0 | 0 | 0 | 0 | 0 | 0 | 0
Total Energy Use by Sector[district heat and hydrogen sector,municipal solid waste] | NoSettings | 584: 0
Total Energy Use by Sector[district heat and hydrogen sector,hydrogen] | NoSettings | 0 | 0 | 0 | 0 | 0 | 0 | 0 | 0 | 0 | 0 | 0 | 0 | 0 | 0 | 0 | 0 | 0 | 0 | 0 | 0 | 0 | 0 | 0 | 0 | 0 | 0 | 0 | 0 | 0 | 0 | 0
Total Energy Use by Sector[LULUCF sector,electricity] | NoSettings | 584: 0
Total Energy Use by Sector[LULUCF sector,hard coal] | NoSettings | 584: 0
Total Energy Use by Sector[LULUCF sector,natural gas] | NoSettings | 584: 0
Total Energy Use by Sector[LULUCF sector,nuclear] | NoSettings | 584: 0
Total Energy Use by Sector[LULUCF sector,hydro] | NoSettings | 584: 0
Total Energy Use by Sector[LULUCF sector,wind] | NoSettings | 584: 0
Total Energy Use by Sector[LULUCF sector,solar] | NoSettings | 584: 0
Total Energy Use by Sector[LULUCF sector,biomass] | NoSettings | 584: 0
Total Energy Use by Sector[LULUCF sector,petroleum gasoline] | NoSettings | 584: 0
Total Energy Use by Sector[LULUCF sector,petroleum diesel] | NoSettings | 584: 0
Total Energy Use by Sector[LULUCF sector,biofuel gasoline] | NoSettings | 584: 0
Total Energy Use by Sector[LULUCF sector,biofuel diesel] | NoSettings | 584: 0
Total Energy Use by Sector[LULUCF sector,jet fuel or kerosene] | NoSettings | 584: 0
Total Energy Use by Sector[LULUCF sector,heat] | NoSettings | 584: 0
Total Energy Use by Sector[LULUCF sector,geothermal] | NoSettings | 584: 0
Total Energy Use by Sector[LULUCF sector,lignite] | NoSettings | 584: 0
Total Energy Use by Sector[LULUCF sector,crude oil] | NoSettings | 584: 0
Total Energy Use by Sector[LULUCF sector,heavy or residual fuel oil] | NoSettings | 584: 0
Total Energy Use by Sector[LULUCF sector,LPG propane or butane] | NoSettings | 584: 0
Total Energy Use by Sector[LULUCF sector,municipal solid waste] | NoSettings | 584: 0
Total Energy Use by Sector[LULUCF sector,hydrogen] | NoSettings | 584: 0
Total Energy Use by Sector[geoengineering sector,electricity] | NoSettings | 0 | 0 | 0 | 0 | 0 | 0 | 0 | 0 | 0 | 0 | 0 | 0 | 0 | 0 | 0 | 0 | 0 | 0 | 0 | 0 | 0 | 0 | 0 | 0 | 0 | 0 | 0 | 0 | 0 | 0 | 0
Total Energy Use by Sector[geoengineering sector,hard coal] | NoSettings | 0 | 0 | 0 | 0 | 0 | 0 | 0 | 0 | 0 | 0 | 0 | 0 | 0 | 0 | 0 | 0 | 0 | 0 | 0 | 0 | 0 | 0 | 0 | 0 | 0 | 0 | 0 | 0 | 0 | 0 | 0
Total Energy Use by Sector[geoengineering sector,natural gas] | NoSettings | 0 | 0 | 0 | 0 | 0 | 0 | 0 | 0 | 0 | 0 | 0 | 0 | 0 | 0 | 0 | 0 | 0 | 0 | 0 | 0 | 0 | 0 | 0 | 0 | 0 | 0 | 0 | 0 | 0 | 0 | 0
Total Energy Use by Sector[geoengineering sector,nuclear] | NoSettings | 584: 0
Total Energy Use by Sector[geoengineering sector,hydro] | NoSettings | 584: 0
Total Energy Use by Sector[geoengineering sector,wind] | NoSettings | 584: 0
Total Energy Use by Sector[geoengineering sector,solar] | NoSettings | 584: 0
Total Energy Use by Sector[geoengineering sector,biomass] | NoSettings | 0 | 0 | 0 | 0 | 0 | 0 | 0 | 0 | 0 | 0 | 0 | 0 | 0 | 0 | 0 | 0 | 0 | 0 | 0 | 0 | 0 | 0 | 0 | 0 | 0 | 0 | 0 | 0 | 0 | 0 | 0
Total Energy Use by Sector[geoengineering sector,petroleum gasoline] | NoSettings | 584: 0
Total Energy Use by Sector[geoengineering sector,petroleum diesel] | NoSettings | 0 | 0 | 0 | 0 | 0 | 0 | 0 | 0 | 0 | 0 | 0 | 0 | 0 | 0 | 0 | 0 | 0 | 0 | 0 | 0 | 0 | 0 | 0 | 0 | 0 | 0 | 0 | 0 | 0 | 0 | 0
Total Energy Use by Sector[geoengineering sector,biofuel gasoline] | NoSettings | 584: 0
Total Energy Use by Sector[geoengineering sector,biofuel diesel] | NoSettings | 584: 0
Total Energy Use by Sector[geoengineering sector,jet fuel or kerosene] | NoSettings | 584: 0
Total Energy Use by Sector[geoengineering sector,heat] | NoSettings | 0 | 0 | 0 | 0 | 0 | 0 | 0 | 0 | 0 | 0 | 0 | 0 | 0 | 0 | 0 | 0 | 0 | 0 | 0 | 0 | 0 | 0 | 0 | 0 | 0 | 0 | 0 | 0 | 0 | 0 | 0
Total Energy Use by Sector[geoengineering sector,geothermal] | NoSettings | 584: 0
Total Energy Use by Sector[geoengineering sector,lignite] | NoSettings | 584: 0
Total Energy Use by Sector[geoengineering sector,crude oil] | NoSettings | 0 | 0 | 0 | 0 | 0 | 0 | 0 | 0 | 0 | 0 | 0 | 0 | 0 | 0 | 0 | 0 | 0 | 0 | 0 | 0 | 0 | 0 | 0 | 0 | 0 | 0 | 0 | 0 | 0 | 0 | 0
Total Energy Use by Sector[geoengineering sector,heavy or residual fuel oil] | NoSettings | 0 | 0 | 0 | 0 | 0 | 0 | 0 | 0 | 0 | 0 | 0 | 0 | 0 | 0 | 0 | 0 | 0 | 0 | 0 | 0 | 0 | 0 | 0 | 0 | 0 | 0 | 0 | 0 | 0 | 0 | 0
Total Energy Use by Sector[geoengineering sector,LPG propane or butane] | NoSettings | 0 | 0 | 0 | 0 | 0 | 0 | 0 | 0 | 0 | 0 | 0 | 0 | 0 | 0 | 0 | 0 | 0 | 0 | 0 | 0 | 0 | 0 | 0 | 0 | 0 | 0 | 0 | 0 | 0 | 0 | 0
Total Energy Use by Sector[geoengineering sector,municipal solid waste] | NoSettings | 584: 0
Total Energy Use by Sector[geoengineering sector,hydrogen] | NoSettings | 0 | 0 | 0 | 0 | 0 | 0 | 0 | 0 | 0 | 0 | 0 | 0 | 0 | 0 | 0 | 0 | 0 | 0 | 0 | 0 | 0 | 0 | 0 | 0 | 0 | 0 | 0 | 0 | 0 | 0 | 0
Output Distributed Solar PV Capacity | NoSettings | 8.7259 | 10.2552 | 11.346 | 12.6395 | 13.9334 | 15.2167 | 16.4359 | 17.7615 | 19.024 | 20.2855 | 21.5481 | 22.8416 | 24.0921 | 25.3657 | 26.6382 | 27.9208 | 29.2043 | 30.4869 | 31.7604 | 33.0329 | 34.3155 | 35.5991 | 36.8826 | 38.1541 | 39.4377 | 40.7102 | 41.9938 | 43.2773 | 44.5599 | 45.8224 | 47.095
BPHC BAU Pumped Hydro Capacity | NoSettings | 3912 | 3912 | 3912 | 3912 | 3912 | 3912 | 4108 | 4108 | 4108 | 4108 | 4912 | 4912 | 4912 | 4912 | 4912 | 4912 | 4912 | 4912 | 4912 | 4912 | 4912 | 4912 | 4912 | 4912 | 4912 | 4912 | 4912 | 4912 | 4912 | 4912 | 4912
GBSC BAU Grid Battery Storage Capacity | NoSettings | 524 | 2842 | 5160 | 7563 | 13055 | 14769 | 14983 | 15586 | 16188 | 16577 | 16966 | 17554 | 18142 | 19501 | 20860 | 22219 | 24395 | 26571 | 28747 | 30924 | 33100 | 35535 | 37971 | 40406 | 42842 | 45277 | 47713 | 50148 | 52584 | 55020 | 57455
Output Distributed Solar PV Output | NoSettings | 15.953 | 18.496 | 20.866 | 22.972 | 24.96 | 26.873 | 28.881 | 30.957 | 33.05 | 35.187 | 37.364 | 39.479 | 41.579 | 43.681 | 45.774 | 47.787 | 49.997 | 52.087 | 54.197 | 56.296 | 58.378 | 60.492 | 62.587 | 64.702 | 66.81 | 68.923 | 71.076 | 73.22 | 75.352 | 77.445 | 79.587
Net Imports of Electricity | NoSettings | 81585000 | 79198000 | 76721000 | 74234000 | 71757000 | 69299000 | 68812000 | 68325000 | 67838000 | 67350000 | 66863000 | 66366000 | 65878800 | 65391600 | 64904400 | 64417200 | 63930000 | 63432700 | 62945500 | 62458300 | 61971100 | 61483900 | 60996700 | 60502400 | 60014200 | 59525000 | 59525000 | 59525000 | 59525000 | 59525000 | 59525000
Curtailed Electricity Output[hard coal es] | NoSettings | 0 | 0 | 0 | 0 | 0 | 0 | 0 | 0 | 0 | 0 | 0 | 0 | 0 | 0 | 0 | 0 | 0 | 0 | 0 | 0 | 0 | 0 | 0 | 0 | 0 | 0 | 0 | 0 | 0 | 0 | 0
Curtailed Electricity Output[natural gas nonpeaker es] | NoSettings | 0 | 0 | 0 | 0 | 0 | 0 | 0 | 0 | 0 | 0 | 0 | 0 | 0 | 0 | 0 | 0 | 0 | 0 | 0 | 0 | 0 | 0 | 0 | 0 | 0 | 0 | 0 | 0 | 0 | 0 | 0
Curtailed Electricity Output[nuclear es] | NoSettings | 0 | 0 | 0 | 0 | 0 | 0 | 0 | 0 | 0 | 0 | 0 | 0 | 0 | 0 | 0 | 0 | 0 | 0 | 0 | 0 | 0 | 0 | 0 | 0 | 0 | 0 | 0 | 0 | 0 | 0 | 0
Curtailed Electricity Output[hydro es] | NoSettings | 0 | 0 | 0 | 0 | 0 | 0 | 0 | 0 | 0 | 0 | 0 | 0 | 0 | 0 | 0 | 0 | 0 | 0 | 0 | 0 | 0 | 0 | 0 | 0 | 0 | 0 | 0 | 0 | 0 | 0 | 0
Curtailed Electricity Output[onshore wind es] | NoSettings | 43224.5 | 43631.1 | 43707.5 | 44188.9 | 43167.5 | 53926 | 61155.7 | 62433.9 | 62092.3 | 61047.8 | 58176.1 | 59286.5 | 61274.1 | 64340.4 | 69222.5 | 72853.7 | 75221.4 | 77119.8 | 77645.2 | 78501.1 | 79194.4 | 79979.8 | 79986.4 | 77906.1 | 75620.2 | 72863.2 | 69957.3 | 68479.5 | 66969.4 | 65788 | 64464.4
Curtailed Electricity Output[solar PV es] | NoSettings | 605942 | 835877 | 1081870 | 1357570 | 1986000 | 3287760 | 4253700 | 4742060 | 5002410 | 5337950 | 5711470 | 6479460 | 7507210 | 9051050 | 10954200 | 12724000 | 14437200 | 15993900 | 17319900 | 18710600 | 20104300 | 21531700 | 22530400 | 22919000 | 23193800 | 23166000 | 23239500 | 23633000 | 23995600 | 24384400 | 24705400
Curtailed Electricity Output[solar thermal es] | NoSettings | 0 | 0 | 0 | 0 | 0 | 0 | 0 | 0 | 0 | 0 | 0 | 0 | 0 | 0 | 0 | 0 | 0 | 0 | 0 | 0 | 0 | 0 | 0 | 0 | 0 | 0 | 0 | 0 | 0 | 0 | 0
Curtailed Electricity Output[biomass es] | NoSettings | 0 | 0 | 0 | 0 | 0 | 0 | 0 | 0 | 0 | 0 | 0 | 0 | 0 | 0 | 0 | 0 | 0 | 0 | 0 | 0 | 0 | 0 | 0 | 0 | 0 | 0 | 0 | 0 | 0 | 0 | 0
Curtailed Electricity Output[geothermal es] | NoSettings | 0 | 0 | 0 | 0 | 0 | 0 | 0 | 0 | 0 | 0 | 0 | 0 | 0 | 0 | 0 | 0 | 0 | 0 | 0 | 0 | 0 | 0 | 0 | 0 | 0 | 0 | 0 | 0 | 0 | 0 | 0
Curtailed Electricity Output[petroleum es] | NoSettings | 0 | 0 | 0 | 0 | 0 | 0 | 0 | 0 | 0 | 0 | 0 | 0 | 0 | 0 | 0 | 0 | 0 | 0 | 0 | 0 | 0 | 0 | 0 | 0 | 0 | 0 | 0 | 0 | 0 | 0 | 0
Curtailed Electricity Output[natural gas peaker es] | NoSettings | 0 | 0 | 0 | 0 | 0 | 0 | 0 | 0 | 0 | 0 | 0 | 0 | 0 | 0 | 0 | 0 | 0 | 0 | 0 | 0 | 0 | 0 | 0 | 0 | 0 | 0 | 0 | 0 | 0 | 0 | 0
Curtailed Electricity Output[lignite es] | NoSettings | 0 | 0 | 0 | 0 | 0 | 0 | 0 | 0 | 0 | 0 | 0 | 0 | 0 | 0 | 0 | 0 | 0 | 0 | 0 | 0 | 0 | 0 | 0 | 0 | 0 | 0 | 0 | 0 | 0 | 0 | 0
Curtailed Electricity Output[offshore wind es] | NoSettings | 0 | 0 | 0 | 0 | 0 | 0 | 0 | 0 | 0 | 0 | 0 | 0 | 6286.76 | 13850.2 | 23782.6 | 34248.1 | 44468.9 | 55240.1 | 65506.4 | 76502.2 | 87671 | 99069.4 | 110407 | 120020 | 129527 | 138731 | 143061 | 137620 | 132443 | 127941 | 123471
Curtailed Electricity Output[crude oil es] | NoSettings | 0 | 0 | 0 | 0 | 0 | 0 | 0 | 0 | 0 | 0 | 0 | 0 | 0 | 0 | 0 | 0 | 0 | 0 | 0 | 0 | 0 | 0 | 0 | 0 | 0 | 0 | 0 | 0 | 0 | 0 | 0
Curtailed Electricity Output[heavy or residual fuel oil es] | NoSettings | 0 | 0 | 0 | 0 | 0 | 0 | 0 | 0 | 0 | 0 | 0 | 0 | 0 | 0 | 0 | 0 | 0 | 0 | 0 | 0 | 0 | 0 | 0 | 0 | 0 | 0 | 0 | 0 | 0 | 0 | 0
Curtailed Electricity Output[municipal solid waste es] | NoSettings | 0 | 0 | 0 | 0 | 0 | 0 | 0 | 0 | 0 | 0 | 0 | 0 | 0 | 0 | 0 | 0 | 0 | 0 | 0 | 0 | 0 | 0 | 0 | 0 | 0 | 0 | 0 | 0 | 0 | 0 | 0
Imported Electricity[hard coal es] | NoSettings | 9880000 | 7900000 | 5930000 | 3950000 | 1980000 | 0 | 0 | 0 | 0 | 0 | 0 | 0 | 0 | 0 | 0 | 0 | 0 | 0 | 0 | 0 | 0 | 0 | 0 | 0 | 0 | 0 | 0 | 0 | 0 | 0 | 0
Imported Electricity[natural gas nonpeaker es] | NoSettings | 12000000 | 11600000 | 11100000 | 10600000 | 10100000 | 9630000 | 9150000 | 8670000 | 8190000 | 7710000 | 7230000 | 6740000 | 6260000 | 5780000 | 5300000 | 4820000 | 4340000 | 3850000 | 3370000 | 2890000 | 2410000 | 1930000 | 1450000 | 963000 | 482000 | 0 | 0 | 0 | 0 | 0 | 0
Imported Electricity[nuclear es] | NoSettings | 12600000 | 12600000 | 12600000 | 12600000 | 12600000 | 12600000 | 12600000 | 12600000 | 12600000 | 12600000 | 12600000 | 12600000 | 12600000 | 12600000 | 12600000 | 12600000 | 12600000 | 12600000 | 12600000 | 12600000 | 12600000 | 12600000 | 12600000 | 12600000 | 12600000 | 12600000 | 12600000 | 12600000 | 12600000 | 12600000 | 12600000
Imported Electricity[hydro es] | NoSettings | 21600000 | 21600000 | 21600000 | 21600000 | 21600000 | 21600000 | 21600000 | 21600000 | 21600000 | 21600000 | 21600000 | 21600000 | 21600000 | 21600000 | 21600000 | 21600000 | 21600000 | 21600000 | 21600000 | 21600000 | 21600000 | 21600000 | 21600000 | 21600000 | 21600000 | 21600000 | 21600000 | 21600000 | 21600000 | 21600000 | 21600000
Imported Electricity[onshore wind es] | NoSettings | 23000000 | 23000000 | 23000000 | 23000000 | 23000000 | 23000000 | 23000000 | 23000000 | 23000000 | 23000000 | 23000000 | 23000000 | 23000000 | 23000000 | 23000000 | 23000000 | 23000000 | 23000000 | 23000000 | 23000000 | 23000000 | 23000000 | 23000000 | 23000000 | 23000000 | 23000000 | 23000000 | 23000000 | 23000000 | 23000000 | 23000000
Imported Electricity[solar PV es] | NoSettings | 9110000 | 9110000 | 9110000 | 9110000 | 9110000 | 9110000 | 9110000 | 9110000 | 9110000 | 9110000 | 9110000 | 9110000 | 9110000 | 9110000 | 9110000 | 9110000 | 9110000 | 9110000 | 9110000 | 9110000 | 9110000 | 9110000 | 9110000 | 9110000 | 9110000 | 9110000 | 9110000 | 9110000 | 9110000 | 9110000 | 9110000
Imported Electricity[solar thermal es] | NoSettings | 0 | 0 | 0 | 0 | 0 | 0 | 0 | 0 | 0 | 0 | 0 | 0 | 0 | 0 | 0 | 0 | 0 | 0 | 0 | 0 | 0 | 0 | 0 | 0 | 0 | 0 | 0 | 0 | 0 | 0 | 0
Imported Electricity[biomass es] | NoSettings | 1380000 | 1380000 | 1380000 | 1380000 | 1380000 | 1380000 | 1380000 | 1380000 | 1380000 | 1380000 | 1380000 | 1380000 | 1380000 | 1380000 | 1380000 | 1380000 | 1380000 | 1380000 | 1380000 | 1380000 | 1380000 | 1380000 | 1380000 | 1380000 | 1380000 | 1380000 | 1380000 | 1380000 | 1380000 | 1380000 | 1380000
Imported Electricity[geothermal es] | NoSettings | 2750000 | 2750000 | 2750000 | 2750000 | 2750000 | 2750000 | 2750000 | 2750000 | 2750000 | 2750000 | 2750000 | 2750000 | 2750000 | 2750000 | 2750000 | 2750000 | 2750000 | 2750000 | 2750000 | 2750000 | 2750000 | 2750000 | 2750000 | 2750000 | 2750000 | 2750000 | 2750000 | 2750000 | 2750000 | 2750000 | 2750000
Imported Electricity[petroleum es] | NoSettings | 180000 | 173000 | 166000 | 159000 | 152000 | 144000 | 137000 | 130000 | 123000 | 115000 | 108000 | 101000 | 93800 | 86600 | 79400 | 72200 | 65000 | 57700 | 50500 | 43300 | 36100 | 28900 | 21700 | 14400 | 7220 | 0 | 0 | 0 | 0 | 0 | 0
Imported Electricity[natural gas peaker es] | NoSettings | 0 | 0 | 0 | 0 | 0 | 0 | 0 | 0 | 0 | 0 | 0 | 0 | 0 | 0 | 0 | 0 | 0 | 0 | 0 | 0 | 0 | 0 | 0 | 0 | 0 | 0 | 0 | 0 | 0 | 0 | 0
Imported Electricity[lignite es] | NoSettings | 0 | 0 | 0 | 0 | 0 | 0 | 0 | 0 | 0 | 0 | 0 | 0 | 0 | 0 | 0 | 0 | 0 | 0 | 0 | 0 | 0 | 0 | 0 | 0 | 0 | 0 | 0 | 0 | 0 | 0 | 0
Imported Electricity[offshore wind es] | NoSettings | 0 | 0 | 0 | 0 | 0 | 0 | 0 | 0 | 0 | 0 | 0 | 0 | 0 | 0 | 0 | 0 | 0 | 0 | 0 | 0 | 0 | 0 | 0 | 0 | 0 | 0 | 0 | 0 | 0 | 0 | 0
Imported Electricity[crude oil es] | NoSettings | 0 | 0 | 0 | 0 | 0 | 0 | 0 | 0 | 0 | 0 | 0 | 0 | 0 | 0 | 0 | 0 | 0 | 0 | 0 | 0 | 0 | 0 | 0 | 0 | 0 | 0 | 0 | 0 | 0 | 0 | 0
Imported Electricity[heavy or residual fuel oil es] | NoSettings | 0 | 0 | 0 | 0 | 0 | 0 | 0 | 0 | 0 | 0 | 0 | 0 | 0 | 0 | 0 | 0 | 0 | 0 | 0 | 0 | 0 | 0 | 0 | 0 | 0 | 0 | 0 | 0 | 0 | 0 | 0
Imported Electricity[municipal solid waste es] | NoSettings | 0 | 0 | 0 | 0 | 0 | 0 | 0 | 0 | 0 | 0 | 0 | 0 | 0 | 0 | 0 | 0 | 0 | 0 | 0 | 0 | 0 | 0 | 0 | 0 | 0 | 0 | 0 | 0 | 0 | 0 | 0
Exported Electricity | NoSettings | 10915000 | 10915000 | 10915000 | 10915000 | 10915000 | 10915000 | 10915000 | 10915000 | 10915000 | 10915000 | 10915000 | 10915000 | 10915000 | 10915000 | 10915000 | 10915000 | 10915000 | 10915000 | 10915000 | 10915000 | 10915000 | 10915000 | 10915000 | 10915000 | 10915000 | 10915000 | 10915000 | 10915000 | 10915000 | 10915000 | 10915000
This Year Demand Response Capacity | NoSettings | 2131.05 | 2154.05 | 2347.05 | 2347.05 | 2548.04 | 2636.04 | 2636.03 | 2636.03 | 2636.02 | 2636.02 | 2636.02 | 2636.04 | 2636.07 | 2636.11 | 2636.18 | 2636.28 | 2636.43 | 2636.63 | 2636.9 | 2637.24 | 2637.67 | 2638.21 | 2638.87 | 2639.66 | 2640.64 | 2641.81 | 2643.22 | 2644.91 | 2646.92 | 2649.28 | 2652.09
BAU Buildings Sector Electricity Demand[urban residential,heating] | NoSettings | 9555060 | 9437820 | 9525750 | 9818850 | 10141300 | 10493000 | 10874000 | 11313700 | 11724000 | 12134300 | 12574000 | 12984300 | 13394700 | 13805000 | 14156700 | 14537800 | 14889500 | 15299800 | 15710200 | 16061900 | 16472200 | 16823900 | 17146300 | 17410100 | 17703200 | 17937700 | 18142900 | 18318700 | 18230800 | 18113600 | 17967000
BAU Buildings Sector Electricity Demand[urban residential,cooling and ventilation] | NoSettings | 6369060 | 5967520 | 5730100 | 5621660 | 5536660 | 5457520 | 5416490 | 5407690 | 5401830 | 5407690 | 5419420 | 5448730 | 5483900 | 5516140 | 5536660 | 5560110 | 5607000 | 5636310 | 5674420 | 5715450 | 5756480 | 5850280 | 5944070 | 6032000 | 6131650 | 6234240 | 6328030 | 6439410 | 6459920 | 6480440 | 6500960
BAU Buildings Sector Electricity Demand[urban residential,envelope] | NoSettings | 0 | 0 | 0 | 0 | 0 | 0 | 0 | 0 | 0 | 0 | 0 | 0 | 0 | 0 | 0 | 0 | 0 | 0 | 0 | 0 | 0 | 0 | 0 | 0 | 0 | 0 | 0 | 0 | 0 | 0 | 0
BAU Buildings Sector Electricity Demand[urban residential,lighting] | NoSettings | 6624060 | 6330960 | 6243030 | 6301650 | 6330960 | 6418890 | 6565440 | 6711990 | 6829230 | 6946470 | 7063710 | 7151640 | 7268880 | 7386120 | 7503360 | 7620600 | 7708530 | 7767150 | 7855080 | 7913700 | 7972320 | 8060250 | 8148180 | 8265420 | 8353350 | 8470590 | 8587830 | 8734380 | 8763690 | 8793000 | 8793000
BAU Buildings Sector Electricity Demand[urban residential,appliances] | NoSettings | 26701400 | 25734200 | 25353100 | 25499700 | 25704900 | 25968700 | 26320400 | 26760000 | 27199700 | 27668600 | 28196200 | 28753100 | 29310000 | 29896200 | 30482400 | 31068600 | 31654800 | 32241000 | 32827200 | 33120300 | 33706500 | 34292700 | 34878900 | 35465100 | 36051300 | 36344400 | 36930600 | 37223700 | 37516800 | 37516800 | 37516800
BAU Buildings Sector Electricity Demand[urban residential,other component] | NoSettings | 37077100 | 34996100 | 33706500 | 32768600 | 32123800 | 31478900 | 30746200 | 30101400 | 29485900 | 28844000 | 28140500 | 27337400 | 26502100 | 25678500 | 24875400 | 24078200 | 23360100 | 22586300 | 21809600 | 21015300 | 20182900 | 19262500 | 18321700 | 17369100 | 16416500 | 15464000 | 14493800 | 13494300 | 13254000 | 13116200 | 12978500
BAU Buildings Sector Electricity Demand[rural residential,heating] | NoSettings | 504132 | 495339 | 501201 | 515856 | 533442 | 551028 | 571545 | 592062 | 615510 | 636027 | 659475 | 682923 | 706371 | 726888 | 747405 | 770853 | 797232 | 820680 | 847059 | 864645 | 888093 | 908610 | 926196 | 943782 | 958437 | 967230 | 978954 | 990678 | 984816 | 976023 | 970161
BAU Buildings Sector Electricity Demand[rural residential,cooling and ventilation] | NoSettings | 334134 | 313617 | 301893 | 296031 | 291341 | 287238 | 285186 | 284893 | 284307 | 284600 | 285479 | 286652 | 288703 | 290462 | 291341 | 292221 | 296031 | 296031 | 298962 | 301893 | 304824 | 307755 | 313617 | 316548 | 322410 | 328272 | 334134 | 339996 | 339996 | 339996 | 342927
BAU Buildings Sector Electricity Demand[rural residential,envelope] | NoSettings | 0 | 0 | 0 | 0 | 0 | 0 | 0 | 0 | 0 | 0 | 0 | 0 | 0 | 0 | 0 | 0 | 0 | 0 | 0 | 0 | 0 | 0 | 0 | 0 | 0 | 0 | 0 | 0 | 0 | 0 | 0
BAU Buildings Sector Electricity Demand[rural residential,lighting] | NoSettings | 348789 | 334134 | 328272 | 331203 | 334134 | 337065 | 345858 | 351720 | 360513 | 366375 | 372237 | 378099 | 383961 | 389823 | 395685 | 401547 | 407409 | 410340 | 413271 | 419133 | 422064 | 424995 | 430857 | 436719 | 442581 | 448443 | 454305 | 460167 | 463098 | 463098 | 463098
BAU Buildings Sector Electricity Demand[rural residential,appliances] | NoSettings | 1403950 | 1354120 | 1333600 | 1342400 | 1354120 | 1365850 | 1383430 | 1409810 | 1430330 | 1459640 | 1486020 | 1515330 | 1544640 | 1573950 | 1603260 | 1632570 | 1664810 | 1694120 | 1723430 | 1752740 | 1779120 | 1808430 | 1837740 | 1864120 | 1887560 | 1916870 | 1940320 | 1969630 | 1972560 | 1969630 | 1972560
BAU Buildings Sector Electricity Demand[rural residential,other component] | NoSettings | 1952050 | 1840670 | 1773250 | 1726360 | 1691190 | 1656010 | 1617910 | 1585670 | 1550500 | 1518260 | 1480150 | 1439120 | 1395160 | 1351190 | 1310160 | 1269120 | 1231020 | 1189990 | 1148950 | 1107920 | 1063950 | 1014130 | 964299 | 914472 | 864645 | 811887 | 762060 | 712233 | 697578 | 691716 | 682923
BAU Buildings Sector Electricity Demand[commercial,heating] | NoSettings | 2157220 | 2051700 | 2083940 | 2081010 | 2069290 | 2063420 | 2066350 | 2072220 | 2081010 | 2092730 | 2101530 | 2110320 | 2113250 | 2116180 | 2110320 | 2095660 | 2101530 | 2092730 | 2083940 | 2072220 | 2060490 | 2045840 | 2025320 | 1998940 | 1963770 | 1928600 | 1890490 | 1846530 | 1799630 | 1749810 | 1697050
BAU Buildings Sector Electricity Demand[commercial,cooling and ventilation] | NoSettings | 16120500 | 15563600 | 16032600 | 16179100 | 16179100 | 16179100 | 16179100 | 16120500 | 16003300 | 15886000 | 15680800 | 15505000 | 15270500 | 15006700 | 14742900 | 14420500 | 14244700 | 13980900 | 13775700 | 13541200 | 13336000 | 13130900 | 12955000 | 12779200 | 12632600 | 12515400 | 12398100 | 12310200 | 12222300 | 12134300 | 12046400
BAU Buildings Sector Electricity Demand[commercial,envelope] | NoSettings | 0 | 0 | 0 | 0 | 0 | 0 | 0 | 0 | 0 | 0 | 0 | 0 | 0 | 0 | 0 | 0 | 0 | 0 | 0 | 0 | 0 | 0 | 0 | 0 | 0 | 0 | 0 | 0 | 0 | 0 | 0
BAU Buildings Sector Electricity Demand[commercial,lighting] | NoSettings | 8675760 | 8265420 | 8206800 | 7884390 | 7474050 | 7063710 | 6711990 | 6360270 | 6037860 | 5744760 | 5480970 | 5246490 | 5041320 | 4836150 | 4660290 | 4484430 | 4337880 | 4191330 | 4074090 | 3956850 | 3839610 | 3722370 | 3663750 | 3575820 | 3487890 | 3429270 | 3370650 | 3312030 | 3253410 | 3224100 | 3165480
BAU Buildings Sector Electricity Demand[commercial,appliances] | NoSettings | 16355000 | 16208400 | 17058400 | 17586000 | 17967000 | 18230800 | 18406700 | 18523900 | 18553200 | 18523900 | 18494600 | 18465300 | 18436000 | 18406700 | 18377400 | 18289400 | 18406700 | 18406700 | 18406700 | 18406700 | 18377400 | 18348100 | 18289400 | 18201500 | 18142900 | 18055000 | 17967000 | 17908400 | 17820500 | 17732500 | 17673900
BAU Buildings Sector Electricity Demand[commercial,other component] | NoSettings | 44551200 | 43671900 | 45430500 | 46896000 | 48068400 | 49533900 | 50999400 | 52464900 | 54516600 | 55982100 | 57447600 | 59206200 | 60671700 | 62430300 | 63602700 | 64775100 | 66240600 | 67706100 | 69464700 | 70637100 | 72102600 | 73275000 | 74740500 | 75912900 | 77085300 | 78257700 | 79430100 | 80602500 | 81774900 | 82947300 | 84119700
BAU Buildings Sector Pollutant Emissions[urban residential,CO2] | NoSettings | 25132300000000 | 25883400000000 | 25876700000000 | 25929500000000 | 25868200000000 | 25855600000000 | 25782100000000 | 25670800000000 | 25544700000000 | 25353200000000 | 25118600000000 | 24928400000000 | 24632700000000 | 24450500000000 | 24163900000000 | 23877300000000 | 23697500000000 | 23519500000000 | 23286400000000 | 23211600000000 | 22984300000000 | 22863900000000 | 22798400000000 | 22733000000000 | 22722600000000 | 22664000000000 | 22649200000000 | 22642000000000 | 22633500000000 | 22678700000000 | 22724500000000
BAU Buildings Sector Pollutant Emissions[urban residential,VOC] | NoSettings | 1117280000 | 1148780000 | 1147220000 | 1149500000 | 1146680000 | 1145880000 | 1142260000 | 1137350000 | 1131480000 | 1122530000 | 1111920000 | 1103050000 | 1089630000 | 1081270000 | 1068450000 | 1055620000 | 1047420000 | 1039340000 | 1028850000 | 1025160000 | 1015030000 | 1009530000 | 1006440000 | 1003350000 | 1002680000 | 1000030000 | 999083000 | 998612000 | 998061000 | 999844000 | 1001670000
BAU Buildings Sector Pollutant Emissions[urban residential,CO] | NoSettings | 10459900000 | 10795600000 | 10814900000 | 10837300000 | 10814300000 | 10813500000 | 10789800000 | 10744300000 | 10698100000 | 10628600000 | 10537200000 | 10467800000 | 10353400000 | 10284500000 | 10170500000 | 10056600000 | 9987750000 | 9919010000 | 9827590000 | 9803810000 | 9712760000 | 9666880000 | 9643650000 | 9620440000 | 9619900000 | 9597080000 | 9596300000 | 9595960000 | 9595540000 | 9617720000 | 9639910000
BAU Buildings Sector Pollutant Emissions[urban residential,NOx] | NoSettings | 18974000000 | 19482700000 | 19457100000 | 19494000000 | 19448400000 | 19435300000 | 19376800000 | 19297300000 | 19202300000 | 19057400000 | 18885800000 | 18742100000 | 18525000000 | 18389800000 | 18182200000 | 17974700000 | 17842000000 | 17711200000 | 17541200000 | 17481400000 | 17317500000 | 17228400000 | 17178300000 | 17128300000 | 17117400000 | 17074500000 | 17059000000 | 17051300000 | 17042400000 | 17071200000 | 17100500000
BAU Buildings Sector Pollutant Emissions[urban residential,PM10] | NoSettings | 1521250000 | 1566210000 | 1566000000 | 1569150000 | 1565520000 | 1564800000 | 1560470000 | 1553840000 | 1546380000 | 1535050000 | 1521110000 | 1509860000 | 1492300000 | 1481490000 | 1464440000 | 1447400000 | 1436720000 | 1426150000 | 1412290000 | 1407880000 | 1394360000 | 1387210000 | 1383340000 | 1379470000 | 1378880000 | 1375390000 | 1374550000 | 1374140000 | 1373660000 | 1376390000 | 1379140000
BAU Buildings Sector Pollutant Emissions[urban residential,PM25] | NoSettings | 1518230000 | 1563190000 | 1562970000 | 1566120000 | 1562490000 | 1561780000 | 1557450000 | 1550820000 | 1543360000 | 1532030000 | 1518100000 | 1506840000 | 1489290000 | 1478480000 | 1461430000 | 1444390000 | 1433720000 | 1423150000 | 1409290000 | 1404890000 | 1391370000 | 1384220000 | 1380350000 | 1376480000 | 1375890000 | 1372410000 | 1371570000 | 1371160000 | 1370680000 | 1373400000 | 1376150000
BAU Buildings Sector Pollutant Emissions[urban residential,SOx] | NoSettings | 831520000 | 835150000 | 835391000 | 835632000 | 835389000 | 835387000 | 835144000 | 834659000 | 834173000 | 833445000 | 832476000 | 831748000 | 830537000 | 829809000 | 828597000 | 827385000 | 826656000 | 825928000 | 824957000 | 824713000 | 823743000 | 823258000 | 823015000 | 822773000 | 822773000 | 822531000 | 822530000 | 822531000 | 822531000 | 822774000 | 823016000
BAU Buildings Sector Pollutant Emissions[urban residential,BC] | NoSettings | 249624000 | 257036000 | 257000000 | 257520000 | 256921000 | 256804000 | 256091000 | 254998000 | 253768000 | 251901000 | 249604000 | 247749000 | 244855000 | 243074000 | 240265000 | 237457000 | 235698000 | 233957000 | 231675000 | 230950000 | 228721000 | 227544000 | 226906000 | 226269000 | 226172000 | 225599000 | 225461000 | 225393000 | 225314000 | 225763000 | 226217000
BAU Buildings Sector Pollutant Emissions[urban residential,OC] | NoSettings | 647265000 | 666506000 | 666414000 | 667763000 | 666209000 | 665904000 | 664053000 | 661217000 | 658024000 | 653178000 | 647216000 | 642400000 | 634889000 | 630267000 | 622976000 | 615687000 | 611122000 | 606601000 | 600678000 | 598796000 | 593012000 | 589956000 | 588301000 | 586647000 | 586395000 | 584907000 | 584550000 | 584375000 | 584169000 | 585335000 | 586513000
BAU Buildings Sector Pollutant Emissions[urban residential,CH4] | NoSettings | 504415000 | 517225000 | 515313000 | 516308000 | 514914000 | 514306000 | 512312000 | 510065000 | 507098000 | 502528000 | 497442000 | 492933000 | 486455000 | 482337000 | 476302000 | 470272000 | 466269000 | 462356000 | 457348000 | 455290000 | 450560000 | 447864000 | 446258000 | 444654000 | 444144000 | 442872000 | 442149000 | 441792000 | 441373000 | 441987000 | 442628000
BAU Buildings Sector Pollutant Emissions[urban residential,N2O] | NoSettings | 55462900 | 56524900 | 56042800 | 56142300 | 55963700 | 55842600 | 55544200 | 55295100 | 54902100 | 54288600 | 53671700 | 53070200 | 52274800 | 51751500 | 51045000 | 50339100 | 49838800 | 49356500 | 48755100 | 48443800 | 47898000 | 47558700 | 47337400 | 47116600 | 47014400 | 46859900 | 46715100 | 46643300 | 46559300 | 46581900 | 46609700
BAU Buildings Sector Pollutant Emissions[urban residential,F gases] | NoSettings | 0 | 0 | 0 | 0 | 0 | 0 | 0 | 0 | 0 | 0 | 0 | 0 | 0 | 0 | 0 | 0 | 0 | 0 | 0 | 0 | 0 | 0 | 0 | 0 | 0 | 0 | 0 | 0 | 0 | 0 | 0
BAU Buildings Sector Pollutant Emissions[rural residential,CO2] | NoSettings | 1448560000000 | 1489680000000 | 1485820000000 | 1486660000000 | 1480360000000 | 1484060000000 | 1470600000000 | 1469740000000 | 1460920000000 | 1451480000000 | 1430870000000 | 1420140000000 | 1404230000000 | 1389550000000 | 1370230000000 | 1360910000000 | 1341030000000 | 1326470000000 | 1311890000000 | 1302090000000 | 1293510000000 | 1280320000000 | 1272420000000 | 1272540000000 | 1267410000000 | 1269370000000 | 1260380000000 | 1256900000000 | 1255040000000 | 1259070000000 | 1257130000000
BAU Buildings Sector Pollutant Emissions[rural residential,VOC] | NoSettings | 68845100 | 70480000 | 70117300 | 70172400 | 69879100 | 70004700 | 69362900 | 69307000 | 68850900 | 68355100 | 67365000 | 66785800 | 65985400 | 65264300 | 64357500 | 63869600 | 62927100 | 62213900 | 61500500 | 60981100 | 60541000 | 59916300 | 59519800 | 59471600 | 59208300 | 59266800 | 58822600 | 58631800 | 58522900 | 58669600 | 58544000
BAU Buildings Sector Pollutant Emissions[rural residential,CO] | NoSettings | 584021000 | 603952000 | 605712000 | 605753000 | 603441000 | 605605000 | 600939000 | 600891000 | 598446000 | 595966000 | 588948000 | 586400000 | 581604000 | 576874000 | 569926000 | 567451000 | 560471000 | 555745000 | 551016000 | 548519000 | 546086000 | 541439000 | 539044000 | 540035000 | 538579000 | 539868000 | 537023000 | 536248000 | 535953000 | 538143000 | 538041000
BAU Buildings Sector Pollutant Emissions[rural residential,NOx] | NoSettings | 1321100000 | 1347480000 | 1341560000 | 1342460000 | 1337710000 | 1339730000 | 1329340000 | 1328430000 | 1321050000 | 1313010000 | 1296970000 | 1287580000 | 1274610000 | 1262930000 | 1248250000 | 1240340000 | 1225070000 | 1213520000 | 1201950000 | 1193530000 | 1186390000 | 1176280000 | 1169850000 | 1169050000 | 1164780000 | 1165720000 | 1158520000 | 1155430000 | 1153660000 | 1156030000 | 1153980000
BAU Buildings Sector Pollutant Emissions[rural residential,PM10] | NoSettings | 91377300 | 93851400 | 93649600 | 93697500 | 93324500 | 93550100 | 92755600 | 92707100 | 92191800 | 91641100 | 90426000 | 89802400 | 88869200 | 88005600 | 86863500 | 86319200 | 85144500 | 84287200 | 83428500 | 82857600 | 82355500 | 81576400 | 81112300 | 81127400 | 80827100 | 80947900 | 80419500 | 80217600 | 80110700 | 80355600 | 80245500
BAU Buildings Sector Pollutant Emissions[rural residential,PM25] | NoSettings | 90726300 | 93200400 | 92998600 | 93046500 | 92673500 | 92899200 | 92104800 | 92056200 | 91540900 | 90990300 | 89775200 | 89151700 | 88218600 | 87355000 | 86213000 | 85668900 | 84494400 | 83637200 | 82778800 | 82207900 | 81706000 | 80926900 | 80463000 | 80478200 | 80177900 | 80298800 | 79770400 | 79568600 | 79461700 | 79706600 | 79596500
BAU Buildings Sector Pollutant Emissions[rural residential,SOx] | NoSettings | 171542000 | 171760000 | 171784000 | 171784000 | 171760000 | 171784000 | 171735000 | 171735000 | 171711000 | 171687000 | 171614000 | 171590000 | 171541000 | 171493000 | 171420000 | 171396000 | 171323000 | 171274000 | 171226000 | 171202000 | 171177000 | 171129000 | 171105000 | 171117000 | 171102000 | 171117000 | 171088000 | 171080000 | 171078000 | 171102000 | 171102000
BAU Buildings Sector Pollutant Emissions[rural residential,BC] | NoSettings | 14822400 | 15230300 | 15197000 | 15204900 | 15143400 | 15180600 | 15049700 | 15041600 | 14956700 | 14865900 | 14665600 | 14562800 | 14409000 | 14266600 | 14078400 | 13988700 | 13795200 | 13653900 | 13512500 | 13418400 | 13335700 | 13207300 | 13130900 | 13133400 | 13083900 | 13103900 | 13016800 | 12983500 | 12965900 | 13006200 | 12988100
BAU Buildings Sector Pollutant Emissions[rural residential,OC] | NoSettings | 38317700 | 39376600 | 39290200 | 39310800 | 39151100 | 39247700 | 38907800 | 38886900 | 38666400 | 38430800 | 37910900 | 37644200 | 37244900 | 36875400 | 36386700 | 36154100 | 35651800 | 35285100 | 34918100 | 34673800 | 34459200 | 34125800 | 33927500 | 33934100 | 33805700 | 33857400 | 33631400 | 33545100 | 33499400 | 33604100 | 33557000
BAU Buildings Sector Pollutant Emissions[rural residential,CH4] | NoSettings | 32839700 | 33415700 | 33068400 | 33110200 | 32961900 | 32983700 | 32645200 | 32603300 | 32332100 | 32030600 | 31502100 | 31137700 | 30679300 | 30280800 | 29815400 | 29519700 | 29026800 | 28634100 | 28240900 | 27921700 | 27662200 | 27336500 | 27109800 | 27036400 | 26881200 | 26881400 | 26633300 | 26511000 | 26435900 | 26473500 | 26378400
BAU Buildings Sector Pollutant Emissions[rural residential,N2O] | NoSettings | 4186890 | 4212080 | 4132650 | 4141020 | 4121390 | 4115770 | 4068080 | 4059720 | 4015500 | 3965220 | 3889540 | 3826670 | 3755000 | 3695330 | 3632260 | 3583140 | 3514560 | 3456050 | 3397420 | 3343590 | 3301700 | 3256560 | 3221210 | 3201540 | 3176490 | 3170500 | 3132890 | 3111400 | 3097370 | 3094890 | 3075850
BAU Buildings Sector Pollutant Emissions[rural residential,F gases] | NoSettings | 0 | 0 | 0 | 0 | 0 | 0 | 0 | 0 | 0 | 0 | 0 | 0 | 0 | 0 | 0 | 0 | 0 | 0 | 0 | 0 | 0 | 0 | 0 | 0 | 0 | 0 | 0 | 0 | 0 | 0 | 0
BAU Buildings Sector Pollutant Emissions[commercial,CO2] | NoSettings | 11975600000000 | 12103700000000 | 12492600000000 | 12689600000000 | 12777900000000 | 12796000000000 | 12781900000000 | 12736800000000 | 12683100000000 | 12624100000000 | 12532900000000 | 12542600000000 | 12430100000000 | 12338700000000 | 12273700000000 | 12219300000000 | 12122500000000 | 12078700000000 | 12034900000000 | 12003800000000 | 11930200000000 | 11909900000000 | 11942600000000 | 11927800000000 | 11984200000000 | 12041500000000 | 12050400000000 | 12060300000000 | 12133900000000 | 12202300000000 | 12228300000000
BAU Buildings Sector Pollutant Emissions[commercial,VOC] | NoSettings | 494277000 | 499817000 | 516622000 | 525136000 | 529160000 | 530017000 | 529487000 | 527742000 | 525707000 | 523439000 | 519784000 | 520485000 | 515906000 | 512239000 | 509715000 | 507648000 | 503748000 | 502138000 | 500526000 | 499257000 | 496155000 | 495352000 | 496842000 | 496278000 | 498584000 | 501060000 | 501315000 | 501741000 | 504922000 | 507877000 | 509003000
BAU Buildings Sector Pollutant Emissions[commercial,CO] | NoSettings | 4653950000 | 4708400000 | 4873590000 | 4957270000 | 4995580000 | 5006330000 | 5003450000 | 4985050000 | 4966140000 | 4944930000 | 4910080000 | 4918060000 | 4874140000 | 4839180000 | 4815450000 | 4796220000 | 4758970000 | 4744230000 | 4729470000 | 4719330000 | 4691160000 | 4685600000 | 4702580000 | 4699360000 | 4725600000 | 4749950000 | 4756020000 | 4760210000 | 4791470000 | 4820520000 | 4831590000
BAU Buildings Sector Pollutant Emissions[commercial,NOx] | NoSettings | 9098090000 | 9187600000 | 9459160000 | 9596730000 | 9657340000 | 9666740000 | 9653730000 | 9621110000 | 9579390000 | 9533880000 | 9465960000 | 9468440000 | 9385590000 | 9317490000 | 9267840000 | 9225600000 | 9153720000 | 9118850000 | 9083950000 | 9059010000 | 9004430000 | 8987010000 | 9006650000 | 8993090000 | 9030320000 | 9070340000 | 9074410000 | 9081300000 | 9132700000 | 9180460000 | 9198650000
BAU Buildings Sector Pollutant Emissions[commercial,PM10] | NoSettings | 788430000 | 796077000 | 819279000 | 831033000 | 835958000 | 836710000 | 835547000 | 832506000 | 828636000 | 824443000 | 818335000 | 818243000 | 810859000 | 804735000 | 800188000 | 796274000 | 789828000 | 786544000 | 783257000 | 781076000 | 776362000 | 774824000 | 776451000 | 775242000 | 778627000 | 782046000 | 782598000 | 783187000 | 787578000 | 791659000 | 793213000
BAU Buildings Sector Pollutant Emissions[commercial,PM25] | NoSettings | 770753000 | 778401000 | 801603000 | 813357000 | 818364000 | 819199000 | 818119000 | 815160000 | 811455000 | 807428000 | 801485000 | 801557000 | 794338000 | 788380000 | 783998000 | 780249000 | 773967000 | 770849000 | 767727000 | 765628000 | 760997000 | 759541000 | 761251000 | 760124000 | 763509000 | 766928000 | 767480000 | 768069000 | 772460000 | 776541000 | 778095000
BAU Buildings Sector Pollutant Emissions[commercial,SOx] | NoSettings | 209637000 | 210222000 | 211995000 | 212894000 | 213280000 | 213373000 | 213320000 | 213097000 | 212847000 | 212571000 | 212150000 | 212188000 | 211669000 | 211246000 | 210944000 | 210690000 | 210242000 | 210037000 | 209831000 | 209700000 | 209376000 | 209294000 | 209454000 | 209398000 | 209683000 | 209944000 | 210013000 | 210058000 | 210394000 | 210706000 | 210824000
BAU Buildings Sector Pollutant Emissions[commercial,BC] | NoSettings | 117508000 | 118770000 | 122595000 | 124533000 | 125404000 | 125588000 | 125455000 | 125013000 | 124494000 | 123921000 | 123033000 | 123136000 | 122037000 | 121146000 | 120515000 | 119988000 | 119043000 | 118621000 | 118197000 | 117897000 | 117179000 | 116984000 | 117312000 | 117172000 | 117730000 | 118294000 | 118385000 | 118482000 | 119206000 | 119879000 | 120135000
BAU Buildings Sector Pollutant Emissions[commercial,OC] | NoSettings | 303492000 | 306765000 | 316696000 | 321727000 | 323995000 | 324478000 | 324141000 | 323000000 | 321665000 | 320191000 | 317898000 | 318180000 | 315341000 | 313041000 | 311416000 | 310062000 | 307624000 | 306540000 | 305454000 | 304681000 | 302824000 | 302326000 | 303183000 | 302826000 | 304275000 | 305738000 | 305974000 | 306226000 | 308106000 | 309852000 | 310518000
BAU Buildings Sector Pollutant Emissions[commercial,CH4] | NoSettings | 283443000 | 285858000 | 293187000 | 296899000 | 298403000 | 298398000 | 297789000 | 296776000 | 295260000 | 293642000 | 291419000 | 291095000 | 288469000 | 286241000 | 284511000 | 282981000 | 280651000 | 279320000 | 277988000 | 277057000 | 275326000 | 274598000 | 274870000 | 274246000 | 275125000 | 276205000 | 276189000 | 276375000 | 277762000 | 279051000 | 279542000
BAU Buildings Sector Pollutant Emissions[commercial,N2O] | NoSettings | 38545000 | 38786500 | 39519200 | 39890400 | 40010700 | 39950200 | 39829200 | 39698000 | 39456300 | 39204400 | 38892100 | 38769800 | 38417200 | 38104300 | 37841300 | 37598300 | 37275300 | 37052200 | 36829000 | 36675900 | 36442800 | 36310000 | 36277200 | 36154700 | 36212600 | 36320600 | 36289000 | 36307600 | 36446300 | 36575200 | 36624300
BAU Buildings Sector Pollutant Emissions[commercial,F gases] | NoSettings | 0 | 0 | 0 | 0 | 0 | 0 | 0 | 0 | 0 | 0 | 0 | 0 | 0 | 0 | 0 | 0 | 0 | 0 | 0 | 0 | 0 | 0 | 0 | 0 | 0 | 0 | 0 | 0 | 0 | 0 | 0
Building Components Energy Use[urban residential,electricity bf,heating] | NoSettings | 32600000000000 | 32200000000000 | 32500000000000 | 33500000000000 | 34600000000000 | 35800000000000 | 37100000000000 | 38600000000000 | 40000000000000 | 41400000000000 | 42900000000000 | 44300000000000 | 45700000000000 | 47100000000000 | 48300000000000 | 49600000000000 | 50800000000000 | 52200000000000 | 53600000000000 | 54800000000000 | 56200000000000 | 57400000000000 | 58500000000000 | 59400000000000 | 60400000000000 | 61200000000000 | 61900000000000 | 62500000000000 | 62200000000000 | 61800000000000 | 61300000000000
Building Components Energy Use[urban residential,electricity bf,cooling and ventilation] | NoSettings | 21730000000000 | 20360000000000 | 19550000000000 | 19180000000000 | 18890000000000 | 18620000000000 | 18480000000000 | 18450000000000 | 18430000000000 | 18450000000000 | 18490000000000 | 18590000000000 | 18710000000000 | 18820000000000 | 18890000000000 | 18970000000000 | 19130000000000 | 19230000000000 | 19360000000000 | 19500000000000 | 19640000000000 | 19960000000000 | 20280000000000 | 20580000000000 | 20920000000000 | 21270000000000 | 21590000000000 | 21970000000000 | 22040000000000 | 22110000000000 | 22180000000000
Building Components Energy Use[urban residential,electricity bf,envelope] | NoSettings | 0 | 0 | 0 | 0 | 0 | 0 | 0 | 0 | 0 | 0 | 0 | 0 | 0 | 0 | 0 | 0 | 0 | 0 | 0 | 0 | 0 | 0 | 0 | 0 | 0 | 0 | 0 | 0 | 0 | 0 | 0
Building Components Energy Use[urban residential,electricity bf,lighting] | NoSettings | 22600000000000 | 21600000000000 | 21300000000000 | 21500000000000 | 21600000000000 | 21900000000000 | 22400000000000 | 22900000000000 | 23300000000000 | 23700000000000 | 24100000000000 | 24400000000000 | 24800000000000 | 25200000000000 | 25600000000000 | 26000000000000 | 26300000000000 | 26500000000000 | 26800000000000 | 27000000000000 | 27200000000000 | 27500000000000 | 27800000000000 | 28200000000000 | 28500000000000 | 28900000000000 | 29300000000000 | 29800000000000 | 29900000000000 | 30000000000000 | 30000000000000
Building Components Energy Use[urban residential,electricity bf,appliances] | NoSettings | 91100000000000 | 87800000000000 | 86500000000000 | 87000000000000 | 87700000000000 | 88600000000000 | 89800000000000 | 91300000000000 | 92800000000000 | 94400000000000 | 96200000000000 | 98100000000000 | 100000000000000 | 102000000000000 | 104000000000000 | 106000000000000 | 108000000000000 | 110000000000000 | 112000000000000 | 113000000000000 | 115000000000000 | 117000000000000 | 119000000000000 | 121000000000000 | 123000000000000 | 124000000000000 | 126000000000000 | 127000000000000 | 128000000000000 | 128000000000000 | 128000000000000
Building Components Energy Use[urban residential,electricity bf,other component] | NoSettings | 126500000000000 | 119400000000000 | 115000000000000 | 111800000000000 | 109600000000000 | 107400000000000 | 104900000000000 | 102700000000000 | 100600000000000 | 98410000000000 | 96010000000000 | 93270000000000 | 90420000000000 | 87610000000000 | 84870000000000 | 82150000000000 | 79700000000000 | 77060000000000 | 74410000000000 | 71700000000000 | 68860000000000 | 65720000000000 | 62510000000000 | 59260000000000 | 56010000000000 | 52760000000000 | 49450000000000 | 46040000000000 | 45220000000000 | 44750000000000 | 44280000000000
Building Components Energy Use[urban residential,hard coal bf,heating] | NoSettings | 0 | 0 | 0 | 0 | 0 | 0 | 0 | 0 | 0 | 0 | 0 | 0 | 0 | 0 | 0 | 0 | 0 | 0 | 0 | 0 | 0 | 0 | 0 | 0 | 0 | 0 | 0 | 0 | 0 | 0 | 0
Building Components Energy Use[urban residential,hard coal bf,cooling and ventilation] | NoSettings | 0 | 0 | 0 | 0 | 0 | 0 | 0 | 0 | 0 | 0 | 0 | 0 | 0 | 0 | 0 | 0 | 0 | 0 | 0 | 0 | 0 | 0 | 0 | 0 | 0 | 0 | 0 | 0 | 0 | 0 | 0
Building Components Energy Use[urban residential,hard coal bf,envelope] | NoSettings | 0 | 0 | 0 | 0 | 0 | 0 | 0 | 0 | 0 | 0 | 0 | 0 | 0 | 0 | 0 | 0 | 0 | 0 | 0 | 0 | 0 | 0 | 0 | 0 | 0 | 0 | 0 | 0 | 0 | 0 | 0
Building Components Energy Use[urban residential,hard coal bf,lighting] | NoSettings | 0 | 0 | 0 | 0 | 0 | 0 | 0 | 0 | 0 | 0 | 0 | 0 | 0 | 0 | 0 | 0 | 0 | 0 | 0 | 0 | 0 | 0 | 0 | 0 | 0 | 0 | 0 | 0 | 0 | 0 | 0
Building Components Energy Use[urban residential,hard coal bf,appliances] | NoSettings | 0 | 0 | 0 | 0 | 0 | 0 | 0 | 0 | 0 | 0 | 0 | 0 | 0 | 0 | 0 | 0 | 0 | 0 | 0 | 0 | 0 | 0 | 0 | 0 | 0 | 0 | 0 | 0 | 0 | 0 | 0
Building Components Energy Use[urban residential,hard coal bf,other component] | NoSettings | 0 | 0 | 0 | 0 | 0 | 0 | 0 | 0 | 0 | 0 | 0 | 0 | 0 | 0 | 0 | 0 | 0 | 0 | 0 | 0 | 0 | 0 | 0 | 0 | 0 | 0 | 0 | 0 | 0 | 0 | 0
Building Components Energy Use[urban residential,natural gas bf,heating] | NoSettings | 216000000000000 | 223000000000000 | 224000000000000 | 224000000000000 | 224000000000000 | 224000000000000 | 222000000000000 | 221000000000000 | 220000000000000 | 217000000000000 | 215000000000000 | 213000000000000 | 210000000000000 | 208000000000000 | 205000000000000 | 203000000000000 | 201000000000000 | 199000000000000 | 197000000000000 | 197000000000000 | 195000000000000 | 192000000000000 | 191000000000000 | 189000000000000 | 188000000000000 | 187000000000000 | 186000000000000 | 185000000000000 | 184000000000000 | 184000000000000 | 184000000000000
Building Components Energy Use[urban residential,natural gas bf,cooling and ventilation] | NoSettings | 200800000000 | 202200000000 | 197800000000 | 193700000000 | 189800000000 | 185700000000 | 182000000000 | 178200000000 | 174500000000 | 171000000000 | 167400000000 | 164400000000 | 161400000000 | 158500000000 | 155400000000 | 152600000000 | 150300000000 | 147500000000 | 145000000000 | 142800000000 | 140800000000 | 140800000000 | 141600000000 | 142500000000 | 144100000000 | 146100000000 | 148300000000 | 150600000000 | 152800000000 | 155100000000 | 157600000000
Building Components Energy Use[urban residential,natural gas bf,envelope] | NoSettings | 0 | 0 | 0 | 0 | 0 | 0 | 0 | 0 | 0 | 0 | 0 | 0 | 0 | 0 | 0 | 0 | 0 | 0 | 0 | 0 | 0 | 0 | 0 | 0 | 0 | 0 | 0 | 0 | 0 | 0 | 0
Building Components Energy Use[urban residential,natural gas bf,lighting] | NoSettings | 0 | 0 | 0 | 0 | 0 | 0 | 0 | 0 | 0 | 0 | 0 | 0 | 0 | 0 | 0 | 0 | 0 | 0 | 0 | 0 | 0 | 0 | 0 | 0 | 0 | 0 | 0 | 0 | 0 | 0 | 0
Building Components Energy Use[urban residential,natural gas bf,appliances] | NoSettings | 238000000000000 | 246000000000000 | 246000000000000 | 247000000000000 | 246000000000000 | 246000000000000 | 247000000000000 | 246000000000000 | 245000000000000 | 245000000000000 | 243000000000000 | 242000000000000 | 240000000000000 | 239000000000000 | 237000000000000 | 234000000000000 | 233000000000000 | 232000000000000 | 230000000000000 | 229000000000000 | 227000000000000 | 228000000000000 | 228000000000000 | 229000000000000 | 230000000000000 | 230000000000000 | 231000000000000 | 232000000000000 | 233000000000000 | 234000000000000 | 235000000000000
Building Components Energy Use[urban residential,natural gas bf,other component] | NoSettings | 0 | 0 | 0 | 0 | 0 | 0 | 0 | 0 | 0 | 0 | 0 | 0 | 0 | 0 | 0 | 0 | 0 | 0 | 0 | 0 | 0 | 0 | 0 | 0 | 0 | 0 | 0 | 0 | 0 | 0 | 0
Building Components Energy Use[urban residential,petroleum diesel bf,heating] | NoSettings | 294000000000 | 294000000000 | 295000000000 | 295000000000 | 295000000000 | 294000000000 | 294000000000 | 293000000000 | 292000000000 | 290000000000 | 289000000000 | 287000000000 | 285000000000 | 283000000000 | 279000000000 | 276000000000 | 272000000000 | 268000000000 | 262000000000 | 259000000000 | 255000000000 | 251000000000 | 246000000000 | 241000000000 | 236000000000 | 229000000000 | 220000000000 | 211000000000 | 200000000000 | 189000000000 | 176000000000
Building Components Energy Use[urban residential,petroleum diesel bf,cooling and ventilation] | NoSettings | 0 | 0 | 0 | 0 | 0 | 0 | 0 | 0 | 0 | 0 | 0 | 0 | 0 | 0 | 0 | 0 | 0 | 0 | 0 | 0 | 0 | 0 | 0 | 0 | 0 | 0 | 0 | 0 | 0 | 0 | 0
Building Components Energy Use[urban residential,petroleum diesel bf,envelope] | NoSettings | 0 | 0 | 0 | 0 | 0 | 0 | 0 | 0 | 0 | 0 | 0 | 0 | 0 | 0 | 0 | 0 | 0 | 0 | 0 | 0 | 0 | 0 | 0 | 0 | 0 | 0 | 0 | 0 | 0 | 0 | 0
Building Components Energy Use[urban residential,petroleum diesel bf,lighting] | NoSettings | 0 | 0 | 0 | 0 | 0 | 0 | 0 | 0 | 0 | 0 | 0 | 0 | 0 | 0 | 0 | 0 | 0 | 0 | 0 | 0 | 0 | 0 | 0 | 0 | 0 | 0 | 0 | 0 | 0 | 0 | 0
Building Components Energy Use[urban residential,petroleum diesel bf,appliances] | NoSettings | 4080000000 | 3740000000 | 3440000000 | 3170000000 | 2940000000 | 2740000000 | 2600000000 | 2510000000 | 2470000000 | 2490000000 | 2540000000 | 2670000000 | 2840000000 | 3040000000 | 3350000000 | 3730000000 | 4240000000 | 4880000000 | 5730000000 | 6810000000 | 8230000000 | 10100000000 | 12800000000 | 16200000000 | 20600000000 | 26400000000 | 33700000000 | 42700000000 | 53300000000 | 65000000000 | 77300000000
Building Components Energy Use[urban residential,petroleum diesel bf,other component] | NoSettings | 0 | 0 | 0 | 0 | 0 | 0 | 0 | 0 | 0 | 0 | 0 | 0 | 0 | 0 | 0 | 0 | 0 | 0 | 0 | 0 | 0 | 0 | 0 | 0 | 0 | 0 | 0 | 0 | 0 | 0 | 0
Building Components Energy Use[urban residential,heat bf,heating] | NoSettings | 0 | 0 | 0 | 0 | 0 | 0 | 0 | 0 | 0 | 0 | 0 | 0 | 0 | 0 | 0 | 0 | 0 | 0 | 0 | 0 | 0 | 0 | 0 | 0 | 0 | 0 | 0 | 0 | 0 | 0 | 0
Building Components Energy Use[urban residential,heat bf,cooling and ventilation] | NoSettings | 0 | 0 | 0 | 0 | 0 | 0 | 0 | 0 | 0 | 0 | 0 | 0 | 0 | 0 | 0 | 0 | 0 | 0 | 0 | 0 | 0 | 0 | 0 | 0 | 0 | 0 | 0 | 0 | 0 | 0 | 0
Building Components Energy Use[urban residential,heat bf,envelope] | NoSettings | 0 | 0 | 0 | 0 | 0 | 0 | 0 | 0 | 0 | 0 | 0 | 0 | 0 | 0 | 0 | 0 | 0 | 0 | 0 | 0 | 0 | 0 | 0 | 0 | 0 | 0 | 0 | 0 | 0 | 0 | 0
Building Components Energy Use[urban residential,heat bf,lighting] | NoSettings | 0 | 0 | 0 | 0 | 0 | 0 | 0 | 0 | 0 | 0 | 0 | 0 | 0 | 0 | 0 | 0 | 0 | 0 | 0 | 0 | 0 | 0 | 0 | 0 | 0 | 0 | 0 | 0 | 0 | 0 | 0
Building Components Energy Use[urban residential,heat bf,appliances] | NoSettings | 0 | 0 | 0 | 0 | 0 | 0 | 0 | 0 | 0 | 0 | 0 | 0 | 0 | 0 | 0 | 0 | 0 | 0 | 0 | 0 | 0 | 0 | 0 | 0 | 0 | 0 | 0 | 0 | 0 | 0 | 0
Building Components Energy Use[urban residential,heat bf,other component] | NoSettings | 0 | 0 | 0 | 0 | 0 | 0 | 0 | 0 | 0 | 0 | 0 | 0 | 0 | 0 | 0 | 0 | 0 | 0 | 0 | 0 | 0 | 0 | 0 | 0 | 0 | 0 | 0 | 0 | 0 | 0 | 0
Building Components Energy Use[urban residential,biomass bf,heating] | NoSettings | 17800000000000 | 17800000000000 | 17800000000000 | 17800000000000 | 17800000000000 | 17800000000000 | 17800000000000 | 17800000000000 | 17800000000000 | 17800000000000 | 17800000000000 | 17800000000000 | 17800000000000 | 17800000000000 | 17800000000000 | 17800000000000 | 17800000000000 | 17800000000000 | 17800000000000 | 17800000000000 | 17800000000000 | 17800000000000 | 17800000000000 | 17800000000000 | 17800000000000 | 17800000000000 | 17800000000000 | 17800000000000 | 17800000000000 | 17800000000000 | 17800000000000
Building Components Energy Use[urban residential,biomass bf,cooling and ventilation] | NoSettings | 0 | 0 | 0 | 0 | 0 | 0 | 0 | 0 | 0 | 0 | 0 | 0 | 0 | 0 | 0 | 0 | 0 | 0 | 0 | 0 | 0 | 0 | 0 | 0 | 0 | 0 | 0 | 0 | 0 | 0 | 0
Building Components Energy Use[urban residential,biomass bf,envelope] | NoSettings | 0 | 0 | 0 | 0 | 0 | 0 | 0 | 0 | 0 | 0 | 0 | 0 | 0 | 0 | 0 | 0 | 0 | 0 | 0 | 0 | 0 | 0 | 0 | 0 | 0 | 0 | 0 | 0 | 0 | 0 | 0
Building Components Energy Use[urban residential,biomass bf,lighting] | NoSettings | 0 | 0 | 0 | 0 | 0 | 0 | 0 | 0 | 0 | 0 | 0 | 0 | 0 | 0 | 0 | 0 | 0 | 0 | 0 | 0 | 0 | 0 | 0 | 0 | 0 | 0 | 0 | 0 | 0 | 0 | 0
Building Components Energy Use[urban residential,biomass bf,appliances] | NoSettings | 0 | 0 | 0 | 0 | 0 | 0 | 0 | 0 | 0 | 0 | 0 | 0 | 0 | 0 | 0 | 0 | 0 | 0 | 0 | 0 | 0 | 0 | 0 | 0 | 0 | 0 | 0 | 0 | 0 | 0 | 0
Building Components Energy Use[urban residential,biomass bf,other component] | NoSettings | 0 | 0 | 0 | 0 | 0 | 0 | 0 | 0 | 0 | 0 | 0 | 0 | 0 | 0 | 0 | 0 | 0 | 0 | 0 | 0 | 0 | 0 | 0 | 0 | 0 | 0 | 0 | 0 | 0 | 0 | 0
Building Components Energy Use[urban residential,kerosene bf,heating] | NoSettings | 0 | 0 | 0 | 0 | 0 | 0 | 0 | 0 | 0 | 0 | 0 | 0 | 0 | 0 | 0 | 0 | 0 | 0 | 0 | 0 | 0 | 0 | 0 | 0 | 0 | 0 | 0 | 0 | 0 | 0 | 0
Building Components Energy Use[urban residential,kerosene bf,cooling and ventilation] | NoSettings | 0 | 0 | 0 | 0 | 0 | 0 | 0 | 0 | 0 | 0 | 0 | 0 | 0 | 0 | 0 | 0 | 0 | 0 | 0 | 0 | 0 | 0 | 0 | 0 | 0 | 0 | 0 | 0 | 0 | 0 | 0
Building Components Energy Use[urban residential,kerosene bf,envelope] | NoSettings | 0 | 0 | 0 | 0 | 0 | 0 | 0 | 0 | 0 | 0 | 0 | 0 | 0 | 0 | 0 | 0 | 0 | 0 | 0 | 0 | 0 | 0 | 0 | 0 | 0 | 0 | 0 | 0 | 0 | 0 | 0
Building Components Energy Use[urban residential,kerosene bf,lighting] | NoSettings | 0 | 0 | 0 | 0 | 0 | 0 | 0 | 0 | 0 | 0 | 0 | 0 | 0 | 0 | 0 | 0 | 0 | 0 | 0 | 0 | 0 | 0 | 0 | 0 | 0 | 0 | 0 | 0 | 0 | 0 | 0
Building Components Energy Use[urban residential,kerosene bf,appliances] | NoSettings | 0 | 0 | 0 | 0 | 0 | 0 | 0 | 0 | 0 | 0 | 0 | 0 | 0 | 0 | 0 | 0 | 0 | 0 | 0 | 0 | 0 | 0 | 0 | 0 | 0 | 0 | 0 | 0 | 0 | 0 | 0
Building Components Energy Use[urban residential,kerosene bf,other component] | NoSettings | 0 | 0 | 0 | 0 | 0 | 0 | 0 | 0 | 0 | 0 | 0 | 0 | 0 | 0 | 0 | 0 | 0 | 0 | 0 | 0 | 0 | 0 | 0 | 0 | 0 | 0 | 0 | 0 | 0 | 0 | 0
Building Components Energy Use[urban residential,heavy or residual fuel oil bf,heating] | NoSettings | 0 | 0 | 0 | 0 | 0 | 0 | 0 | 0 | 0 | 0 | 0 | 0 | 0 | 0 | 0 | 0 | 0 | 0 | 0 | 0 | 0 | 0 | 0 | 0 | 0 | 0 | 0 | 0 | 0 | 0 | 0
Building Components Energy Use[urban residential,heavy or residual fuel oil bf,cooling and ventilation] | NoSettings | 0 | 0 | 0 | 0 | 0 | 0 | 0 | 0 | 0 | 0 | 0 | 0 | 0 | 0 | 0 | 0 | 0 | 0 | 0 | 0 | 0 | 0 | 0 | 0 | 0 | 0 | 0 | 0 | 0 | 0 | 0
Building Components Energy Use[urban residential,heavy or residual fuel oil bf,envelope] | NoSettings | 0 | 0 | 0 | 0 | 0 | 0 | 0 | 0 | 0 | 0 | 0 | 0 | 0 | 0 | 0 | 0 | 0 | 0 | 0 | 0 | 0 | 0 | 0 | 0 | 0 | 0 | 0 | 0 | 0 | 0 | 0
Building Components Energy Use[urban residential,heavy or residual fuel oil bf,lighting] | NoSettings | 0 | 0 | 0 | 0 | 0 | 0 | 0 | 0 | 0 | 0 | 0 | 0 | 0 | 0 | 0 | 0 | 0 | 0 | 0 | 0 | 0 | 0 | 0 | 0 | 0 | 0 | 0 | 0 | 0 | 0 | 0
Building Components Energy Use[urban residential,heavy or residual fuel oil bf,appliances] | NoSettings | 0 | 0 | 0 | 0 | 0 | 0 | 0 | 0 | 0 | 0 | 0 | 0 | 0 | 0 | 0 | 0 | 0 | 0 | 0 | 0 | 0 | 0 | 0 | 0 | 0 | 0 | 0 | 0 | 0 | 0 | 0
Building Components Energy Use[urban residential,heavy or residual fuel oil bf,other component] | NoSettings | 0 | 0 | 0 | 0 | 0 | 0 | 0 | 0 | 0 | 0 | 0 | 0 | 0 | 0 | 0 | 0 | 0 | 0 | 0 | 0 | 0 | 0 | 0 | 0 | 0 | 0 | 0 | 0 | 0 | 0 | 0
Building Components Energy Use[urban residential,LPG propane or butane bf,heating] | NoSettings | 12000000000000 | 11600000000000 | 11000000000000 | 11100000000000 | 11100000000000 | 11000000000000 | 10800000000000 | 10800000000000 | 10600000000000 | 10200000000000 | 9960000000000 | 9600000000000 | 9250000000000 | 8990000000000 | 8740000000000 | 8490000000000 | 8240000000000 | 8010000000000 | 7750000000000 | 7480000000000 | 7290000000000 | 7100000000000 | 6930000000000 | 6760000000000 | 6620000000000 | 6530000000000 | 6340000000000 | 6230000000000 | 6120000000000 | 6020000000000 | 5920000000000
Building Components Energy Use[urban residential,LPG propane or butane bf,cooling and ventilation] | NoSettings | 0 | 0 | 0 | 0 | 0 | 0 | 0 | 0 | 0 | 0 | 0 | 0 | 0 | 0 | 0 | 0 | 0 | 0 | 0 | 0 | 0 | 0 | 0 | 0 | 0 | 0 | 0 | 0 | 0 | 0 | 0
Building Components Energy Use[urban residential,LPG propane or butane bf,envelope] | NoSettings | 0 | 0 | 0 | 0 | 0 | 0 | 0 | 0 | 0 | 0 | 0 | 0 | 0 | 0 | 0 | 0 | 0 | 0 | 0 | 0 | 0 | 0 | 0 | 0 | 0 | 0 | 0 | 0 | 0 | 0 | 0
Building Components Energy Use[urban residential,LPG propane or butane bf,lighting] | NoSettings | 0 | 0 | 0 | 0 | 0 | 0 | 0 | 0 | 0 | 0 | 0 | 0 | 0 | 0 | 0 | 0 | 0 | 0 | 0 | 0 | 0 | 0 | 0 | 0 | 0 | 0 | 0 | 0 | 0 | 0 | 0
Building Components Energy Use[urban residential,LPG propane or butane bf,appliances] | NoSettings | 4440000000000 | 4110000000000 | 3740000000000 | 3640000000000 | 3510000000000 | 3410000000000 | 3280000000000 | 3200000000000 | 3080000000000 | 2960000000000 | 2840000000000 | 2700000000000 | 2560000000000 | 2450000000000 | 2360000000000 | 2270000000000 | 2190000000000 | 2120000000000 | 2050000000000 | 1970000000000 | 1920000000000 | 1880000000000 | 1850000000000 | 1820000000000 | 1790000000000 | 1790000000000 | 1740000000000 | 1730000000000 | 1700000000000 | 1670000000000 | 1650000000000
Building Components Energy Use[urban residential,LPG propane or butane bf,other component] | NoSettings | 0 | 0 | 0 | 0 | 0 | 0 | 0 | 0 | 0 | 0 | 0 | 0 | 0 | 0 | 0 | 0 | 0 | 0 | 0 | 0 | 0 | 0 | 0 | 0 | 0 | 0 | 0 | 0 | 0 | 0 | 0
Building Components Energy Use[urban residential,hydrogen bf,heating] | NoSettings | 0 | 0 | 0 | 0 | 0 | 0 | 0 | 0 | 0 | 0 | 0 | 0 | 0 | 0 | 0 | 0 | 0 | 0 | 0 | 0 | 0 | 0 | 0 | 0 | 0 | 0 | 0 | 0 | 0 | 0 | 0
Building Components Energy Use[urban residential,hydrogen bf,cooling and ventilation] | NoSettings | 0 | 0 | 0 | 0 | 0 | 0 | 0 | 0 | 0 | 0 | 0 | 0 | 0 | 0 | 0 | 0 | 0 | 0 | 0 | 0 | 0 | 0 | 0 | 0 | 0 | 0 | 0 | 0 | 0 | 0 | 0
Building Components Energy Use[urban residential,hydrogen bf,envelope] | NoSettings | 0 | 0 | 0 | 0 | 0 | 0 | 0 | 0 | 0 | 0 | 0 | 0 | 0 | 0 | 0 | 0 | 0 | 0 | 0 | 0 | 0 | 0 | 0 | 0 | 0 | 0 | 0 | 0 | 0 | 0 | 0
Building Components Energy Use[urban residential,hydrogen bf,lighting] | NoSettings | 0 | 0 | 0 | 0 | 0 | 0 | 0 | 0 | 0 | 0 | 0 | 0 | 0 | 0 | 0 | 0 | 0 | 0 | 0 | 0 | 0 | 0 | 0 | 0 | 0 | 0 | 0 | 0 | 0 | 0 | 0
Building Components Energy Use[urban residential,hydrogen bf,appliances] | NoSettings | 0 | 0 | 0 | 0 | 0 | 0 | 0 | 0 | 0 | 0 | 0 | 0 | 0 | 0 | 0 | 0 | 0 | 0 | 0 | 0 | 0 | 0 | 0 | 0 | 0 | 0 | 0 | 0 | 0 | 0 | 0
Building Components Energy Use[urban residential,hydrogen bf,other component] | NoSettings | 0 | 0 | 0 | 0 | 0 | 0 | 0 | 0 | 0 | 0 | 0 | 0 | 0 | 0 | 0 | 0 | 0 | 0 | 0 | 0 | 0 | 0 | 0 | 0 | 0 | 0 | 0 | 0 | 0 | 0 | 0
Building Components Energy Use[rural residential,electricity bf,heating] | NoSettings | 1720000000000 | 1690000000000 | 1710000000000 | 1760000000000 | 1820000000000 | 1880000000000 | 1950000000000 | 2020000000000 | 2100000000000 | 2170000000000 | 2250000000000 | 2330000000000 | 2410000000000 | 2480000000000 | 2550000000000 | 2630000000000 | 2720000000000 | 2800000000000 | 2890000000000 | 2950000000000 | 3030000000000 | 3100000000000 | 3160000000000 | 3220000000000 | 3270000000000 | 3300000000000 | 3340000000000 | 3380000000000 | 3360000000000 | 3330000000000 | 3310000000000
Building Components Energy Use[rural residential,electricity bf,cooling and ventilation] | NoSettings | 1140000000000 | 1070000000000 | 1030000000000 | 1010000000000 | 994000000000 | 980000000000 | 973000000000 | 972000000000 | 970000000000 | 971000000000 | 974000000000 | 978000000000 | 985000000000 | 991000000000 | 994000000000 | 997000000000 | 1010000000000 | 1010000000000 | 1020000000000 | 1030000000000 | 1040000000000 | 1050000000000 | 1070000000000 | 1080000000000 | 1100000000000 | 1120000000000 | 1140000000000 | 1160000000000 | 1160000000000 | 1160000000000 | 1170000000000
Building Components Energy Use[rural residential,electricity bf,envelope] | NoSettings | 0 | 0 | 0 | 0 | 0 | 0 | 0 | 0 | 0 | 0 | 0 | 0 | 0 | 0 | 0 | 0 | 0 | 0 | 0 | 0 | 0 | 0 | 0 | 0 | 0 | 0 | 0 | 0 | 0 | 0 | 0
Building Components Energy Use[rural residential,electricity bf,lighting] | NoSettings | 1190000000000 | 1140000000000 | 1120000000000 | 1130000000000 | 1140000000000 | 1150000000000 | 1180000000000 | 1200000000000 | 1230000000000 | 1250000000000 | 1270000000000 | 1290000000000 | 1310000000000 | 1330000000000 | 1350000000000 | 1370000000000 | 1390000000000 | 1400000000000 | 1410000000000 | 1430000000000 | 1440000000000 | 1450000000000 | 1470000000000 | 1490000000000 | 1510000000000 | 1530000000000 | 1550000000000 | 1570000000000 | 1580000000000 | 1580000000000 | 1580000000000
Building Components Energy Use[rural residential,electricity bf,appliances] | NoSettings | 4790000000000 | 4620000000000 | 4550000000000 | 4580000000000 | 4620000000000 | 4660000000000 | 4720000000000 | 4810000000000 | 4880000000000 | 4980000000000 | 5070000000000 | 5170000000000 | 5270000000000 | 5370000000000 | 5470000000000 | 5570000000000 | 5680000000000 | 5780000000000 | 5880000000000 | 5980000000000 | 6070000000000 | 6170000000000 | 6270000000000 | 6360000000000 | 6440000000000 | 6540000000000 | 6620000000000 | 6720000000000 | 6730000000000 | 6720000000000 | 6730000000000
Building Components Energy Use[rural residential,electricity bf,other component] | NoSettings | 6660000000000 | 6280000000000 | 6050000000000 | 5890000000000 | 5770000000000 | 5650000000000 | 5520000000000 | 5410000000000 | 5290000000000 | 5180000000000 | 5050000000000 | 4910000000000 | 4760000000000 | 4610000000000 | 4470000000000 | 4330000000000 | 4200000000000 | 4060000000000 | 3920000000000 | 3780000000000 | 3630000000000 | 3460000000000 | 3290000000000 | 3120000000000 | 2950000000000 | 2770000000000 | 2600000000000 | 2430000000000 | 2380000000000 | 2360000000000 | 2330000000000
Building Components Energy Use[rural residential,hard coal bf,heating] | NoSettings | 0 | 0 | 0 | 0 | 0 | 0 | 0 | 0 | 0 | 0 | 0 | 0 | 0 | 0 | 0 | 0 | 0 | 0 | 0 | 0 | 0 | 0 | 0 | 0 | 0 | 0 | 0 | 0 | 0 | 0 | 0
Building Components Energy Use[rural residential,hard coal bf,cooling and ventilation] | NoSettings | 0 | 0 | 0 | 0 | 0 | 0 | 0 | 0 | 0 | 0 | 0 | 0 | 0 | 0 | 0 | 0 | 0 | 0 | 0 | 0 | 0 | 0 | 0 | 0 | 0 | 0 | 0 | 0 | 0 | 0 | 0
Building Components Energy Use[rural residential,hard coal bf,envelope] | NoSettings | 0 | 0 | 0 | 0 | 0 | 0 | 0 | 0 | 0 | 0 | 0 | 0 | 0 | 0 | 0 | 0 | 0 | 0 | 0 | 0 | 0 | 0 | 0 | 0 | 0 | 0 | 0 | 0 | 0 | 0 | 0
Building Components Energy Use[rural residential,hard coal bf,lighting] | NoSettings | 0 | 0 | 0 | 0 | 0 | 0 | 0 | 0 | 0 | 0 | 0 | 0 | 0 | 0 | 0 | 0 | 0 | 0 | 0 | 0 | 0 | 0 | 0 | 0 | 0 | 0 | 0 | 0 | 0 | 0 | 0
Building Components Energy Use[rural residential,hard coal bf,appliances] | NoSettings | 0 | 0 | 0 | 0 | 0 | 0 | 0 | 0 | 0 | 0 | 0 | 0 | 0 | 0 | 0 | 0 | 0 | 0 | 0 | 0 | 0 | 0 | 0 | 0 | 0 | 0 | 0 | 0 | 0 | 0 | 0
Building Components Energy Use[rural residential,hard coal bf,other component] | NoSettings | 0 | 0 | 0 | 0 | 0 | 0 | 0 | 0 | 0 | 0 | 0 | 0 | 0 | 0 | 0 | 0 | 0 | 0 | 0 | 0 | 0 | 0 | 0 | 0 | 0 | 0 | 0 | 0 | 0 | 0 | 0
Building Components Energy Use[rural residential,natural gas bf,heating] | NoSettings | 11300000000000 | 11800000000000 | 11800000000000 | 11800000000000 | 11800000000000 | 11800000000000 | 11700000000000 | 11700000000000 | 11600000000000 | 11500000000000 | 11400000000000 | 11300000000000 | 11200000000000 | 11000000000000 | 10900000000000 | 10800000000000 | 10700000000000 | 10500000000000 | 10400000000000 | 10400000000000 | 10300000000000 | 10100000000000 | 10000000000000 | 9950000000000 | 9890000000000 | 9850000000000 | 9730000000000 | 9700000000000 | 9690000000000 | 9690000000000 | 9690000000000
Building Components Energy Use[rural residential,natural gas bf,cooling and ventilation] | NoSettings | 10600000000 | 10600000000 | 10400000000 | 10200000000 | 9970000000 | 9780000000 | 9580000000 | 9380000000 | 9190000000 | 9010000000 | 8820000000 | 8660000000 | 8510000000 | 8350000000 | 8180000000 | 8030000000 | 7910000000 | 7760000000 | 7630000000 | 7520000000 | 7410000000 | 7410000000 | 7450000000 | 7500000000 | 7590000000 | 7690000000 | 7800000000 | 7930000000 | 8040000000 | 8170000000 | 8300000000
Building Components Energy Use[rural residential,natural gas bf,envelope] | NoSettings | 0 | 0 | 0 | 0 | 0 | 0 | 0 | 0 | 0 | 0 | 0 | 0 | 0 | 0 | 0 | 0 | 0 | 0 | 0 | 0 | 0 | 0 | 0 | 0 | 0 | 0 | 0 | 0 | 0 | 0 | 0
Building Components Energy Use[rural residential,natural gas bf,lighting] | NoSettings | 0 | 0 | 0 | 0 | 0 | 0 | 0 | 0 | 0 | 0 | 0 | 0 | 0 | 0 | 0 | 0 | 0 | 0 | 0 | 0 | 0 | 0 | 0 | 0 | 0 | 0 | 0 | 0 | 0 | 0 | 0
Building Components Energy Use[rural residential,natural gas bf,appliances] | NoSettings | 12500000000000 | 12900000000000 | 13000000000000 | 13000000000000 | 12900000000000 | 13000000000000 | 12900000000000 | 12900000000000 | 12900000000000 | 12900000000000 | 12700000000000 | 12700000000000 | 12600000000000 | 12600000000000 | 12400000000000 | 12400000000000 | 12200000000000 | 12200000000000 | 12100000000000 | 12000000000000 | 12000000000000 | 12000000000000 | 12000000000000 | 12100000000000 | 12100000000000 | 12200000000000 | 12200000000000 | 12200000000000 | 12200000000000 | 12300000000000 | 12300000000000
Building Components Energy Use[rural residential,natural gas bf,other component] | NoSettings | 0 | 0 | 0 | 0 | 0 | 0 | 0 | 0 | 0 | 0 | 0 | 0 | 0 | 0 | 0 | 0 | 0 | 0 | 0 | 0 | 0 | 0 | 0 | 0 | 0 | 0 | 0 | 0 | 0 | 0 | 0
Building Components Energy Use[rural residential,petroleum diesel bf,heating] | NoSettings | 15500000000 | 15500000000 | 15500000000 | 15500000000 | 15500000000 | 15500000000 | 15400000000 | 15500000000 | 15500000000 | 15400000000 | 15300000000 | 15200000000 | 15100000000 | 15000000000 | 14900000000 | 14700000000 | 14400000000 | 14200000000 | 13800000000 | 13700000000 | 13500000000 | 13300000000 | 13000000000 | 12700000000 | 12400000000 | 12100000000 | 11600000000 | 11100000000 | 10500000000 | 9950000000 | 9270000000
Building Components Energy Use[rural residential,petroleum diesel bf,cooling and ventilation] | NoSettings | 0 | 0 | 0 | 0 | 0 | 0 | 0 | 0 | 0 | 0 | 0 | 0 | 0 | 0 | 0 | 0 | 0 | 0 | 0 | 0 | 0 | 0 | 0 | 0 | 0 | 0 | 0 | 0 | 0 | 0 | 0
Building Components Energy Use[rural residential,petroleum diesel bf,envelope] | NoSettings | 0 | 0 | 0 | 0 | 0 | 0 | 0 | 0 | 0 | 0 | 0 | 0 | 0 | 0 | 0 | 0 | 0 | 0 | 0 | 0 | 0 | 0 | 0 | 0 | 0 | 0 | 0 | 0 | 0 | 0 | 0
Building Components Energy Use[rural residential,petroleum diesel bf,lighting] | NoSettings | 0 | 0 | 0 | 0 | 0 | 0 | 0 | 0 | 0 | 0 | 0 | 0 | 0 | 0 | 0 | 0 | 0 | 0 | 0 | 0 | 0 | 0 | 0 | 0 | 0 | 0 | 0 | 0 | 0 | 0 | 0
Building Components Energy Use[rural residential,petroleum diesel bf,appliances] | NoSettings | 215000000 | 197000000 | 181000000 | 167000000 | 155000000 | 145000000 | 137000000 | 132000000 | 129000000 | 130000000 | 134000000 | 140000000 | 149000000 | 160000000 | 176000000 | 197000000 | 223000000 | 257000000 | 301000000 | 358000000 | 433000000 | 536000000 | 670000000 | 848000000 | 1080000000 | 1390000000 | 1780000000 | 2240000000 | 2810000000 | 3430000000 | 4060000000
Building Components Energy Use[rural residential,petroleum diesel bf,other component] | NoSettings | 0 | 0 | 0 | 0 | 0 | 0 | 0 | 0 | 0 | 0 | 0 | 0 | 0 | 0 | 0 | 0 | 0 | 0 | 0 | 0 | 0 | 0 | 0 | 0 | 0 | 0 | 0 | 0 | 0 | 0 | 0
Building Components Energy Use[rural residential,heat bf,heating] | NoSettings | 0 | 0 | 0 | 0 | 0 | 0 | 0 | 0 | 0 | 0 | 0 | 0 | 0 | 0 | 0 | 0 | 0 | 0 | 0 | 0 | 0 | 0 | 0 | 0 | 0 | 0 | 0 | 0 | 0 | 0 | 0
Building Components Energy Use[rural residential,heat bf,cooling and ventilation] | NoSettings | 0 | 0 | 0 | 0 | 0 | 0 | 0 | 0 | 0 | 0 | 0 | 0 | 0 | 0 | 0 | 0 | 0 | 0 | 0 | 0 | 0 | 0 | 0 | 0 | 0 | 0 | 0 | 0 | 0 | 0 | 0
Building Components Energy Use[rural residential,heat bf,envelope] | NoSettings | 0 | 0 | 0 | 0 | 0 | 0 | 0 | 0 | 0 | 0 | 0 | 0 | 0 | 0 | 0 | 0 | 0 | 0 | 0 | 0 | 0 | 0 | 0 | 0 | 0 | 0 | 0 | 0 | 0 | 0 | 0
Building Components Energy Use[rural residential,heat bf,lighting] | NoSettings | 0 | 0 | 0 | 0 | 0 | 0 | 0 | 0 | 0 | 0 | 0 | 0 | 0 | 0 | 0 | 0 | 0 | 0 | 0 | 0 | 0 | 0 | 0 | 0 | 0 | 0 | 0 | 0 | 0 | 0 | 0
Building Components Energy Use[rural residential,heat bf,appliances] | NoSettings | 0 | 0 | 0 | 0 | 0 | 0 | 0 | 0 | 0 | 0 | 0 | 0 | 0 | 0 | 0 | 0 | 0 | 0 | 0 | 0 | 0 | 0 | 0 | 0 | 0 | 0 | 0 | 0 | 0 | 0 | 0
Building Components Energy Use[rural residential,heat bf,other component] | NoSettings | 0 | 0 | 0 | 0 | 0 | 0 | 0 | 0 | 0 | 0 | 0 | 0 | 0 | 0 | 0 | 0 | 0 | 0 | 0 | 0 | 0 | 0 | 0 | 0 | 0 | 0 | 0 | 0 | 0 | 0 | 0
Building Components Energy Use[rural residential,biomass bf,heating] | NoSettings | 4090000000000 | 4090000000000 | 4090000000000 | 4090000000000 | 4090000000000 | 4090000000000 | 4090000000000 | 4090000000000 | 4090000000000 | 4090000000000 | 4090000000000 | 4090000000000 | 4090000000000 | 4090000000000 | 4090000000000 | 4090000000000 | 4090000000000 | 4090000000000 | 4090000000000 | 4090000000000 | 4090000000000 | 4090000000000 | 4090000000000 | 4090000000000 | 4090000000000 | 4090000000000 | 4090000000000 | 4090000000000 | 4090000000000 | 4090000000000 | 4090000000000
Building Components Energy Use[rural residential,biomass bf,cooling and ventilation] | NoSettings | 0 | 0 | 0 | 0 | 0 | 0 | 0 | 0 | 0 | 0 | 0 | 0 | 0 | 0 | 0 | 0 | 0 | 0 | 0 | 0 | 0 | 0 | 0 | 0 | 0 | 0 | 0 | 0 | 0 | 0 | 0
Building Components Energy Use[rural residential,biomass bf,envelope] | NoSettings | 0 | 0 | 0 | 0 | 0 | 0 | 0 | 0 | 0 | 0 | 0 | 0 | 0 | 0 | 0 | 0 | 0 | 0 | 0 | 0 | 0 | 0 | 0 | 0 | 0 | 0 | 0 | 0 | 0 | 0 | 0
Building Components Energy Use[rural residential,biomass bf,lighting] | NoSettings | 0 | 0 | 0 | 0 | 0 | 0 | 0 | 0 | 0 | 0 | 0 | 0 | 0 | 0 | 0 | 0 | 0 | 0 | 0 | 0 | 0 | 0 | 0 | 0 | 0 | 0 | 0 | 0 | 0 | 0 | 0
Building Components Energy Use[rural residential,biomass bf,appliances] | NoSettings | 0 | 0 | 0 | 0 | 0 | 0 | 0 | 0 | 0 | 0 | 0 | 0 | 0 | 0 | 0 | 0 | 0 | 0 | 0 | 0 | 0 | 0 | 0 | 0 | 0 | 0 | 0 | 0 | 0 | 0 | 0
Building Components Energy Use[rural residential,biomass bf,other component] | NoSettings | 0 | 0 | 0 | 0 | 0 | 0 | 0 | 0 | 0 | 0 | 0 | 0 | 0 | 0 | 0 | 0 | 0 | 0 | 0 | 0 | 0 | 0 | 0 | 0 | 0 | 0 | 0 | 0 | 0 | 0 | 0
Building Components Energy Use[rural residential,kerosene bf,heating] | NoSettings | 0 | 0 | 0 | 0 | 0 | 0 | 0 | 0 | 0 | 0 | 0 | 0 | 0 | 0 | 0 | 0 | 0 | 0 | 0 | 0 | 0 | 0 | 0 | 0 | 0 | 0 | 0 | 0 | 0 | 0 | 0
Building Components Energy Use[rural residential,kerosene bf,cooling and ventilation] | NoSettings | 0 | 0 | 0 | 0 | 0 | 0 | 0 | 0 | 0 | 0 | 0 | 0 | 0 | 0 | 0 | 0 | 0 | 0 | 0 | 0 | 0 | 0 | 0 | 0 | 0 | 0 | 0 | 0 | 0 | 0 | 0
Building Components Energy Use[rural residential,kerosene bf,envelope] | NoSettings | 0 | 0 | 0 | 0 | 0 | 0 | 0 | 0 | 0 | 0 | 0 | 0 | 0 | 0 | 0 | 0 | 0 | 0 | 0 | 0 | 0 | 0 | 0 | 0 | 0 | 0 | 0 | 0 | 0 | 0 | 0
Building Components Energy Use[rural residential,kerosene bf,lighting] | NoSettings | 0 | 0 | 0 | 0 | 0 | 0 | 0 | 0 | 0 | 0 | 0 | 0 | 0 | 0 | 0 | 0 | 0 | 0 | 0 | 0 | 0 | 0 | 0 | 0 | 0 | 0 | 0 | 0 | 0 | 0 | 0
Building Components Energy Use[rural residential,kerosene bf,appliances] | NoSettings | 0 | 0 | 0 | 0 | 0 | 0 | 0 | 0 | 0 | 0 | 0 | 0 | 0 | 0 | 0 | 0 | 0 | 0 | 0 | 0 | 0 | 0 | 0 | 0 | 0 | 0 | 0 | 0 | 0 | 0 | 0
Building Components Energy Use[rural residential,kerosene bf,other component] | NoSettings | 0 | 0 | 0 | 0 | 0 | 0 | 0 | 0 | 0 | 0 | 0 | 0 | 0 | 0 | 0 | 0 | 0 | 0 | 0 | 0 | 0 | 0 | 0 | 0 | 0 | 0 | 0 | 0 | 0 | 0 | 0
Building Components Energy Use[rural residential,heavy or residual fuel oil bf,heating] | NoSettings | 0 | 0 | 0 | 0 | 0 | 0 | 0 | 0 | 0 | 0 | 0 | 0 | 0 | 0 | 0 | 0 | 0 | 0 | 0 | 0 | 0 | 0 | 0 | 0 | 0 | 0 | 0 | 0 | 0 | 0 | 0
Building Components Energy Use[rural residential,heavy or residual fuel oil bf,cooling and ventilation] | NoSettings | 0 | 0 | 0 | 0 | 0 | 0 | 0 | 0 | 0 | 0 | 0 | 0 | 0 | 0 | 0 | 0 | 0 | 0 | 0 | 0 | 0 | 0 | 0 | 0 | 0 | 0 | 0 | 0 | 0 | 0 | 0
Building Components Energy Use[rural residential,heavy or residual fuel oil bf,envelope] | NoSettings | 0 | 0 | 0 | 0 | 0 | 0 | 0 | 0 | 0 | 0 | 0 | 0 | 0 | 0 | 0 | 0 | 0 | 0 | 0 | 0 | 0 | 0 | 0 | 0 | 0 | 0 | 0 | 0 | 0 | 0 | 0
Building Components Energy Use[rural residential,heavy or residual fuel oil bf,lighting] | NoSettings | 0 | 0 | 0 | 0 | 0 | 0 | 0 | 0 | 0 | 0 | 0 | 0 | 0 | 0 | 0 | 0 | 0 | 0 | 0 | 0 | 0 | 0 | 0 | 0 | 0 | 0 | 0 | 0 | 0 | 0 | 0
Building Components Energy Use[rural residential,heavy or residual fuel oil bf,appliances] | NoSettings | 0 | 0 | 0 | 0 | 0 | 0 | 0 | 0 | 0 | 0 | 0 | 0 | 0 | 0 | 0 | 0 | 0 | 0 | 0 | 0 | 0 | 0 | 0 | 0 | 0 | 0 | 0 | 0 | 0 | 0 | 0
Building Components Energy Use[rural residential,heavy or residual fuel oil bf,other component] | NoSettings | 0 | 0 | 0 | 0 | 0 | 0 | 0 | 0 | 0 | 0 | 0 | 0 | 0 | 0 | 0 | 0 | 0 | 0 | 0 | 0 | 0 | 0 | 0 | 0 | 0 | 0 | 0 | 0 | 0 | 0 | 0
Building Components Energy Use[rural residential,LPG propane or butane bf,heating] | NoSettings | 2760000000000 | 2670000000000 | 2540000000000 | 2560000000000 | 2550000000000 | 2530000000000 | 2490000000000 | 2480000000000 | 2430000000000 | 2370000000000 | 2300000000000 | 2220000000000 | 2140000000000 | 2080000000000 | 2030000000000 | 1970000000000 | 1910000000000 | 1850000000000 | 1790000000000 | 1720000000000 | 1670000000000 | 1630000000000 | 1590000000000 | 1550000000000 | 1520000000000 | 1500000000000 | 1460000000000 | 1430000000000 | 1410000000000 | 1390000000000 | 1360000000000
Building Components Energy Use[rural residential,LPG propane or butane bf,cooling and ventilation] | NoSettings | 0 | 0 | 0 | 0 | 0 | 0 | 0 | 0 | 0 | 0 | 0 | 0 | 0 | 0 | 0 | 0 | 0 | 0 | 0 | 0 | 0 | 0 | 0 | 0 | 0 | 0 | 0 | 0 | 0 | 0 | 0
Building Components Energy Use[rural residential,LPG propane or butane bf,envelope] | NoSettings | 0 | 0 | 0 | 0 | 0 | 0 | 0 | 0 | 0 | 0 | 0 | 0 | 0 | 0 | 0 | 0 | 0 | 0 | 0 | 0 | 0 | 0 | 0 | 0 | 0 | 0 | 0 | 0 | 0 | 0 | 0
Building Components Energy Use[rural residential,LPG propane or butane bf,lighting] | NoSettings | 0 | 0 | 0 | 0 | 0 | 0 | 0 | 0 | 0 | 0 | 0 | 0 | 0 | 0 | 0 | 0 | 0 | 0 | 0 | 0 | 0 | 0 | 0 | 0 | 0 | 0 | 0 | 0 | 0 | 0 | 0
Building Components Energy Use[rural residential,LPG propane or butane bf,appliances] | NoSettings | 234000000000 | 216000000000 | 197000000000 | 191000000000 | 185000000000 | 179000000000 | 173000000000 | 169000000000 | 162000000000 | 155000000000 | 149000000000 | 141000000000 | 135000000000 | 129000000000 | 124000000000 | 119000000000 | 115000000000 | 111000000000 | 107000000000 | 104000000000 | 101000000000 | 99200000000 | 97100000000 | 96100000000 | 94400000000 | 94400000000 | 91800000000 | 91000000000 | 89300000000 | 88400000000 | 86700000000
Building Components Energy Use[rural residential,LPG propane or butane bf,other component] | NoSettings | 0 | 0 | 0 | 0 | 0 | 0 | 0 | 0 | 0 | 0 | 0 | 0 | 0 | 0 | 0 | 0 | 0 | 0 | 0 | 0 | 0 | 0 | 0 | 0 | 0 | 0 | 0 | 0 | 0 | 0 | 0
Building Components Energy Use[rural residential,hydrogen bf,heating] | NoSettings | 0 | 0 | 0 | 0 | 0 | 0 | 0 | 0 | 0 | 0 | 0 | 0 | 0 | 0 | 0 | 0 | 0 | 0 | 0 | 0 | 0 | 0 | 0 | 0 | 0 | 0 | 0 | 0 | 0 | 0 | 0
Building Components Energy Use[rural residential,hydrogen bf,cooling and ventilation] | NoSettings | 0 | 0 | 0 | 0 | 0 | 0 | 0 | 0 | 0 | 0 | 0 | 0 | 0 | 0 | 0 | 0 | 0 | 0 | 0 | 0 | 0 | 0 | 0 | 0 | 0 | 0 | 0 | 0 | 0 | 0 | 0
Building Components Energy Use[rural residential,hydrogen bf,envelope] | NoSettings | 0 | 0 | 0 | 0 | 0 | 0 | 0 | 0 | 0 | 0 | 0 | 0 | 0 | 0 | 0 | 0 | 0 | 0 | 0 | 0 | 0 | 0 | 0 | 0 | 0 | 0 | 0 | 0 | 0 | 0 | 0
Building Components Energy Use[rural residential,hydrogen bf,lighting] | NoSettings | 0 | 0 | 0 | 0 | 0 | 0 | 0 | 0 | 0 | 0 | 0 | 0 | 0 | 0 | 0 | 0 | 0 | 0 | 0 | 0 | 0 | 0 | 0 | 0 | 0 | 0 | 0 | 0 | 0 | 0 | 0
Building Components Energy Use[rural residential,hydrogen bf,appliances] | NoSettings | 0 | 0 | 0 | 0 | 0 | 0 | 0 | 0 | 0 | 0 | 0 | 0 | 0 | 0 | 0 | 0 | 0 | 0 | 0 | 0 | 0 | 0 | 0 | 0 | 0 | 0 | 0 | 0 | 0 | 0 | 0
Building Components Energy Use[rural residential,hydrogen bf,other component] | NoSettings | 0 | 0 | 0 | 0 | 0 | 0 | 0 | 0 | 0 | 0 | 0 | 0 | 0 | 0 | 0 | 0 | 0 | 0 | 0 | 0 | 0 | 0 | 0 | 0 | 0 | 0 | 0 | 0 | 0 | 0 | 0
Building Components Energy Use[commercial,electricity bf,heating] | NoSettings | 7360000000000 | 7000000000000 | 7110000000000 | 7100000000000 | 7060000000000 | 7040000000000 | 7050000000000 | 7070000000000 | 7100000000000 | 7140000000000 | 7170000000000 | 7200000000000 | 7210000000000 | 7220000000000 | 7200000000000 | 7150000000000 | 7170000000000 | 7140000000000 | 7110000000000 | 7070000000000 | 7030000000000 | 6980000000000 | 6910000000000 | 6820000000000 | 6700000000000 | 6580000000000 | 6450000000000 | 6300000000000 | 6140000000000 | 5970000000000 | 5790000000000
Building Components Energy Use[commercial,electricity bf,cooling and ventilation] | NoSettings | 55000000000000 | 53100000000000 | 54700000000000 | 55200000000000 | 55200000000000 | 55200000000000 | 55200000000000 | 55000000000000 | 54600000000000 | 54200000000000 | 53500000000000 | 52900000000000 | 52100000000000 | 51200000000000 | 50300000000000 | 49200000000000 | 48600000000000 | 47700000000000 | 47000000000000 | 46200000000000 | 45500000000000 | 44800000000000 | 44200000000000 | 43600000000000 | 43100000000000 | 42700000000000 | 42300000000000 | 42000000000000 | 41700000000000 | 41400000000000 | 41100000000000
Building Components Energy Use[commercial,electricity bf,envelope] | NoSettings | 0 | 0 | 0 | 0 | 0 | 0 | 0 | 0 | 0 | 0 | 0 | 0 | 0 | 0 | 0 | 0 | 0 | 0 | 0 | 0 | 0 | 0 | 0 | 0 | 0 | 0 | 0 | 0 | 0 | 0 | 0
Building Components Energy Use[commercial,electricity bf,lighting] | NoSettings | 29600000000000 | 28200000000000 | 28000000000000 | 26900000000000 | 25500000000000 | 24100000000000 | 22900000000000 | 21700000000000 | 20600000000000 | 19600000000000 | 18700000000000 | 17900000000000 | 17200000000000 | 16500000000000 | 15900000000000 | 15300000000000 | 14800000000000 | 14300000000000 | 13900000000000 | 13500000000000 | 13100000000000 | 12700000000000 | 12500000000000 | 12200000000000 | 11900000000000 | 11700000000000 | 11500000000000 | 11300000000000 | 11100000000000 | 11000000000000 | 10800000000000
Building Components Energy Use[commercial,electricity bf,appliances] | NoSettings | 55800000000000 | 55300000000000 | 58200000000000 | 60000000000000 | 61300000000000 | 62200000000000 | 62800000000000 | 63200000000000 | 63300000000000 | 63200000000000 | 63100000000000 | 63000000000000 | 62900000000000 | 62800000000000 | 62700000000000 | 62400000000000 | 62800000000000 | 62800000000000 | 62800000000000 | 62800000000000 | 62700000000000 | 62600000000000 | 62400000000000 | 62100000000000 | 61900000000000 | 61600000000000 | 61300000000000 | 61100000000000 | 60800000000000 | 60500000000000 | 60300000000000
Building Components Energy Use[commercial,electricity bf,other component] | NoSettings | 152000000000000 | 149000000000000 | 155000000000000 | 160000000000000 | 164000000000000 | 169000000000000 | 174000000000000 | 179000000000000 | 186000000000000 | 191000000000000 | 196000000000000 | 202000000000000 | 207000000000000 | 213000000000000 | 217000000000000 | 221000000000000 | 226000000000000 | 231000000000000 | 237000000000000 | 241000000000000 | 246000000000000 | 250000000000000 | 255000000000000 | 259000000000000 | 263000000000000 | 267000000000000 | 271000000000000 | 275000000000000 | 279000000000000 | 283000000000000 | 287000000000000
Building Components Energy Use[commercial,hard coal bf,heating] | NoSettings | 0 | 0 | 0 | 0 | 0 | 0 | 0 | 0 | 0 | 0 | 0 | 0 | 0 | 0 | 0 | 0 | 0 | 0 | 0 | 0 | 0 | 0 | 0 | 0 | 0 | 0 | 0 | 0 | 0 | 0 | 0
Building Components Energy Use[commercial,hard coal bf,cooling and ventilation] | NoSettings | 0 | 0 | 0 | 0 | 0 | 0 | 0 | 0 | 0 | 0 | 0 | 0 | 0 | 0 | 0 | 0 | 0 | 0 | 0 | 0 | 0 | 0 | 0 | 0 | 0 | 0 | 0 | 0 | 0 | 0 | 0
Building Components Energy Use[commercial,hard coal bf,envelope] | NoSettings | 0 | 0 | 0 | 0 | 0 | 0 | 0 | 0 | 0 | 0 | 0 | 0 | 0 | 0 | 0 | 0 | 0 | 0 | 0 | 0 | 0 | 0 | 0 | 0 | 0 | 0 | 0 | 0 | 0 | 0 | 0
Building Components Energy Use[commercial,hard coal bf,lighting] | NoSettings | 0 | 0 | 0 | 0 | 0 | 0 | 0 | 0 | 0 | 0 | 0 | 0 | 0 | 0 | 0 | 0 | 0 | 0 | 0 | 0 | 0 | 0 | 0 | 0 | 0 | 0 | 0 | 0 | 0 | 0 | 0
Building Components Energy Use[commercial,hard coal bf,appliances] | NoSettings | 0 | 0 | 0 | 0 | 0 | 0 | 0 | 0 | 0 | 0 | 0 | 0 | 0 | 0 | 0 | 0 | 0 | 0 | 0 | 0 | 0 | 0 | 0 | 0 | 0 | 0 | 0 | 0 | 0 | 0 | 0
Building Components Energy Use[commercial,hard coal bf,other component] | NoSettings | 0 | 0 | 0 | 0 | 0 | 0 | 0 | 0 | 0 | 0 | 0 | 0 | 0 | 0 | 0 | 0 | 0 | 0 | 0 | 0 | 0 | 0 | 0 | 0 | 0 | 0 | 0 | 0 | 0 | 0 | 0
Building Components Energy Use[commercial,natural gas bf,heating] | NoSettings | 46500000000000 | 46500000000000 | 47400000000000 | 47300000000000 | 46700000000000 | 45900000000000 | 45000000000000 | 44100000000000 | 43100000000000 | 42200000000000 | 41100000000000 | 40300000000000 | 39300000000000 | 38500000000000 | 37500000000000 | 36700000000000 | 36000000000000 | 35300000000000 | 34600000000000 | 33800000000000 | 33200000000000 | 32400000000000 | 31700000000000 | 31100000000000 | 30600000000000 | 30000000000000 | 29500000000000 | 29000000000000 | 28600000000000 | 28200000000000 | 27900000000000
Building Components Energy Use[commercial,natural gas bf,cooling and ventilation] | NoSettings | 736000000000 | 752000000000 | 781000000000 | 794000000000 | 798000000000 | 794000000000 | 785000000000 | 773000000000 | 757000000000 | 739000000000 | 716000000000 | 693000000000 | 667000000000 | 639000000000 | 609000000000 | 579000000000 | 549000000000 | 518000000000 | 486000000000 | 455000000000 | 424000000000 | 396000000000 | 368000000000 | 344000000000 | 323000000000 | 303000000000 | 287000000000 | 273000000000 | 260000000000 | 249000000000 | 240000000000
Building Components Energy Use[commercial,natural gas bf,envelope] | NoSettings | 0 | 0 | 0 | 0 | 0 | 0 | 0 | 0 | 0 | 0 | 0 | 0 | 0 | 0 | 0 | 0 | 0 | 0 | 0 | 0 | 0 | 0 | 0 | 0 | 0 | 0 | 0 | 0 | 0 | 0 | 0
Building Components Energy Use[commercial,natural gas bf,lighting] | NoSettings | 0 | 0 | 0 | 0 | 0 | 0 | 0 | 0 | 0 | 0 | 0 | 0 | 0 | 0 | 0 | 0 | 0 | 0 | 0 | 0 | 0 | 0 | 0 | 0 | 0 | 0 | 0 | 0 | 0 | 0 | 0
Building Components Energy Use[commercial,natural gas bf,appliances] | NoSettings | 81000000000000 | 84100000000000 | 88800000000000 | 91800000000000 | 93900000000000 | 95500000000000 | 96700000000000 | 97600000000000 | 98700000000000 | 99500000000000 | 100000000000000 | 102000000000000 | 102000000000000 | 102000000000000 | 103000000000000 | 104000000000000 | 104000000000000 | 105000000000000 | 106000000000000 | 107000000000000 | 107000000000000 | 108000000000000 | 110000000000000 | 111000000000000 | 113000000000000 | 115000000000000 | 116000000000000 | 117000000000000 | 119000000000000 | 121000000000000 | 122000000000000
Building Components Energy Use[commercial,natural gas bf,other component] | NoSettings | 53200000000000 | 52500000000000 | 54200000000000 | 55000000000000 | 55300000000000 | 55100000000000 | 54800000000000 | 54100000000000 | 53400000000000 | 52800000000000 | 52100000000000 | 51500000000000 | 50800000000000 | 50300000000000 | 49500000000000 | 48700000000000 | 48000000000000 | 47300000000000 | 46600000000000 | 46100000000000 | 45600000000000 | 45300000000000 | 44900000000000 | 44500000000000 | 44200000000000 | 43900000000000 | 43700000000000 | 43400000000000 | 43200000000000 | 42900000000000 | 42700000000000
Building Components Energy Use[commercial,petroleum diesel bf,heating] | NoSettings | 0 | 0 | 0 | 0 | 0 | 0 | 0 | 0 | 0 | 0 | 0 | 0 | 0 | 0 | 0 | 0 | 0 | 0 | 0 | 0 | 0 | 0 | 0 | 0 | 0 | 0 | 0 | 0 | 0 | 0 | 0
Building Components Energy Use[commercial,petroleum diesel bf,cooling and ventilation] | NoSettings | 0 | 0 | 0 | 0 | 0 | 0 | 0 | 0 | 0 | 0 | 0 | 0 | 0 | 0 | 0 | 0 | 0 | 0 | 0 | 0 | 0 | 0 | 0 | 0 | 0 | 0 | 0 | 0 | 0 | 0 | 0
Building Components Energy Use[commercial,petroleum diesel bf,envelope] | NoSettings | 0 | 0 | 0 | 0 | 0 | 0 | 0 | 0 | 0 | 0 | 0 | 0 | 0 | 0 | 0 | 0 | 0 | 0 | 0 | 0 | 0 | 0 | 0 | 0 | 0 | 0 | 0 | 0 | 0 | 0 | 0
Building Components Energy Use[commercial,petroleum diesel bf,lighting] | NoSettings | 0 | 0 | 0 | 0 | 0 | 0 | 0 | 0 | 0 | 0 | 0 | 0 | 0 | 0 | 0 | 0 | 0 | 0 | 0 | 0 | 0 | 0 | 0 | 0 | 0 | 0 | 0 | 0 | 0 | 0 | 0
Building Components Energy Use[commercial,petroleum diesel bf,appliances] | NoSettings | 2300000000 | 2100000000 | 1890000000 | 1700000000 | 1520000000 | 1370000000 | 1230000000 | 1100000000 | 999000000 | 912000000 | 848000000 | 801000000 | 768000000 | 741000000 | 718000000 | 696000000 | 679000000 | 661000000 | 644000000 | 630000000 | 616000000 | 604000000 | 590000000 | 578000000 | 568000000 | 558000000 | 547000000 | 538000000 | 529000000 | 519000000 | 509000000
Building Components Energy Use[commercial,petroleum diesel bf,other component] | NoSettings | 20700000000000 | 20700000000000 | 20700000000000 | 20700000000000 | 20600000000000 | 20500000000000 | 20400000000000 | 20300000000000 | 20100000000000 | 19900000000000 | 19700000000000 | 19500000000000 | 19300000000000 | 19100000000000 | 18900000000000 | 18700000000000 | 18500000000000 | 18300000000000 | 18100000000000 | 18000000000000 | 17900000000000 | 17800000000000 | 17700000000000 | 17600000000000 | 17600000000000 | 17600000000000 | 17600000000000 | 17600000000000 | 17600000000000 | 17600000000000 | 17600000000000
Building Components Energy Use[commercial,heat bf,heating] | NoSettings | 0 | 0 | 0 | 0 | 0 | 0 | 0 | 0 | 0 | 0 | 0 | 0 | 0 | 0 | 0 | 0 | 0 | 0 | 0 | 0 | 0 | 0 | 0 | 0 | 0 | 0 | 0 | 0 | 0 | 0 | 0
Building Components Energy Use[commercial,heat bf,cooling and ventilation] | NoSettings | 0 | 0 | 0 | 0 | 0 | 0 | 0 | 0 | 0 | 0 | 0 | 0 | 0 | 0 | 0 | 0 | 0 | 0 | 0 | 0 | 0 | 0 | 0 | 0 | 0 | 0 | 0 | 0 | 0 | 0 | 0
Building Components Energy Use[commercial,heat bf,envelope] | NoSettings | 0 | 0 | 0 | 0 | 0 | 0 | 0 | 0 | 0 | 0 | 0 | 0 | 0 | 0 | 0 | 0 | 0 | 0 | 0 | 0 | 0 | 0 | 0 | 0 | 0 | 0 | 0 | 0 | 0 | 0 | 0
Building Components Energy Use[commercial,heat bf,lighting] | NoSettings | 0 | 0 | 0 | 0 | 0 | 0 | 0 | 0 | 0 | 0 | 0 | 0 | 0 | 0 | 0 | 0 | 0 | 0 | 0 | 0 | 0 | 0 | 0 | 0 | 0 | 0 | 0 | 0 | 0 | 0 | 0
Building Components Energy Use[commercial,heat bf,appliances] | NoSettings | 0 | 0 | 0 | 0 | 0 | 0 | 0 | 0 | 0 | 0 | 0 | 0 | 0 | 0 | 0 | 0 | 0 | 0 | 0 | 0 | 0 | 0 | 0 | 0 | 0 | 0 | 0 | 0 | 0 | 0 | 0
Building Components Energy Use[commercial,heat bf,other component] | NoSettings | 0 | 0 | 0 | 0 | 0 | 0 | 0 | 0 | 0 | 0 | 0 | 0 | 0 | 0 | 0 | 0 | 0 | 0 | 0 | 0 | 0 | 0 | 0 | 0 | 0 | 0 | 0 | 0 | 0 | 0 | 0
Building Components Energy Use[commercial,biomass bf,heating] | NoSettings | 3830000000000 | 3830000000000 | 3830000000000 | 3830000000000 | 3830000000000 | 3830000000000 | 3830000000000 | 3830000000000 | 3830000000000 | 3830000000000 | 3830000000000 | 3830000000000 | 3830000000000 | 3830000000000 | 3830000000000 | 3830000000000 | 3830000000000 | 3830000000000 | 3830000000000 | 3830000000000 | 3830000000000 | 3830000000000 | 3830000000000 | 3830000000000 | 3830000000000 | 3830000000000 | 3830000000000 | 3830000000000 | 3830000000000 | 3830000000000 | 3830000000000
Building Components Energy Use[commercial,biomass bf,cooling and ventilation] | NoSettings | 0 | 0 | 0 | 0 | 0 | 0 | 0 | 0 | 0 | 0 | 0 | 0 | 0 | 0 | 0 | 0 | 0 | 0 | 0 | 0 | 0 | 0 | 0 | 0 | 0 | 0 | 0 | 0 | 0 | 0 | 0
Building Components Energy Use[commercial,biomass bf,envelope] | NoSettings | 0 | 0 | 0 | 0 | 0 | 0 | 0 | 0 | 0 | 0 | 0 | 0 | 0 | 0 | 0 | 0 | 0 | 0 | 0 | 0 | 0 | 0 | 0 | 0 | 0 | 0 | 0 | 0 | 0 | 0 | 0
Building Components Energy Use[commercial,biomass bf,lighting] | NoSettings | 0 | 0 | 0 | 0 | 0 | 0 | 0 | 0 | 0 | 0 | 0 | 0 | 0 | 0 | 0 | 0 | 0 | 0 | 0 | 0 | 0 | 0 | 0 | 0 | 0 | 0 | 0 | 0 | 0 | 0 | 0
Building Components Energy Use[commercial,biomass bf,appliances] | NoSettings | 0 | 0 | 0 | 0 | 0 | 0 | 0 | 0 | 0 | 0 | 0 | 0 | 0 | 0 | 0 | 0 | 0 | 0 | 0 | 0 | 0 | 0 | 0 | 0 | 0 | 0 | 0 | 0 | 0 | 0 | 0
Building Components Energy Use[commercial,biomass bf,other component] | NoSettings | 0 | 0 | 0 | 0 | 0 | 0 | 0 | 0 | 0 | 0 | 0 | 0 | 0 | 0 | 0 | 0 | 0 | 0 | 0 | 0 | 0 | 0 | 0 | 0 | 0 | 0 | 0 | 0 | 0 | 0 | 0
Building Components Energy Use[commercial,kerosene bf,heating] | NoSettings | 0 | 0 | 0 | 0 | 0 | 0 | 0 | 0 | 0 | 0 | 0 | 0 | 0 | 0 | 0 | 0 | 0 | 0 | 0 | 0 | 0 | 0 | 0 | 0 | 0 | 0 | 0 | 0 | 0 | 0 | 0
Building Components Energy Use[commercial,kerosene bf,cooling and ventilation] | NoSettings | 0 | 0 | 0 | 0 | 0 | 0 | 0 | 0 | 0 | 0 | 0 | 0 | 0 | 0 | 0 | 0 | 0 | 0 | 0 | 0 | 0 | 0 | 0 | 0 | 0 | 0 | 0 | 0 | 0 | 0 | 0
Building Components Energy Use[commercial,kerosene bf,envelope] | NoSettings | 0 | 0 | 0 | 0 | 0 | 0 | 0 | 0 | 0 | 0 | 0 | 0 | 0 | 0 | 0 | 0 | 0 | 0 | 0 | 0 | 0 | 0 | 0 | 0 | 0 | 0 | 0 | 0 | 0 | 0 | 0
Building Components Energy Use[commercial,kerosene bf,lighting] | NoSettings | 0 | 0 | 0 | 0 | 0 | 0 | 0 | 0 | 0 | 0 | 0 | 0 | 0 | 0 | 0 | 0 | 0 | 0 | 0 | 0 | 0 | 0 | 0 | 0 | 0 | 0 | 0 | 0 | 0 | 0 | 0
Building Components Energy Use[commercial,kerosene bf,appliances] | NoSettings | 0 | 0 | 0 | 0 | 0 | 0 | 0 | 0 | 0 | 0 | 0 | 0 | 0 | 0 | 0 | 0 | 0 | 0 | 0 | 0 | 0 | 0 | 0 | 0 | 0 | 0 | 0 | 0 | 0 | 0 | 0
Building Components Energy Use[commercial,kerosene bf,other component] | NoSettings | 0 | 0 | 0 | 0 | 0 | 0 | 0 | 0 | 0 | 0 | 0 | 0 | 0 | 0 | 0 | 0 | 0 | 0 | 0 | 0 | 0 | 0 | 0 | 0 | 0 | 0 | 0 | 0 | 0 | 0 | 0
Building Components Energy Use[commercial,heavy or residual fuel oil bf,heating] | NoSettings | 0 | 0 | 0 | 0 | 0 | 0 | 0 | 0 | 0 | 0 | 0 | 0 | 0 | 0 | 0 | 0 | 0 | 0 | 0 | 0 | 0 | 0 | 0 | 0 | 0 | 0 | 0 | 0 | 0 | 0 | 0
Building Components Energy Use[commercial,heavy or residual fuel oil bf,cooling and ventilation] | NoSettings | 0 | 0 | 0 | 0 | 0 | 0 | 0 | 0 | 0 | 0 | 0 | 0 | 0 | 0 | 0 | 0 | 0 | 0 | 0 | 0 | 0 | 0 | 0 | 0 | 0 | 0 | 0 | 0 | 0 | 0 | 0
Building Components Energy Use[commercial,heavy or residual fuel oil bf,envelope] | NoSettings | 0 | 0 | 0 | 0 | 0 | 0 | 0 | 0 | 0 | 0 | 0 | 0 | 0 | 0 | 0 | 0 | 0 | 0 | 0 | 0 | 0 | 0 | 0 | 0 | 0 | 0 | 0 | 0 | 0 | 0 | 0
Building Components Energy Use[commercial,heavy or residual fuel oil bf,lighting] | NoSettings | 0 | 0 | 0 | 0 | 0 | 0 | 0 | 0 | 0 | 0 | 0 | 0 | 0 | 0 | 0 | 0 | 0 | 0 | 0 | 0 | 0 | 0 | 0 | 0 | 0 | 0 | 0 | 0 | 0 | 0 | 0
Building Components Energy Use[commercial,heavy or residual fuel oil bf,appliances] | NoSettings | 0 | 0 | 0 | 0 | 0 | 0 | 0 | 0 | 0 | 0 | 0 | 0 | 0 | 0 | 0 | 0 | 0 | 0 | 0 | 0 | 0 | 0 | 0 | 0 | 0 | 0 | 0 | 0 | 0 | 0 | 0
Building Components Energy Use[commercial,heavy or residual fuel oil bf,other component] | NoSettings | 0 | 0 | 0 | 0 | 0 | 0 | 0 | 0 | 0 | 0 | 0 | 0 | 0 | 0 | 0 | 0 | 0 | 0 | 0 | 0 | 0 | 0 | 0 | 0 | 0 | 0 | 0 | 0 | 0 | 0 | 0
Building Components Energy Use[commercial,LPG propane or butane bf,heating] | NoSettings | 13300000000000 | 13300000000000 | 13300000000000 | 13300000000000 | 13300000000000 | 13200000000000 | 13100000000000 | 13100000000000 | 13000000000000 | 12900000000000 | 12800000000000 | 12700000000000 | 12600000000000 | 12500000000000 | 12400000000000 | 12300000000000 | 12200000000000 | 12100000000000 | 12000000000000 | 11900000000000 | 11800000000000 | 11700000000000 | 11600000000000 | 11500000000000 | 11400000000000 | 11400000000000 | 11300000000000 | 11300000000000 | 11300000000000 | 11300000000000 | 11300000000000
Building Components Energy Use[commercial,LPG propane or butane bf,cooling and ventilation] | NoSettings | 0 | 0 | 0 | 0 | 0 | 0 | 0 | 0 | 0 | 0 | 0 | 0 | 0 | 0 | 0 | 0 | 0 | 0 | 0 | 0 | 0 | 0 | 0 | 0 | 0 | 0 | 0 | 0 | 0 | 0 | 0
Building Components Energy Use[commercial,LPG propane or butane bf,envelope] | NoSettings | 0 | 0 | 0 | 0 | 0 | 0 | 0 | 0 | 0 | 0 | 0 | 0 | 0 | 0 | 0 | 0 | 0 | 0 | 0 | 0 | 0 | 0 | 0 | 0 | 0 | 0 | 0 | 0 | 0 | 0 | 0
Building Components Energy Use[commercial,LPG propane or butane bf,lighting] | NoSettings | 0 | 0 | 0 | 0 | 0 | 0 | 0 | 0 | 0 | 0 | 0 | 0 | 0 | 0 | 0 | 0 | 0 | 0 | 0 | 0 | 0 | 0 | 0 | 0 | 0 | 0 | 0 | 0 | 0 | 0 | 0
Building Components Energy Use[commercial,LPG propane or butane bf,appliances] | NoSettings | 0 | 0 | 0 | 0 | 0 | 0 | 0 | 0 | 0 | 0 | 0 | 0 | 0 | 0 | 0 | 0 | 0 | 0 | 0 | 0 | 0 | 0 | 0 | 0 | 0 | 0 | 0 | 0 | 0 | 0 | 0
Building Components Energy Use[commercial,LPG propane or butane bf,other component] | NoSettings | 0 | 0 | 0 | 0 | 0 | 0 | 0 | 0 | 0 | 0 | 0 | 0 | 0 | 0 | 0 | 0 | 0 | 0 | 0 | 0 | 0 | 0 | 0 | 0 | 0 | 0 | 0 | 0 | 0 | 0 | 0
Building Components Energy Use[commercial,hydrogen bf,heating] | NoSettings | 0 | 0 | 0 | 0 | 0 | 0 | 0 | 0 | 0 | 0 | 0 | 0 | 0 | 0 | 0 | 0 | 0 | 0 | 0 | 0 | 0 | 0 | 0 | 0 | 0 | 0 | 0 | 0 | 0 | 0 | 0
Building Components Energy Use[commercial,hydrogen bf,cooling and ventilation] | NoSettings | 0 | 0 | 0 | 0 | 0 | 0 | 0 | 0 | 0 | 0 | 0 | 0 | 0 | 0 | 0 | 0 | 0 | 0 | 0 | 0 | 0 | 0 | 0 | 0 | 0 | 0 | 0 | 0 | 0 | 0 | 0
Building Components Energy Use[commercial,hydrogen bf,envelope] | NoSettings | 0 | 0 | 0 | 0 | 0 | 0 | 0 | 0 | 0 | 0 | 0 | 0 | 0 | 0 | 0 | 0 | 0 | 0 | 0 | 0 | 0 | 0 | 0 | 0 | 0 | 0 | 0 | 0 | 0 | 0 | 0
Building Components Energy Use[commercial,hydrogen bf,lighting] | NoSettings | 0 | 0 | 0 | 0 | 0 | 0 | 0 | 0 | 0 | 0 | 0 | 0 | 0 | 0 | 0 | 0 | 0 | 0 | 0 | 0 | 0 | 0 | 0 | 0 | 0 | 0 | 0 | 0 | 0 | 0 | 0
Building Components Energy Use[commercial,hydrogen bf,appliances] | NoSettings | 0 | 0 | 0 | 0 | 0 | 0 | 0 | 0 | 0 | 0 | 0 | 0 | 0 | 0 | 0 | 0 | 0 | 0 | 0 | 0 | 0 | 0 | 0 | 0 | 0 | 0 | 0 | 0 | 0 | 0 | 0
Building Components Energy Use[commercial,hydrogen bf,other component] | NoSettings | 0 | 0 | 0 | 0 | 0 | 0 | 0 | 0 | 0 | 0 | 0 | 0 | 0 | 0 | 0 | 0 | 0 | 0 | 0 | 0 | 0 | 0 | 0 | 0 | 0 | 0 | 0 | 0 | 0 | 0 | 0
Industrial Fuel Use for Energy Purposes before CCS and Methane Capture[electricity if,agriculture and forestry 01T03] | NoSettings | 67900000000000 | 68600000000000 | 69400000000000 | 70100000000000 | 70900000000000 | 71600000000000 | 72300000000000 | 73100000000000 | 73800000000000 | 74600000000000 | 75300000000000 | 76000000000000 | 76800000000000 | 77500000000000 | 78300000000000 | 79000000000000 | 79800000000000 | 80500000000000 | 81200000000000 | 82000000000000 | 82700000000000 | 83500000000000 | 84200000000000 | 84900000000000 | 85700000000000 | 86400000000000 | 87200000000000 | 87900000000000 | 88600000000000 | 89400000000000 | 90100000000000
Industrial Fuel Use for Energy Purposes before CCS and Methane Capture[electricity if,coal mining 05] | NoSettings | 0 | 0 | 0 | 0 | 0 | 0 | 0 | 0 | 0 | 0 | 0 | 0 | 0 | 0 | 0 | 0 | 0 | 0 | 0 | 0 | 0 | 0 | 0 | 0 | 0 | 0 | 0 | 0 | 0 | 0 | 0
Industrial Fuel Use for Energy Purposes before CCS and Methane Capture[electricity if,oil and gas extraction 06] | NoSettings | 15000000000000 | 14000000000000 | 14100000000000 | 14800000000000 | 15100000000000 | 15600000000000 | 15700000000000 | 15700000000000 | 15900000000000 | 15700000000000 | 15500000000000 | 15500000000000 | 15400000000000 | 15500000000000 | 15700000000000 | 15600000000000 | 15500000000000 | 15600000000000 | 15700000000000 | 15800000000000 | 15600000000000 | 15500000000000 | 15400000000000 | 15400000000000 | 15500000000000 | 15500000000000 | 15500000000000 | 15500000000000 | 15500000000000 | 15600000000000 | 15600000000000
Industrial Fuel Use for Energy Purposes before CCS and Methane Capture[electricity if,other mining and quarrying 07T08] | NoSettings | 27500000000000 | 27400000000000 | 28800000000000 | 29500000000000 | 30000000000000 | 30600000000000 | 30800000000000 | 31000000000000 | 31000000000000 | 31100000000000 | 31100000000000 | 31300000000000 | 31300000000000 | 31400000000000 | 31500000000000 | 31800000000000 | 31900000000000 | 32100000000000 | 32400000000000 | 32600000000000 | 32700000000000 | 33000000000000 | 33400000000000 | 33800000000000 | 34100000000000 | 34400000000000 | 34800000000000 | 35200000000000 | 35500000000000 | 35900000000000 | 36300000000000
Industrial Fuel Use for Energy Purposes before CCS and Methane Capture[electricity if,food beverage and tobacco 10T12] | NoSettings | 13900000000000 | 13800000000000 | 14500000000000 | 14800000000000 | 15200000000000 | 15400000000000 | 15600000000000 | 15600000000000 | 15600000000000 | 15700000000000 | 15700000000000 | 15800000000000 | 15800000000000 | 15800000000000 | 15900000000000 | 16000000000000 | 16100000000000 | 16200000000000 | 16300000000000 | 16400000000000 | 16500000000000 | 16600000000000 | 16800000000000 | 17000000000000 | 17200000000000 | 17400000000000 | 17600000000000 | 17700000000000 | 17900000000000 | 18100000000000 | 18300000000000
Industrial Fuel Use for Energy Purposes before CCS and Methane Capture[electricity if,textiles apparel and leather 13T15] | NoSettings | 928000000000 | 923000000000 | 973000000000 | 993000000000 | 1010000000000 | 1030000000000 | 1040000000000 | 1050000000000 | 1050000000000 | 1050000000000 | 1050000000000 | 1050000000000 | 1060000000000 | 1060000000000 | 1060000000000 | 1070000000000 | 1080000000000 | 1080000000000 | 1090000000000 | 1100000000000 | 1100000000000 | 1110000000000 | 1130000000000 | 1140000000000 | 1150000000000 | 1160000000000 | 1170000000000 | 1190000000000 | 1200000000000 | 1210000000000 | 1220000000000
Industrial Fuel Use for Energy Purposes before CCS and Methane Capture[electricity if,wood products 16] | NoSettings | 1120000000000 | 1120000000000 | 1180000000000 | 1200000000000 | 1230000000000 | 1250000000000 | 1260000000000 | 1270000000000 | 1270000000000 | 1270000000000 | 1270000000000 | 1280000000000 | 1280000000000 | 1280000000000 | 1290000000000 | 1300000000000 | 1310000000000 | 1310000000000 | 1320000000000 | 1330000000000 | 1340000000000 | 1350000000000 | 1370000000000 | 1380000000000 | 1400000000000 | 1410000000000 | 1420000000000 | 1440000000000 | 1450000000000 | 1470000000000 | 1480000000000
Industrial Fuel Use for Energy Purposes before CCS and Methane Capture[electricity if,pulp paper and printing 17T18] | NoSettings | 5130000000000 | 5100000000000 | 5380000000000 | 5490000000000 | 5600000000000 | 5700000000000 | 5750000000000 | 5780000000000 | 5780000000000 | 5790000000000 | 5810000000000 | 5830000000000 | 5830000000000 | 5850000000000 | 5880000000000 | 5920000000000 | 5950000000000 | 5990000000000 | 6040000000000 | 6080000000000 | 6100000000000 | 6150000000000 | 6230000000000 | 6300000000000 | 6360000000000 | 6420000000000 | 6490000000000 | 6560000000000 | 6630000000000 | 6690000000000 | 6760000000000
Industrial Fuel Use for Energy Purposes before CCS and Methane Capture[electricity if,refined petroleum and coke 19] | NoSettings | 19600000000000 | 21000000000000 | 19700000000000 | 20000000000000 | 19900000000000 | 19700000000000 | 19200000000000 | 19100000000000 | 18300000000000 | 17900000000000 | 17500000000000 | 17200000000000 | 16800000000000 | 16700000000000 | 16100000000000 | 15800000000000 | 15900000000000 | 15400000000000 | 15200000000000 | 15200000000000 | 15100000000000 | 14900000000000 | 14800000000000 | 14700000000000 | 14700000000000 | 14600000000000 | 14500000000000 | 14400000000000 | 14400000000000 | 14300000000000 | 14200000000000
Industrial Fuel Use for Energy Purposes before CCS and Methane Capture[electricity if,chemicals 20] | NoSettings | 7690000000000 | 7650000000000 | 8070000000000 | 8240000000000 | 8400000000000 | 8550000000000 | 8630000000000 | 8670000000000 | 8680000000000 | 8690000000000 | 8710000000000 | 8740000000000 | 8750000000000 | 8770000000000 | 8820000000000 | 8890000000000 | 8930000000000 | 8990000000000 | 9060000000000 | 9120000000000 | 9160000000000 | 9230000000000 | 9340000000000 | 9460000000000 | 9540000000000 | 9630000000000 | 9740000000000 | 9840000000000 | 9940000000000 | 10000000000000 | 10100000000000
Industrial Fuel Use for Energy Purposes before CCS and Methane Capture[electricity if,rubber and plastic products 22] | NoSettings | 5530000000000 | 5500000000000 | 5800000000000 | 5920000000000 | 6040000000000 | 6140000000000 | 6200000000000 | 6230000000000 | 6240000000000 | 6240000000000 | 6260000000000 | 6280000000000 | 6290000000000 | 6300000000000 | 6340000000000 | 6390000000000 | 6420000000000 | 6460000000000 | 6510000000000 | 6550000000000 | 6580000000000 | 6630000000000 | 6710000000000 | 6800000000000 | 6860000000000 | 6920000000000 | 7000000000000 | 7070000000000 | 7140000000000 | 7220000000000 | 7290000000000
Industrial Fuel Use for Energy Purposes before CCS and Methane Capture[electricity if,glass and glass products 231] | NoSettings | 10500000000000 | 10400000000000 | 11000000000000 | 11200000000000 | 11400000000000 | 11600000000000 | 11700000000000 | 11800000000000 | 11800000000000 | 11800000000000 | 11800000000000 | 11900000000000 | 11900000000000 | 11900000000000 | 12000000000000 | 12100000000000 | 12100000000000 | 12200000000000 | 12300000000000 | 12400000000000 | 12400000000000 | 12500000000000 | 12700000000000 | 12900000000000 | 13000000000000 | 13100000000000 | 13200000000000 | 13400000000000 | 13500000000000 | 13700000000000 | 13800000000000
Industrial Fuel Use for Energy Purposes before CCS and Methane Capture[electricity if,cement and other nonmetallic minerals 239] | NoSettings | 12900000000000 | 12800000000000 | 13500000000000 | 13800000000000 | 14100000000000 | 14300000000000 | 14500000000000 | 14500000000000 | 14500000000000 | 14600000000000 | 14600000000000 | 14700000000000 | 14700000000000 | 14700000000000 | 14800000000000 | 14900000000000 | 15000000000000 | 15100000000000 | 15200000000000 | 15300000000000 | 15300000000000 | 15500000000000 | 15700000000000 | 15900000000000 | 16000000000000 | 16100000000000 | 16300000000000 | 16500000000000 | 16700000000000 | 16800000000000 | 17000000000000
Industrial Fuel Use for Energy Purposes before CCS and Methane Capture[electricity if,iron and steel 241] | NoSettings | 2320000000000 | 2070000000000 | 2250000000000 | 2260000000000 | 2350000000000 | 2460000000000 | 2460000000000 | 2480000000000 | 2480000000000 | 2500000000000 | 2530000000000 | 2540000000000 | 2530000000000 | 2520000000000 | 2530000000000 | 2540000000000 | 2530000000000 | 2540000000000 | 2570000000000 | 2580000000000 | 2570000000000 | 2580000000000 | 2640000000000 | 2690000000000 | 2700000000000 | 2720000000000 | 2750000000000 | 2780000000000 | 2820000000000 | 2860000000000 | 2920000000000
Industrial Fuel Use for Energy Purposes before CCS and Methane Capture[electricity if,other metals 242] | NoSettings | 4290000000000 | 4510000000000 | 4690000000000 | 4820000000000 | 4880000000000 | 4890000000000 | 4960000000000 | 4970000000000 | 4980000000000 | 4970000000000 | 4960000000000 | 4970000000000 | 4990000000000 | 5020000000000 | 5060000000000 | 5100000000000 | 5150000000000 | 5180000000000 | 5220000000000 | 5250000000000 | 5310000000000 | 5350000000000 | 5390000000000 | 5440000000000 | 5510000000000 | 5560000000000 | 5620000000000 | 5690000000000 | 5730000000000 | 5780000000000 | 5800000000000
Industrial Fuel Use for Energy Purposes before CCS and Methane Capture[electricity if,metal products except machinery and vehicles 25] | NoSettings | 0 | 0 | 0 | 0 | 0 | 0 | 0 | 0 | 0 | 0 | 0 | 0 | 0 | 0 | 0 | 0 | 0 | 0 | 0 | 0 | 0 | 0 | 0 | 0 | 0 | 0 | 0 | 0 | 0 | 0 | 0
Industrial Fuel Use for Energy Purposes before CCS and Methane Capture[electricity if,computers and electronics 26] | NoSettings | 10800000000000 | 10700000000000 | 11300000000000 | 11600000000000 | 11800000000000 | 12000000000000 | 12100000000000 | 12200000000000 | 12200000000000 | 12200000000000 | 12300000000000 | 12300000000000 | 12300000000000 | 12300000000000 | 12400000000000 | 12500000000000 | 12600000000000 | 12700000000000 | 12800000000000 | 12800000000000 | 12900000000000 | 13000000000000 | 13200000000000 | 13300000000000 | 13400000000000 | 13600000000000 | 13700000000000 | 13900000000000 | 14000000000000 | 14200000000000 | 14300000000000
Industrial Fuel Use for Energy Purposes before CCS and Methane Capture[electricity if,appliances and electrical equipment 27] | NoSettings | 622000000000 | 601000000000 | 627000000000 | 634000000000 | 641000000000 | 654000000000 | 661000000000 | 663000000000 | 660000000000 | 657000000000 | 658000000000 | 661000000000 | 659000000000 | 656000000000 | 657000000000 | 660000000000 | 661000000000 | 663000000000 | 668000000000 | 671000000000 | 673000000000 | 677000000000 | 686000000000 | 696000000000 | 702000000000 | 707000000000 | 714000000000 | 718000000000 | 724000000000 | 731000000000 | 739000000000
Industrial Fuel Use for Energy Purposes before CCS and Methane Capture[electricity if,other machinery 28] | NoSettings | 2270000000000 | 2260000000000 | 2380000000000 | 2430000000000 | 2480000000000 | 2530000000000 | 2550000000000 | 2560000000000 | 2560000000000 | 2570000000000 | 2570000000000 | 2580000000000 | 2590000000000 | 2590000000000 | 2610000000000 | 2630000000000 | 2640000000000 | 2660000000000 | 2680000000000 | 2690000000000 | 2710000000000 | 2730000000000 | 2760000000000 | 2800000000000 | 2820000000000 | 2840000000000 | 2880000000000 | 2910000000000 | 2940000000000 | 2970000000000 | 3000000000000
Industrial Fuel Use for Energy Purposes before CCS and Methane Capture[electricity if,road vehicles 29] | NoSettings | 292000000000 | 290000000000 | 306000000000 | 312000000000 | 319000000000 | 324000000000 | 327000000000 | 329000000000 | 329000000000 | 330000000000 | 330000000000 | 332000000000 | 332000000000 | 333000000000 | 335000000000 | 337000000000 | 339000000000 | 341000000000 | 344000000000 | 346000000000 | 347000000000 | 350000000000 | 354000000000 | 359000000000 | 362000000000 | 365000000000 | 370000000000 | 373000000000 | 377000000000 | 381000000000 | 385000000000
Industrial Fuel Use for Energy Purposes before CCS and Methane Capture[electricity if,nonroad vehicles 30] | NoSettings | 3020000000000 | 3000000000000 | 3160000000000 | 3230000000000 | 3300000000000 | 3350000000000 | 3390000000000 | 3400000000000 | 3400000000000 | 3410000000000 | 3420000000000 | 3430000000000 | 3430000000000 | 3440000000000 | 3460000000000 | 3490000000000 | 3500000000000 | 3530000000000 | 3550000000000 | 3580000000000 | 3590000000000 | 3620000000000 | 3660000000000 | 3710000000000 | 3740000000000 | 3780000000000 | 3820000000000 | 3860000000000 | 3900000000000 | 3940000000000 | 3980000000000
Industrial Fuel Use for Energy Purposes before CCS and Methane Capture[electricity if,other manufacturing 31T33] | NoSettings | 469000000000 | 466000000000 | 491000000000 | 502000000000 | 512000000000 | 521000000000 | 526000000000 | 528000000000 | 529000000000 | 529000000000 | 530000000000 | 532000000000 | 533000000000 | 534000000000 | 537000000000 | 541000000000 | 544000000000 | 547000000000 | 552000000000 | 555000000000 | 558000000000 | 562000000000 | 569000000000 | 576000000000 | 581000000000 | 586000000000 | 593000000000 | 599000000000 | 606000000000 | 612000000000 | 618000000000
Industrial Fuel Use for Energy Purposes before CCS and Methane Capture[electricity if,energy pipelines and gas processing 352T353] | NoSettings | 0 | 0 | 0 | 0 | 0 | 0 | 0 | 0 | 0 | 0 | 0 | 0 | 0 | 0 | 0 | 0 | 0 | 0 | 0 | 0 | 0 | 0 | 0 | 0 | 0 | 0 | 0 | 0 | 0 | 0 | 0
Industrial Fuel Use for Energy Purposes before CCS and Methane Capture[electricity if,water and waste 36T39] | NoSettings | 51000000000000 | 50100000000000 | 51400000000000 | 51500000000000 | 51200000000000 | 51000000000000 | 50800000000000 | 50600000000000 | 50400000000000 | 50200000000000 | 50000000000000 | 49700000000000 | 49500000000000 | 49300000000000 | 49100000000000 | 48900000000000 | 48700000000000 | 48500000000000 | 48300000000000 | 48000000000000 | 47800000000000 | 47600000000000 | 47400000000000 | 47200000000000 | 47000000000000 | 46800000000000 | 46600000000000 | 46300000000000 | 46100000000000 | 45900000000000 | 45700000000000
Industrial Fuel Use for Energy Purposes before CCS and Methane Capture[electricity if,construction 41T43] | NoSettings | 3040000000000 | 3030000000000 | 3190000000000 | 3260000000000 | 3330000000000 | 3380000000000 | 3410000000000 | 3430000000000 | 3430000000000 | 3440000000000 | 3450000000000 | 3460000000000 | 3460000000000 | 3470000000000 | 3490000000000 | 3520000000000 | 3540000000000 | 3560000000000 | 3580000000000 | 3610000000000 | 3620000000000 | 3650000000000 | 3700000000000 | 3740000000000 | 3780000000000 | 3810000000000 | 3850000000000 | 3890000000000 | 3930000000000 | 3970000000000 | 4010000000000
Industrial Fuel Use for Energy Purposes before CCS and Methane Capture[hard coal if,agriculture and forestry 01T03] | NoSettings | 0 | 0 | 0 | 0 | 0 | 0 | 0 | 0 | 0 | 0 | 0 | 0 | 0 | 0 | 0 | 0 | 0 | 0 | 0 | 0 | 0 | 0 | 0 | 0 | 0 | 0 | 0 | 0 | 0 | 0 | 0
Industrial Fuel Use for Energy Purposes before CCS and Methane Capture[hard coal if,coal mining 05] | NoSettings | 0 | 0 | 0 | 0 | 0 | 0 | 0 | 0 | 0 | 0 | 0 | 0 | 0 | 0 | 0 | 0 | 0 | 0 | 0 | 0 | 0 | 0 | 0 | 0 | 0 | 0 | 0 | 0 | 0 | 0 | 0
Industrial Fuel Use for Energy Purposes before CCS and Methane Capture[hard coal if,oil and gas extraction 06] | NoSettings | 0 | 0 | 0 | 0 | 0 | 0 | 0 | 0 | 0 | 0 | 0 | 0 | 0 | 0 | 0 | 0 | 0 | 0 | 0 | 0 | 0 | 0 | 0 | 0 | 0 | 0 | 0 | 0 | 0 | 0 | 0
Industrial Fuel Use for Energy Purposes before CCS and Methane Capture[hard coal if,other mining and quarrying 07T08] | NoSettings | 0 | 0 | 0 | 0 | 0 | 0 | 0 | 0 | 0 | 0 | 0 | 0 | 0 | 0 | 0 | 0 | 0 | 0 | 0 | 0 | 0 | 0 | 0 | 0 | 0 | 0 | 0 | 0 | 0 | 0 | 0
Industrial Fuel Use for Energy Purposes before CCS and Methane Capture[hard coal if,food beverage and tobacco 10T12] | NoSettings | 0 | 0 | 0 | 0 | 0 | 0 | 0 | 0 | 0 | 0 | 0 | 0 | 0 | 0 | 0 | 0 | 0 | 0 | 0 | 0 | 0 | 0 | 0 | 0 | 0 | 0 | 0 | 0 | 0 | 0 | 0
Industrial Fuel Use for Energy Purposes before CCS and Methane Capture[hard coal if,textiles apparel and leather 13T15] | NoSettings | 0 | 0 | 0 | 0 | 0 | 0 | 0 | 0 | 0 | 0 | 0 | 0 | 0 | 0 | 0 | 0 | 0 | 0 | 0 | 0 | 0 | 0 | 0 | 0 | 0 | 0 | 0 | 0 | 0 | 0 | 0
Industrial Fuel Use for Energy Purposes before CCS and Methane Capture[hard coal if,wood products 16] | NoSettings | 0 | 0 | 0 | 0 | 0 | 0 | 0 | 0 | 0 | 0 | 0 | 0 | 0 | 0 | 0 | 0 | 0 | 0 | 0 | 0 | 0 | 0 | 0 | 0 | 0 | 0 | 0 | 0 | 0 | 0 | 0
Industrial Fuel Use for Energy Purposes before CCS and Methane Capture[hard coal if,pulp paper and printing 17T18] | NoSettings | 0 | 0 | 0 | 0 | 0 | 0 | 0 | 0 | 0 | 0 | 0 | 0 | 0 | 0 | 0 | 0 | 0 | 0 | 0 | 0 | 0 | 0 | 0 | 0 | 0 | 0 | 0 | 0 | 0 | 0 | 0
Industrial Fuel Use for Energy Purposes before CCS and Methane Capture[hard coal if,refined petroleum and coke 19] | NoSettings | 58081200000000 | 58081200000000 | 58081200000000 | 58081200000000 | 58081200000000 | 58081200000000 | 58081200000000 | 58081200000000 | 58081200000000 | 58081200000000 | 58081200000000 | 58081200000000 | 58081200000000 | 58081200000000 | 58081200000000 | 58081200000000 | 58081200000000 | 58081200000000 | 58081200000000 | 58081200000000 | 58081200000000 | 58081200000000 | 58081200000000 | 58081200000000 | 58081200000000 | 40220300000000 | 43792500000000 | 40220300000000 | 36648100000000 | 33075900000000 | 29503800000000
Industrial Fuel Use for Energy Purposes before CCS and Methane Capture[hard coal if,chemicals 20] | NoSettings | 0 | 0 | 0 | 0 | 0 | 0 | 0 | 0 | 0 | 0 | 0 | 0 | 0 | 0 | 0 | 0 | 0 | 0 | 0 | 0 | 0 | 0 | 0 | 0 | 0 | 0 | 0 | 0 | 0 | 0 | 0
Industrial Fuel Use for Energy Purposes before CCS and Methane Capture[hard coal if,rubber and plastic products 22] | NoSettings | 0 | 0 | 0 | 0 | 0 | 0 | 0 | 0 | 0 | 0 | 0 | 0 | 0 | 0 | 0 | 0 | 0 | 0 | 0 | 0 | 0 | 0 | 0 | 0 | 0 | 0 | 0 | 0 | 0 | 0 | 0
Industrial Fuel Use for Energy Purposes before CCS and Methane Capture[hard coal if,glass and glass products 231] | NoSettings | 0 | 0 | 0 | 0 | 0 | 0 | 0 | 0 | 0 | 0 | 0 | 0 | 0 | 0 | 0 | 0 | 0 | 0 | 0 | 0 | 0 | 0 | 0 | 0 | 0 | 0 | 0 | 0 | 0 | 0 | 0
Industrial Fuel Use for Energy Purposes before CCS and Methane Capture[hard coal if,cement and other nonmetallic minerals 239] | NoSettings | 35775800000000 | 34877000000000 | 33978200000000 | 33079400000000 | 32180600000000 | 31281800000000 | 30383000000000 | 29484200000000 | 28585400000000 | 27686600000000 | 26787800000000 | 25888900000000 | 24990100000000 | 24091300000000 | 23192500000000 | 22293700000000 | 22293700000000 | 22293700000000 | 22293700000000 | 22293700000000 | 22293700000000 | 22293700000000 | 22293700000000 | 22293700000000 | 22293700000000 | 22293700000000 | 22293700000000 | 22293700000000 | 22293700000000 | 22293700000000 | 22293700000000
Industrial Fuel Use for Energy Purposes before CCS and Methane Capture[hard coal if,iron and steel 241] | NoSettings | 0 | 0 | 0 | 0 | 0 | 0 | 0 | 0 | 0 | 0 | 0 | 0 | 0 | 0 | 0 | 0 | 0 | 0 | 0 | 0 | 0 | 0 | 0 | 0 | 0 | 0 | 0 | 0 | 0 | 0 | 0
Industrial Fuel Use for Energy Purposes before CCS and Methane Capture[hard coal if,other metals 242] | NoSettings | 0 | 0 | 0 | 0 | 0 | 0 | 0 | 0 | 0 | 0 | 0 | 0 | 0 | 0 | 0 | 0 | 0 | 0 | 0 | 0 | 0 | 0 | 0 | 0 | 0 | 0 | 0 | 0 | 0 | 0 | 0
Industrial Fuel Use for Energy Purposes before CCS and Methane Capture[hard coal if,metal products except machinery and vehicles 25] | NoSettings | 0 | 0 | 0 | 0 | 0 | 0 | 0 | 0 | 0 | 0 | 0 | 0 | 0 | 0 | 0 | 0 | 0 | 0 | 0 | 0 | 0 | 0 | 0 | 0 | 0 | 0 | 0 | 0 | 0 | 0 | 0
Industrial Fuel Use for Energy Purposes before CCS and Methane Capture[hard coal if,computers and electronics 26] | NoSettings | 0 | 0 | 0 | 0 | 0 | 0 | 0 | 0 | 0 | 0 | 0 | 0 | 0 | 0 | 0 | 0 | 0 | 0 | 0 | 0 | 0 | 0 | 0 | 0 | 0 | 0 | 0 | 0 | 0 | 0 | 0
Industrial Fuel Use for Energy Purposes before CCS and Methane Capture[hard coal if,appliances and electrical equipment 27] | NoSettings | 0 | 0 | 0 | 0 | 0 | 0 | 0 | 0 | 0 | 0 | 0 | 0 | 0 | 0 | 0 | 0 | 0 | 0 | 0 | 0 | 0 | 0 | 0 | 0 | 0 | 0 | 0 | 0 | 0 | 0 | 0
Industrial Fuel Use for Energy Purposes before CCS and Methane Capture[hard coal if,other machinery 28] | NoSettings | 0 | 0 | 0 | 0 | 0 | 0 | 0 | 0 | 0 | 0 | 0 | 0 | 0 | 0 | 0 | 0 | 0 | 0 | 0 | 0 | 0 | 0 | 0 | 0 | 0 | 0 | 0 | 0 | 0 | 0 | 0
Industrial Fuel Use for Energy Purposes before CCS and Methane Capture[hard coal if,road vehicles 29] | NoSettings | 0 | 0 | 0 | 0 | 0 | 0 | 0 | 0 | 0 | 0 | 0 | 0 | 0 | 0 | 0 | 0 | 0 | 0 | 0 | 0 | 0 | 0 | 0 | 0 | 0 | 0 | 0 | 0 | 0 | 0 | 0
Industrial Fuel Use for Energy Purposes before CCS and Methane Capture[hard coal if,nonroad vehicles 30] | NoSettings | 0 | 0 | 0 | 0 | 0 | 0 | 0 | 0 | 0 | 0 | 0 | 0 | 0 | 0 | 0 | 0 | 0 | 0 | 0 | 0 | 0 | 0 | 0 | 0 | 0 | 0 | 0 | 0 | 0 | 0 | 0
Industrial Fuel Use for Energy Purposes before CCS and Methane Capture[hard coal if,other manufacturing 31T33] | NoSettings | 383136000000 | 351694000000 | 344022000000 | 332647000000 | 314093000000 | 296381000000 | 277667000000 | 259536000000 | 240175000000 | 221868000000 | 205241000000 | 191316000000 | 176278000000 | 162393000000 | 145737000000 | 146922000000 | 142256000000 | 137272000000 | 133276000000 | 129648000000 | 126739000000 | 124271000000 | 121757000000 | 119596000000 | 117689000000 | 430043000000 | 364914000000 | 425662000000 | 486410000000 | 547157000000 | 607905000000
Industrial Fuel Use for Energy Purposes before CCS and Methane Capture[hard coal if,energy pipelines and gas processing 352T353] | NoSettings | 0 | 0 | 0 | 0 | 0 | 0 | 0 | 0 | 0 | 0 | 0 | 0 | 0 | 0 | 0 | 0 | 0 | 0 | 0 | 0 | 0 | 0 | 0 | 0 | 0 | 0 | 0 | 0 | 0 | 0 | 0
Industrial Fuel Use for Energy Purposes before CCS and Methane Capture[hard coal if,water and waste 36T39] | NoSettings | 0 | 0 | 0 | 0 | 0 | 0 | 0 | 0 | 0 | 0 | 0 | 0 | 0 | 0 | 0 | 0 | 0 | 0 | 0 | 0 | 0 | 0 | 0 | 0 | 0 | 0 | 0 | 0 | 0 | 0 | 0
Industrial Fuel Use for Energy Purposes before CCS and Methane Capture[hard coal if,construction 41T43] | NoSettings | 0 | 0 | 0 | 0 | 0 | 0 | 0 | 0 | 0 | 0 | 0 | 0 | 0 | 0 | 0 | 0 | 0 | 0 | 0 | 0 | 0 | 0 | 0 | 0 | 0 | 0 | 0 | 0 | 0 | 0 | 0
Industrial Fuel Use for Energy Purposes before CCS and Methane Capture[natural gas if,agriculture and forestry 01T03] | NoSettings | 12353600000000 | 11933800000000 | 11513900000000 | 11094000000000 | 10674200000000 | 10254300000000 | 9834450000000 | 9414590000000 | 8994720000000 | 8574860000000 | 8155000000000 | 7735140000000 | 7315280000000 | 6895420000000 | 6475560000000 | 6055690000000 | 5635830000000 | 5215970000000 | 4796110000000 | 4376250000000 | 3956390000000 | 3536520000000 | 3116660000000 | 2696800000000 | 2279430000000 | 1886950000000 | 1462360000000 | 1048720000000 | 635084000000 | 221446000000 | 0
Industrial Fuel Use for Energy Purposes before CCS and Methane Capture[natural gas if,coal mining 05] | NoSettings | 29800000 | 29800000 | 30200000 | 30900000 | 31500000 | 32100000 | 32400000 | 32500000 | 32500000 | 32600000 | 32700000 | 32800000 | 32800000 | 32900000 | 33100000 | 33300000 | 33500000 | 33700000 | 34000000 | 34200000 | 34300000 | 34600000 | 35000000 | 35500000 | 35800000 | 36100000 | 36500000 | 36900000 | 37300000 | 37700000 | 38000000
Industrial Fuel Use for Energy Purposes before CCS and Methane Capture[natural gas if,oil and gas extraction 06] | NoSettings | 251525000000000 | 230515000000000 | 240522000000000 | 251657000000000 | 257156000000000 | 265836000000000 | 268172000000000 | 268167000000000 | 270725000000000 | 268237000000000 | 264590000000000 | 264286000000000 | 262291000000000 | 264594000000000 | 267100000000000 | 266381000000000 | 264737000000000 | 265879000000000 | 267692000000000 | 268671000000000 | 266420000000000 | 263500000000000 | 262079000000000 | 262188000000000 | 263623000000000 | 264629000000000 | 264344000000000 | 264724000000000 | 265104000000000 | 265484000000000 | 265864000000000
Industrial Fuel Use for Energy Purposes before CCS and Methane Capture[natural gas if,other mining and quarrying 07T08] | NoSettings | 8347190000000 | 8333190000000 | 8468070000000 | 8647610000000 | 8822910000000 | 8975090000000 | 9058060000000 | 9099820000000 | 9109460000000 | 9118150000000 | 9142440000000 | 9176320000000 | 9186420000000 | 9209150000000 | 9258860000000 | 9328180000000 | 9377710000000 | 9432670000000 | 9508810000000 | 9569840000000 | 9613200000000 | 9685260000000 | 9805100000000 | 9928730000000 | 10019700000000 | 10105500000000 | 10225400000000 | 10330900000000 | 10436400000000 | 10541900000000 | 10647500000000
Industrial Fuel Use for Energy Purposes before CCS and Methane Capture[natural gas if,food beverage and tobacco 10T12] | NoSettings | 67229000000000 | 67116300000000 | 68202600000000 | 69648700000000 | 71060600000000 | 72286200000000 | 72954400000000 | 73290800000000 | 73368400000000 | 73438400000000 | 73634100000000 | 73907000000000 | 73988300000000 | 74171400000000 | 74571800000000 | 75130000000000 | 75529000000000 | 75971700000000 | 76584900000000 | 77076400000000 | 77425600000000 | 78006000000000 | 78971200000000 | 79966900000000 | 80699700000000 | 81390800000000 | 82356400000000 | 83206200000000 | 84056000000000 | 84905800000000 | 85755700000000
Industrial Fuel Use for Energy Purposes before CCS and Methane Capture[natural gas if,textiles apparel and leather 13T15] | NoSettings | 3123100000000 | 3117860000000 | 3168330000000 | 3235500000000 | 3301090000000 | 3358030000000 | 3389070000000 | 3404690000000 | 3408300000000 | 3411550000000 | 3420640000000 | 3433320000000 | 3437100000000 | 3445600000000 | 3464200000000 | 3490140000000 | 3508670000000 | 3529230000000 | 3557720000000 | 3580550000000 | 3596780000000 | 3623740000000 | 3668580000000 | 3714830000000 | 3748870000000 | 3780980000000 | 3825830000000 | 3865310000000 | 3904790000000 | 3944270000000 | 3983740000000
Industrial Fuel Use for Energy Purposes before CCS and Methane Capture[natural gas if,wood products 16] | NoSettings | 13725100000000 | 13702000000000 | 13923800000000 | 14219000000000 | 14507300000000 | 14757500000000 | 14893900000000 | 14962600000000 | 14978400000000 | 14992700000000 | 15032700000000 | 15088400000000 | 15105000000000 | 15142400000000 | 15224100000000 | 15338100000000 | 15419500000000 | 15509900000000 | 15635100000000 | 15735400000000 | 15806700000000 | 15925200000000 | 16122300000000 | 16325600000000 | 16475200000000 | 16616300000000 | 16813400000000 | 16986900000000 | 17160400000000 | 17333900000000 | 17507300000000
Industrial Fuel Use for Energy Purposes before CCS and Methane Capture[natural gas if,pulp paper and printing 17T18] | NoSettings | 18017300000000 | 17987100000000 | 18278200000000 | 18665800000000 | 19044100000000 | 19372600000000 | 19551700000000 | 19641800000000 | 19662600000000 | 19681400000000 | 19733800000000 | 19807000000000 | 19828800000000 | 19877800000000 | 19985100000000 | 20134800000000 | 20241700000000 | 20360300000000 | 20524600000000 | 20656400000000 | 20750000000000 | 20905500000000 | 21164200000000 | 21431000000000 | 21627400000000 | 21812600000000 | 22071400000000 | 22299200000000 | 22526900000000 | 22754700000000 | 22982400000000
Industrial Fuel Use for Energy Purposes before CCS and Methane Capture[natural gas if,refined petroleum and coke 19] | NoSettings | 158342000000000 | 169270000000000 | 158381000000000 | 161408000000000 | 159985000000000 | 158347000000000 | 154834000000000 | 153850000000000 | 147660000000000 | 144353000000000 | 141108000000000 | 138699000000000 | 135015000000000 | 134198000000000 | 129898000000000 | 127354000000000 | 127797000000000 | 124324000000000 | 122689000000000 | 122345000000000 | 121936000000000 | 120202000000000 | 119391000000000 | 118838000000000 | 118452000000000 | 117577000000000 | 117035000000000 | 116416000000000 | 115797000000000 | 115178000000000 | 114559000000000
Industrial Fuel Use for Energy Purposes before CCS and Methane Capture[natural gas if,chemicals 20] | NoSettings | 145252000000000 | 145008000000000 | 147355000000000 | 150480000000000 | 153530000000000 | 156178000000000 | 157622000000000 | 158349000000000 | 158516000000000 | 158667000000000 | 159090000000000 | 159680000000000 | 159856000000000 | 160251000000000 | 161116000000000 | 162322000000000 | 163184000000000 | 164141000000000 | 165466000000000 | 166527000000000 | 167282000000000 | 168536000000000 | 170621000000000 | 172773000000000 | 174356000000000 | 175849000000000 | 177935000000000 | 179771000000000 | 181607000000000 | 183443000000000 | 185280000000000
Industrial Fuel Use for Energy Purposes before CCS and Methane Capture[natural gas if,rubber and plastic products 22] | NoSettings | 1638690000000 | 1635940000000 | 1662420000000 | 1697670000000 | 1732080000000 | 1761960000000 | 1778240000000 | 1786440000000 | 1788330000000 | 1790040000000 | 1794810000000 | 1801460000000 | 1803440000000 | 1807910000000 | 1817670000000 | 1831270000000 | 1841000000000 | 1851790000000 | 1866730000000 | 1878710000000 | 1887230000000 | 1901370000000 | 1924900000000 | 1949170000000 | 1967030000000 | 1983880000000 | 2007410000000 | 2028130000000 | 2048840000000 | 2069560000000 | 2090270000000
Industrial Fuel Use for Energy Purposes before CCS and Methane Capture[natural gas if,glass and glass products 231] | NoSettings | 13693700000000 | 13670700000000 | 13892000000000 | 14186600000000 | 14474200000000 | 14723800000000 | 14859900000000 | 14928400000000 | 14944200000000 | 14958500000000 | 14998300000000 | 15053900000000 | 15070500000000 | 15107800000000 | 15189300000000 | 15303100000000 | 15384300000000 | 15474500000000 | 15599400000000 | 15699500000000 | 15770600000000 | 15888800000000 | 16085500000000 | 16288300000000 | 16437500000000 | 16578300000000 | 16775000000000 | 16948100000000 | 17121200000000 | 17294300000000 | 17467400000000
Industrial Fuel Use for Energy Purposes before CCS and Methane Capture[natural gas if,cement and other nonmetallic minerals 239] | NoSettings | 4658520000000 | 4556690000000 | 4454860000000 | 4353040000000 | 4251210000000 | 4149390000000 | 4047560000000 | 3945730000000 | 3843910000000 | 3742080000000 | 3640260000000 | 3538430000000 | 3436600000000 | 3334780000000 | 3232950000000 | 3131130000000 | 3131130000000 | 3131130000000 | 3131130000000 | 3131130000000 | 3131130000000 | 3131130000000 | 3131130000000 | 3131130000000 | 3131130000000 | 3131130000000 | 3131130000000 | 3131130000000 | 3131130000000 | 3131130000000 | 3131130000000
Industrial Fuel Use for Energy Purposes before CCS and Methane Capture[natural gas if,iron and steel 241] | NoSettings | 0 | 0 | 0 | 0 | 0 | 0 | 0 | 0 | 0 | 0 | 0 | 0 | 0 | 0 | 0 | 0 | 0 | 0 | 0 | 0 | 0 | 0 | 0 | 0 | 0 | 0 | 0 | 0 | 0 | 0 | 0
Industrial Fuel Use for Energy Purposes before CCS and Methane Capture[natural gas if,other metals 242] | NoSettings | 0 | 0 | 0 | 0 | 0 | 0 | 0 | 0 | 0 | 0 | 0 | 0 | 0 | 0 | 0 | 0 | 0 | 0 | 0 | 0 | 0 | 0 | 0 | 0 | 0 | 0 | 0 | 0 | 0 | 0 | 0
Industrial Fuel Use for Energy Purposes before CCS and Methane Capture[natural gas if,metal products except machinery and vehicles 25] | NoSettings | 7754210000000 | 7741200000000 | 7866500000000 | 8033290000000 | 8196140000000 | 8337500000000 | 8414580000000 | 8453370000000 | 8462330000000 | 8470400000000 | 8492970000000 | 8524440000000 | 8533820000000 | 8554940000000 | 8601120000000 | 8665510000000 | 8711530000000 | 8762580000000 | 8833310000000 | 8890000000000 | 8930280000000 | 8997220000000 | 9108560000000 | 9223400000000 | 9307920000000 | 9387630000000 | 9499000000000 | 9597020000000 | 9695040000000 | 9793050000000 | 9891070000000
Industrial Fuel Use for Energy Purposes before CCS and Methane Capture[natural gas if,computers and electronics 26] | NoSettings | 400066000000 | 399395000000 | 405859000000 | 414464000000 | 422866000000 | 430160000000 | 434136000000 | 436138000000 | 436600000000 | 437016000000 | 438181000000 | 439805000000 | 440289000000 | 441378000000 | 443761000000 | 447083000000 | 449457000000 | 452091000000 | 455740000000 | 458665000000 | 460743000000 | 464197000000 | 469941000000 | 475866000000 | 480227000000 | 484339000000 | 490085000000 | 495142000000 | 500199000000 | 505257000000 | 510314000000
Industrial Fuel Use for Energy Purposes before CCS and Methane Capture[natural gas if,appliances and electrical equipment 27] | NoSettings | 0 | 0 | 0 | 0 | 0 | 0 | 0 | 0 | 0 | 0 | 0 | 0 | 0 | 0 | 0 | 0 | 0 | 0 | 0 | 0 | 0 | 0 | 0 | 0 | 0 | 0 | 0 | 0 | 0 | 0 | 0
Industrial Fuel Use for Energy Purposes before CCS and Methane Capture[natural gas if,other machinery 28] | NoSettings | 1556070000000 | 1553460000000 | 1578600000000 | 1612070000000 | 1644750000000 | 1673120000000 | 1688590000000 | 1696370000000 | 1698170000000 | 1699790000000 | 1704320000000 | 1710630000000 | 1712520000000 | 1716750000000 | 1726020000000 | 1738940000000 | 1748180000000 | 1758420000000 | 1772610000000 | 1783990000000 | 1792070000000 | 1805510000000 | 1827850000000 | 1850890000000 | 1867860000000 | 1883850000000 | 1906200000000 | 1925870000000 | 1945540000000 | 1965210000000 | 1984880000000
Industrial Fuel Use for Energy Purposes before CCS and Methane Capture[natural gas if,road vehicles 29] | NoSettings | 180665000000 | 180362000000 | 183281000000 | 187167000000 | 190961000000 | 194255000000 | 196050000000 | 196954000000 | 197163000000 | 197351000000 | 197877000000 | 198610000000 | 198829000000 | 199321000000 | 200397000000 | 201897000000 | 202969000000 | 204159000000 | 205806000000 | 207127000000 | 208066000000 | 209625000000 | 212219000000 | 214895000000 | 216864000000 | 218722000000 | 221316000000 | 223600000000 | 225884000000 | 228167000000 | 230451000000
Industrial Fuel Use for Energy Purposes before CCS and Methane Capture[natural gas if,nonroad vehicles 30] | NoSettings | 3368390000000 | 3362740000000 | 3417170000000 | 3489630000000 | 3560370000000 | 3621770000000 | 3655250000000 | 3672110000000 | 3676000000000 | 3679500000000 | 3689310000000 | 3702980000000 | 3707050000000 | 3716230000000 | 3736290000000 | 3764260000000 | 3784250000000 | 3806430000000 | 3837150000000 | 3861780000000 | 3879270000000 | 3908350000000 | 3956710000000 | 4006600000000 | 4043320000000 | 4077940000000 | 4126320000000 | 4168900000000 | 4211480000000 | 4254060000000 | 4296640000000
Industrial Fuel Use for Energy Purposes before CCS and Methane Capture[natural gas if,other manufacturing 31T33] | NoSettings | 29679000000000 | 29629200000000 | 30108800000000 | 30747100000000 | 31370400000000 | 31911500000000 | 32206500000000 | 32355000000000 | 32389300000000 | 32420200000000 | 32506500000000 | 32627000000000 | 32662900000000 | 32743700000000 | 32920500000000 | 33166900000000 | 33343100000000 | 33538500000000 | 33809200000000 | 34026200000000 | 34180400000000 | 34436600000000 | 34862700000000 | 35302200000000 | 35625700000000 | 35930800000000 | 36357100000000 | 36732300000000 | 37107400000000 | 37482600000000 | 37857700000000
Industrial Fuel Use for Energy Purposes before CCS and Methane Capture[natural gas if,energy pipelines and gas processing 352T353] | NoSettings | 20028800000000 | 19995200000000 | 20318900000000 | 20749700000000 | 21170300000000 | 21535500000000 | 21734500000000 | 21834800000000 | 21857900000000 | 21878700000000 | 21937000000000 | 22018300000000 | 22042600000000 | 22097100000000 | 22216400000000 | 22382700000000 | 22501600000000 | 22633400000000 | 22816100000000 | 22962500000000 | 23066600000000 | 23239500000000 | 23527100000000 | 23823700000000 | 24042000000000 | 24247900000000 | 24535600000000 | 24788700000000 | 25041900000000 | 25295100000000 | 25548300000000
Industrial Fuel Use for Energy Purposes before CCS and Methane Capture[natural gas if,water and waste 36T39] | NoSettings | 352541000000 | 350607000000 | 370627000000 | 376861000000 | 383294000000 | 389888000000 | 396714000000 | 403771000000 | 411060000000 | 418582000000 | 426339000000 | 431851000000 | 437351000000 | 442840000000 | 448317000000 | 453783000000 | 459237000000 | 464680000000 | 470111000000 | 475530000000 | 480938000000 | 486364000000 | 491777000000 | 497179000000 | 502569000000 | 507947000000 | 513355000000 | 518751000000 | 524147000000 | 529543000000 | 534938000000
Industrial Fuel Use for Energy Purposes before CCS and Methane Capture[natural gas if,construction 41T43] | NoSettings | 1781270000000 | 1778280000000 | 1807060000000 | 1845380000000 | 1882790000000 | 1915260000000 | 1932970000000 | 1941880000000 | 1943930000000 | 1945790000000 | 1950970000000 | 1958200000000 | 1960360000000 | 1965210000000 | 1975820000000 | 1990610000000 | 2001180000000 | 2012910000000 | 2029160000000 | 2042180000000 | 2051430000000 | 2066810000000 | 2092380000000 | 2118770000000 | 2138180000000 | 2156490000000 | 2182080000000 | 2204590000000 | 2227110000000 | 2249620000000 | 2272140000000
Industrial Fuel Use for Energy Purposes before CCS and Methane Capture[biomass if,agriculture and forestry 01T03] | NoSettings | 0 | 0 | 0 | 0 | 0 | 0 | 0 | 0 | 0 | 0 | 0 | 0 | 0 | 0 | 0 | 0 | 0 | 0 | 0 | 0 | 0 | 0 | 0 | 0 | 0 | 0 | 0 | 0 | 0 | 0 | 0
Industrial Fuel Use for Energy Purposes before CCS and Methane Capture[biomass if,coal mining 05] | NoSettings | 0 | 0 | 0 | 0 | 0 | 0 | 0 | 0 | 0 | 0 | 0 | 0 | 0 | 0 | 0 | 0 | 0 | 0 | 0 | 0 | 0 | 0 | 0 | 0 | 0 | 0 | 0 | 0 | 0 | 0 | 0
Industrial Fuel Use for Energy Purposes before CCS and Methane Capture[biomass if,oil and gas extraction 06] | NoSettings | 0 | 0 | 0 | 0 | 0 | 0 | 0 | 0 | 0 | 0 | 0 | 0 | 0 | 0 | 0 | 0 | 0 | 0 | 0 | 0 | 0 | 0 | 0 | 0 | 0 | 0 | 0 | 0 | 0 | 0 | 0
Industrial Fuel Use for Energy Purposes before CCS and Methane Capture[biomass if,other mining and quarrying 07T08] | NoSettings | 0 | 0 | 0 | 0 | 0 | 0 | 0 | 0 | 0 | 0 | 0 | 0 | 0 | 0 | 0 | 0 | 0 | 0 | 0 | 0 | 0 | 0 | 0 | 0 | 0 | 0 | 0 | 0 | 0 | 0 | 0
Industrial Fuel Use for Energy Purposes before CCS and Methane Capture[biomass if,food beverage and tobacco 10T12] | NoSettings | 0 | 0 | 0 | 0 | 0 | 0 | 0 | 0 | 0 | 0 | 0 | 0 | 0 | 0 | 0 | 0 | 0 | 0 | 0 | 0 | 0 | 0 | 0 | 0 | 0 | 0 | 0 | 0 | 0 | 0 | 0
Industrial Fuel Use for Energy Purposes before CCS and Methane Capture[biomass if,textiles apparel and leather 13T15] | NoSettings | 0 | 0 | 0 | 0 | 0 | 0 | 0 | 0 | 0 | 0 | 0 | 0 | 0 | 0 | 0 | 0 | 0 | 0 | 0 | 0 | 0 | 0 | 0 | 0 | 0 | 0 | 0 | 0 | 0 | 0 | 0
Industrial Fuel Use for Energy Purposes before CCS and Methane Capture[biomass if,wood products 16] | NoSettings | 13349000000000 | 13349000000000 | 13349000000000 | 13349000000000 | 13349000000000 | 13349000000000 | 13349000000000 | 13349000000000 | 13349000000000 | 13349000000000 | 13349000000000 | 13349000000000 | 13349000000000 | 13349000000000 | 13349000000000 | 13349000000000 | 13349000000000 | 13349000000000 | 13349000000000 | 13349000000000 | 13349000000000 | 13349000000000 | 13349000000000 | 13349000000000 | 13349000000000 | 13349000000000 | 13349000000000 | 13349000000000 | 13349000000000 | 13349000000000 | 13349000000000
Industrial Fuel Use for Energy Purposes before CCS and Methane Capture[biomass if,pulp paper and printing 17T18] | NoSettings | 11311300000000 | 11311300000000 | 11311300000000 | 11311300000000 | 11311300000000 | 11311300000000 | 11311300000000 | 11311300000000 | 11311300000000 | 11311300000000 | 11311300000000 | 11311300000000 | 11311300000000 | 11311300000000 | 11311300000000 | 11311300000000 | 11311300000000 | 11311300000000 | 11311300000000 | 11311300000000 | 11311300000000 | 11311300000000 | 11311300000000 | 11311300000000 | 11311300000000 | 11311300000000 | 11311300000000 | 11311300000000 | 11311300000000 | 11311300000000 | 11311300000000
Industrial Fuel Use for Energy Purposes before CCS and Methane Capture[biomass if,refined petroleum and coke 19] | NoSettings | 0 | 0 | 0 | 0 | 0 | 0 | 0 | 0 | 0 | 0 | 0 | 0 | 0 | 0 | 0 | 0 | 0 | 0 | 0 | 0 | 0 | 0 | 0 | 0 | 0 | 0 | 0 | 0 | 0 | 0 | 0
Industrial Fuel Use for Energy Purposes before CCS and Methane Capture[biomass if,chemicals 20] | NoSettings | 0 | 0 | 0 | 0 | 0 | 0 | 0 | 0 | 0 | 0 | 0 | 0 | 0 | 0 | 0 | 0 | 0 | 0 | 0 | 0 | 0 | 0 | 0 | 0 | 0 | 0 | 0 | 0 | 0 | 0 | 0
Industrial Fuel Use for Energy Purposes before CCS and Methane Capture[biomass if,rubber and plastic products 22] | NoSettings | 0 | 0 | 0 | 0 | 0 | 0 | 0 | 0 | 0 | 0 | 0 | 0 | 0 | 0 | 0 | 0 | 0 | 0 | 0 | 0 | 0 | 0 | 0 | 0 | 0 | 0 | 0 | 0 | 0 | 0 | 0
Industrial Fuel Use for Energy Purposes before CCS and Methane Capture[biomass if,glass and glass products 231] | NoSettings | 0 | 0 | 0 | 0 | 0 | 0 | 0 | 0 | 0 | 0 | 0 | 0 | 0 | 0 | 0 | 0 | 0 | 0 | 0 | 0 | 0 | 0 | 0 | 0 | 0 | 0 | 0 | 0 | 0 | 0 | 0
Industrial Fuel Use for Energy Purposes before CCS and Methane Capture[biomass if,cement and other nonmetallic minerals 239] | NoSettings | 1504830000000 | 1464700000000 | 1424570000000 | 1384440000000 | 1344310000000 | 1304180000000 | 1264050000000 | 1223930000000 | 1183800000000 | 1143670000000 | 1103540000000 | 1063410000000 | 1023280000000 | 983153000000 | 943024000000 | 902896000000 | 902896000000 | 902896000000 | 902896000000 | 902896000000 | 902896000000 | 902896000000 | 902896000000 | 902896000000 | 902896000000 | 902896000000 | 902896000000 | 902896000000 | 902896000000 | 902896000000 | 902896000000
Industrial Fuel Use for Energy Purposes before CCS and Methane Capture[biomass if,iron and steel 241] | NoSettings | 0 | 0 | 0 | 0 | 0 | 0 | 0 | 0 | 0 | 0 | 0 | 0 | 0 | 0 | 0 | 0 | 0 | 0 | 0 | 0 | 0 | 0 | 0 | 0 | 0 | 0 | 0 | 0 | 0 | 0 | 0
Industrial Fuel Use for Energy Purposes before CCS and Methane Capture[biomass if,other metals 242] | NoSettings | 0 | 0 | 0 | 0 | 0 | 0 | 0 | 0 | 0 | 0 | 0 | 0 | 0 | 0 | 0 | 0 | 0 | 0 | 0 | 0 | 0 | 0 | 0 | 0 | 0 | 0 | 0 | 0 | 0 | 0 | 0
Industrial Fuel Use for Energy Purposes before CCS and Methane Capture[biomass if,metal products except machinery and vehicles 25] | NoSettings | 0 | 0 | 0 | 0 | 0 | 0 | 0 | 0 | 0 | 0 | 0 | 0 | 0 | 0 | 0 | 0 | 0 | 0 | 0 | 0 | 0 | 0 | 0 | 0 | 0 | 0 | 0 | 0 | 0 | 0 | 0
Industrial Fuel Use for Energy Purposes before CCS and Methane Capture[biomass if,computers and electronics 26] | NoSettings | 0 | 0 | 0 | 0 | 0 | 0 | 0 | 0 | 0 | 0 | 0 | 0 | 0 | 0 | 0 | 0 | 0 | 0 | 0 | 0 | 0 | 0 | 0 | 0 | 0 | 0 | 0 | 0 | 0 | 0 | 0
Industrial Fuel Use for Energy Purposes before CCS and Methane Capture[biomass if,appliances and electrical equipment 27] | NoSettings | 0 | 0 | 0 | 0 | 0 | 0 | 0 | 0 | 0 | 0 | 0 | 0 | 0 | 0 | 0 | 0 | 0 | 0 | 0 | 0 | 0 | 0 | 0 | 0 | 0 | 0 | 0 | 0 | 0 | 0 | 0
Industrial Fuel Use for Energy Purposes before CCS and Methane Capture[biomass if,other machinery 28] | NoSettings | 0 | 0 | 0 | 0 | 0 | 0 | 0 | 0 | 0 | 0 | 0 | 0 | 0 | 0 | 0 | 0 | 0 | 0 | 0 | 0 | 0 | 0 | 0 | 0 | 0 | 0 | 0 | 0 | 0 | 0 | 0
Industrial Fuel Use for Energy Purposes before CCS and Methane Capture[biomass if,road vehicles 29] | NoSettings | 0 | 0 | 0 | 0 | 0 | 0 | 0 | 0 | 0 | 0 | 0 | 0 | 0 | 0 | 0 | 0 | 0 | 0 | 0 | 0 | 0 | 0 | 0 | 0 | 0 | 0 | 0 | 0 | 0 | 0 | 0
Industrial Fuel Use for Energy Purposes before CCS and Methane Capture[biomass if,nonroad vehicles 30] | NoSettings | 0 | 0 | 0 | 0 | 0 | 0 | 0 | 0 | 0 | 0 | 0 | 0 | 0 | 0 | 0 | 0 | 0 | 0 | 0 | 0 | 0 | 0 | 0 | 0 | 0 | 0 | 0 | 0 | 0 | 0 | 0
Industrial Fuel Use for Energy Purposes before CCS and Methane Capture[biomass if,other manufacturing 31T33] | NoSettings | 0 | 0 | 0 | 0 | 0 | 0 | 0 | 0 | 0 | 0 | 0 | 0 | 0 | 0 | 0 | 0 | 0 | 0 | 0 | 0 | 0 | 0 | 0 | 0 | 0 | 0 | 0 | 0 | 0 | 0 | 0
Industrial Fuel Use for Energy Purposes before CCS and Methane Capture[biomass if,energy pipelines and gas processing 352T353] | NoSettings | 0 | 0 | 0 | 0 | 0 | 0 | 0 | 0 | 0 | 0 | 0 | 0 | 0 | 0 | 0 | 0 | 0 | 0 | 0 | 0 | 0 | 0 | 0 | 0 | 0 | 0 | 0 | 0 | 0 | 0 | 0
Industrial Fuel Use for Energy Purposes before CCS and Methane Capture[biomass if,water and waste 36T39] | NoSettings | 0 | 0 | 0 | 0 | 0 | 0 | 0 | 0 | 0 | 0 | 0 | 0 | 0 | 0 | 0 | 0 | 0 | 0 | 0 | 0 | 0 | 0 | 0 | 0 | 0 | 0 | 0 | 0 | 0 | 0 | 0
Industrial Fuel Use for Energy Purposes before CCS and Methane Capture[biomass if,construction 41T43] | NoSettings | 0 | 0 | 0 | 0 | 0 | 0 | 0 | 0 | 0 | 0 | 0 | 0 | 0 | 0 | 0 | 0 | 0 | 0 | 0 | 0 | 0 | 0 | 0 | 0 | 0 | 0 | 0 | 0 | 0 | 0 | 0
Industrial Fuel Use for Energy Purposes before CCS and Methane Capture[petroleum diesel if,agriculture and forestry 01T03] | NoSettings | 24793600000000 | 24524800000000 | 24256000000000 | 23987200000000 | 23718400000000 | 23449700000000 | 23180900000000 | 22912100000000 | 22643300000000 | 22374600000000 | 22105800000000 | 21837000000000 | 21568200000000 | 21299400000000 | 21030700000000 | 20761900000000 | 20493100000000 | 20224300000000 | 19955600000000 | 19686800000000 | 19418000000000 | 19149200000000 | 18880400000000 | 18611700000000 | 18342900000000 | 18074100000000 | 17805300000000 | 17536500000000 | 17267800000000 | 16999000000000 | 16730200000000
Industrial Fuel Use for Energy Purposes before CCS and Methane Capture[petroleum diesel if,coal mining 05] | NoSettings | 0 | 0 | 0 | 0 | 0 | 0 | 0 | 0 | 0 | 0 | 0 | 0 | 0 | 0 | 0 | 0 | 0 | 0 | 0 | 0 | 0 | 0 | 0 | 0 | 0 | 0 | 0 | 0 | 0 | 0 | 0
Industrial Fuel Use for Energy Purposes before CCS and Methane Capture[petroleum diesel if,oil and gas extraction 06] | NoSettings | 1725150000000 | 1578370000000 | 1568900000000 | 1615160000000 | 1624370000000 | 1653060000000 | 1642040000000 | 1617230000000 | 1608380000000 | 1570260000000 | 1526540000000 | 1503080000000 | 1470810000000 | 1463180000000 | 1456880000000 | 1433400000000 | 1405620000000 | 1393170000000 | 1384520000000 | 1371820000000 | 1343170000000 | 1311900000000 | 1288770000000 | 1273630000000 | 1265210000000 | 1254970000000 | 1237670000000 | 1223930000000 | 1210190000000 | 1196450000000 | 1182710000000
Industrial Fuel Use for Energy Purposes before CCS and Methane Capture[petroleum diesel if,other mining and quarrying 07T08] | NoSettings | 0 | 0 | 0 | 0 | 0 | 0 | 0 | 0 | 0 | 0 | 0 | 0 | 0 | 0 | 0 | 0 | 0 | 0 | 0 | 0 | 0 | 0 | 0 | 0 | 0 | 0 | 0 | 0 | 0 | 0 | 0
Industrial Fuel Use for Energy Purposes before CCS and Methane Capture[petroleum diesel if,food beverage and tobacco 10T12] | NoSettings | 0 | 0 | 0 | 0 | 0 | 0 | 0 | 0 | 0 | 0 | 0 | 0 | 0 | 0 | 0 | 0 | 0 | 0 | 0 | 0 | 0 | 0 | 0 | 0 | 0 | 0 | 0 | 0 | 0 | 0 | 0
Industrial Fuel Use for Energy Purposes before CCS and Methane Capture[petroleum diesel if,textiles apparel and leather 13T15] | NoSettings | 0 | 0 | 0 | 0 | 0 | 0 | 0 | 0 | 0 | 0 | 0 | 0 | 0 | 0 | 0 | 0 | 0 | 0 | 0 | 0 | 0 | 0 | 0 | 0 | 0 | 0 | 0 | 0 | 0 | 0 | 0
Industrial Fuel Use for Energy Purposes before CCS and Methane Capture[petroleum diesel if,wood products 16] | NoSettings | 0 | 0 | 0 | 0 | 0 | 0 | 0 | 0 | 0 | 0 | 0 | 0 | 0 | 0 | 0 | 0 | 0 | 0 | 0 | 0 | 0 | 0 | 0 | 0 | 0 | 0 | 0 | 0 | 0 | 0 | 0
Industrial Fuel Use for Energy Purposes before CCS and Methane Capture[petroleum diesel if,pulp paper and printing 17T18] | NoSettings | 0 | 0 | 0 | 0 | 0 | 0 | 0 | 0 | 0 | 0 | 0 | 0 | 0 | 0 | 0 | 0 | 0 | 0 | 0 | 0 | 0 | 0 | 0 | 0 | 0 | 0 | 0 | 0 | 0 | 0 | 0
Industrial Fuel Use for Energy Purposes before CCS and Methane Capture[petroleum diesel if,refined petroleum and coke 19] | NoSettings | 82148400000 | 88070800000 | 82621200000 | 84412400000 | 83877800000 | 83226500000 | 81582700000 | 81265700000 | 78188700000 | 76626100000 | 75088300000 | 73987300000 | 72198200000 | 71936000000 | 69800000000 | 68598800000 | 69003700000 | 67289900000 | 66564100000 | 66536600000 | 66472000000 | 65682200000 | 65394100000 | 65244400000 | 65185800000 | 64856000000 | 64714300000 | 64528300000 | 64342200000 | 64156100000 | 63970100000
Industrial Fuel Use for Energy Purposes before CCS and Methane Capture[petroleum diesel if,chemicals 20] | NoSettings | 0 | 0 | 0 | 0 | 0 | 0 | 0 | 0 | 0 | 0 | 0 | 0 | 0 | 0 | 0 | 0 | 0 | 0 | 0 | 0 | 0 | 0 | 0 | 0 | 0 | 0 | 0 | 0 | 0 | 0 | 0
Industrial Fuel Use for Energy Purposes before CCS and Methane Capture[petroleum diesel if,rubber and plastic products 22] | NoSettings | 0 | 0 | 0 | 0 | 0 | 0 | 0 | 0 | 0 | 0 | 0 | 0 | 0 | 0 | 0 | 0 | 0 | 0 | 0 | 0 | 0 | 0 | 0 | 0 | 0 | 0 | 0 | 0 | 0 | 0 | 0
Industrial Fuel Use for Energy Purposes before CCS and Methane Capture[petroleum diesel if,glass and glass products 231] | NoSettings | 0 | 0 | 0 | 0 | 0 | 0 | 0 | 0 | 0 | 0 | 0 | 0 | 0 | 0 | 0 | 0 | 0 | 0 | 0 | 0 | 0 | 0 | 0 | 0 | 0 | 0 | 0 | 0 | 0 | 0 | 0
Industrial Fuel Use for Energy Purposes before CCS and Methane Capture[petroleum diesel if,cement and other nonmetallic minerals 239] | NoSettings | 1732270000000 | 1698400000000 | 1664530000000 | 1630660000000 | 1596790000000 | 1562920000000 | 1529050000000 | 1495180000000 | 1461310000000 | 1427440000000 | 1393570000000 | 1359700000000 | 1325830000000 | 1291960000000 | 1258090000000 | 1224220000000 | 1224220000000 | 1224220000000 | 1224220000000 | 1224220000000 | 1224220000000 | 1224220000000 | 1224220000000 | 1224220000000 | 1224220000000 | 1224220000000 | 1224220000000 | 1224220000000 | 1224220000000 | 1224220000000 | 1224220000000
Industrial Fuel Use for Energy Purposes before CCS and Methane Capture[petroleum diesel if,iron and steel 241] | NoSettings | 0 | 0 | 0 | 0 | 0 | 0 | 0 | 0 | 0 | 0 | 0 | 0 | 0 | 0 | 0 | 0 | 0 | 0 | 0 | 0 | 0 | 0 | 0 | 0 | 0 | 0 | 0 | 0 | 0 | 0 | 0
Industrial Fuel Use for Energy Purposes before CCS and Methane Capture[petroleum diesel if,other metals 242] | NoSettings | 0 | 0 | 0 | 0 | 0 | 0 | 0 | 0 | 0 | 0 | 0 | 0 | 0 | 0 | 0 | 0 | 0 | 0 | 0 | 0 | 0 | 0 | 0 | 0 | 0 | 0 | 0 | 0 | 0 | 0 | 0
Industrial Fuel Use for Energy Purposes before CCS and Methane Capture[petroleum diesel if,metal products except machinery and vehicles 25] | NoSettings | 0 | 0 | 0 | 0 | 0 | 0 | 0 | 0 | 0 | 0 | 0 | 0 | 0 | 0 | 0 | 0 | 0 | 0 | 0 | 0 | 0 | 0 | 0 | 0 | 0 | 0 | 0 | 0 | 0 | 0 | 0
Industrial Fuel Use for Energy Purposes before CCS and Methane Capture[petroleum diesel if,computers and electronics 26] | NoSettings | 0 | 0 | 0 | 0 | 0 | 0 | 0 | 0 | 0 | 0 | 0 | 0 | 0 | 0 | 0 | 0 | 0 | 0 | 0 | 0 | 0 | 0 | 0 | 0 | 0 | 0 | 0 | 0 | 0 | 0 | 0
Industrial Fuel Use for Energy Purposes before CCS and Methane Capture[petroleum diesel if,appliances and electrical equipment 27] | NoSettings | 0 | 0 | 0 | 0 | 0 | 0 | 0 | 0 | 0 | 0 | 0 | 0 | 0 | 0 | 0 | 0 | 0 | 0 | 0 | 0 | 0 | 0 | 0 | 0 | 0 | 0 | 0 | 0 | 0 | 0 | 0
Industrial Fuel Use for Energy Purposes before CCS and Methane Capture[petroleum diesel if,other machinery 28] | NoSettings | 0 | 0 | 0 | 0 | 0 | 0 | 0 | 0 | 0 | 0 | 0 | 0 | 0 | 0 | 0 | 0 | 0 | 0 | 0 | 0 | 0 | 0 | 0 | 0 | 0 | 0 | 0 | 0 | 0 | 0 | 0
Industrial Fuel Use for Energy Purposes before CCS and Methane Capture[petroleum diesel if,road vehicles 29] | NoSettings | 0 | 0 | 0 | 0 | 0 | 0 | 0 | 0 | 0 | 0 | 0 | 0 | 0 | 0 | 0 | 0 | 0 | 0 | 0 | 0 | 0 | 0 | 0 | 0 | 0 | 0 | 0 | 0 | 0 | 0 | 0
Industrial Fuel Use for Energy Purposes before CCS and Methane Capture[petroleum diesel if,nonroad vehicles 30] | NoSettings | 0 | 0 | 0 | 0 | 0 | 0 | 0 | 0 | 0 | 0 | 0 | 0 | 0 | 0 | 0 | 0 | 0 | 0 | 0 | 0 | 0 | 0 | 0 | 0 | 0 | 0 | 0 | 0 | 0 | 0 | 0
Industrial Fuel Use for Energy Purposes before CCS and Methane Capture[petroleum diesel if,other manufacturing 31T33] | NoSettings | 9762100000000 | 9166860000000 | 9482550000000 | 9850650000000 | 10027900000000 | 10280000000000 | 10433400000000 | 10528400000000 | 10608200000000 | 10702300000000 | 10844900000000 | 10972500000000 | 11081900000000 | 11245400000000 | 11371100000000 | 11438400000000 | 11480500000000 | 11571500000000 | 11672400000000 | 11786100000000 | 11864700000000 | 11993300000000 | 12184000000000 | 12439600000000 | 12648600000000 | 12785100000000 | 13024600000000 | 13229400000000 | 13434200000000 | 13639000000000 | 13843800000000
Industrial Fuel Use for Energy Purposes before CCS and Methane Capture[petroleum diesel if,energy pipelines and gas processing 352T353] | NoSettings | 0 | 0 | 0 | 0 | 0 | 0 | 0 | 0 | 0 | 0 | 0 | 0 | 0 | 0 | 0 | 0 | 0 | 0 | 0 | 0 | 0 | 0 | 0 | 0 | 0 | 0 | 0 | 0 | 0 | 0 | 0
Industrial Fuel Use for Energy Purposes before CCS and Methane Capture[petroleum diesel if,water and waste 36T39] | NoSettings | 0 | 0 | 0 | 0 | 0 | 0 | 0 | 0 | 0 | 0 | 0 | 0 | 0 | 0 | 0 | 0 | 0 | 0 | 0 | 0 | 0 | 0 | 0 | 0 | 0 | 0 | 0 | 0 | 0 | 0 | 0
Industrial Fuel Use for Energy Purposes before CCS and Methane Capture[petroleum diesel if,construction 41T43] | NoSettings | 29707700000000 | 27896300000000 | 28857000000000 | 29977200000000 | 30516500000000 | 31283700000000 | 31750500000000 | 32039800000000 | 32282600000000 | 32568900000000 | 33002700000000 | 33391000000000 | 33724000000000 | 34221700000000 | 34604200000000 | 34809100000000 | 34937000000000 | 35214000000000 | 35520900000000 | 35867000000000 | 36106400000000 | 36497600000000 | 37077900000000 | 37855700000000 | 38491800000000 | 38907100000000 | 39635900000000 | 40259200000000 | 40882500000000 | 41505800000000 | 42129100000000
Industrial Fuel Use for Energy Purposes before CCS and Methane Capture[heat if,agriculture and forestry 01T03] | NoSettings | 0 | 0 | 0 | 0 | 0 | 0 | 0 | 0 | 0 | 0 | 0 | 0 | 0 | 0 | 0 | 0 | 0 | 0 | 0 | 0 | 0 | 0 | 0 | 0 | 0 | 0 | 0 | 0 | 0 | 0 | 0
Industrial Fuel Use for Energy Purposes before CCS and Methane Capture[heat if,coal mining 05] | NoSettings | 0 | 0 | 0 | 0 | 0 | 0 | 0 | 0 | 0 | 0 | 0 | 0 | 0 | 0 | 0 | 0 | 0 | 0 | 0 | 0 | 0 | 0 | 0 | 0 | 0 | 0 | 0 | 0 | 0 | 0 | 0
Industrial Fuel Use for Energy Purposes before CCS and Methane Capture[heat if,oil and gas extraction 06] | NoSettings | 0 | 0 | 0 | 0 | 0 | 0 | 0 | 0 | 0 | 0 | 0 | 0 | 0 | 0 | 0 | 0 | 0 | 0 | 0 | 0 | 0 | 0 | 0 | 0 | 0 | 0 | 0 | 0 | 0 | 0 | 0
Industrial Fuel Use for Energy Purposes before CCS and Methane Capture[heat if,other mining and quarrying 07T08] | NoSettings | 0 | 0 | 0 | 0 | 0 | 0 | 0 | 0 | 0 | 0 | 0 | 0 | 0 | 0 | 0 | 0 | 0 | 0 | 0 | 0 | 0 | 0 | 0 | 0 | 0 | 0 | 0 | 0 | 0 | 0 | 0
Industrial Fuel Use for Energy Purposes before CCS and Methane Capture[heat if,food beverage and tobacco 10T12] | NoSettings | 0 | 0 | 0 | 0 | 0 | 0 | 0 | 0 | 0 | 0 | 0 | 0 | 0 | 0 | 0 | 0 | 0 | 0 | 0 | 0 | 0 | 0 | 0 | 0 | 0 | 0 | 0 | 0 | 0 | 0 | 0
Industrial Fuel Use for Energy Purposes before CCS and Methane Capture[heat if,textiles apparel and leather 13T15] | NoSettings | 0 | 0 | 0 | 0 | 0 | 0 | 0 | 0 | 0 | 0 | 0 | 0 | 0 | 0 | 0 | 0 | 0 | 0 | 0 | 0 | 0 | 0 | 0 | 0 | 0 | 0 | 0 | 0 | 0 | 0 | 0
Industrial Fuel Use for Energy Purposes before CCS and Methane Capture[heat if,wood products 16] | NoSettings | 0 | 0 | 0 | 0 | 0 | 0 | 0 | 0 | 0 | 0 | 0 | 0 | 0 | 0 | 0 | 0 | 0 | 0 | 0 | 0 | 0 | 0 | 0 | 0 | 0 | 0 | 0 | 0 | 0 | 0 | 0
Industrial Fuel Use for Energy Purposes before CCS and Methane Capture[heat if,pulp paper and printing 17T18] | NoSettings | 0 | 0 | 0 | 0 | 0 | 0 | 0 | 0 | 0 | 0 | 0 | 0 | 0 | 0 | 0 | 0 | 0 | 0 | 0 | 0 | 0 | 0 | 0 | 0 | 0 | 0 | 0 | 0 | 0 | 0 | 0
Industrial Fuel Use for Energy Purposes before CCS and Methane Capture[heat if,refined petroleum and coke 19] | NoSettings | 0 | 0 | 0 | 0 | 0 | 0 | 0 | 0 | 0 | 0 | 0 | 0 | 0 | 0 | 0 | 0 | 0 | 0 | 0 | 0 | 0 | 0 | 0 | 0 | 0 | 0 | 0 | 0 | 0 | 0 | 0
Industrial Fuel Use for Energy Purposes before CCS and Methane Capture[heat if,chemicals 20] | NoSettings | 0 | 0 | 0 | 0 | 0 | 0 | 0 | 0 | 0 | 0 | 0 | 0 | 0 | 0 | 0 | 0 | 0 | 0 | 0 | 0 | 0 | 0 | 0 | 0 | 0 | 0 | 0 | 0 | 0 | 0 | 0
Industrial Fuel Use for Energy Purposes before CCS and Methane Capture[heat if,rubber and plastic products 22] | NoSettings | 0 | 0 | 0 | 0 | 0 | 0 | 0 | 0 | 0 | 0 | 0 | 0 | 0 | 0 | 0 | 0 | 0 | 0 | 0 | 0 | 0 | 0 | 0 | 0 | 0 | 0 | 0 | 0 | 0 | 0 | 0
Industrial Fuel Use for Energy Purposes before CCS and Methane Capture[heat if,glass and glass products 231] | NoSettings | 0 | 0 | 0 | 0 | 0 | 0 | 0 | 0 | 0 | 0 | 0 | 0 | 0 | 0 | 0 | 0 | 0 | 0 | 0 | 0 | 0 | 0 | 0 | 0 | 0 | 0 | 0 | 0 | 0 | 0 | 0
Industrial Fuel Use for Energy Purposes before CCS and Methane Capture[heat if,cement and other nonmetallic minerals 239] | NoSettings | 0 | 0 | 0 | 0 | 0 | 0 | 0 | 0 | 0 | 0 | 0 | 0 | 0 | 0 | 0 | 0 | 0 | 0 | 0 | 0 | 0 | 0 | 0 | 0 | 0 | 0 | 0 | 0 | 0 | 0 | 0
Industrial Fuel Use for Energy Purposes before CCS and Methane Capture[heat if,iron and steel 241] | NoSettings | 0 | 0 | 0 | 0 | 0 | 0 | 0 | 0 | 0 | 0 | 0 | 0 | 0 | 0 | 0 | 0 | 0 | 0 | 0 | 0 | 0 | 0 | 0 | 0 | 0 | 0 | 0 | 0 | 0 | 0 | 0
Industrial Fuel Use for Energy Purposes before CCS and Methane Capture[heat if,other metals 242] | NoSettings | 0 | 0 | 0 | 0 | 0 | 0 | 0 | 0 | 0 | 0 | 0 | 0 | 0 | 0 | 0 | 0 | 0 | 0 | 0 | 0 | 0 | 0 | 0 | 0 | 0 | 0 | 0 | 0 | 0 | 0 | 0
Industrial Fuel Use for Energy Purposes before CCS and Methane Capture[heat if,metal products except machinery and vehicles 25] | NoSettings | 0 | 0 | 0 | 0 | 0 | 0 | 0 | 0 | 0 | 0 | 0 | 0 | 0 | 0 | 0 | 0 | 0 | 0 | 0 | 0 | 0 | 0 | 0 | 0 | 0 | 0 | 0 | 0 | 0 | 0 | 0
Industrial Fuel Use for Energy Purposes before CCS and Methane Capture[heat if,computers and electronics 26] | NoSettings | 0 | 0 | 0 | 0 | 0 | 0 | 0 | 0 | 0 | 0 | 0 | 0 | 0 | 0 | 0 | 0 | 0 | 0 | 0 | 0 | 0 | 0 | 0 | 0 | 0 | 0 | 0 | 0 | 0 | 0 | 0
Industrial Fuel Use for Energy Purposes before CCS and Methane Capture[heat if,appliances and electrical equipment 27] | NoSettings | 0 | 0 | 0 | 0 | 0 | 0 | 0 | 0 | 0 | 0 | 0 | 0 | 0 | 0 | 0 | 0 | 0 | 0 | 0 | 0 | 0 | 0 | 0 | 0 | 0 | 0 | 0 | 0 | 0 | 0 | 0
Industrial Fuel Use for Energy Purposes before CCS and Methane Capture[heat if,other machinery 28] | NoSettings | 0 | 0 | 0 | 0 | 0 | 0 | 0 | 0 | 0 | 0 | 0 | 0 | 0 | 0 | 0 | 0 | 0 | 0 | 0 | 0 | 0 | 0 | 0 | 0 | 0 | 0 | 0 | 0 | 0 | 0 | 0
Industrial Fuel Use for Energy Purposes before CCS and Methane Capture[heat if,road vehicles 29] | NoSettings | 0 | 0 | 0 | 0 | 0 | 0 | 0 | 0 | 0 | 0 | 0 | 0 | 0 | 0 | 0 | 0 | 0 | 0 | 0 | 0 | 0 | 0 | 0 | 0 | 0 | 0 | 0 | 0 | 0 | 0 | 0
Industrial Fuel Use for Energy Purposes before CCS and Methane Capture[heat if,nonroad vehicles 30] | NoSettings | 0 | 0 | 0 | 0 | 0 | 0 | 0 | 0 | 0 | 0 | 0 | 0 | 0 | 0 | 0 | 0 | 0 | 0 | 0 | 0 | 0 | 0 | 0 | 0 | 0 | 0 | 0 | 0 | 0 | 0 | 0
Industrial Fuel Use for Energy Purposes before CCS and Methane Capture[heat if,other manufacturing 31T33] | NoSettings | 0 | 0 | 0 | 0 | 0 | 0 | 0 | 0 | 0 | 0 | 0 | 0 | 0 | 0 | 0 | 0 | 0 | 0 | 0 | 0 | 0 | 0 | 0 | 0 | 0 | 0 | 0 | 0 | 0 | 0 | 0
Industrial Fuel Use for Energy Purposes before CCS and Methane Capture[heat if,energy pipelines and gas processing 352T353] | NoSettings | 0 | 0 | 0 | 0 | 0 | 0 | 0 | 0 | 0 | 0 | 0 | 0 | 0 | 0 | 0 | 0 | 0 | 0 | 0 | 0 | 0 | 0 | 0 | 0 | 0 | 0 | 0 | 0 | 0 | 0 | 0
Industrial Fuel Use for Energy Purposes before CCS and Methane Capture[heat if,water and waste 36T39] | NoSettings | 0 | 0 | 0 | 0 | 0 | 0 | 0 | 0 | 0 | 0 | 0 | 0 | 0 | 0 | 0 | 0 | 0 | 0 | 0 | 0 | 0 | 0 | 0 | 0 | 0 | 0 | 0 | 0 | 0 | 0 | 0
Industrial Fuel Use for Energy Purposes before CCS and Methane Capture[heat if,construction 41T43] | NoSettings | 0 | 0 | 0 | 0 | 0 | 0 | 0 | 0 | 0 | 0 | 0 | 0 | 0 | 0 | 0 | 0 | 0 | 0 | 0 | 0 | 0 | 0 | 0 | 0 | 0 | 0 | 0 | 0 | 0 | 0 | 0
Industrial Fuel Use for Energy Purposes before CCS and Methane Capture[crude oil if,agriculture and forestry 01T03] | NoSettings | 0 | 0 | 0 | 0 | 0 | 0 | 0 | 0 | 0 | 0 | 0 | 0 | 0 | 0 | 0 | 0 | 0 | 0 | 0 | 0 | 0 | 0 | 0 | 0 | 0 | 0 | 0 | 0 | 0 | 0 | 0
Industrial Fuel Use for Energy Purposes before CCS and Methane Capture[crude oil if,coal mining 05] | NoSettings | 0 | 0 | 0 | 0 | 0 | 0 | 0 | 0 | 0 | 0 | 0 | 0 | 0 | 0 | 0 | 0 | 0 | 0 | 0 | 0 | 0 | 0 | 0 | 0 | 0 | 0 | 0 | 0 | 0 | 0 | 0
Industrial Fuel Use for Energy Purposes before CCS and Methane Capture[crude oil if,oil and gas extraction 06] | NoSettings | 0 | 0 | 0 | 0 | 0 | 0 | 0 | 0 | 0 | 0 | 0 | 0 | 0 | 0 | 0 | 0 | 0 | 0 | 0 | 0 | 0 | 0 | 0 | 0 | 0 | 0 | 0 | 0 | 0 | 0 | 0
Industrial Fuel Use for Energy Purposes before CCS and Methane Capture[crude oil if,other mining and quarrying 07T08] | NoSettings | 0 | 0 | 0 | 0 | 0 | 0 | 0 | 0 | 0 | 0 | 0 | 0 | 0 | 0 | 0 | 0 | 0 | 0 | 0 | 0 | 0 | 0 | 0 | 0 | 0 | 0 | 0 | 0 | 0 | 0 | 0
Industrial Fuel Use for Energy Purposes before CCS and Methane Capture[crude oil if,food beverage and tobacco 10T12] | NoSettings | 0 | 0 | 0 | 0 | 0 | 0 | 0 | 0 | 0 | 0 | 0 | 0 | 0 | 0 | 0 | 0 | 0 | 0 | 0 | 0 | 0 | 0 | 0 | 0 | 0 | 0 | 0 | 0 | 0 | 0 | 0
Industrial Fuel Use for Energy Purposes before CCS and Methane Capture[crude oil if,textiles apparel and leather 13T15] | NoSettings | 0 | 0 | 0 | 0 | 0 | 0 | 0 | 0 | 0 | 0 | 0 | 0 | 0 | 0 | 0 | 0 | 0 | 0 | 0 | 0 | 0 | 0 | 0 | 0 | 0 | 0 | 0 | 0 | 0 | 0 | 0
Industrial Fuel Use for Energy Purposes before CCS and Methane Capture[crude oil if,wood products 16] | NoSettings | 0 | 0 | 0 | 0 | 0 | 0 | 0 | 0 | 0 | 0 | 0 | 0 | 0 | 0 | 0 | 0 | 0 | 0 | 0 | 0 | 0 | 0 | 0 | 0 | 0 | 0 | 0 | 0 | 0 | 0 | 0
Industrial Fuel Use for Energy Purposes before CCS and Methane Capture[crude oil if,pulp paper and printing 17T18] | NoSettings | 0 | 0 | 0 | 0 | 0 | 0 | 0 | 0 | 0 | 0 | 0 | 0 | 0 | 0 | 0 | 0 | 0 | 0 | 0 | 0 | 0 | 0 | 0 | 0 | 0 | 0 | 0 | 0 | 0 | 0 | 0
Industrial Fuel Use for Energy Purposes before CCS and Methane Capture[crude oil if,refined petroleum and coke 19] | NoSettings | 329908000000000 | 419771000000000 | 419771000000000 | 419771000000000 | 419771000000000 | 419771000000000 | 419771000000000 | 419771000000000 | 419771000000000 | 419771000000000 | 419771000000000 | 419771000000000 | 419771000000000 | 419771000000000 | 419771000000000 | 419771000000000 | 419771000000000 | 419771000000000 | 419771000000000 | 419771000000000 | 419771000000000 | 419771000000000 | 419771000000000 | 419771000000000 | 419771000000000 | 419771000000000 | 419771000000000 | 419771000000000 | 419771000000000 | 419771000000000 | 419771000000000
Industrial Fuel Use for Energy Purposes before CCS and Methane Capture[crude oil if,chemicals 20] | NoSettings | 0 | 0 | 0 | 0 | 0 | 0 | 0 | 0 | 0 | 0 | 0 | 0 | 0 | 0 | 0 | 0 | 0 | 0 | 0 | 0 | 0 | 0 | 0 | 0 | 0 | 0 | 0 | 0 | 0 | 0 | 0
Industrial Fuel Use for Energy Purposes before CCS and Methane Capture[crude oil if,rubber and plastic products 22] | NoSettings | 0 | 0 | 0 | 0 | 0 | 0 | 0 | 0 | 0 | 0 | 0 | 0 | 0 | 0 | 0 | 0 | 0 | 0 | 0 | 0 | 0 | 0 | 0 | 0 | 0 | 0 | 0 | 0 | 0 | 0 | 0
Industrial Fuel Use for Energy Purposes before CCS and Methane Capture[crude oil if,glass and glass products 231] | NoSettings | 0 | 0 | 0 | 0 | 0 | 0 | 0 | 0 | 0 | 0 | 0 | 0 | 0 | 0 | 0 | 0 | 0 | 0 | 0 | 0 | 0 | 0 | 0 | 0 | 0 | 0 | 0 | 0 | 0 | 0 | 0
Industrial Fuel Use for Energy Purposes before CCS and Methane Capture[crude oil if,cement and other nonmetallic minerals 239] | NoSettings | 0 | 0 | 0 | 0 | 0 | 0 | 0 | 0 | 0 | 0 | 0 | 0 | 0 | 0 | 0 | 0 | 0 | 0 | 0 | 0 | 0 | 0 | 0 | 0 | 0 | 0 | 0 | 0 | 0 | 0 | 0
Industrial Fuel Use for Energy Purposes before CCS and Methane Capture[crude oil if,iron and steel 241] | NoSettings | 0 | 0 | 0 | 0 | 0 | 0 | 0 | 0 | 0 | 0 | 0 | 0 | 0 | 0 | 0 | 0 | 0 | 0 | 0 | 0 | 0 | 0 | 0 | 0 | 0 | 0 | 0 | 0 | 0 | 0 | 0
Industrial Fuel Use for Energy Purposes before CCS and Methane Capture[crude oil if,other metals 242] | NoSettings | 0 | 0 | 0 | 0 | 0 | 0 | 0 | 0 | 0 | 0 | 0 | 0 | 0 | 0 | 0 | 0 | 0 | 0 | 0 | 0 | 0 | 0 | 0 | 0 | 0 | 0 | 0 | 0 | 0 | 0 | 0
Industrial Fuel Use for Energy Purposes before CCS and Methane Capture[crude oil if,metal products except machinery and vehicles 25] | NoSettings | 0 | 0 | 0 | 0 | 0 | 0 | 0 | 0 | 0 | 0 | 0 | 0 | 0 | 0 | 0 | 0 | 0 | 0 | 0 | 0 | 0 | 0 | 0 | 0 | 0 | 0 | 0 | 0 | 0 | 0 | 0
Industrial Fuel Use for Energy Purposes before CCS and Methane Capture[crude oil if,computers and electronics 26] | NoSettings | 0 | 0 | 0 | 0 | 0 | 0 | 0 | 0 | 0 | 0 | 0 | 0 | 0 | 0 | 0 | 0 | 0 | 0 | 0 | 0 | 0 | 0 | 0 | 0 | 0 | 0 | 0 | 0 | 0 | 0 | 0
Industrial Fuel Use for Energy Purposes before CCS and Methane Capture[crude oil if,appliances and electrical equipment 27] | NoSettings | 0 | 0 | 0 | 0 | 0 | 0 | 0 | 0 | 0 | 0 | 0 | 0 | 0 | 0 | 0 | 0 | 0 | 0 | 0 | 0 | 0 | 0 | 0 | 0 | 0 | 0 | 0 | 0 | 0 | 0 | 0
Industrial Fuel Use for Energy Purposes before CCS and Methane Capture[crude oil if,other machinery 28] | NoSettings | 0 | 0 | 0 | 0 | 0 | 0 | 0 | 0 | 0 | 0 | 0 | 0 | 0 | 0 | 0 | 0 | 0 | 0 | 0 | 0 | 0 | 0 | 0 | 0 | 0 | 0 | 0 | 0 | 0 | 0 | 0
Industrial Fuel Use for Energy Purposes before CCS and Methane Capture[crude oil if,road vehicles 29] | NoSettings | 0 | 0 | 0 | 0 | 0 | 0 | 0 | 0 | 0 | 0 | 0 | 0 | 0 | 0 | 0 | 0 | 0 | 0 | 0 | 0 | 0 | 0 | 0 | 0 | 0 | 0 | 0 | 0 | 0 | 0 | 0
Industrial Fuel Use for Energy Purposes before CCS and Methane Capture[crude oil if,nonroad vehicles 30] | NoSettings | 0 | 0 | 0 | 0 | 0 | 0 | 0 | 0 | 0 | 0 | 0 | 0 | 0 | 0 | 0 | 0 | 0 | 0 | 0 | 0 | 0 | 0 | 0 | 0 | 0 | 0 | 0 | 0 | 0 | 0 | 0
Industrial Fuel Use for Energy Purposes before CCS and Methane Capture[crude oil if,other manufacturing 31T33] | NoSettings | 0 | 0 | 0 | 0 | 0 | 0 | 0 | 0 | 0 | 0 | 0 | 0 | 0 | 0 | 0 | 0 | 0 | 0 | 0 | 0 | 0 | 0 | 0 | 0 | 0 | 0 | 0 | 0 | 0 | 0 | 0
Industrial Fuel Use for Energy Purposes before CCS and Methane Capture[crude oil if,energy pipelines and gas processing 352T353] | NoSettings | 0 | 0 | 0 | 0 | 0 | 0 | 0 | 0 | 0 | 0 | 0 | 0 | 0 | 0 | 0 | 0 | 0 | 0 | 0 | 0 | 0 | 0 | 0 | 0 | 0 | 0 | 0 | 0 | 0 | 0 | 0
Industrial Fuel Use for Energy Purposes before CCS and Methane Capture[crude oil if,water and waste 36T39] | NoSettings | 0 | 0 | 0 | 0 | 0 | 0 | 0 | 0 | 0 | 0 | 0 | 0 | 0 | 0 | 0 | 0 | 0 | 0 | 0 | 0 | 0 | 0 | 0 | 0 | 0 | 0 | 0 | 0 | 0 | 0 | 0
Industrial Fuel Use for Energy Purposes before CCS and Methane Capture[crude oil if,construction 41T43] | NoSettings | 0 | 0 | 0 | 0 | 0 | 0 | 0 | 0 | 0 | 0 | 0 | 0 | 0 | 0 | 0 | 0 | 0 | 0 | 0 | 0 | 0 | 0 | 0 | 0 | 0 | 0 | 0 | 0 | 0 | 0 | 0
Industrial Fuel Use for Energy Purposes before CCS and Methane Capture[heavy or residual fuel oil if,agriculture and forestry 01T03] | NoSettings | 0 | 0 | 0 | 0 | 0 | 0 | 0 | 0 | 0 | 0 | 0 | 0 | 0 | 0 | 0 | 0 | 0 | 0 | 0 | 0 | 0 | 0 | 0 | 0 | 0 | 0 | 0 | 0 | 0 | 0 | 0
Industrial Fuel Use for Energy Purposes before CCS and Methane Capture[heavy or residual fuel oil if,coal mining 05] | NoSettings | 0 | 0 | 0 | 0 | 0 | 0 | 0 | 0 | 0 | 0 | 0 | 0 | 0 | 0 | 0 | 0 | 0 | 0 | 0 | 0 | 0 | 0 | 0 | 0 | 0 | 0 | 0 | 0 | 0 | 0 | 0
Industrial Fuel Use for Energy Purposes before CCS and Methane Capture[heavy or residual fuel oil if,oil and gas extraction 06] | NoSettings | 0 | 0 | 0 | 0 | 0 | 0 | 0 | 0 | 0 | 0 | 0 | 0 | 0 | 0 | 0 | 0 | 0 | 0 | 0 | 0 | 0 | 0 | 0 | 0 | 0 | 0 | 0 | 0 | 0 | 0 | 0
Industrial Fuel Use for Energy Purposes before CCS and Methane Capture[heavy or residual fuel oil if,other mining and quarrying 07T08] | NoSettings | 0 | 0 | 0 | 0 | 0 | 0 | 0 | 0 | 0 | 0 | 0 | 0 | 0 | 0 | 0 | 0 | 0 | 0 | 0 | 0 | 0 | 0 | 0 | 0 | 0 | 0 | 0 | 0 | 0 | 0 | 0
Industrial Fuel Use for Energy Purposes before CCS and Methane Capture[heavy or residual fuel oil if,food beverage and tobacco 10T12] | NoSettings | 0 | 0 | 0 | 0 | 0 | 0 | 0 | 0 | 0 | 0 | 0 | 0 | 0 | 0 | 0 | 0 | 0 | 0 | 0 | 0 | 0 | 0 | 0 | 0 | 0 | 0 | 0 | 0 | 0 | 0 | 0
Industrial Fuel Use for Energy Purposes before CCS and Methane Capture[heavy or residual fuel oil if,textiles apparel and leather 13T15] | NoSettings | 0 | 0 | 0 | 0 | 0 | 0 | 0 | 0 | 0 | 0 | 0 | 0 | 0 | 0 | 0 | 0 | 0 | 0 | 0 | 0 | 0 | 0 | 0 | 0 | 0 | 0 | 0 | 0 | 0 | 0 | 0
Industrial Fuel Use for Energy Purposes before CCS and Methane Capture[heavy or residual fuel oil if,wood products 16] | NoSettings | 0 | 0 | 0 | 0 | 0 | 0 | 0 | 0 | 0 | 0 | 0 | 0 | 0 | 0 | 0 | 0 | 0 | 0 | 0 | 0 | 0 | 0 | 0 | 0 | 0 | 0 | 0 | 0 | 0 | 0 | 0
Industrial Fuel Use for Energy Purposes before CCS and Methane Capture[heavy or residual fuel oil if,pulp paper and printing 17T18] | NoSettings | 0 | 0 | 0 | 0 | 0 | 0 | 0 | 0 | 0 | 0 | 0 | 0 | 0 | 0 | 0 | 0 | 0 | 0 | 0 | 0 | 0 | 0 | 0 | 0 | 0 | 0 | 0 | 0 | 0 | 0 | 0
Industrial Fuel Use for Energy Purposes before CCS and Methane Capture[heavy or residual fuel oil if,refined petroleum and coke 19] | NoSettings | 2858100000000 | 3064150000000 | 2874550000000 | 2936870000000 | 2918270000000 | 2895610000000 | 2838420000000 | 2827390000000 | 2720330000000 | 2665970000000 | 2612460000000 | 2574160000000 | 2511910000000 | 2502790000000 | 2428480000000 | 2386680000000 | 2400770000000 | 2341140000000 | 2315890000000 | 2314940000000 | 2312690000000 | 2285210000000 | 2275180000000 | 2269980000000 | 2267940000000 | 2256460000000 | 2251540000000 | 2245060000000 | 2238590000000 | 2232110000000 | 2225640000000
Industrial Fuel Use for Energy Purposes before CCS and Methane Capture[heavy or residual fuel oil if,chemicals 20] | NoSettings | 0 | 0 | 0 | 0 | 0 | 0 | 0 | 0 | 0 | 0 | 0 | 0 | 0 | 0 | 0 | 0 | 0 | 0 | 0 | 0 | 0 | 0 | 0 | 0 | 0 | 0 | 0 | 0 | 0 | 0 | 0
Industrial Fuel Use for Energy Purposes before CCS and Methane Capture[heavy or residual fuel oil if,rubber and plastic products 22] | NoSettings | 0 | 0 | 0 | 0 | 0 | 0 | 0 | 0 | 0 | 0 | 0 | 0 | 0 | 0 | 0 | 0 | 0 | 0 | 0 | 0 | 0 | 0 | 0 | 0 | 0 | 0 | 0 | 0 | 0 | 0 | 0
Industrial Fuel Use for Energy Purposes before CCS and Methane Capture[heavy or residual fuel oil if,glass and glass products 231] | NoSettings | 0 | 0 | 0 | 0 | 0 | 0 | 0 | 0 | 0 | 0 | 0 | 0 | 0 | 0 | 0 | 0 | 0 | 0 | 0 | 0 | 0 | 0 | 0 | 0 | 0 | 0 | 0 | 0 | 0 | 0 | 0
Industrial Fuel Use for Energy Purposes before CCS and Methane Capture[heavy or residual fuel oil if,cement and other nonmetallic minerals 239] | NoSettings | 0 | 0 | 0 | 0 | 0 | 0 | 0 | 0 | 0 | 0 | 0 | 0 | 0 | 0 | 0 | 0 | 0 | 0 | 0 | 0 | 0 | 0 | 0 | 0 | 0 | 0 | 0 | 0 | 0 | 0 | 0
Industrial Fuel Use for Energy Purposes before CCS and Methane Capture[heavy or residual fuel oil if,iron and steel 241] | NoSettings | 0 | 0 | 0 | 0 | 0 | 0 | 0 | 0 | 0 | 0 | 0 | 0 | 0 | 0 | 0 | 0 | 0 | 0 | 0 | 0 | 0 | 0 | 0 | 0 | 0 | 0 | 0 | 0 | 0 | 0 | 0
Industrial Fuel Use for Energy Purposes before CCS and Methane Capture[heavy or residual fuel oil if,other metals 242] | NoSettings | 0 | 0 | 0 | 0 | 0 | 0 | 0 | 0 | 0 | 0 | 0 | 0 | 0 | 0 | 0 | 0 | 0 | 0 | 0 | 0 | 0 | 0 | 0 | 0 | 0 | 0 | 0 | 0 | 0 | 0 | 0
Industrial Fuel Use for Energy Purposes before CCS and Methane Capture[heavy or residual fuel oil if,metal products except machinery and vehicles 25] | NoSettings | 0 | 0 | 0 | 0 | 0 | 0 | 0 | 0 | 0 | 0 | 0 | 0 | 0 | 0 | 0 | 0 | 0 | 0 | 0 | 0 | 0 | 0 | 0 | 0 | 0 | 0 | 0 | 0 | 0 | 0 | 0
Industrial Fuel Use for Energy Purposes before CCS and Methane Capture[heavy or residual fuel oil if,computers and electronics 26] | NoSettings | 0 | 0 | 0 | 0 | 0 | 0 | 0 | 0 | 0 | 0 | 0 | 0 | 0 | 0 | 0 | 0 | 0 | 0 | 0 | 0 | 0 | 0 | 0 | 0 | 0 | 0 | 0 | 0 | 0 | 0 | 0
Industrial Fuel Use for Energy Purposes before CCS and Methane Capture[heavy or residual fuel oil if,appliances and electrical equipment 27] | NoSettings | 0 | 0 | 0 | 0 | 0 | 0 | 0 | 0 | 0 | 0 | 0 | 0 | 0 | 0 | 0 | 0 | 0 | 0 | 0 | 0 | 0 | 0 | 0 | 0 | 0 | 0 | 0 | 0 | 0 | 0 | 0
Industrial Fuel Use for Energy Purposes before CCS and Methane Capture[heavy or residual fuel oil if,other machinery 28] | NoSettings | 0 | 0 | 0 | 0 | 0 | 0 | 0 | 0 | 0 | 0 | 0 | 0 | 0 | 0 | 0 | 0 | 0 | 0 | 0 | 0 | 0 | 0 | 0 | 0 | 0 | 0 | 0 | 0 | 0 | 0 | 0
Industrial Fuel Use for Energy Purposes before CCS and Methane Capture[heavy or residual fuel oil if,road vehicles 29] | NoSettings | 0 | 0 | 0 | 0 | 0 | 0 | 0 | 0 | 0 | 0 | 0 | 0 | 0 | 0 | 0 | 0 | 0 | 0 | 0 | 0 | 0 | 0 | 0 | 0 | 0 | 0 | 0 | 0 | 0 | 0 | 0
Industrial Fuel Use for Energy Purposes before CCS and Methane Capture[heavy or residual fuel oil if,nonroad vehicles 30] | NoSettings | 0 | 0 | 0 | 0 | 0 | 0 | 0 | 0 | 0 | 0 | 0 | 0 | 0 | 0 | 0 | 0 | 0 | 0 | 0 | 0 | 0 | 0 | 0 | 0 | 0 | 0 | 0 | 0 | 0 | 0 | 0
Industrial Fuel Use for Energy Purposes before CCS and Methane Capture[heavy or residual fuel oil if,other manufacturing 31T33] | NoSettings | 57944000000 | 54410800000 | 56284700000 | 58469600000 | 59521600000 | 61018000000 | 61928400000 | 62492700000 | 62966200000 | 63524700000 | 64370800000 | 65128200000 | 65777600000 | 66748400000 | 67494500000 | 67894000000 | 68143500000 | 68683900000 | 69282500000 | 69957600000 | 70424500000 | 71187400000 | 72319400000 | 73836400000 | 75077100000 | 75887200000 | 77308700000 | 78524400000 | 79740100000 | 80955900000 | 82171600000
Industrial Fuel Use for Energy Purposes before CCS and Methane Capture[heavy or residual fuel oil if,energy pipelines and gas processing 352T353] | NoSettings | 0 | 0 | 0 | 0 | 0 | 0 | 0 | 0 | 0 | 0 | 0 | 0 | 0 | 0 | 0 | 0 | 0 | 0 | 0 | 0 | 0 | 0 | 0 | 0 | 0 | 0 | 0 | 0 | 0 | 0 | 0
Industrial Fuel Use for Energy Purposes before CCS and Methane Capture[heavy or residual fuel oil if,water and waste 36T39] | NoSettings | 0 | 0 | 0 | 0 | 0 | 0 | 0 | 0 | 0 | 0 | 0 | 0 | 0 | 0 | 0 | 0 | 0 | 0 | 0 | 0 | 0 | 0 | 0 | 0 | 0 | 0 | 0 | 0 | 0 | 0 | 0
Industrial Fuel Use for Energy Purposes before CCS and Methane Capture[heavy or residual fuel oil if,construction 41T43] | NoSettings | 0 | 0 | 0 | 0 | 0 | 0 | 0 | 0 | 0 | 0 | 0 | 0 | 0 | 0 | 0 | 0 | 0 | 0 | 0 | 0 | 0 | 0 | 0 | 0 | 0 | 0 | 0 | 0 | 0 | 0 | 0
Industrial Fuel Use for Energy Purposes before CCS and Methane Capture[LPG propane or butane if,agriculture and forestry 01T03] | NoSettings | 0 | 0 | 0 | 0 | 0 | 0 | 0 | 0 | 0 | 0 | 0 | 0 | 0 | 0 | 0 | 0 | 0 | 0 | 0 | 0 | 0 | 0 | 0 | 0 | 0 | 0 | 0 | 0 | 0 | 0 | 0
Industrial Fuel Use for Energy Purposes before CCS and Methane Capture[LPG propane or butane if,coal mining 05] | NoSettings | 0 | 0 | 0 | 0 | 0 | 0 | 0 | 0 | 0 | 0 | 0 | 0 | 0 | 0 | 0 | 0 | 0 | 0 | 0 | 0 | 0 | 0 | 0 | 0 | 0 | 0 | 0 | 0 | 0 | 0 | 0
Industrial Fuel Use for Energy Purposes before CCS and Methane Capture[LPG propane or butane if,oil and gas extraction 06] | NoSettings | 0 | 0 | 0 | 0 | 0 | 0 | 0 | 0 | 0 | 0 | 0 | 0 | 0 | 0 | 0 | 0 | 0 | 0 | 0 | 0 | 0 | 0 | 0 | 0 | 0 | 0 | 0 | 0 | 0 | 0 | 0
Industrial Fuel Use for Energy Purposes before CCS and Methane Capture[LPG propane or butane if,other mining and quarrying 07T08] | NoSettings | 0 | 0 | 0 | 0 | 0 | 0 | 0 | 0 | 0 | 0 | 0 | 0 | 0 | 0 | 0 | 0 | 0 | 0 | 0 | 0 | 0 | 0 | 0 | 0 | 0 | 0 | 0 | 0 | 0 | 0 | 0
Industrial Fuel Use for Energy Purposes before CCS and Methane Capture[LPG propane or butane if,food beverage and tobacco 10T12] | NoSettings | 0 | 0 | 0 | 0 | 0 | 0 | 0 | 0 | 0 | 0 | 0 | 0 | 0 | 0 | 0 | 0 | 0 | 0 | 0 | 0 | 0 | 0 | 0 | 0 | 0 | 0 | 0 | 0 | 0 | 0 | 0
Industrial Fuel Use for Energy Purposes before CCS and Methane Capture[LPG propane or butane if,textiles apparel and leather 13T15] | NoSettings | 0 | 0 | 0 | 0 | 0 | 0 | 0 | 0 | 0 | 0 | 0 | 0 | 0 | 0 | 0 | 0 | 0 | 0 | 0 | 0 | 0 | 0 | 0 | 0 | 0 | 0 | 0 | 0 | 0 | 0 | 0
Industrial Fuel Use for Energy Purposes before CCS and Methane Capture[LPG propane or butane if,wood products 16] | NoSettings | 0 | 0 | 0 | 0 | 0 | 0 | 0 | 0 | 0 | 0 | 0 | 0 | 0 | 0 | 0 | 0 | 0 | 0 | 0 | 0 | 0 | 0 | 0 | 0 | 0 | 0 | 0 | 0 | 0 | 0 | 0
Industrial Fuel Use for Energy Purposes before CCS and Methane Capture[LPG propane or butane if,pulp paper and printing 17T18] | NoSettings | 0 | 0 | 0 | 0 | 0 | 0 | 0 | 0 | 0 | 0 | 0 | 0 | 0 | 0 | 0 | 0 | 0 | 0 | 0 | 0 | 0 | 0 | 0 | 0 | 0 | 0 | 0 | 0 | 0 | 0 | 0
Industrial Fuel Use for Energy Purposes before CCS and Methane Capture[LPG propane or butane if,refined petroleum and coke 19] | NoSettings | 35652500000 | 38222800000 | 35857700000 | 36635100000 | 36403100000 | 36120400000 | 35407000000 | 35269400000 | 33934000000 | 33255800000 | 32588400000 | 32110600000 | 31334100000 | 31220300000 | 30293300000 | 29772000000 | 29947700000 | 29203900000 | 28888900000 | 28877000000 | 28848900000 | 28506100000 | 28381100000 | 28316200000 | 28290700000 | 28147600000 | 28086100000 | 28005300000 | 27924600000 | 27843800000 | 27763100000
Industrial Fuel Use for Energy Purposes before CCS and Methane Capture[LPG propane or butane if,chemicals 20] | NoSettings | 0 | 0 | 0 | 0 | 0 | 0 | 0 | 0 | 0 | 0 | 0 | 0 | 0 | 0 | 0 | 0 | 0 | 0 | 0 | 0 | 0 | 0 | 0 | 0 | 0 | 0 | 0 | 0 | 0 | 0 | 0
Industrial Fuel Use for Energy Purposes before CCS and Methane Capture[LPG propane or butane if,rubber and plastic products 22] | NoSettings | 0 | 0 | 0 | 0 | 0 | 0 | 0 | 0 | 0 | 0 | 0 | 0 | 0 | 0 | 0 | 0 | 0 | 0 | 0 | 0 | 0 | 0 | 0 | 0 | 0 | 0 | 0 | 0 | 0 | 0 | 0
Industrial Fuel Use for Energy Purposes before CCS and Methane Capture[LPG propane or butane if,glass and glass products 231] | NoSettings | 0 | 0 | 0 | 0 | 0 | 0 | 0 | 0 | 0 | 0 | 0 | 0 | 0 | 0 | 0 | 0 | 0 | 0 | 0 | 0 | 0 | 0 | 0 | 0 | 0 | 0 | 0 | 0 | 0 | 0 | 0
Industrial Fuel Use for Energy Purposes before CCS and Methane Capture[LPG propane or butane if,cement and other nonmetallic minerals 239] | NoSettings | 491459000 | 481214000 | 470970000 | 460726000 | 450481000 | 440237000 | 429992000 | 419748000 | 409504000 | 399259000 | 389015000 | 378770000 | 368526000 | 358282000 | 348037000 | 337793000 | 337793000 | 337793000 | 337793000 | 337793000 | 337793000 | 337793000 | 337793000 | 337793000 | 337793000 | 337793000 | 337793000 | 337793000 | 337793000 | 337793000 | 337793000
Industrial Fuel Use for Energy Purposes before CCS and Methane Capture[LPG propane or butane if,iron and steel 241] | NoSettings | 0 | 0 | 0 | 0 | 0 | 0 | 0 | 0 | 0 | 0 | 0 | 0 | 0 | 0 | 0 | 0 | 0 | 0 | 0 | 0 | 0 | 0 | 0 | 0 | 0 | 0 | 0 | 0 | 0 | 0 | 0
Industrial Fuel Use for Energy Purposes before CCS and Methane Capture[LPG propane or butane if,other metals 242] | NoSettings | 0 | 0 | 0 | 0 | 0 | 0 | 0 | 0 | 0 | 0 | 0 | 0 | 0 | 0 | 0 | 0 | 0 | 0 | 0 | 0 | 0 | 0 | 0 | 0 | 0 | 0 | 0 | 0 | 0 | 0 | 0
Industrial Fuel Use for Energy Purposes before CCS and Methane Capture[LPG propane or butane if,metal products except machinery and vehicles 25] | NoSettings | 0 | 0 | 0 | 0 | 0 | 0 | 0 | 0 | 0 | 0 | 0 | 0 | 0 | 0 | 0 | 0 | 0 | 0 | 0 | 0 | 0 | 0 | 0 | 0 | 0 | 0 | 0 | 0 | 0 | 0 | 0
Industrial Fuel Use for Energy Purposes before CCS and Methane Capture[LPG propane or butane if,computers and electronics 26] | NoSettings | 0 | 0 | 0 | 0 | 0 | 0 | 0 | 0 | 0 | 0 | 0 | 0 | 0 | 0 | 0 | 0 | 0 | 0 | 0 | 0 | 0 | 0 | 0 | 0 | 0 | 0 | 0 | 0 | 0 | 0 | 0
Industrial Fuel Use for Energy Purposes before CCS and Methane Capture[LPG propane or butane if,appliances and electrical equipment 27] | NoSettings | 0 | 0 | 0 | 0 | 0 | 0 | 0 | 0 | 0 | 0 | 0 | 0 | 0 | 0 | 0 | 0 | 0 | 0 | 0 | 0 | 0 | 0 | 0 | 0 | 0 | 0 | 0 | 0 | 0 | 0 | 0
Industrial Fuel Use for Energy Purposes before CCS and Methane Capture[LPG propane or butane if,other machinery 28] | NoSettings | 0 | 0 | 0 | 0 | 0 | 0 | 0 | 0 | 0 | 0 | 0 | 0 | 0 | 0 | 0 | 0 | 0 | 0 | 0 | 0 | 0 | 0 | 0 | 0 | 0 | 0 | 0 | 0 | 0 | 0 | 0
Industrial Fuel Use for Energy Purposes before CCS and Methane Capture[LPG propane or butane if,road vehicles 29] | NoSettings | 0 | 0 | 0 | 0 | 0 | 0 | 0 | 0 | 0 | 0 | 0 | 0 | 0 | 0 | 0 | 0 | 0 | 0 | 0 | 0 | 0 | 0 | 0 | 0 | 0 | 0 | 0 | 0 | 0 | 0 | 0
Industrial Fuel Use for Energy Purposes before CCS and Methane Capture[LPG propane or butane if,nonroad vehicles 30] | NoSettings | 0 | 0 | 0 | 0 | 0 | 0 | 0 | 0 | 0 | 0 | 0 | 0 | 0 | 0 | 0 | 0 | 0 | 0 | 0 | 0 | 0 | 0 | 0 | 0 | 0 | 0 | 0 | 0 | 0 | 0 | 0
Industrial Fuel Use for Energy Purposes before CCS and Methane Capture[LPG propane or butane if,other manufacturing 31T33] | NoSettings | 19249400000000 | 19063400000000 | 18185100000000 | 18891000000000 | 19230900000000 | 19714400000000 | 20008600000000 | 20190900000000 | 20343900000000 | 20524300000000 | 20797700000000 | 21042400000000 | 21252200000000 | 21565900000000 | 21806900000000 | 21936000000000 | 22016600000000 | 22191200000000 | 22384600000000 | 22602700000000 | 22753600000000 | 23000100000000 | 23365800000000 | 23855900000000 | 24256800000000 | 24518500000000 | 24977800000000 | 25370600000000 | 25763400000000 | 26156200000000 | 26549000000000
Industrial Fuel Use for Energy Purposes before CCS and Methane Capture[LPG propane or butane if,energy pipelines and gas processing 352T353] | NoSettings | 0 | 0 | 0 | 0 | 0 | 0 | 0 | 0 | 0 | 0 | 0 | 0 | 0 | 0 | 0 | 0 | 0 | 0 | 0 | 0 | 0 | 0 | 0 | 0 | 0 | 0 | 0 | 0 | 0 | 0 | 0
Industrial Fuel Use for Energy Purposes before CCS and Methane Capture[LPG propane or butane if,water and waste 36T39] | NoSettings | 0 | 0 | 0 | 0 | 0 | 0 | 0 | 0 | 0 | 0 | 0 | 0 | 0 | 0 | 0 | 0 | 0 | 0 | 0 | 0 | 0 | 0 | 0 | 0 | 0 | 0 | 0 | 0 | 0 | 0 | 0
Industrial Fuel Use for Energy Purposes before CCS and Methane Capture[LPG propane or butane if,construction 41T43] | NoSettings | 0 | 0 | 0 | 0 | 0 | 0 | 0 | 0 | 0 | 0 | 0 | 0 | 0 | 0 | 0 | 0 | 0 | 0 | 0 | 0 | 0 | 0 | 0 | 0 | 0 | 0 | 0 | 0 | 0 | 0 | 0
Industrial Fuel Use for Energy Purposes before CCS and Methane Capture[hydrogen if,agriculture and forestry 01T03] | NoSettings | 0 | 0 | 0 | 0 | 0 | 0 | 0 | 0 | 0 | 0 | 0 | 0 | 0 | 0 | 0 | 0 | 0 | 0 | 0 | 0 | 0 | 0 | 0 | 0 | 0 | 0 | 0 | 0 | 0 | 0 | 0
Industrial Fuel Use for Energy Purposes before CCS and Methane Capture[hydrogen if,coal mining 05] | NoSettings | 0 | 0 | 0 | 0 | 0 | 0 | 0 | 0 | 0 | 0 | 0 | 0 | 0 | 0 | 0 | 0 | 0 | 0 | 0 | 0 | 0 | 0 | 0 | 0 | 0 | 0 | 0 | 0 | 0 | 0 | 0
Industrial Fuel Use for Energy Purposes before CCS and Methane Capture[hydrogen if,oil and gas extraction 06] | NoSettings | 0 | 0 | 0 | 0 | 0 | 0 | 0 | 0 | 0 | 0 | 0 | 0 | 0 | 0 | 0 | 0 | 0 | 0 | 0 | 0 | 0 | 0 | 0 | 0 | 0 | 0 | 0 | 0 | 0 | 0 | 0
Industrial Fuel Use for Energy Purposes before CCS and Methane Capture[hydrogen if,other mining and quarrying 07T08] | NoSettings | 0 | 0 | 0 | 0 | 0 | 0 | 0 | 0 | 0 | 0 | 0 | 0 | 0 | 0 | 0 | 0 | 0 | 0 | 0 | 0 | 0 | 0 | 0 | 0 | 0 | 0 | 0 | 0 | 0 | 0 | 0
Industrial Fuel Use for Energy Purposes before CCS and Methane Capture[hydrogen if,food beverage and tobacco 10T12] | NoSettings | 0 | 0 | 0 | 0 | 0 | 0 | 0 | 0 | 0 | 0 | 0 | 0 | 0 | 0 | 0 | 0 | 0 | 0 | 0 | 0 | 0 | 0 | 0 | 0 | 0 | 0 | 0 | 0 | 0 | 0 | 0
Industrial Fuel Use for Energy Purposes before CCS and Methane Capture[hydrogen if,textiles apparel and leather 13T15] | NoSettings | 0 | 0 | 0 | 0 | 0 | 0 | 0 | 0 | 0 | 0 | 0 | 0 | 0 | 0 | 0 | 0 | 0 | 0 | 0 | 0 | 0 | 0 | 0 | 0 | 0 | 0 | 0 | 0 | 0 | 0 | 0
Industrial Fuel Use for Energy Purposes before CCS and Methane Capture[hydrogen if,wood products 16] | NoSettings | 0 | 0 | 0 | 0 | 0 | 0 | 0 | 0 | 0 | 0 | 0 | 0 | 0 | 0 | 0 | 0 | 0 | 0 | 0 | 0 | 0 | 0 | 0 | 0 | 0 | 0 | 0 | 0 | 0 | 0 | 0
Industrial Fuel Use for Energy Purposes before CCS and Methane Capture[hydrogen if,pulp paper and printing 17T18] | NoSettings | 0 | 0 | 0 | 0 | 0 | 0 | 0 | 0 | 0 | 0 | 0 | 0 | 0 | 0 | 0 | 0 | 0 | 0 | 0 | 0 | 0 | 0 | 0 | 0 | 0 | 0 | 0 | 0 | 0 | 0 | 0
Industrial Fuel Use for Energy Purposes before CCS and Methane Capture[hydrogen if,refined petroleum and coke 19] | NoSettings | 0 | 0 | 0 | 0 | 0 | 0 | 0 | 0 | 0 | 0 | 0 | 0 | 0 | 0 | 0 | 0 | 0 | 0 | 0 | 0 | 0 | 0 | 0 | 0 | 0 | 0 | 0 | 0 | 0 | 0 | 0
Industrial Fuel Use for Energy Purposes before CCS and Methane Capture[hydrogen if,chemicals 20] | NoSettings | 0 | 0 | 0 | 0 | 0 | 0 | 0 | 0 | 0 | 0 | 0 | 0 | 0 | 0 | 0 | 0 | 0 | 0 | 0 | 0 | 0 | 0 | 0 | 0 | 0 | 0 | 0 | 0 | 0 | 0 | 0
Industrial Fuel Use for Energy Purposes before CCS and Methane Capture[hydrogen if,rubber and plastic products 22] | NoSettings | 0 | 0 | 0 | 0 | 0 | 0 | 0 | 0 | 0 | 0 | 0 | 0 | 0 | 0 | 0 | 0 | 0 | 0 | 0 | 0 | 0 | 0 | 0 | 0 | 0 | 0 | 0 | 0 | 0 | 0 | 0
Industrial Fuel Use for Energy Purposes before CCS and Methane Capture[hydrogen if,glass and glass products 231] | NoSettings | 0 | 0 | 0 | 0 | 0 | 0 | 0 | 0 | 0 | 0 | 0 | 0 | 0 | 0 | 0 | 0 | 0 | 0 | 0 | 0 | 0 | 0 | 0 | 0 | 0 | 0 | 0 | 0 | 0 | 0 | 0
Industrial Fuel Use for Energy Purposes before CCS and Methane Capture[hydrogen if,cement and other nonmetallic minerals 239] | NoSettings | 0 | 0 | 0 | 0 | 0 | 0 | 0 | 0 | 0 | 0 | 0 | 0 | 0 | 0 | 0 | 0 | 0 | 0 | 0 | 0 | 0 | 0 | 0 | 0 | 0 | 0 | 0 | 0 | 0 | 0 | 0
Industrial Fuel Use for Energy Purposes before CCS and Methane Capture[hydrogen if,iron and steel 241] | NoSettings | 0 | 0 | 0 | 0 | 0 | 0 | 0 | 0 | 0 | 0 | 0 | 0 | 0 | 0 | 0 | 0 | 0 | 0 | 0 | 0 | 0 | 0 | 0 | 0 | 0 | 0 | 0 | 0 | 0 | 0 | 0
Industrial Fuel Use for Energy Purposes before CCS and Methane Capture[hydrogen if,other metals 242] | NoSettings | 0 | 0 | 0 | 0 | 0 | 0 | 0 | 0 | 0 | 0 | 0 | 0 | 0 | 0 | 0 | 0 | 0 | 0 | 0 | 0 | 0 | 0 | 0 | 0 | 0 | 0 | 0 | 0 | 0 | 0 | 0
Industrial Fuel Use for Energy Purposes before CCS and Methane Capture[hydrogen if,metal products except machinery and vehicles 25] | NoSettings | 0 | 0 | 0 | 0 | 0 | 0 | 0 | 0 | 0 | 0 | 0 | 0 | 0 | 0 | 0 | 0 | 0 | 0 | 0 | 0 | 0 | 0 | 0 | 0 | 0 | 0 | 0 | 0 | 0 | 0 | 0
Industrial Fuel Use for Energy Purposes before CCS and Methane Capture[hydrogen if,computers and electronics 26] | NoSettings | 0 | 0 | 0 | 0 | 0 | 0 | 0 | 0 | 0 | 0 | 0 | 0 | 0 | 0 | 0 | 0 | 0 | 0 | 0 | 0 | 0 | 0 | 0 | 0 | 0 | 0 | 0 | 0 | 0 | 0 | 0
Industrial Fuel Use for Energy Purposes before CCS and Methane Capture[hydrogen if,appliances and electrical equipment 27] | NoSettings | 0 | 0 | 0 | 0 | 0 | 0 | 0 | 0 | 0 | 0 | 0 | 0 | 0 | 0 | 0 | 0 | 0 | 0 | 0 | 0 | 0 | 0 | 0 | 0 | 0 | 0 | 0 | 0 | 0 | 0 | 0
Industrial Fuel Use for Energy Purposes before CCS and Methane Capture[hydrogen if,other machinery 28] | NoSettings | 0 | 0 | 0 | 0 | 0 | 0 | 0 | 0 | 0 | 0 | 0 | 0 | 0 | 0 | 0 | 0 | 0 | 0 | 0 | 0 | 0 | 0 | 0 | 0 | 0 | 0 | 0 | 0 | 0 | 0 | 0
Industrial Fuel Use for Energy Purposes before CCS and Methane Capture[hydrogen if,road vehicles 29] | NoSettings | 0 | 0 | 0 | 0 | 0 | 0 | 0 | 0 | 0 | 0 | 0 | 0 | 0 | 0 | 0 | 0 | 0 | 0 | 0 | 0 | 0 | 0 | 0 | 0 | 0 | 0 | 0 | 0 | 0 | 0 | 0
Industrial Fuel Use for Energy Purposes before CCS and Methane Capture[hydrogen if,nonroad vehicles 30] | NoSettings | 0 | 0 | 0 | 0 | 0 | 0 | 0 | 0 | 0 | 0 | 0 | 0 | 0 | 0 | 0 | 0 | 0 | 0 | 0 | 0 | 0 | 0 | 0 | 0 | 0 | 0 | 0 | 0 | 0 | 0 | 0
Industrial Fuel Use for Energy Purposes before CCS and Methane Capture[hydrogen if,other manufacturing 31T33] | NoSettings | 0 | 0 | 0 | 0 | 0 | 0 | 0 | 0 | 0 | 0 | 0 | 0 | 0 | 0 | 0 | 0 | 0 | 0 | 0 | 0 | 0 | 0 | 0 | 0 | 0 | 0 | 0 | 0 | 0 | 0 | 0
Industrial Fuel Use for Energy Purposes before CCS and Methane Capture[hydrogen if,energy pipelines and gas processing 352T353] | NoSettings | 0 | 0 | 0 | 0 | 0 | 0 | 0 | 0 | 0 | 0 | 0 | 0 | 0 | 0 | 0 | 0 | 0 | 0 | 0 | 0 | 0 | 0 | 0 | 0 | 0 | 0 | 0 | 0 | 0 | 0 | 0
Industrial Fuel Use for Energy Purposes before CCS and Methane Capture[hydrogen if,water and waste 36T39] | NoSettings | 0 | 0 | 0 | 0 | 0 | 0 | 0 | 0 | 0 | 0 | 0 | 0 | 0 | 0 | 0 | 0 | 0 | 0 | 0 | 0 | 0 | 0 | 0 | 0 | 0 | 0 | 0 | 0 | 0 | 0 | 0
Industrial Fuel Use for Energy Purposes before CCS and Methane Capture[hydrogen if,construction 41T43] | NoSettings | 0 | 0 | 0 | 0 | 0 | 0 | 0 | 0 | 0 | 0 | 0 | 0 | 0 | 0 | 0 | 0 | 0 | 0 | 0 | 0 | 0 | 0 | 0 | 0 | 0 | 0 | 0 | 0 | 0 | 0 | 0
Transportation Sector Fuel Used[LDVs,passenger,battery electric vehicle,electricity tf] | NoSettings | 6270220000000 | 10073600000000 | 14537400000000 | 19273100000000 | 24302400000000 | 29669800000000 | 34764400000000 | 40052900000000 | 45671600000000 | 52117400000000 | 59556800000000 | 68868400000000 | 80126000000000 | 90833500000000 | 102753000000000 | 115131000000000 | 129134000000000 | 144476000000000 | 160940000000000 | 178879000000000 | 197881000000000 | 217625000000000 | 237488000000000 | 257227000000000 | 275887000000000 | 293230000000000 | 308895000000000 | 322877000000000 | 335261000000000 | 346135000000000 | 355631000000000
Transportation Sector Fuel Used[LDVs,passenger,battery electric vehicle,natural gas tf] | NoSettings | 0 | 0 | 0 | 0 | 0 | 0 | 0 | 0 | 0 | 0 | 0 | 0 | 0 | 0 | 0 | 0 | 0 | 0 | 0 | 0 | 0 | 0 | 0 | 0 | 0 | 0 | 0 | 0 | 0 | 0 | 0
Transportation Sector Fuel Used[LDVs,passenger,battery electric vehicle,petroleum gasoline tf] | NoSettings | 0 | 0 | 0 | 0 | 0 | 0 | 0 | 0 | 0 | 0 | 0 | 0 | 0 | 0 | 0 | 0 | 0 | 0 | 0 | 0 | 0 | 0 | 0 | 0 | 0 | 0 | 0 | 0 | 0 | 0 | 0
Transportation Sector Fuel Used[LDVs,passenger,battery electric vehicle,petroleum diesel tf] | NoSettings | 0 | 0 | 0 | 0 | 0 | 0 | 0 | 0 | 0 | 0 | 0 | 0 | 0 | 0 | 0 | 0 | 0 | 0 | 0 | 0 | 0 | 0 | 0 | 0 | 0 | 0 | 0 | 0 | 0 | 0 | 0
Transportation Sector Fuel Used[LDVs,passenger,battery electric vehicle,biofuel gasoline tf] | NoSettings | 0 | 0 | 0 | 0 | 0 | 0 | 0 | 0 | 0 | 0 | 0 | 0 | 0 | 0 | 0 | 0 | 0 | 0 | 0 | 0 | 0 | 0 | 0 | 0 | 0 | 0 | 0 | 0 | 0 | 0 | 0
Transportation Sector Fuel Used[LDVs,passenger,battery electric vehicle,biofuel diesel tf] | NoSettings | 0 | 0 | 0 | 0 | 0 | 0 | 0 | 0 | 0 | 0 | 0 | 0 | 0 | 0 | 0 | 0 | 0 | 0 | 0 | 0 | 0 | 0 | 0 | 0 | 0 | 0 | 0 | 0 | 0 | 0 | 0
Transportation Sector Fuel Used[LDVs,passenger,battery electric vehicle,jet fuel tf] | NoSettings | 0 | 0 | 0 | 0 | 0 | 0 | 0 | 0 | 0 | 0 | 0 | 0 | 0 | 0 | 0 | 0 | 0 | 0 | 0 | 0 | 0 | 0 | 0 | 0 | 0 | 0 | 0 | 0 | 0 | 0 | 0
Transportation Sector Fuel Used[LDVs,passenger,battery electric vehicle,heavy or residual fuel oil tf] | NoSettings | 0 | 0 | 0 | 0 | 0 | 0 | 0 | 0 | 0 | 0 | 0 | 0 | 0 | 0 | 0 | 0 | 0 | 0 | 0 | 0 | 0 | 0 | 0 | 0 | 0 | 0 | 0 | 0 | 0 | 0 | 0
Transportation Sector Fuel Used[LDVs,passenger,battery electric vehicle,LPG propane or butane tf] | NoSettings | 0 | 0 | 0 | 0 | 0 | 0 | 0 | 0 | 0 | 0 | 0 | 0 | 0 | 0 | 0 | 0 | 0 | 0 | 0 | 0 | 0 | 0 | 0 | 0 | 0 | 0 | 0 | 0 | 0 | 0 | 0
Transportation Sector Fuel Used[LDVs,passenger,battery electric vehicle,hydrogen tf] | NoSettings | 0 | 0 | 0 | 0 | 0 | 0 | 0 | 0 | 0 | 0 | 0 | 0 | 0 | 0 | 0 | 0 | 0 | 0 | 0 | 0 | 0 | 0 | 0 | 0 | 0 | 0 | 0 | 0 | 0 | 0 | 0
Transportation Sector Fuel Used[LDVs,passenger,natural gas vehicle,electricity tf] | NoSettings | 0 | 0 | 0 | 0 | 0 | 0 | 0 | 0 | 0 | 0 | 0 | 0 | 0 | 0 | 0 | 0 | 0 | 0 | 0 | 0 | 0 | 0 | 0 | 0 | 0 | 0 | 0 | 0 | 0 | 0 | 0
Transportation Sector Fuel Used[LDVs,passenger,natural gas vehicle,natural gas tf] | NoSettings | 465849000000 | 456164000000 | 384739000000 | 316503000000 | 252563000000 | 194280000000 | 142990000000 | 99610800000 | 63906600000 | 36010800000 | 16023000000 | 4007750000 | 0 | 0 | 0 | 0 | 0 | 0 | 0 | 0 | 0 | 0 | 0 | 0 | 0 | 0 | 0 | 0 | 0 | 0 | 0
Transportation Sector Fuel Used[LDVs,passenger,natural gas vehicle,petroleum gasoline tf] | NoSettings | 0 | 0 | 0 | 0 | 0 | 0 | 0 | 0 | 0 | 0 | 0 | 0 | 0 | 0 | 0 | 0 | 0 | 0 | 0 | 0 | 0 | 0 | 0 | 0 | 0 | 0 | 0 | 0 | 0 | 0 | 0
Transportation Sector Fuel Used[LDVs,passenger,natural gas vehicle,petroleum diesel tf] | NoSettings | 0 | 0 | 0 | 0 | 0 | 0 | 0 | 0 | 0 | 0 | 0 | 0 | 0 | 0 | 0 | 0 | 0 | 0 | 0 | 0 | 0 | 0 | 0 | 0 | 0 | 0 | 0 | 0 | 0 | 0 | 0
Transportation Sector Fuel Used[LDVs,passenger,natural gas vehicle,biofuel gasoline tf] | NoSettings | 0 | 0 | 0 | 0 | 0 | 0 | 0 | 0 | 0 | 0 | 0 | 0 | 0 | 0 | 0 | 0 | 0 | 0 | 0 | 0 | 0 | 0 | 0 | 0 | 0 | 0 | 0 | 0 | 0 | 0 | 0
Transportation Sector Fuel Used[LDVs,passenger,natural gas vehicle,biofuel diesel tf] | NoSettings | 0 | 0 | 0 | 0 | 0 | 0 | 0 | 0 | 0 | 0 | 0 | 0 | 0 | 0 | 0 | 0 | 0 | 0 | 0 | 0 | 0 | 0 | 0 | 0 | 0 | 0 | 0 | 0 | 0 | 0 | 0
Transportation Sector Fuel Used[LDVs,passenger,natural gas vehicle,jet fuel tf] | NoSettings | 0 | 0 | 0 | 0 | 0 | 0 | 0 | 0 | 0 | 0 | 0 | 0 | 0 | 0 | 0 | 0 | 0 | 0 | 0 | 0 | 0 | 0 | 0 | 0 | 0 | 0 | 0 | 0 | 0 | 0 | 0
Transportation Sector Fuel Used[LDVs,passenger,natural gas vehicle,heavy or residual fuel oil tf] | NoSettings | 0 | 0 | 0 | 0 | 0 | 0 | 0 | 0 | 0 | 0 | 0 | 0 | 0 | 0 | 0 | 0 | 0 | 0 | 0 | 0 | 0 | 0 | 0 | 0 | 0 | 0 | 0 | 0 | 0 | 0 | 0
Transportation Sector Fuel Used[LDVs,passenger,natural gas vehicle,LPG propane or butane tf] | NoSettings | 0 | 0 | 0 | 0 | 0 | 0 | 0 | 0 | 0 | 0 | 0 | 0 | 0 | 0 | 0 | 0 | 0 | 0 | 0 | 0 | 0 | 0 | 0 | 0 | 0 | 0 | 0 | 0 | 0 | 0 | 0
Transportation Sector Fuel Used[LDVs,passenger,natural gas vehicle,hydrogen tf] | NoSettings | 0 | 0 | 0 | 0 | 0 | 0 | 0 | 0 | 0 | 0 | 0 | 0 | 0 | 0 | 0 | 0 | 0 | 0 | 0 | 0 | 0 | 0 | 0 | 0 | 0 | 0 | 0 | 0 | 0 | 0 | 0
Transportation Sector Fuel Used[LDVs,passenger,gasoline vehicle,electricity tf] | NoSettings | 0 | 0 | 0 | 0 | 0 | 0 | 0 | 0 | 0 | 0 | 0 | 0 | 0 | 0 | 0 | 0 | 0 | 0 | 0 | 0 | 0 | 0 | 0 | 0 | 0 | 0 | 0 | 0 | 0 | 0 | 0
Transportation Sector Fuel Used[LDVs,passenger,gasoline vehicle,natural gas tf] | NoSettings | 0 | 0 | 0 | 0 | 0 | 0 | 0 | 0 | 0 | 0 | 0 | 0 | 0 | 0 | 0 | 0 | 0 | 0 | 0 | 0 | 0 | 0 | 0 | 0 | 0 | 0 | 0 | 0 | 0 | 0 | 0
Transportation Sector Fuel Used[LDVs,passenger,gasoline vehicle,petroleum gasoline tf] | NoSettings | 1369870000000000 | 1547890000000000 | 1535930000000000 | 1522490000000000 | 1494390000000000 | 1462080000000000 | 1428120000000000 | 1394950000000000 | 1363200000000000 | 1330900000000000 | 1294470000000000 | 1252060000000000 | 1207450000000000 | 1168560000000000 | 1128840000000000 | 1090690000000000 | 1049590000000000 | 1006320000000000 | 960045000000000 | 908934000000000 | 855614000000000 | 800695000000000 | 745926000000000 | 691921000000000 | 641020000000000 | 593834000000000 | 551295000000000 | 513379000000000 | 479901000000000 | 450560000000000 | 424988000000000
Transportation Sector Fuel Used[LDVs,passenger,gasoline vehicle,petroleum diesel tf] | NoSettings | 0 | 0 | 0 | 0 | 0 | 0 | 0 | 0 | 0 | 0 | 0 | 0 | 0 | 0 | 0 | 0 | 0 | 0 | 0 | 0 | 0 | 0 | 0 | 0 | 0 | 0 | 0 | 0 | 0 | 0 | 0
Transportation Sector Fuel Used[LDVs,passenger,gasoline vehicle,biofuel gasoline tf] | NoSettings | 105647000000000 | 119736000000000 | 119167000000000 | 118478000000000 | 116639000000000 | 114457000000000 | 112130000000000 | 109850000000000 | 107667000000000 | 105271000000000 | 102691000000000 | 99327000000000 | 95788400000000 | 92702800000000 | 89551900000000 | 86525300000000 | 83264900000000 | 79832500000000 | 76161200000000 | 72106400000000 | 67876500000000 | 63519800000000 | 59174900000000 | 54890600000000 | 50852600000000 | 47109300000000 | 43734700000000 | 40726800000000 | 38070900000000 | 35743300000000 | 33714600000000
Transportation Sector Fuel Used[LDVs,passenger,gasoline vehicle,biofuel diesel tf] | NoSettings | 0 | 0 | 0 | 0 | 0 | 0 | 0 | 0 | 0 | 0 | 0 | 0 | 0 | 0 | 0 | 0 | 0 | 0 | 0 | 0 | 0 | 0 | 0 | 0 | 0 | 0 | 0 | 0 | 0 | 0 | 0
Transportation Sector Fuel Used[LDVs,passenger,gasoline vehicle,jet fuel tf] | NoSettings | 0 | 0 | 0 | 0 | 0 | 0 | 0 | 0 | 0 | 0 | 0 | 0 | 0 | 0 | 0 | 0 | 0 | 0 | 0 | 0 | 0 | 0 | 0 | 0 | 0 | 0 | 0 | 0 | 0 | 0 | 0
Transportation Sector Fuel Used[LDVs,passenger,gasoline vehicle,heavy or residual fuel oil tf] | NoSettings | 0 | 0 | 0 | 0 | 0 | 0 | 0 | 0 | 0 | 0 | 0 | 0 | 0 | 0 | 0 | 0 | 0 | 0 | 0 | 0 | 0 | 0 | 0 | 0 | 0 | 0 | 0 | 0 | 0 | 0 | 0
Transportation Sector Fuel Used[LDVs,passenger,gasoline vehicle,LPG propane or butane tf] | NoSettings | 0 | 0 | 0 | 0 | 0 | 0 | 0 | 0 | 0 | 0 | 0 | 0 | 0 | 0 | 0 | 0 | 0 | 0 | 0 | 0 | 0 | 0 | 0 | 0 | 0 | 0 | 0 | 0 | 0 | 0 | 0
Transportation Sector Fuel Used[LDVs,passenger,gasoline vehicle,hydrogen tf] | NoSettings | 0 | 0 | 0 | 0 | 0 | 0 | 0 | 0 | 0 | 0 | 0 | 0 | 0 | 0 | 0 | 0 | 0 | 0 | 0 | 0 | 0 | 0 | 0 | 0 | 0 | 0 | 0 | 0 | 0 | 0 | 0
Transportation Sector Fuel Used[LDVs,passenger,diesel vehicle,electricity tf] | NoSettings | 0 | 0 | 0 | 0 | 0 | 0 | 0 | 0 | 0 | 0 | 0 | 0 | 0 | 0 | 0 | 0 | 0 | 0 | 0 | 0 | 0 | 0 | 0 | 0 | 0 | 0 | 0 | 0 | 0 | 0 | 0
Transportation Sector Fuel Used[LDVs,passenger,diesel vehicle,natural gas tf] | NoSettings | 0 | 0 | 0 | 0 | 0 | 0 | 0 | 0 | 0 | 0 | 0 | 0 | 0 | 0 | 0 | 0 | 0 | 0 | 0 | 0 | 0 | 0 | 0 | 0 | 0 | 0 | 0 | 0 | 0 | 0 | 0
Transportation Sector Fuel Used[LDVs,passenger,diesel vehicle,petroleum gasoline tf] | NoSettings | 0 | 0 | 0 | 0 | 0 | 0 | 0 | 0 | 0 | 0 | 0 | 0 | 0 | 0 | 0 | 0 | 0 | 0 | 0 | 0 | 0 | 0 | 0 | 0 | 0 | 0 | 0 | 0 | 0 | 0 | 0
Transportation Sector Fuel Used[LDVs,passenger,diesel vehicle,petroleum diesel tf] | NoSettings | 5428540000000 | 5549260000000 | 4943800000000 | 4350790000000 | 3735830000000 | 3147040000000 | 2586310000000 | 2052110000000 | 1552730000000 | 1086910000000 | 650036000000 | 263616000000 | 0 | 0 | 0 | 0 | 0 | 0 | 0 | 0 | 0 | 0 | 0 | 0 | 0 | 0 | 0 | 0 | 0 | 0 | 0
Transportation Sector Fuel Used[LDVs,passenger,diesel vehicle,biofuel gasoline tf] | NoSettings | 0 | 0 | 0 | 0 | 0 | 0 | 0 | 0 | 0 | 0 | 0 | 0 | 0 | 0 | 0 | 0 | 0 | 0 | 0 | 0 | 0 | 0 | 0 | 0 | 0 | 0 | 0 | 0 | 0 | 0 | 0
Transportation Sector Fuel Used[LDVs,passenger,diesel vehicle,biofuel diesel tf] | NoSettings | 1337180000000 | 1536310000000 | 1527190000000 | 1490670000000 | 1412570000000 | 1307710000000 | 1176880000000 | 1019540000000 | 840142000000 | 639121000000 | 414666000000 | 168164000000 | 0 | 0 | 0 | 0 | 0 | 0 | 0 | 0 | 0 | 0 | 0 | 0 | 0 | 0 | 0 | 0 | 0 | 0 | 0
Transportation Sector Fuel Used[LDVs,passenger,diesel vehicle,jet fuel tf] | NoSettings | 0 | 0 | 0 | 0 | 0 | 0 | 0 | 0 | 0 | 0 | 0 | 0 | 0 | 0 | 0 | 0 | 0 | 0 | 0 | 0 | 0 | 0 | 0 | 0 | 0 | 0 | 0 | 0 | 0 | 0 | 0
Transportation Sector Fuel Used[LDVs,passenger,diesel vehicle,heavy or residual fuel oil tf] | NoSettings | 0 | 0 | 0 | 0 | 0 | 0 | 0 | 0 | 0 | 0 | 0 | 0 | 0 | 0 | 0 | 0 | 0 | 0 | 0 | 0 | 0 | 0 | 0 | 0 | 0 | 0 | 0 | 0 | 0 | 0 | 0
Transportation Sector Fuel Used[LDVs,passenger,diesel vehicle,LPG propane or butane tf] | NoSettings | 0 | 0 | 0 | 0 | 0 | 0 | 0 | 0 | 0 | 0 | 0 | 0 | 0 | 0 | 0 | 0 | 0 | 0 | 0 | 0 | 0 | 0 | 0 | 0 | 0 | 0 | 0 | 0 | 0 | 0 | 0
Transportation Sector Fuel Used[LDVs,passenger,diesel vehicle,hydrogen tf] | NoSettings | 0 | 0 | 0 | 0 | 0 | 0 | 0 | 0 | 0 | 0 | 0 | 0 | 0 | 0 | 0 | 0 | 0 | 0 | 0 | 0 | 0 | 0 | 0 | 0 | 0 | 0 | 0 | 0 | 0 | 0 | 0
Transportation Sector Fuel Used[LDVs,passenger,plugin hybrid vehicle,electricity tf] | NoSettings | 3110520000000 | 3957510000000 | 4481490000000 | 4970480000000 | 5416710000000 | 5844350000000 | 6094220000000 | 6545510000000 | 7123410000000 | 7798620000000 | 8562970000000 | 9287180000000 | 9957570000000 | 10234200000000 | 10373600000000 | 10359600000000 | 10341500000000 | 10292200000000 | 10202800000000 | 10240700000000 | 10051900000000 | 9709820000000 | 9244600000000 | 8661140000000 | 8088160000000 | 7547550000000 | 7056510000000 | 6615260000000 | 6223550000000 | 5877880000000 | 5574490000000
Transportation Sector Fuel Used[LDVs,passenger,plugin hybrid vehicle,natural gas tf] | NoSettings | 0 | 0 | 0 | 0 | 0 | 0 | 0 | 0 | 0 | 0 | 0 | 0 | 0 | 0 | 0 | 0 | 0 | 0 | 0 | 0 | 0 | 0 | 0 | 0 | 0 | 0 | 0 | 0 | 0 | 0 | 0
Transportation Sector Fuel Used[LDVs,passenger,plugin hybrid vehicle,petroleum gasoline tf] | NoSettings | 2362870000000 | 3005550000000 | 3402670000000 | 3773050000000 | 4110790000000 | 4434270000000 | 4622750000000 | 4965070000000 | 5402130000000 | 5912770000000 | 6490730000000 | 7039680000000 | 7547840000000 | 7757510000000 | 7863180000000 | 7852560000000 | 7838830000000 | 7801450000000 | 7733690000000 | 7762450000000 | 7619330000000 | 7360040000000 | 7007400000000 | 6565140000000 | 6130830000000 | 5721040000000 | 5348830000000 | 5014370000000 | 4717450000000 | 4455430000000 | 4225460000000
Transportation Sector Fuel Used[LDVs,passenger,plugin hybrid vehicle,petroleum diesel tf] | NoSettings | 0 | 0 | 0 | 0 | 0 | 0 | 0 | 0 | 0 | 0 | 0 | 0 | 0 | 0 | 0 | 0 | 0 | 0 | 0 | 0 | 0 | 0 | 0 | 0 | 0 | 0 | 0 | 0 | 0 | 0 | 0
Transportation Sector Fuel Used[LDVs,passenger,plugin hybrid vehicle,biofuel gasoline tf] | NoSettings | 182107000000 | 232414000000 | 264001000000 | 293710000000 | 321063000000 | 347473000000 | 363437000000 | 390351000000 | 426109000000 | 467917000000 | 515335000000 | 558919000000 | 599265000000 | 615912000000 | 624302000000 | 623459000000 | 622368000000 | 619401000000 | 614021000000 | 616304000000 | 604941000000 | 584354000000 | 556357000000 | 521243000000 | 486760000000 | 454225000000 | 424674000000 | 398118000000 | 374544000000 | 353742000000 | 335483000000
Transportation Sector Fuel Used[LDVs,passenger,plugin hybrid vehicle,biofuel diesel tf] | NoSettings | 0 | 0 | 0 | 0 | 0 | 0 | 0 | 0 | 0 | 0 | 0 | 0 | 0 | 0 | 0 | 0 | 0 | 0 | 0 | 0 | 0 | 0 | 0 | 0 | 0 | 0 | 0 | 0 | 0 | 0 | 0
Transportation Sector Fuel Used[LDVs,passenger,plugin hybrid vehicle,jet fuel tf] | NoSettings | 0 | 0 | 0 | 0 | 0 | 0 | 0 | 0 | 0 | 0 | 0 | 0 | 0 | 0 | 0 | 0 | 0 | 0 | 0 | 0 | 0 | 0 | 0 | 0 | 0 | 0 | 0 | 0 | 0 | 0 | 0
Transportation Sector Fuel Used[LDVs,passenger,plugin hybrid vehicle,heavy or residual fuel oil tf] | NoSettings | 0 | 0 | 0 | 0 | 0 | 0 | 0 | 0 | 0 | 0 | 0 | 0 | 0 | 0 | 0 | 0 | 0 | 0 | 0 | 0 | 0 | 0 | 0 | 0 | 0 | 0 | 0 | 0 | 0 | 0 | 0
Transportation Sector Fuel Used[LDVs,passenger,plugin hybrid vehicle,LPG propane or butane tf] | NoSettings | 0 | 0 | 0 | 0 | 0 | 0 | 0 | 0 | 0 | 0 | 0 | 0 | 0 | 0 | 0 | 0 | 0 | 0 | 0 | 0 | 0 | 0 | 0 | 0 | 0 | 0 | 0 | 0 | 0 | 0 | 0
Transportation Sector Fuel Used[LDVs,passenger,plugin hybrid vehicle,hydrogen tf] | NoSettings | 0 | 0 | 0 | 0 | 0 | 0 | 0 | 0 | 0 | 0 | 0 | 0 | 0 | 0 | 0 | 0 | 0 | 0 | 0 | 0 | 0 | 0 | 0 | 0 | 0 | 0 | 0 | 0 | 0 | 0 | 0
Transportation Sector Fuel Used[LDVs,passenger,LPG vehicle,electricity tf] | NoSettings | 0 | 0 | 0 | 0 | 0 | 0 | 0 | 0 | 0 | 0 | 0 | 0 | 0 | 0 | 0 | 0 | 0 | 0 | 0 | 0 | 0 | 0 | 0 | 0 | 0 | 0 | 0 | 0 | 0 | 0 | 0
Transportation Sector Fuel Used[LDVs,passenger,LPG vehicle,natural gas tf] | NoSettings | 0 | 0 | 0 | 0 | 0 | 0 | 0 | 0 | 0 | 0 | 0 | 0 | 0 | 0 | 0 | 0 | 0 | 0 | 0 | 0 | 0 | 0 | 0 | 0 | 0 | 0 | 0 | 0 | 0 | 0 | 0
Transportation Sector Fuel Used[LDVs,passenger,LPG vehicle,petroleum gasoline tf] | NoSettings | 0 | 0 | 0 | 0 | 0 | 0 | 0 | 0 | 0 | 0 | 0 | 0 | 0 | 0 | 0 | 0 | 0 | 0 | 0 | 0 | 0 | 0 | 0 | 0 | 0 | 0 | 0 | 0 | 0 | 0 | 0
Transportation Sector Fuel Used[LDVs,passenger,LPG vehicle,petroleum diesel tf] | NoSettings | 0 | 0 | 0 | 0 | 0 | 0 | 0 | 0 | 0 | 0 | 0 | 0 | 0 | 0 | 0 | 0 | 0 | 0 | 0 | 0 | 0 | 0 | 0 | 0 | 0 | 0 | 0 | 0 | 0 | 0 | 0
Transportation Sector Fuel Used[LDVs,passenger,LPG vehicle,biofuel gasoline tf] | NoSettings | 0 | 0 | 0 | 0 | 0 | 0 | 0 | 0 | 0 | 0 | 0 | 0 | 0 | 0 | 0 | 0 | 0 | 0 | 0 | 0 | 0 | 0 | 0 | 0 | 0 | 0 | 0 | 0 | 0 | 0 | 0
Transportation Sector Fuel Used[LDVs,passenger,LPG vehicle,biofuel diesel tf] | NoSettings | 0 | 0 | 0 | 0 | 0 | 0 | 0 | 0 | 0 | 0 | 0 | 0 | 0 | 0 | 0 | 0 | 0 | 0 | 0 | 0 | 0 | 0 | 0 | 0 | 0 | 0 | 0 | 0 | 0 | 0 | 0
Transportation Sector Fuel Used[LDVs,passenger,LPG vehicle,jet fuel tf] | NoSettings | 0 | 0 | 0 | 0 | 0 | 0 | 0 | 0 | 0 | 0 | 0 | 0 | 0 | 0 | 0 | 0 | 0 | 0 | 0 | 0 | 0 | 0 | 0 | 0 | 0 | 0 | 0 | 0 | 0 | 0 | 0
Transportation Sector Fuel Used[LDVs,passenger,LPG vehicle,heavy or residual fuel oil tf] | NoSettings | 0 | 0 | 0 | 0 | 0 | 0 | 0 | 0 | 0 | 0 | 0 | 0 | 0 | 0 | 0 | 0 | 0 | 0 | 0 | 0 | 0 | 0 | 0 | 0 | 0 | 0 | 0 | 0 | 0 | 0 | 0
Transportation Sector Fuel Used[LDVs,passenger,LPG vehicle,LPG propane or butane tf] | NoSettings | 0 | 0 | 0 | 0 | 0 | 0 | 0 | 0 | 0 | 0 | 0 | 0 | 0 | 0 | 0 | 0 | 0 | 0 | 0 | 0 | 0 | 0 | 0 | 0 | 0 | 0 | 0 | 0 | 0 | 0 | 0
Transportation Sector Fuel Used[LDVs,passenger,LPG vehicle,hydrogen tf] | NoSettings | 0 | 0 | 0 | 0 | 0 | 0 | 0 | 0 | 0 | 0 | 0 | 0 | 0 | 0 | 0 | 0 | 0 | 0 | 0 | 0 | 0 | 0 | 0 | 0 | 0 | 0 | 0 | 0 | 0 | 0 | 0
Transportation Sector Fuel Used[LDVs,passenger,hydrogen vehicle,electricity tf] | NoSettings | 0 | 0 | 0 | 0 | 0 | 0 | 0 | 0 | 0 | 0 | 0 | 0 | 0 | 0 | 0 | 0 | 0 | 0 | 0 | 0 | 0 | 0 | 0 | 0 | 0 | 0 | 0 | 0 | 0 | 0 | 0
Transportation Sector Fuel Used[LDVs,passenger,hydrogen vehicle,natural gas tf] | NoSettings | 0 | 0 | 0 | 0 | 0 | 0 | 0 | 0 | 0 | 0 | 0 | 0 | 0 | 0 | 0 | 0 | 0 | 0 | 0 | 0 | 0 | 0 | 0 | 0 | 0 | 0 | 0 | 0 | 0 | 0 | 0
Transportation Sector Fuel Used[LDVs,passenger,hydrogen vehicle,petroleum gasoline tf] | NoSettings | 0 | 0 | 0 | 0 | 0 | 0 | 0 | 0 | 0 | 0 | 0 | 0 | 0 | 0 | 0 | 0 | 0 | 0 | 0 | 0 | 0 | 0 | 0 | 0 | 0 | 0 | 0 | 0 | 0 | 0 | 0
Transportation Sector Fuel Used[LDVs,passenger,hydrogen vehicle,petroleum diesel tf] | NoSettings | 0 | 0 | 0 | 0 | 0 | 0 | 0 | 0 | 0 | 0 | 0 | 0 | 0 | 0 | 0 | 0 | 0 | 0 | 0 | 0 | 0 | 0 | 0 | 0 | 0 | 0 | 0 | 0 | 0 | 0 | 0
Transportation Sector Fuel Used[LDVs,passenger,hydrogen vehicle,biofuel gasoline tf] | NoSettings | 0 | 0 | 0 | 0 | 0 | 0 | 0 | 0 | 0 | 0 | 0 | 0 | 0 | 0 | 0 | 0 | 0 | 0 | 0 | 0 | 0 | 0 | 0 | 0 | 0 | 0 | 0 | 0 | 0 | 0 | 0
Transportation Sector Fuel Used[LDVs,passenger,hydrogen vehicle,biofuel diesel tf] | NoSettings | 0 | 0 | 0 | 0 | 0 | 0 | 0 | 0 | 0 | 0 | 0 | 0 | 0 | 0 | 0 | 0 | 0 | 0 | 0 | 0 | 0 | 0 | 0 | 0 | 0 | 0 | 0 | 0 | 0 | 0 | 0
Transportation Sector Fuel Used[LDVs,passenger,hydrogen vehicle,jet fuel tf] | NoSettings | 0 | 0 | 0 | 0 | 0 | 0 | 0 | 0 | 0 | 0 | 0 | 0 | 0 | 0 | 0 | 0 | 0 | 0 | 0 | 0 | 0 | 0 | 0 | 0 | 0 | 0 | 0 | 0 | 0 | 0 | 0
Transportation Sector Fuel Used[LDVs,passenger,hydrogen vehicle,heavy or residual fuel oil tf] | NoSettings | 0 | 0 | 0 | 0 | 0 | 0 | 0 | 0 | 0 | 0 | 0 | 0 | 0 | 0 | 0 | 0 | 0 | 0 | 0 | 0 | 0 | 0 | 0 | 0 | 0 | 0 | 0 | 0 | 0 | 0 | 0
Transportation Sector Fuel Used[LDVs,passenger,hydrogen vehicle,LPG propane or butane tf] | NoSettings | 0 | 0 | 0 | 0 | 0 | 0 | 0 | 0 | 0 | 0 | 0 | 0 | 0 | 0 | 0 | 0 | 0 | 0 | 0 | 0 | 0 | 0 | 0 | 0 | 0 | 0 | 0 | 0 | 0 | 0 | 0
Transportation Sector Fuel Used[LDVs,passenger,hydrogen vehicle,hydrogen tf] | NoSettings | 144140000000 | 153697000000 | 142336000000 | 129864000000 | 116367000000 | 102109000000 | 87510700000 | 73011600000 | 58431800000 | 43803000000 | 29156900000 | 14559500000 | 0 | 0 | 0 | 0 | 0 | 0 | 0 | 0 | 0 | 0 | 0 | 0 | 0 | 0 | 0 | 0 | 0 | 0 | 0
Transportation Sector Fuel Used[LDVs,freight,battery electric vehicle,electricity tf] | NoSettings | 0 | 0 | 0 | 0 | 0 | 0 | 0 | 0 | 0 | 0 | 0 | 0 | 0 | 0 | 0 | 0 | 0 | 0 | 0 | 0 | 0 | 0 | 0 | 0 | 0 | 0 | 0 | 0 | 0 | 0 | 0
Transportation Sector Fuel Used[LDVs,freight,battery electric vehicle,natural gas tf] | NoSettings | 0 | 0 | 0 | 0 | 0 | 0 | 0 | 0 | 0 | 0 | 0 | 0 | 0 | 0 | 0 | 0 | 0 | 0 | 0 | 0 | 0 | 0 | 0 | 0 | 0 | 0 | 0 | 0 | 0 | 0 | 0
Transportation Sector Fuel Used[LDVs,freight,battery electric vehicle,petroleum gasoline tf] | NoSettings | 0 | 0 | 0 | 0 | 0 | 0 | 0 | 0 | 0 | 0 | 0 | 0 | 0 | 0 | 0 | 0 | 0 | 0 | 0 | 0 | 0 | 0 | 0 | 0 | 0 | 0 | 0 | 0 | 0 | 0 | 0
Transportation Sector Fuel Used[LDVs,freight,battery electric vehicle,petroleum diesel tf] | NoSettings | 0 | 0 | 0 | 0 | 0 | 0 | 0 | 0 | 0 | 0 | 0 | 0 | 0 | 0 | 0 | 0 | 0 | 0 | 0 | 0 | 0 | 0 | 0 | 0 | 0 | 0 | 0 | 0 | 0 | 0 | 0
Transportation Sector Fuel Used[LDVs,freight,battery electric vehicle,biofuel gasoline tf] | NoSettings | 0 | 0 | 0 | 0 | 0 | 0 | 0 | 0 | 0 | 0 | 0 | 0 | 0 | 0 | 0 | 0 | 0 | 0 | 0 | 0 | 0 | 0 | 0 | 0 | 0 | 0 | 0 | 0 | 0 | 0 | 0
Transportation Sector Fuel Used[LDVs,freight,battery electric vehicle,biofuel diesel tf] | NoSettings | 0 | 0 | 0 | 0 | 0 | 0 | 0 | 0 | 0 | 0 | 0 | 0 | 0 | 0 | 0 | 0 | 0 | 0 | 0 | 0 | 0 | 0 | 0 | 0 | 0 | 0 | 0 | 0 | 0 | 0 | 0
Transportation Sector Fuel Used[LDVs,freight,battery electric vehicle,jet fuel tf] | NoSettings | 0 | 0 | 0 | 0 | 0 | 0 | 0 | 0 | 0 | 0 | 0 | 0 | 0 | 0 | 0 | 0 | 0 | 0 | 0 | 0 | 0 | 0 | 0 | 0 | 0 | 0 | 0 | 0 | 0 | 0 | 0
Transportation Sector Fuel Used[LDVs,freight,battery electric vehicle,heavy or residual fuel oil tf] | NoSettings | 0 | 0 | 0 | 0 | 0 | 0 | 0 | 0 | 0 | 0 | 0 | 0 | 0 | 0 | 0 | 0 | 0 | 0 | 0 | 0 | 0 | 0 | 0 | 0 | 0 | 0 | 0 | 0 | 0 | 0 | 0
Transportation Sector Fuel Used[LDVs,freight,battery electric vehicle,LPG propane or butane tf] | NoSettings | 0 | 0 | 0 | 0 | 0 | 0 | 0 | 0 | 0 | 0 | 0 | 0 | 0 | 0 | 0 | 0 | 0 | 0 | 0 | 0 | 0 | 0 | 0 | 0 | 0 | 0 | 0 | 0 | 0 | 0 | 0
Transportation Sector Fuel Used[LDVs,freight,battery electric vehicle,hydrogen tf] | NoSettings | 0 | 0 | 0 | 0 | 0 | 0 | 0 | 0 | 0 | 0 | 0 | 0 | 0 | 0 | 0 | 0 | 0 | 0 | 0 | 0 | 0 | 0 | 0 | 0 | 0 | 0 | 0 | 0 | 0 | 0 | 0
Transportation Sector Fuel Used[LDVs,freight,natural gas vehicle,electricity tf] | NoSettings | 0 | 0 | 0 | 0 | 0 | 0 | 0 | 0 | 0 | 0 | 0 | 0 | 0 | 0 | 0 | 0 | 0 | 0 | 0 | 0 | 0 | 0 | 0 | 0 | 0 | 0 | 0 | 0 | 0 | 0 | 0
Transportation Sector Fuel Used[LDVs,freight,natural gas vehicle,natural gas tf] | NoSettings | 332693000000 | 328316000000 | 296714000000 | 263975000000 | 230915000000 | 198402000000 | 167377000000 | 138697000000 | 112063000000 | 87613600000 | 65530800000 | 46281700000 | 30054000000 | 16847000000 | 15055600000 | 12737400000 | 9886790000 | 7926880000 | 6283610000 | 5049010000 | 4165180000 | 3352690000 | 2716350000 | 2138500000 | 1702980000 | 1386810000 | 1100040000 | 843937000 | 619328000 | 472386000 | 344341000
Transportation Sector Fuel Used[LDVs,freight,natural gas vehicle,petroleum gasoline tf] | NoSettings | 0 | 0 | 0 | 0 | 0 | 0 | 0 | 0 | 0 | 0 | 0 | 0 | 0 | 0 | 0 | 0 | 0 | 0 | 0 | 0 | 0 | 0 | 0 | 0 | 0 | 0 | 0 | 0 | 0 | 0 | 0
Transportation Sector Fuel Used[LDVs,freight,natural gas vehicle,petroleum diesel tf] | NoSettings | 0 | 0 | 0 | 0 | 0 | 0 | 0 | 0 | 0 | 0 | 0 | 0 | 0 | 0 | 0 | 0 | 0 | 0 | 0 | 0 | 0 | 0 | 0 | 0 | 0 | 0 | 0 | 0 | 0 | 0 | 0
Transportation Sector Fuel Used[LDVs,freight,natural gas vehicle,biofuel gasoline tf] | NoSettings | 0 | 0 | 0 | 0 | 0 | 0 | 0 | 0 | 0 | 0 | 0 | 0 | 0 | 0 | 0 | 0 | 0 | 0 | 0 | 0 | 0 | 0 | 0 | 0 | 0 | 0 | 0 | 0 | 0 | 0 | 0
Transportation Sector Fuel Used[LDVs,freight,natural gas vehicle,biofuel diesel tf] | NoSettings | 0 | 0 | 0 | 0 | 0 | 0 | 0 | 0 | 0 | 0 | 0 | 0 | 0 | 0 | 0 | 0 | 0 | 0 | 0 | 0 | 0 | 0 | 0 | 0 | 0 | 0 | 0 | 0 | 0 | 0 | 0
Transportation Sector Fuel Used[LDVs,freight,natural gas vehicle,jet fuel tf] | NoSettings | 0 | 0 | 0 | 0 | 0 | 0 | 0 | 0 | 0 | 0 | 0 | 0 | 0 | 0 | 0 | 0 | 0 | 0 | 0 | 0 | 0 | 0 | 0 | 0 | 0 | 0 | 0 | 0 | 0 | 0 | 0
Transportation Sector Fuel Used[LDVs,freight,natural gas vehicle,heavy or residual fuel oil tf] | NoSettings | 0 | 0 | 0 | 0 | 0 | 0 | 0 | 0 | 0 | 0 | 0 | 0 | 0 | 0 | 0 | 0 | 0 | 0 | 0 | 0 | 0 | 0 | 0 | 0 | 0 | 0 | 0 | 0 | 0 | 0 | 0
Transportation Sector Fuel Used[LDVs,freight,natural gas vehicle,LPG propane or butane tf] | NoSettings | 0 | 0 | 0 | 0 | 0 | 0 | 0 | 0 | 0 | 0 | 0 | 0 | 0 | 0 | 0 | 0 | 0 | 0 | 0 | 0 | 0 | 0 | 0 | 0 | 0 | 0 | 0 | 0 | 0 | 0 | 0
Transportation Sector Fuel Used[LDVs,freight,natural gas vehicle,hydrogen tf] | NoSettings | 0 | 0 | 0 | 0 | 0 | 0 | 0 | 0 | 0 | 0 | 0 | 0 | 0 | 0 | 0 | 0 | 0 | 0 | 0 | 0 | 0 | 0 | 0 | 0 | 0 | 0 | 0 | 0 | 0 | 0 | 0
Transportation Sector Fuel Used[LDVs,freight,gasoline vehicle,electricity tf] | NoSettings | 0 | 0 | 0 | 0 | 0 | 0 | 0 | 0 | 0 | 0 | 0 | 0 | 0 | 0 | 0 | 0 | 0 | 0 | 0 | 0 | 0 | 0 | 0 | 0 | 0 | 0 | 0 | 0 | 0 | 0 | 0
Transportation Sector Fuel Used[LDVs,freight,gasoline vehicle,natural gas tf] | NoSettings | 0 | 0 | 0 | 0 | 0 | 0 | 0 | 0 | 0 | 0 | 0 | 0 | 0 | 0 | 0 | 0 | 0 | 0 | 0 | 0 | 0 | 0 | 0 | 0 | 0 | 0 | 0 | 0 | 0 | 0 | 0
Transportation Sector Fuel Used[LDVs,freight,gasoline vehicle,petroleum gasoline tf] | NoSettings | 100266000000000 | 108876000000000 | 108316000000000 | 107930000000000 | 107176000000000 | 106107000000000 | 105269000000000 | 104092000000000 | 102698000000000 | 101168000000000 | 99251200000000 | 97550200000000 | 95595900000000 | 93858100000000 | 89325000000000 | 85612100000000 | 82026000000000 | 78104000000000 | 74468100000000 | 70841300000000 | 67398500000000 | 64451700000000 | 62012400000000 | 60112600000000 | 58767000000000 | 57810800000000 | 57270700000000 | 57134500000000 | 57397000000000 | 58068700000000 | 58763600000000
Transportation Sector Fuel Used[LDVs,freight,gasoline vehicle,petroleum diesel tf] | NoSettings | 0 | 0 | 0 | 0 | 0 | 0 | 0 | 0 | 0 | 0 | 0 | 0 | 0 | 0 | 0 | 0 | 0 | 0 | 0 | 0 | 0 | 0 | 0 | 0 | 0 | 0 | 0 | 0 | 0 | 0 | 0
Transportation Sector Fuel Used[LDVs,freight,gasoline vehicle,biofuel gasoline tf] | NoSettings | 7732720000000 | 8422010000000 | 8403800000000 | 8398950000000 | 8365150000000 | 8306380000000 | 8265300000000 | 8197130000000 | 8111260000000 | 8002200000000 | 7873680000000 | 7738740000000 | 7583700000000 | 7445840000000 | 7086230000000 | 6791680000000 | 6507190000000 | 6196060000000 | 5907620000000 | 5619900000000 | 5346780000000 | 5113010000000 | 4919490000000 | 4768780000000 | 4662030000000 | 4586180000000 | 4543330000000 | 4532530000000 | 4553350000000 | 4606640000000 | 4661760000000
Transportation Sector Fuel Used[LDVs,freight,gasoline vehicle,biofuel diesel tf] | NoSettings | 0 | 0 | 0 | 0 | 0 | 0 | 0 | 0 | 0 | 0 | 0 | 0 | 0 | 0 | 0 | 0 | 0 | 0 | 0 | 0 | 0 | 0 | 0 | 0 | 0 | 0 | 0 | 0 | 0 | 0 | 0
Transportation Sector Fuel Used[LDVs,freight,gasoline vehicle,jet fuel tf] | NoSettings | 0 | 0 | 0 | 0 | 0 | 0 | 0 | 0 | 0 | 0 | 0 | 0 | 0 | 0 | 0 | 0 | 0 | 0 | 0 | 0 | 0 | 0 | 0 | 0 | 0 | 0 | 0 | 0 | 0 | 0 | 0
Transportation Sector Fuel Used[LDVs,freight,gasoline vehicle,heavy or residual fuel oil tf] | NoSettings | 0 | 0 | 0 | 0 | 0 | 0 | 0 | 0 | 0 | 0 | 0 | 0 | 0 | 0 | 0 | 0 | 0 | 0 | 0 | 0 | 0 | 0 | 0 | 0 | 0 | 0 | 0 | 0 | 0 | 0 | 0
Transportation Sector Fuel Used[LDVs,freight,gasoline vehicle,LPG propane or butane tf] | NoSettings | 0 | 0 | 0 | 0 | 0 | 0 | 0 | 0 | 0 | 0 | 0 | 0 | 0 | 0 | 0 | 0 | 0 | 0 | 0 | 0 | 0 | 0 | 0 | 0 | 0 | 0 | 0 | 0 | 0 | 0 | 0
Transportation Sector Fuel Used[LDVs,freight,gasoline vehicle,hydrogen tf] | NoSettings | 0 | 0 | 0 | 0 | 0 | 0 | 0 | 0 | 0 | 0 | 0 | 0 | 0 | 0 | 0 | 0 | 0 | 0 | 0 | 0 | 0 | 0 | 0 | 0 | 0 | 0 | 0 | 0 | 0 | 0 | 0
Transportation Sector Fuel Used[LDVs,freight,diesel vehicle,electricity tf] | NoSettings | 0 | 0 | 0 | 0 | 0 | 0 | 0 | 0 | 0 | 0 | 0 | 0 | 0 | 0 | 0 | 0 | 0 | 0 | 0 | 0 | 0 | 0 | 0 | 0 | 0 | 0 | 0 | 0 | 0 | 0 | 0
Transportation Sector Fuel Used[LDVs,freight,diesel vehicle,natural gas tf] | NoSettings | 0 | 0 | 0 | 0 | 0 | 0 | 0 | 0 | 0 | 0 | 0 | 0 | 0 | 0 | 0 | 0 | 0 | 0 | 0 | 0 | 0 | 0 | 0 | 0 | 0 | 0 | 0 | 0 | 0 | 0 | 0
Transportation Sector Fuel Used[LDVs,freight,diesel vehicle,petroleum gasoline tf] | NoSettings | 0 | 0 | 0 | 0 | 0 | 0 | 0 | 0 | 0 | 0 | 0 | 0 | 0 | 0 | 0 | 0 | 0 | 0 | 0 | 0 | 0 | 0 | 0 | 0 | 0 | 0 | 0 | 0 | 0 | 0 | 0
Transportation Sector Fuel Used[LDVs,freight,diesel vehicle,petroleum diesel tf] | NoSettings | 98226000000000 | 102833000000000 | 98287200000000 | 93679000000000 | 88779700000000 | 83595600000000 | 78706000000000 | 73802100000000 | 69032200000000 | 64330400000000 | 59662000000000 | 57008400000000 | 54239900000000 | 51331600000000 | 49234800000000 | 46720900000000 | 44269700000000 | 42094200000000 | 40024800000000 | 38160000000000 | 36420200000000 | 34863800000000 | 33540500000000 | 32458000000000 | 31555600000000 | 30874300000000 | 30390600000000 | 30136200000000 | 30102400000000 | 30341500000000 | 30599900000000
Transportation Sector Fuel Used[LDVs,freight,diesel vehicle,biofuel gasoline tf] | NoSettings | 0 | 0 | 0 | 0 | 0 | 0 | 0 | 0 | 0 | 0 | 0 | 0 | 0 | 0 | 0 | 0 | 0 | 0 | 0 | 0 | 0 | 0 | 0 | 0 | 0 | 0 | 0 | 0 | 0 | 0 | 0
Transportation Sector Fuel Used[LDVs,freight,diesel vehicle,biofuel diesel tf] | NoSettings | 24195400000000 | 28469300000000 | 30361900000000 | 32096400000000 | 33568900000000 | 34736900000000 | 35814700000000 | 36666600000000 | 37351500000000 | 37827400000000 | 38059100000000 | 36366300000000 | 34600300000000 | 32745100000000 | 31407500000000 | 29803800000000 | 28240200000000 | 26852400000000 | 25532300000000 | 24342700000000 | 23232900000000 | 22240100000000 | 21395900000000 | 20705400000000 | 20129700000000 | 19695100000000 | 19386500000000 | 19224200000000 | 19202700000000 | 19355200000000 | 19520000000000
Transportation Sector Fuel Used[LDVs,freight,diesel vehicle,jet fuel tf] | NoSettings | 0 | 0 | 0 | 0 | 0 | 0 | 0 | 0 | 0 | 0 | 0 | 0 | 0 | 0 | 0 | 0 | 0 | 0 | 0 | 0 | 0 | 0 | 0 | 0 | 0 | 0 | 0 | 0 | 0 | 0 | 0
Transportation Sector Fuel Used[LDVs,freight,diesel vehicle,heavy or residual fuel oil tf] | NoSettings | 0 | 0 | 0 | 0 | 0 | 0 | 0 | 0 | 0 | 0 | 0 | 0 | 0 | 0 | 0 | 0 | 0 | 0 | 0 | 0 | 0 | 0 | 0 | 0 | 0 | 0 | 0 | 0 | 0 | 0 | 0
Transportation Sector Fuel Used[LDVs,freight,diesel vehicle,LPG propane or butane tf] | NoSettings | 0 | 0 | 0 | 0 | 0 | 0 | 0 | 0 | 0 | 0 | 0 | 0 | 0 | 0 | 0 | 0 | 0 | 0 | 0 | 0 | 0 | 0 | 0 | 0 | 0 | 0 | 0 | 0 | 0 | 0 | 0
Transportation Sector Fuel Used[LDVs,freight,diesel vehicle,hydrogen tf] | NoSettings | 0 | 0 | 0 | 0 | 0 | 0 | 0 | 0 | 0 | 0 | 0 | 0 | 0 | 0 | 0 | 0 | 0 | 0 | 0 | 0 | 0 | 0 | 0 | 0 | 0 | 0 | 0 | 0 | 0 | 0 | 0
Transportation Sector Fuel Used[LDVs,freight,plugin hybrid vehicle,electricity tf] | NoSettings | 0 | 0 | 0 | 0 | 0 | 0 | 0 | 0 | 0 | 0 | 0 | 0 | 0 | 0 | 0 | 0 | 0 | 0 | 0 | 0 | 0 | 0 | 0 | 0 | 0 | 0 | 0 | 0 | 0 | 0 | 0
Transportation Sector Fuel Used[LDVs,freight,plugin hybrid vehicle,natural gas tf] | NoSettings | 0 | 0 | 0 | 0 | 0 | 0 | 0 | 0 | 0 | 0 | 0 | 0 | 0 | 0 | 0 | 0 | 0 | 0 | 0 | 0 | 0 | 0 | 0 | 0 | 0 | 0 | 0 | 0 | 0 | 0 | 0
Transportation Sector Fuel Used[LDVs,freight,plugin hybrid vehicle,petroleum gasoline tf] | NoSettings | 0 | 0 | 0 | 0 | 0 | 0 | 0 | 0 | 0 | 0 | 0 | 0 | 0 | 0 | 0 | 0 | 0 | 0 | 0 | 0 | 0 | 0 | 0 | 0 | 0 | 0 | 0 | 0 | 0 | 0 | 0
Transportation Sector Fuel Used[LDVs,freight,plugin hybrid vehicle,petroleum diesel tf] | NoSettings | 0 | 0 | 0 | 0 | 0 | 0 | 0 | 0 | 0 | 0 | 0 | 0 | 0 | 0 | 0 | 0 | 0 | 0 | 0 | 0 | 0 | 0 | 0 | 0 | 0 | 0 | 0 | 0 | 0 | 0 | 0
Transportation Sector Fuel Used[LDVs,freight,plugin hybrid vehicle,biofuel gasoline tf] | NoSettings | 0 | 0 | 0 | 0 | 0 | 0 | 0 | 0 | 0 | 0 | 0 | 0 | 0 | 0 | 0 | 0 | 0 | 0 | 0 | 0 | 0 | 0 | 0 | 0 | 0 | 0 | 0 | 0 | 0 | 0 | 0
Transportation Sector Fuel Used[LDVs,freight,plugin hybrid vehicle,biofuel diesel tf] | NoSettings | 0 | 0 | 0 | 0 | 0 | 0 | 0 | 0 | 0 | 0 | 0 | 0 | 0 | 0 | 0 | 0 | 0 | 0 | 0 | 0 | 0 | 0 | 0 | 0 | 0 | 0 | 0 | 0 | 0 | 0 | 0
Transportation Sector Fuel Used[LDVs,freight,plugin hybrid vehicle,jet fuel tf] | NoSettings | 0 | 0 | 0 | 0 | 0 | 0 | 0 | 0 | 0 | 0 | 0 | 0 | 0 | 0 | 0 | 0 | 0 | 0 | 0 | 0 | 0 | 0 | 0 | 0 | 0 | 0 | 0 | 0 | 0 | 0 | 0
Transportation Sector Fuel Used[LDVs,freight,plugin hybrid vehicle,heavy or residual fuel oil tf] | NoSettings | 0 | 0 | 0 | 0 | 0 | 0 | 0 | 0 | 0 | 0 | 0 | 0 | 0 | 0 | 0 | 0 | 0 | 0 | 0 | 0 | 0 | 0 | 0 | 0 | 0 | 0 | 0 | 0 | 0 | 0 | 0
Transportation Sector Fuel Used[LDVs,freight,plugin hybrid vehicle,LPG propane or butane tf] | NoSettings | 0 | 0 | 0 | 0 | 0 | 0 | 0 | 0 | 0 | 0 | 0 | 0 | 0 | 0 | 0 | 0 | 0 | 0 | 0 | 0 | 0 | 0 | 0 | 0 | 0 | 0 | 0 | 0 | 0 | 0 | 0
Transportation Sector Fuel Used[LDVs,freight,plugin hybrid vehicle,hydrogen tf] | NoSettings | 0 | 0 | 0 | 0 | 0 | 0 | 0 | 0 | 0 | 0 | 0 | 0 | 0 | 0 | 0 | 0 | 0 | 0 | 0 | 0 | 0 | 0 | 0 | 0 | 0 | 0 | 0 | 0 | 0 | 0 | 0
Transportation Sector Fuel Used[LDVs,freight,LPG vehicle,electricity tf] | NoSettings | 0 | 0 | 0 | 0 | 0 | 0 | 0 | 0 | 0 | 0 | 0 | 0 | 0 | 0 | 0 | 0 | 0 | 0 | 0 | 0 | 0 | 0 | 0 | 0 | 0 | 0 | 0 | 0 | 0 | 0 | 0
Transportation Sector Fuel Used[LDVs,freight,LPG vehicle,natural gas tf] | NoSettings | 0 | 0 | 0 | 0 | 0 | 0 | 0 | 0 | 0 | 0 | 0 | 0 | 0 | 0 | 0 | 0 | 0 | 0 | 0 | 0 | 0 | 0 | 0 | 0 | 0 | 0 | 0 | 0 | 0 | 0 | 0
Transportation Sector Fuel Used[LDVs,freight,LPG vehicle,petroleum gasoline tf] | NoSettings | 0 | 0 | 0 | 0 | 0 | 0 | 0 | 0 | 0 | 0 | 0 | 0 | 0 | 0 | 0 | 0 | 0 | 0 | 0 | 0 | 0 | 0 | 0 | 0 | 0 | 0 | 0 | 0 | 0 | 0 | 0
Transportation Sector Fuel Used[LDVs,freight,LPG vehicle,petroleum diesel tf] | NoSettings | 0 | 0 | 0 | 0 | 0 | 0 | 0 | 0 | 0 | 0 | 0 | 0 | 0 | 0 | 0 | 0 | 0 | 0 | 0 | 0 | 0 | 0 | 0 | 0 | 0 | 0 | 0 | 0 | 0 | 0 | 0
Transportation Sector Fuel Used[LDVs,freight,LPG vehicle,biofuel gasoline tf] | NoSettings | 0 | 0 | 0 | 0 | 0 | 0 | 0 | 0 | 0 | 0 | 0 | 0 | 0 | 0 | 0 | 0 | 0 | 0 | 0 | 0 | 0 | 0 | 0 | 0 | 0 | 0 | 0 | 0 | 0 | 0 | 0
Transportation Sector Fuel Used[LDVs,freight,LPG vehicle,biofuel diesel tf] | NoSettings | 0 | 0 | 0 | 0 | 0 | 0 | 0 | 0 | 0 | 0 | 0 | 0 | 0 | 0 | 0 | 0 | 0 | 0 | 0 | 0 | 0 | 0 | 0 | 0 | 0 | 0 | 0 | 0 | 0 | 0 | 0
Transportation Sector Fuel Used[LDVs,freight,LPG vehicle,jet fuel tf] | NoSettings | 0 | 0 | 0 | 0 | 0 | 0 | 0 | 0 | 0 | 0 | 0 | 0 | 0 | 0 | 0 | 0 | 0 | 0 | 0 | 0 | 0 | 0 | 0 | 0 | 0 | 0 | 0 | 0 | 0 | 0 | 0
Transportation Sector Fuel Used[LDVs,freight,LPG vehicle,heavy or residual fuel oil tf] | NoSettings | 0 | 0 | 0 | 0 | 0 | 0 | 0 | 0 | 0 | 0 | 0 | 0 | 0 | 0 | 0 | 0 | 0 | 0 | 0 | 0 | 0 | 0 | 0 | 0 | 0 | 0 | 0 | 0 | 0 | 0 | 0
Transportation Sector Fuel Used[LDVs,freight,LPG vehicle,LPG propane or butane tf] | NoSettings | 0 | 0 | 0 | 0 | 0 | 0 | 0 | 0 | 0 | 0 | 0 | 0 | 0 | 0 | 0 | 0 | 0 | 0 | 0 | 0 | 0 | 0 | 0 | 0 | 0 | 0 | 0 | 0 | 0 | 0 | 0
Transportation Sector Fuel Used[LDVs,freight,LPG vehicle,hydrogen tf] | NoSettings | 0 | 0 | 0 | 0 | 0 | 0 | 0 | 0 | 0 | 0 | 0 | 0 | 0 | 0 | 0 | 0 | 0 | 0 | 0 | 0 | 0 | 0 | 0 | 0 | 0 | 0 | 0 | 0 | 0 | 0 | 0
Transportation Sector Fuel Used[LDVs,freight,hydrogen vehicle,electricity tf] | NoSettings | 0 | 0 | 0 | 0 | 0 | 0 | 0 | 0 | 0 | 0 | 0 | 0 | 0 | 0 | 0 | 0 | 0 | 0 | 0 | 0 | 0 | 0 | 0 | 0 | 0 | 0 | 0 | 0 | 0 | 0 | 0
Transportation Sector Fuel Used[LDVs,freight,hydrogen vehicle,natural gas tf] | NoSettings | 0 | 0 | 0 | 0 | 0 | 0 | 0 | 0 | 0 | 0 | 0 | 0 | 0 | 0 | 0 | 0 | 0 | 0 | 0 | 0 | 0 | 0 | 0 | 0 | 0 | 0 | 0 | 0 | 0 | 0 | 0
Transportation Sector Fuel Used[LDVs,freight,hydrogen vehicle,petroleum gasoline tf] | NoSettings | 0 | 0 | 0 | 0 | 0 | 0 | 0 | 0 | 0 | 0 | 0 | 0 | 0 | 0 | 0 | 0 | 0 | 0 | 0 | 0 | 0 | 0 | 0 | 0 | 0 | 0 | 0 | 0 | 0 | 0 | 0
Transportation Sector Fuel Used[LDVs,freight,hydrogen vehicle,petroleum diesel tf] | NoSettings | 0 | 0 | 0 | 0 | 0 | 0 | 0 | 0 | 0 | 0 | 0 | 0 | 0 | 0 | 0 | 0 | 0 | 0 | 0 | 0 | 0 | 0 | 0 | 0 | 0 | 0 | 0 | 0 | 0 | 0 | 0
Transportation Sector Fuel Used[LDVs,freight,hydrogen vehicle,biofuel gasoline tf] | NoSettings | 0 | 0 | 0 | 0 | 0 | 0 | 0 | 0 | 0 | 0 | 0 | 0 | 0 | 0 | 0 | 0 | 0 | 0 | 0 | 0 | 0 | 0 | 0 | 0 | 0 | 0 | 0 | 0 | 0 | 0 | 0
Transportation Sector Fuel Used[LDVs,freight,hydrogen vehicle,biofuel diesel tf] | NoSettings | 0 | 0 | 0 | 0 | 0 | 0 | 0 | 0 | 0 | 0 | 0 | 0 | 0 | 0 | 0 | 0 | 0 | 0 | 0 | 0 | 0 | 0 | 0 | 0 | 0 | 0 | 0 | 0 | 0 | 0 | 0
Transportation Sector Fuel Used[LDVs,freight,hydrogen vehicle,jet fuel tf] | NoSettings | 0 | 0 | 0 | 0 | 0 | 0 | 0 | 0 | 0 | 0 | 0 | 0 | 0 | 0 | 0 | 0 | 0 | 0 | 0 | 0 | 0 | 0 | 0 | 0 | 0 | 0 | 0 | 0 | 0 | 0 | 0
Transportation Sector Fuel Used[LDVs,freight,hydrogen vehicle,heavy or residual fuel oil tf] | NoSettings | 0 | 0 | 0 | 0 | 0 | 0 | 0 | 0 | 0 | 0 | 0 | 0 | 0 | 0 | 0 | 0 | 0 | 0 | 0 | 0 | 0 | 0 | 0 | 0 | 0 | 0 | 0 | 0 | 0 | 0 | 0
Transportation Sector Fuel Used[LDVs,freight,hydrogen vehicle,LPG propane or butane tf] | NoSettings | 0 | 0 | 0 | 0 | 0 | 0 | 0 | 0 | 0 | 0 | 0 | 0 | 0 | 0 | 0 | 0 | 0 | 0 | 0 | 0 | 0 | 0 | 0 | 0 | 0 | 0 | 0 | 0 | 0 | 0 | 0
Transportation Sector Fuel Used[LDVs,freight,hydrogen vehicle,hydrogen tf] | NoSettings | 0 | 0 | 0 | 0 | 0 | 0 | 0 | 0 | 0 | 0 | 0 | 0 | 0 | 0 | 0 | 0 | 0 | 0 | 0 | 0 | 0 | 0 | 0 | 0 | 0 | 0 | 0 | 0 | 0 | 0 | 0
Transportation Sector Fuel Used[HDVs,passenger,battery electric vehicle,electricity tf] | NoSettings | 209978000000 | 228171000000 | 249947000000 | 289835000000 | 368160000000 | 453201000000 | 569081000000 | 742981000000 | 962518000000 | 1324560000000 | 1737160000000 | 2186700000000 | 2593700000000 | 3023920000000 | 3404540000000 | 3921250000000 | 4467060000000 | 5048740000000 | 5620070000000 | 6206170000000 | 6792910000000 | 7357360000000 | 7963110000000 | 8600800000000 | 9260080000000 | 9906820000000 | 10555600000000 | 11093800000000 | 11610500000000 | 12037700000000 | 12519600000000
Transportation Sector Fuel Used[HDVs,passenger,battery electric vehicle,natural gas tf] | NoSettings | 0 | 0 | 0 | 0 | 0 | 0 | 0 | 0 | 0 | 0 | 0 | 0 | 0 | 0 | 0 | 0 | 0 | 0 | 0 | 0 | 0 | 0 | 0 | 0 | 0 | 0 | 0 | 0 | 0 | 0 | 0
Transportation Sector Fuel Used[HDVs,passenger,battery electric vehicle,petroleum gasoline tf] | NoSettings | 0 | 0 | 0 | 0 | 0 | 0 | 0 | 0 | 0 | 0 | 0 | 0 | 0 | 0 | 0 | 0 | 0 | 0 | 0 | 0 | 0 | 0 | 0 | 0 | 0 | 0 | 0 | 0 | 0 | 0 | 0
Transportation Sector Fuel Used[HDVs,passenger,battery electric vehicle,petroleum diesel tf] | NoSettings | 0 | 0 | 0 | 0 | 0 | 0 | 0 | 0 | 0 | 0 | 0 | 0 | 0 | 0 | 0 | 0 | 0 | 0 | 0 | 0 | 0 | 0 | 0 | 0 | 0 | 0 | 0 | 0 | 0 | 0 | 0
Transportation Sector Fuel Used[HDVs,passenger,battery electric vehicle,biofuel gasoline tf] | NoSettings | 0 | 0 | 0 | 0 | 0 | 0 | 0 | 0 | 0 | 0 | 0 | 0 | 0 | 0 | 0 | 0 | 0 | 0 | 0 | 0 | 0 | 0 | 0 | 0 | 0 | 0 | 0 | 0 | 0 | 0 | 0
Transportation Sector Fuel Used[HDVs,passenger,battery electric vehicle,biofuel diesel tf] | NoSettings | 0 | 0 | 0 | 0 | 0 | 0 | 0 | 0 | 0 | 0 | 0 | 0 | 0 | 0 | 0 | 0 | 0 | 0 | 0 | 0 | 0 | 0 | 0 | 0 | 0 | 0 | 0 | 0 | 0 | 0 | 0
Transportation Sector Fuel Used[HDVs,passenger,battery electric vehicle,jet fuel tf] | NoSettings | 0 | 0 | 0 | 0 | 0 | 0 | 0 | 0 | 0 | 0 | 0 | 0 | 0 | 0 | 0 | 0 | 0 | 0 | 0 | 0 | 0 | 0 | 0 | 0 | 0 | 0 | 0 | 0 | 0 | 0 | 0
Transportation Sector Fuel Used[HDVs,passenger,battery electric vehicle,heavy or residual fuel oil tf] | NoSettings | 0 | 0 | 0 | 0 | 0 | 0 | 0 | 0 | 0 | 0 | 0 | 0 | 0 | 0 | 0 | 0 | 0 | 0 | 0 | 0 | 0 | 0 | 0 | 0 | 0 | 0 | 0 | 0 | 0 | 0 | 0
Transportation Sector Fuel Used[HDVs,passenger,battery electric vehicle,LPG propane or butane tf] | NoSettings | 0 | 0 | 0 | 0 | 0 | 0 | 0 | 0 | 0 | 0 | 0 | 0 | 0 | 0 | 0 | 0 | 0 | 0 | 0 | 0 | 0 | 0 | 0 | 0 | 0 | 0 | 0 | 0 | 0 | 0 | 0
Transportation Sector Fuel Used[HDVs,passenger,battery electric vehicle,hydrogen tf] | NoSettings | 0 | 0 | 0 | 0 | 0 | 0 | 0 | 0 | 0 | 0 | 0 | 0 | 0 | 0 | 0 | 0 | 0 | 0 | 0 | 0 | 0 | 0 | 0 | 0 | 0 | 0 | 0 | 0 | 0 | 0 | 0
Transportation Sector Fuel Used[HDVs,passenger,natural gas vehicle,electricity tf] | NoSettings | 0 | 0 | 0 | 0 | 0 | 0 | 0 | 0 | 0 | 0 | 0 | 0 | 0 | 0 | 0 | 0 | 0 | 0 | 0 | 0 | 0 | 0 | 0 | 0 | 0 | 0 | 0 | 0 | 0 | 0 | 0
Transportation Sector Fuel Used[HDVs,passenger,natural gas vehicle,natural gas tf] | NoSettings | 10568000000000 | 10310200000000 | 9755170000000 | 9202920000000 | 8636070000000 | 8089860000000 | 7541790000000 | 7028500000000 | 6542090000000 | 6015000000000 | 5496190000000 | 4997270000000 | 4526200000000 | 4075040000000 | 3643740000000 | 3230170000000 | 2869900000000 | 2528210000000 | 2206240000000 | 1905260000000 | 1627480000000 | 1370940000000 | 1137920000000 | 1013400000000 | 898728000000 | 774919000000 | 646608000000 | 543522000000 | 448650000000 | 371479000000 | 316604000000
Transportation Sector Fuel Used[HDVs,passenger,natural gas vehicle,petroleum gasoline tf] | NoSettings | 0 | 0 | 0 | 0 | 0 | 0 | 0 | 0 | 0 | 0 | 0 | 0 | 0 | 0 | 0 | 0 | 0 | 0 | 0 | 0 | 0 | 0 | 0 | 0 | 0 | 0 | 0 | 0 | 0 | 0 | 0
Transportation Sector Fuel Used[HDVs,passenger,natural gas vehicle,petroleum diesel tf] | NoSettings | 0 | 0 | 0 | 0 | 0 | 0 | 0 | 0 | 0 | 0 | 0 | 0 | 0 | 0 | 0 | 0 | 0 | 0 | 0 | 0 | 0 | 0 | 0 | 0 | 0 | 0 | 0 | 0 | 0 | 0 | 0
Transportation Sector Fuel Used[HDVs,passenger,natural gas vehicle,biofuel gasoline tf] | NoSettings | 0 | 0 | 0 | 0 | 0 | 0 | 0 | 0 | 0 | 0 | 0 | 0 | 0 | 0 | 0 | 0 | 0 | 0 | 0 | 0 | 0 | 0 | 0 | 0 | 0 | 0 | 0 | 0 | 0 | 0 | 0
Transportation Sector Fuel Used[HDVs,passenger,natural gas vehicle,biofuel diesel tf] | NoSettings | 0 | 0 | 0 | 0 | 0 | 0 | 0 | 0 | 0 | 0 | 0 | 0 | 0 | 0 | 0 | 0 | 0 | 0 | 0 | 0 | 0 | 0 | 0 | 0 | 0 | 0 | 0 | 0 | 0 | 0 | 0
Transportation Sector Fuel Used[HDVs,passenger,natural gas vehicle,jet fuel tf] | NoSettings | 0 | 0 | 0 | 0 | 0 | 0 | 0 | 0 | 0 | 0 | 0 | 0 | 0 | 0 | 0 | 0 | 0 | 0 | 0 | 0 | 0 | 0 | 0 | 0 | 0 | 0 | 0 | 0 | 0 | 0 | 0
Transportation Sector Fuel Used[HDVs,passenger,natural gas vehicle,heavy or residual fuel oil tf] | NoSettings | 0 | 0 | 0 | 0 | 0 | 0 | 0 | 0 | 0 | 0 | 0 | 0 | 0 | 0 | 0 | 0 | 0 | 0 | 0 | 0 | 0 | 0 | 0 | 0 | 0 | 0 | 0 | 0 | 0 | 0 | 0
Transportation Sector Fuel Used[HDVs,passenger,natural gas vehicle,LPG propane or butane tf] | NoSettings | 0 | 0 | 0 | 0 | 0 | 0 | 0 | 0 | 0 | 0 | 0 | 0 | 0 | 0 | 0 | 0 | 0 | 0 | 0 | 0 | 0 | 0 | 0 | 0 | 0 | 0 | 0 | 0 | 0 | 0 | 0
Transportation Sector Fuel Used[HDVs,passenger,natural gas vehicle,hydrogen tf] | NoSettings | 0 | 0 | 0 | 0 | 0 | 0 | 0 | 0 | 0 | 0 | 0 | 0 | 0 | 0 | 0 | 0 | 0 | 0 | 0 | 0 | 0 | 0 | 0 | 0 | 0 | 0 | 0 | 0 | 0 | 0 | 0
Transportation Sector Fuel Used[HDVs,passenger,gasoline vehicle,electricity tf] | NoSettings | 0 | 0 | 0 | 0 | 0 | 0 | 0 | 0 | 0 | 0 | 0 | 0 | 0 | 0 | 0 | 0 | 0 | 0 | 0 | 0 | 0 | 0 | 0 | 0 | 0 | 0 | 0 | 0 | 0 | 0 | 0
Transportation Sector Fuel Used[HDVs,passenger,gasoline vehicle,natural gas tf] | NoSettings | 0 | 0 | 0 | 0 | 0 | 0 | 0 | 0 | 0 | 0 | 0 | 0 | 0 | 0 | 0 | 0 | 0 | 0 | 0 | 0 | 0 | 0 | 0 | 0 | 0 | 0 | 0 | 0 | 0 | 0 | 0
Transportation Sector Fuel Used[HDVs,passenger,gasoline vehicle,petroleum gasoline tf] | NoSettings | 16585200000000 | 16502600000000 | 15772700000000 | 15055000000000 | 14337300000000 | 13629400000000 | 12938800000000 | 12245500000000 | 11583100000000 | 10895800000000 | 10200000000000 | 9501010000000 | 8806240000000 | 8108080000000 | 7409500000000 | 6696720000000 | 6045470000000 | 5381640000000 | 4693980000000 | 4019660000000 | 3336880000000 | 2652450000000 | 1964830000000 | 1840970000000 | 1741460000000 | 1655940000000 | 1545670000000 | 1428250000000 | 1307750000000 | 1194560000000 | 1075090000000
Transportation Sector Fuel Used[HDVs,passenger,gasoline vehicle,petroleum diesel tf] | NoSettings | 0 | 0 | 0 | 0 | 0 | 0 | 0 | 0 | 0 | 0 | 0 | 0 | 0 | 0 | 0 | 0 | 0 | 0 | 0 | 0 | 0 | 0 | 0 | 0 | 0 | 0 | 0 | 0 | 0 | 0 | 0
Transportation Sector Fuel Used[HDVs,passenger,gasoline vehicle,biofuel gasoline tf] | NoSettings | 1279700000000 | 1277170000000 | 1224580000000 | 1172120000000 | 1119060000000 | 1066800000000 | 1015680000000 | 964046000000 | 914255000000 | 862089000000 | 808800000000 | 753375000000 | 698284000000 | 642923000000 | 587530000000 | 531011000000 | 479371000000 | 426733000000 | 372206000000 | 318736000000 | 264595000000 | 210324000000 | 155800000000 | 145978000000 | 138088000000 | 131307000000 | 122563000000 | 113252000000 | 103697000000 | 94721800000 | 85248200000
Transportation Sector Fuel Used[HDVs,passenger,gasoline vehicle,biofuel diesel tf] | NoSettings | 0 | 0 | 0 | 0 | 0 | 0 | 0 | 0 | 0 | 0 | 0 | 0 | 0 | 0 | 0 | 0 | 0 | 0 | 0 | 0 | 0 | 0 | 0 | 0 | 0 | 0 | 0 | 0 | 0 | 0 | 0
Transportation Sector Fuel Used[HDVs,passenger,gasoline vehicle,jet fuel tf] | NoSettings | 0 | 0 | 0 | 0 | 0 | 0 | 0 | 0 | 0 | 0 | 0 | 0 | 0 | 0 | 0 | 0 | 0 | 0 | 0 | 0 | 0 | 0 | 0 | 0 | 0 | 0 | 0 | 0 | 0 | 0 | 0
Transportation Sector Fuel Used[HDVs,passenger,gasoline vehicle,heavy or residual fuel oil tf] | NoSettings | 0 | 0 | 0 | 0 | 0 | 0 | 0 | 0 | 0 | 0 | 0 | 0 | 0 | 0 | 0 | 0 | 0 | 0 | 0 | 0 | 0 | 0 | 0 | 0 | 0 | 0 | 0 | 0 | 0 | 0 | 0
Transportation Sector Fuel Used[HDVs,passenger,gasoline vehicle,LPG propane or butane tf] | NoSettings | 0 | 0 | 0 | 0 | 0 | 0 | 0 | 0 | 0 | 0 | 0 | 0 | 0 | 0 | 0 | 0 | 0 | 0 | 0 | 0 | 0 | 0 | 0 | 0 | 0 | 0 | 0 | 0 | 0 | 0 | 0
Transportation Sector Fuel Used[HDVs,passenger,gasoline vehicle,hydrogen tf] | NoSettings | 0 | 0 | 0 | 0 | 0 | 0 | 0 | 0 | 0 | 0 | 0 | 0 | 0 | 0 | 0 | 0 | 0 | 0 | 0 | 0 | 0 | 0 | 0 | 0 | 0 | 0 | 0 | 0 | 0 | 0 | 0
Transportation Sector Fuel Used[HDVs,passenger,diesel vehicle,electricity tf] | NoSettings | 0 | 0 | 0 | 0 | 0 | 0 | 0 | 0 | 0 | 0 | 0 | 0 | 0 | 0 | 0 | 0 | 0 | 0 | 0 | 0 | 0 | 0 | 0 | 0 | 0 | 0 | 0 | 0 | 0 | 0 | 0
Transportation Sector Fuel Used[HDVs,passenger,diesel vehicle,natural gas tf] | NoSettings | 0 | 0 | 0 | 0 | 0 | 0 | 0 | 0 | 0 | 0 | 0 | 0 | 0 | 0 | 0 | 0 | 0 | 0 | 0 | 0 | 0 | 0 | 0 | 0 | 0 | 0 | 0 | 0 | 0 | 0 | 0
Transportation Sector Fuel Used[HDVs,passenger,diesel vehicle,petroleum gasoline tf] | NoSettings | 0 | 0 | 0 | 0 | 0 | 0 | 0 | 0 | 0 | 0 | 0 | 0 | 0 | 0 | 0 | 0 | 0 | 0 | 0 | 0 | 0 | 0 | 0 | 0 | 0 | 0 | 0 | 0 | 0 | 0 | 0
Transportation Sector Fuel Used[HDVs,passenger,diesel vehicle,petroleum diesel tf] | NoSettings | 17205100000000 | 17558000000000 | 17256100000000 | 16944400000000 | 16513100000000 | 16079900000000 | 15590300000000 | 15061200000000 | 14501800000000 | 13782400000000 | 12994300000000 | 12579700000000 | 12182600000000 | 11735700000000 | 11327000000000 | 10900100000000 | 10542000000000 | 10173400000000 | 9767420000000 | 9420280000000 | 9093730000000 | 8732940000000 | 8390170000000 | 7729460000000 | 7128810000000 | 6509070000000 | 5899200000000 | 5361320000000 | 4814230000000 | 4346850000000 | 3936970000000
Transportation Sector Fuel Used[HDVs,passenger,diesel vehicle,biofuel gasoline tf] | NoSettings | 0 | 0 | 0 | 0 | 0 | 0 | 0 | 0 | 0 | 0 | 0 | 0 | 0 | 0 | 0 | 0 | 0 | 0 | 0 | 0 | 0 | 0 | 0 | 0 | 0 | 0 | 0 | 0 | 0 | 0 | 0
Transportation Sector Fuel Used[HDVs,passenger,diesel vehicle,biofuel diesel tf] | NoSettings | 4238020000000 | 4860940000000 | 5330580000000 | 5805500000000 | 6243830000000 | 6681770000000 | 7094290000000 | 7482770000000 | 7846520000000 | 8104310000000 | 8289230000000 | 8024770000000 | 7771450000000 | 7486360000000 | 7225600000000 | 6953310000000 | 6724900000000 | 6489750000000 | 6230760000000 | 6009310000000 | 5801000000000 | 5570840000000 | 5352190000000 | 4930720000000 | 4547550000000 | 4152220000000 | 3763170000000 | 3420050000000 | 3071060000000 | 2772910000000 | 2511440000000
Transportation Sector Fuel Used[HDVs,passenger,diesel vehicle,jet fuel tf] | NoSettings | 0 | 0 | 0 | 0 | 0 | 0 | 0 | 0 | 0 | 0 | 0 | 0 | 0 | 0 | 0 | 0 | 0 | 0 | 0 | 0 | 0 | 0 | 0 | 0 | 0 | 0 | 0 | 0 | 0 | 0 | 0
Transportation Sector Fuel Used[HDVs,passenger,diesel vehicle,heavy or residual fuel oil tf] | NoSettings | 0 | 0 | 0 | 0 | 0 | 0 | 0 | 0 | 0 | 0 | 0 | 0 | 0 | 0 | 0 | 0 | 0 | 0 | 0 | 0 | 0 | 0 | 0 | 0 | 0 | 0 | 0 | 0 | 0 | 0 | 0
Transportation Sector Fuel Used[HDVs,passenger,diesel vehicle,LPG propane or butane tf] | NoSettings | 0 | 0 | 0 | 0 | 0 | 0 | 0 | 0 | 0 | 0 | 0 | 0 | 0 | 0 | 0 | 0 | 0 | 0 | 0 | 0 | 0 | 0 | 0 | 0 | 0 | 0 | 0 | 0 | 0 | 0 | 0
Transportation Sector Fuel Used[HDVs,passenger,diesel vehicle,hydrogen tf] | NoSettings | 0 | 0 | 0 | 0 | 0 | 0 | 0 | 0 | 0 | 0 | 0 | 0 | 0 | 0 | 0 | 0 | 0 | 0 | 0 | 0 | 0 | 0 | 0 | 0 | 0 | 0 | 0 | 0 | 0 | 0 | 0
Transportation Sector Fuel Used[HDVs,passenger,plugin hybrid vehicle,electricity tf] | NoSettings | 0 | 0 | 0 | 0 | 0 | 0 | 0 | 0 | 0 | 0 | 0 | 0 | 0 | 0 | 0 | 0 | 0 | 0 | 0 | 0 | 0 | 0 | 0 | 0 | 0 | 0 | 0 | 0 | 0 | 0 | 0
Transportation Sector Fuel Used[HDVs,passenger,plugin hybrid vehicle,natural gas tf] | NoSettings | 0 | 0 | 0 | 0 | 0 | 0 | 0 | 0 | 0 | 0 | 0 | 0 | 0 | 0 | 0 | 0 | 0 | 0 | 0 | 0 | 0 | 0 | 0 | 0 | 0 | 0 | 0 | 0 | 0 | 0 | 0
Transportation Sector Fuel Used[HDVs,passenger,plugin hybrid vehicle,petroleum gasoline tf] | NoSettings | 0 | 0 | 0 | 0 | 0 | 0 | 0 | 0 | 0 | 0 | 0 | 0 | 0 | 0 | 0 | 0 | 0 | 0 | 0 | 0 | 0 | 0 | 0 | 0 | 0 | 0 | 0 | 0 | 0 | 0 | 0
Transportation Sector Fuel Used[HDVs,passenger,plugin hybrid vehicle,petroleum diesel tf] | NoSettings | 0 | 0 | 0 | 0 | 0 | 0 | 0 | 0 | 0 | 0 | 0 | 0 | 0 | 0 | 0 | 0 | 0 | 0 | 0 | 0 | 0 | 0 | 0 | 0 | 0 | 0 | 0 | 0 | 0 | 0 | 0
Transportation Sector Fuel Used[HDVs,passenger,plugin hybrid vehicle,biofuel gasoline tf] | NoSettings | 0 | 0 | 0 | 0 | 0 | 0 | 0 | 0 | 0 | 0 | 0 | 0 | 0 | 0 | 0 | 0 | 0 | 0 | 0 | 0 | 0 | 0 | 0 | 0 | 0 | 0 | 0 | 0 | 0 | 0 | 0
Transportation Sector Fuel Used[HDVs,passenger,plugin hybrid vehicle,biofuel diesel tf] | NoSettings | 0 | 0 | 0 | 0 | 0 | 0 | 0 | 0 | 0 | 0 | 0 | 0 | 0 | 0 | 0 | 0 | 0 | 0 | 0 | 0 | 0 | 0 | 0 | 0 | 0 | 0 | 0 | 0 | 0 | 0 | 0
Transportation Sector Fuel Used[HDVs,passenger,plugin hybrid vehicle,jet fuel tf] | NoSettings | 0 | 0 | 0 | 0 | 0 | 0 | 0 | 0 | 0 | 0 | 0 | 0 | 0 | 0 | 0 | 0 | 0 | 0 | 0 | 0 | 0 | 0 | 0 | 0 | 0 | 0 | 0 | 0 | 0 | 0 | 0
Transportation Sector Fuel Used[HDVs,passenger,plugin hybrid vehicle,heavy or residual fuel oil tf] | NoSettings | 0 | 0 | 0 | 0 | 0 | 0 | 0 | 0 | 0 | 0 | 0 | 0 | 0 | 0 | 0 | 0 | 0 | 0 | 0 | 0 | 0 | 0 | 0 | 0 | 0 | 0 | 0 | 0 | 0 | 0 | 0
Transportation Sector Fuel Used[HDVs,passenger,plugin hybrid vehicle,LPG propane or butane tf] | NoSettings | 0 | 0 | 0 | 0 | 0 | 0 | 0 | 0 | 0 | 0 | 0 | 0 | 0 | 0 | 0 | 0 | 0 | 0 | 0 | 0 | 0 | 0 | 0 | 0 | 0 | 0 | 0 | 0 | 0 | 0 | 0
Transportation Sector Fuel Used[HDVs,passenger,plugin hybrid vehicle,hydrogen tf] | NoSettings | 0 | 0 | 0 | 0 | 0 | 0 | 0 | 0 | 0 | 0 | 0 | 0 | 0 | 0 | 0 | 0 | 0 | 0 | 0 | 0 | 0 | 0 | 0 | 0 | 0 | 0 | 0 | 0 | 0 | 0 | 0
Transportation Sector Fuel Used[HDVs,passenger,LPG vehicle,electricity tf] | NoSettings | 0 | 0 | 0 | 0 | 0 | 0 | 0 | 0 | 0 | 0 | 0 | 0 | 0 | 0 | 0 | 0 | 0 | 0 | 0 | 0 | 0 | 0 | 0 | 0 | 0 | 0 | 0 | 0 | 0 | 0 | 0
Transportation Sector Fuel Used[HDVs,passenger,LPG vehicle,natural gas tf] | NoSettings | 0 | 0 | 0 | 0 | 0 | 0 | 0 | 0 | 0 | 0 | 0 | 0 | 0 | 0 | 0 | 0 | 0 | 0 | 0 | 0 | 0 | 0 | 0 | 0 | 0 | 0 | 0 | 0 | 0 | 0 | 0
Transportation Sector Fuel Used[HDVs,passenger,LPG vehicle,petroleum gasoline tf] | NoSettings | 0 | 0 | 0 | 0 | 0 | 0 | 0 | 0 | 0 | 0 | 0 | 0 | 0 | 0 | 0 | 0 | 0 | 0 | 0 | 0 | 0 | 0 | 0 | 0 | 0 | 0 | 0 | 0 | 0 | 0 | 0
Transportation Sector Fuel Used[HDVs,passenger,LPG vehicle,petroleum diesel tf] | NoSettings | 0 | 0 | 0 | 0 | 0 | 0 | 0 | 0 | 0 | 0 | 0 | 0 | 0 | 0 | 0 | 0 | 0 | 0 | 0 | 0 | 0 | 0 | 0 | 0 | 0 | 0 | 0 | 0 | 0 | 0 | 0
Transportation Sector Fuel Used[HDVs,passenger,LPG vehicle,biofuel gasoline tf] | NoSettings | 0 | 0 | 0 | 0 | 0 | 0 | 0 | 0 | 0 | 0 | 0 | 0 | 0 | 0 | 0 | 0 | 0 | 0 | 0 | 0 | 0 | 0 | 0 | 0 | 0 | 0 | 0 | 0 | 0 | 0 | 0
Transportation Sector Fuel Used[HDVs,passenger,LPG vehicle,biofuel diesel tf] | NoSettings | 0 | 0 | 0 | 0 | 0 | 0 | 0 | 0 | 0 | 0 | 0 | 0 | 0 | 0 | 0 | 0 | 0 | 0 | 0 | 0 | 0 | 0 | 0 | 0 | 0 | 0 | 0 | 0 | 0 | 0 | 0
Transportation Sector Fuel Used[HDVs,passenger,LPG vehicle,jet fuel tf] | NoSettings | 0 | 0 | 0 | 0 | 0 | 0 | 0 | 0 | 0 | 0 | 0 | 0 | 0 | 0 | 0 | 0 | 0 | 0 | 0 | 0 | 0 | 0 | 0 | 0 | 0 | 0 | 0 | 0 | 0 | 0 | 0
Transportation Sector Fuel Used[HDVs,passenger,LPG vehicle,heavy or residual fuel oil tf] | NoSettings | 0 | 0 | 0 | 0 | 0 | 0 | 0 | 0 | 0 | 0 | 0 | 0 | 0 | 0 | 0 | 0 | 0 | 0 | 0 | 0 | 0 | 0 | 0 | 0 | 0 | 0 | 0 | 0 | 0 | 0 | 0
Transportation Sector Fuel Used[HDVs,passenger,LPG vehicle,LPG propane or butane tf] | NoSettings | 0 | 0 | 0 | 0 | 0 | 0 | 0 | 0 | 0 | 0 | 0 | 0 | 0 | 0 | 0 | 0 | 0 | 0 | 0 | 0 | 0 | 0 | 0 | 0 | 0 | 0 | 0 | 0 | 0 | 0 | 0
Transportation Sector Fuel Used[HDVs,passenger,LPG vehicle,hydrogen tf] | NoSettings | 0 | 0 | 0 | 0 | 0 | 0 | 0 | 0 | 0 | 0 | 0 | 0 | 0 | 0 | 0 | 0 | 0 | 0 | 0 | 0 | 0 | 0 | 0 | 0 | 0 | 0 | 0 | 0 | 0 | 0 | 0
Transportation Sector Fuel Used[HDVs,passenger,hydrogen vehicle,electricity tf] | NoSettings | 0 | 0 | 0 | 0 | 0 | 0 | 0 | 0 | 0 | 0 | 0 | 0 | 0 | 0 | 0 | 0 | 0 | 0 | 0 | 0 | 0 | 0 | 0 | 0 | 0 | 0 | 0 | 0 | 0 | 0 | 0
Transportation Sector Fuel Used[HDVs,passenger,hydrogen vehicle,natural gas tf] | NoSettings | 0 | 0 | 0 | 0 | 0 | 0 | 0 | 0 | 0 | 0 | 0 | 0 | 0 | 0 | 0 | 0 | 0 | 0 | 0 | 0 | 0 | 0 | 0 | 0 | 0 | 0 | 0 | 0 | 0 | 0 | 0
Transportation Sector Fuel Used[HDVs,passenger,hydrogen vehicle,petroleum gasoline tf] | NoSettings | 0 | 0 | 0 | 0 | 0 | 0 | 0 | 0 | 0 | 0 | 0 | 0 | 0 | 0 | 0 | 0 | 0 | 0 | 0 | 0 | 0 | 0 | 0 | 0 | 0 | 0 | 0 | 0 | 0 | 0 | 0
Transportation Sector Fuel Used[HDVs,passenger,hydrogen vehicle,petroleum diesel tf] | NoSettings | 0 | 0 | 0 | 0 | 0 | 0 | 0 | 0 | 0 | 0 | 0 | 0 | 0 | 0 | 0 | 0 | 0 | 0 | 0 | 0 | 0 | 0 | 0 | 0 | 0 | 0 | 0 | 0 | 0 | 0 | 0
Transportation Sector Fuel Used[HDVs,passenger,hydrogen vehicle,biofuel gasoline tf] | NoSettings | 0 | 0 | 0 | 0 | 0 | 0 | 0 | 0 | 0 | 0 | 0 | 0 | 0 | 0 | 0 | 0 | 0 | 0 | 0 | 0 | 0 | 0 | 0 | 0 | 0 | 0 | 0 | 0 | 0 | 0 | 0
Transportation Sector Fuel Used[HDVs,passenger,hydrogen vehicle,biofuel diesel tf] | NoSettings | 0 | 0 | 0 | 0 | 0 | 0 | 0 | 0 | 0 | 0 | 0 | 0 | 0 | 0 | 0 | 0 | 0 | 0 | 0 | 0 | 0 | 0 | 0 | 0 | 0 | 0 | 0 | 0 | 0 | 0 | 0
Transportation Sector Fuel Used[HDVs,passenger,hydrogen vehicle,jet fuel tf] | NoSettings | 0 | 0 | 0 | 0 | 0 | 0 | 0 | 0 | 0 | 0 | 0 | 0 | 0 | 0 | 0 | 0 | 0 | 0 | 0 | 0 | 0 | 0 | 0 | 0 | 0 | 0 | 0 | 0 | 0 | 0 | 0
Transportation Sector Fuel Used[HDVs,passenger,hydrogen vehicle,heavy or residual fuel oil tf] | NoSettings | 0 | 0 | 0 | 0 | 0 | 0 | 0 | 0 | 0 | 0 | 0 | 0 | 0 | 0 | 0 | 0 | 0 | 0 | 0 | 0 | 0 | 0 | 0 | 0 | 0 | 0 | 0 | 0 | 0 | 0 | 0
Transportation Sector Fuel Used[HDVs,passenger,hydrogen vehicle,LPG propane or butane tf] | NoSettings | 0 | 0 | 0 | 0 | 0 | 0 | 0 | 0 | 0 | 0 | 0 | 0 | 0 | 0 | 0 | 0 | 0 | 0 | 0 | 0 | 0 | 0 | 0 | 0 | 0 | 0 | 0 | 0 | 0 | 0 | 0
Transportation Sector Fuel Used[HDVs,passenger,hydrogen vehicle,hydrogen tf] | NoSettings | 0 | 0 | 0 | 0 | 0 | 0 | 0 | 0 | 0 | 0 | 0 | 0 | 0 | 0 | 0 | 0 | 0 | 0 | 0 | 0 | 0 | 0 | 0 | 0 | 0 | 0 | 0 | 0 | 0 | 0 | 0
Transportation Sector Fuel Used[HDVs,freight,battery electric vehicle,electricity tf] | NoSettings | 23412900000 | 23539100000 | 25900300000 | 29149900000 | 77094500000 | 148334000000 | 255579000000 | 423474000000 | 657601000000 | 963811000000 | 1347300000000 | 1833750000000 | 2423190000000 | 3053110000000 | 3723010000000 | 4432240000000 | 5181610000000 | 5968940000000 | 6795080000000 | 7658380000000 | 8558040000000 | 9492610000000 | 10460900000000 | 11461800000000 | 12494200000000 | 13507800000000 | 14552700000000 | 15626000000000 | 16730200000000 | 17803400000000 | 18879600000000
Transportation Sector Fuel Used[HDVs,freight,battery electric vehicle,natural gas tf] | NoSettings | 0 | 0 | 0 | 0 | 0 | 0 | 0 | 0 | 0 | 0 | 0 | 0 | 0 | 0 | 0 | 0 | 0 | 0 | 0 | 0 | 0 | 0 | 0 | 0 | 0 | 0 | 0 | 0 | 0 | 0 | 0
Transportation Sector Fuel Used[HDVs,freight,battery electric vehicle,petroleum gasoline tf] | NoSettings | 0 | 0 | 0 | 0 | 0 | 0 | 0 | 0 | 0 | 0 | 0 | 0 | 0 | 0 | 0 | 0 | 0 | 0 | 0 | 0 | 0 | 0 | 0 | 0 | 0 | 0 | 0 | 0 | 0 | 0 | 0
Transportation Sector Fuel Used[HDVs,freight,battery electric vehicle,petroleum diesel tf] | NoSettings | 0 | 0 | 0 | 0 | 0 | 0 | 0 | 0 | 0 | 0 | 0 | 0 | 0 | 0 | 0 | 0 | 0 | 0 | 0 | 0 | 0 | 0 | 0 | 0 | 0 | 0 | 0 | 0 | 0 | 0 | 0
Transportation Sector Fuel Used[HDVs,freight,battery electric vehicle,biofuel gasoline tf] | NoSettings | 0 | 0 | 0 | 0 | 0 | 0 | 0 | 0 | 0 | 0 | 0 | 0 | 0 | 0 | 0 | 0 | 0 | 0 | 0 | 0 | 0 | 0 | 0 | 0 | 0 | 0 | 0 | 0 | 0 | 0 | 0
Transportation Sector Fuel Used[HDVs,freight,battery electric vehicle,biofuel diesel tf] | NoSettings | 0 | 0 | 0 | 0 | 0 | 0 | 0 | 0 | 0 | 0 | 0 | 0 | 0 | 0 | 0 | 0 | 0 | 0 | 0 | 0 | 0 | 0 | 0 | 0 | 0 | 0 | 0 | 0 | 0 | 0 | 0
Transportation Sector Fuel Used[HDVs,freight,battery electric vehicle,jet fuel tf] | NoSettings | 0 | 0 | 0 | 0 | 0 | 0 | 0 | 0 | 0 | 0 | 0 | 0 | 0 | 0 | 0 | 0 | 0 | 0 | 0 | 0 | 0 | 0 | 0 | 0 | 0 | 0 | 0 | 0 | 0 | 0 | 0
Transportation Sector Fuel Used[HDVs,freight,battery electric vehicle,heavy or residual fuel oil tf] | NoSettings | 0 | 0 | 0 | 0 | 0 | 0 | 0 | 0 | 0 | 0 | 0 | 0 | 0 | 0 | 0 | 0 | 0 | 0 | 0 | 0 | 0 | 0 | 0 | 0 | 0 | 0 | 0 | 0 | 0 | 0 | 0
Transportation Sector Fuel Used[HDVs,freight,battery electric vehicle,LPG propane or butane tf] | NoSettings | 0 | 0 | 0 | 0 | 0 | 0 | 0 | 0 | 0 | 0 | 0 | 0 | 0 | 0 | 0 | 0 | 0 | 0 | 0 | 0 | 0 | 0 | 0 | 0 | 0 | 0 | 0 | 0 | 0 | 0 | 0
Transportation Sector Fuel Used[HDVs,freight,battery electric vehicle,hydrogen tf] | NoSettings | 0 | 0 | 0 | 0 | 0 | 0 | 0 | 0 | 0 | 0 | 0 | 0 | 0 | 0 | 0 | 0 | 0 | 0 | 0 | 0 | 0 | 0 | 0 | 0 | 0 | 0 | 0 | 0 | 0 | 0 | 0
Transportation Sector Fuel Used[HDVs,freight,natural gas vehicle,electricity tf] | NoSettings | 0 | 0 | 0 | 0 | 0 | 0 | 0 | 0 | 0 | 0 | 0 | 0 | 0 | 0 | 0 | 0 | 0 | 0 | 0 | 0 | 0 | 0 | 0 | 0 | 0 | 0 | 0 | 0 | 0 | 0 | 0
Transportation Sector Fuel Used[HDVs,freight,natural gas vehicle,natural gas tf] | NoSettings | 1870990000000 | 1775170000000 | 1693170000000 | 1606530000000 | 1514560000000 | 1423490000000 | 1330680000000 | 1239170000000 | 1149250000000 | 1063960000000 | 980706000000 | 910770000000 | 845645000000 | 784160000000 | 729179000000 | 680699000000 | 641202000000 | 610423000000 | 585495000000 | 566156000000 | 554655000000 | 548281000000 | 544376000000 | 547734000000 | 555784000000 | 634602000000 | 719364000000 | 795995000000 | 882963000000 | 980895000000 | 1084100000000
Transportation Sector Fuel Used[HDVs,freight,natural gas vehicle,petroleum gasoline tf] | NoSettings | 0 | 0 | 0 | 0 | 0 | 0 | 0 | 0 | 0 | 0 | 0 | 0 | 0 | 0 | 0 | 0 | 0 | 0 | 0 | 0 | 0 | 0 | 0 | 0 | 0 | 0 | 0 | 0 | 0 | 0 | 0
Transportation Sector Fuel Used[HDVs,freight,natural gas vehicle,petroleum diesel tf] | NoSettings | 0 | 0 | 0 | 0 | 0 | 0 | 0 | 0 | 0 | 0 | 0 | 0 | 0 | 0 | 0 | 0 | 0 | 0 | 0 | 0 | 0 | 0 | 0 | 0 | 0 | 0 | 0 | 0 | 0 | 0 | 0
Transportation Sector Fuel Used[HDVs,freight,natural gas vehicle,biofuel gasoline tf] | NoSettings | 0 | 0 | 0 | 0 | 0 | 0 | 0 | 0 | 0 | 0 | 0 | 0 | 0 | 0 | 0 | 0 | 0 | 0 | 0 | 0 | 0 | 0 | 0 | 0 | 0 | 0 | 0 | 0 | 0 | 0 | 0
Transportation Sector Fuel Used[HDVs,freight,natural gas vehicle,biofuel diesel tf] | NoSettings | 0 | 0 | 0 | 0 | 0 | 0 | 0 | 0 | 0 | 0 | 0 | 0 | 0 | 0 | 0 | 0 | 0 | 0 | 0 | 0 | 0 | 0 | 0 | 0 | 0 | 0 | 0 | 0 | 0 | 0 | 0
Transportation Sector Fuel Used[HDVs,freight,natural gas vehicle,jet fuel tf] | NoSettings | 0 | 0 | 0 | 0 | 0 | 0 | 0 | 0 | 0 | 0 | 0 | 0 | 0 | 0 | 0 | 0 | 0 | 0 | 0 | 0 | 0 | 0 | 0 | 0 | 0 | 0 | 0 | 0 | 0 | 0 | 0
Transportation Sector Fuel Used[HDVs,freight,natural gas vehicle,heavy or residual fuel oil tf] | NoSettings | 0 | 0 | 0 | 0 | 0 | 0 | 0 | 0 | 0 | 0 | 0 | 0 | 0 | 0 | 0 | 0 | 0 | 0 | 0 | 0 | 0 | 0 | 0 | 0 | 0 | 0 | 0 | 0 | 0 | 0 | 0
Transportation Sector Fuel Used[HDVs,freight,natural gas vehicle,LPG propane or butane tf] | NoSettings | 0 | 0 | 0 | 0 | 0 | 0 | 0 | 0 | 0 | 0 | 0 | 0 | 0 | 0 | 0 | 0 | 0 | 0 | 0 | 0 | 0 | 0 | 0 | 0 | 0 | 0 | 0 | 0 | 0 | 0 | 0
Transportation Sector Fuel Used[HDVs,freight,natural gas vehicle,hydrogen tf] | NoSettings | 0 | 0 | 0 | 0 | 0 | 0 | 0 | 0 | 0 | 0 | 0 | 0 | 0 | 0 | 0 | 0 | 0 | 0 | 0 | 0 | 0 | 0 | 0 | 0 | 0 | 0 | 0 | 0 | 0 | 0 | 0
Transportation Sector Fuel Used[HDVs,freight,gasoline vehicle,electricity tf] | NoSettings | 0 | 0 | 0 | 0 | 0 | 0 | 0 | 0 | 0 | 0 | 0 | 0 | 0 | 0 | 0 | 0 | 0 | 0 | 0 | 0 | 0 | 0 | 0 | 0 | 0 | 0 | 0 | 0 | 0 | 0 | 0
Transportation Sector Fuel Used[HDVs,freight,gasoline vehicle,natural gas tf] | NoSettings | 0 | 0 | 0 | 0 | 0 | 0 | 0 | 0 | 0 | 0 | 0 | 0 | 0 | 0 | 0 | 0 | 0 | 0 | 0 | 0 | 0 | 0 | 0 | 0 | 0 | 0 | 0 | 0 | 0 | 0 | 0
Transportation Sector Fuel Used[HDVs,freight,gasoline vehicle,petroleum gasoline tf] | NoSettings | 0 | 0 | 0 | 0 | 0 | 0 | 0 | 0 | 0 | 0 | 0 | 0 | 0 | 0 | 0 | 0 | 0 | 0 | 0 | 0 | 0 | 0 | 0 | 0 | 0 | 0 | 0 | 0 | 0 | 0 | 0
Transportation Sector Fuel Used[HDVs,freight,gasoline vehicle,petroleum diesel tf] | NoSettings | 0 | 0 | 0 | 0 | 0 | 0 | 0 | 0 | 0 | 0 | 0 | 0 | 0 | 0 | 0 | 0 | 0 | 0 | 0 | 0 | 0 | 0 | 0 | 0 | 0 | 0 | 0 | 0 | 0 | 0 | 0
Transportation Sector Fuel Used[HDVs,freight,gasoline vehicle,biofuel gasoline tf] | NoSettings | 0 | 0 | 0 | 0 | 0 | 0 | 0 | 0 | 0 | 0 | 0 | 0 | 0 | 0 | 0 | 0 | 0 | 0 | 0 | 0 | 0 | 0 | 0 | 0 | 0 | 0 | 0 | 0 | 0 | 0 | 0
Transportation Sector Fuel Used[HDVs,freight,gasoline vehicle,biofuel diesel tf] | NoSettings | 0 | 0 | 0 | 0 | 0 | 0 | 0 | 0 | 0 | 0 | 0 | 0 | 0 | 0 | 0 | 0 | 0 | 0 | 0 | 0 | 0 | 0 | 0 | 0 | 0 | 0 | 0 | 0 | 0 | 0 | 0
Transportation Sector Fuel Used[HDVs,freight,gasoline vehicle,jet fuel tf] | NoSettings | 0 | 0 | 0 | 0 | 0 | 0 | 0 | 0 | 0 | 0 | 0 | 0 | 0 | 0 | 0 | 0 | 0 | 0 | 0 | 0 | 0 | 0 | 0 | 0 | 0 | 0 | 0 | 0 | 0 | 0 | 0
Transportation Sector Fuel Used[HDVs,freight,gasoline vehicle,heavy or residual fuel oil tf] | NoSettings | 0 | 0 | 0 | 0 | 0 | 0 | 0 | 0 | 0 | 0 | 0 | 0 | 0 | 0 | 0 | 0 | 0 | 0 | 0 | 0 | 0 | 0 | 0 | 0 | 0 | 0 | 0 | 0 | 0 | 0 | 0
Transportation Sector Fuel Used[HDVs,freight,gasoline vehicle,LPG propane or butane tf] | NoSettings | 0 | 0 | 0 | 0 | 0 | 0 | 0 | 0 | 0 | 0 | 0 | 0 | 0 | 0 | 0 | 0 | 0 | 0 | 0 | 0 | 0 | 0 | 0 | 0 | 0 | 0 | 0 | 0 | 0 | 0 | 0
Transportation Sector Fuel Used[HDVs,freight,gasoline vehicle,hydrogen tf] | NoSettings | 0 | 0 | 0 | 0 | 0 | 0 | 0 | 0 | 0 | 0 | 0 | 0 | 0 | 0 | 0 | 0 | 0 | 0 | 0 | 0 | 0 | 0 | 0 | 0 | 0 | 0 | 0 | 0 | 0 | 0 | 0
Transportation Sector Fuel Used[HDVs,freight,diesel vehicle,electricity tf] | NoSettings | 0 | 0 | 0 | 0 | 0 | 0 | 0 | 0 | 0 | 0 | 0 | 0 | 0 | 0 | 0 | 0 | 0 | 0 | 0 | 0 | 0 | 0 | 0 | 0 | 0 | 0 | 0 | 0 | 0 | 0 | 0
Transportation Sector Fuel Used[HDVs,freight,diesel vehicle,natural gas tf] | NoSettings | 0 | 0 | 0 | 0 | 0 | 0 | 0 | 0 | 0 | 0 | 0 | 0 | 0 | 0 | 0 | 0 | 0 | 0 | 0 | 0 | 0 | 0 | 0 | 0 | 0 | 0 | 0 | 0 | 0 | 0 | 0
Transportation Sector Fuel Used[HDVs,freight,diesel vehicle,petroleum gasoline tf] | NoSettings | 0 | 0 | 0 | 0 | 0 | 0 | 0 | 0 | 0 | 0 | 0 | 0 | 0 | 0 | 0 | 0 | 0 | 0 | 0 | 0 | 0 | 0 | 0 | 0 | 0 | 0 | 0 | 0 | 0 | 0 | 0
Transportation Sector Fuel Used[HDVs,freight,diesel vehicle,petroleum diesel tf] | NoSettings | 68876600000000 | 68238700000000 | 67561800000000 | 66862300000000 | 65821000000000 | 64721100000000 | 63540000000000 | 62111100000000 | 60563400000000 | 58876300000000 | 57050600000000 | 57408600000000 | 57625400000000 | 57788200000000 | 57904200000000 | 57972300000000 | 57949600000000 | 57706000000000 | 57423600000000 | 57122100000000 | 56899700000000 | 56644100000000 | 56511900000000 | 56160500000000 | 55805200000000 | 55521000000000 | 55533300000000 | 55552700000000 | 55556200000000 | 55835000000000 | 56152100000000
Transportation Sector Fuel Used[HDVs,freight,diesel vehicle,biofuel gasoline tf] | NoSettings | 0 | 0 | 0 | 0 | 0 | 0 | 0 | 0 | 0 | 0 | 0 | 0 | 0 | 0 | 0 | 0 | 0 | 0 | 0 | 0 | 0 | 0 | 0 | 0 | 0 | 0 | 0 | 0 | 0 | 0 | 0
Transportation Sector Fuel Used[HDVs,freight,diesel vehicle,biofuel diesel tf] | NoSettings | 16965900000000 | 18891900000000 | 20870500000000 | 22908400000000 | 24887900000000 | 26893900000000 | 28913600000000 | 30858200000000 | 32769200000000 | 34620300000000 | 36393200000000 | 36621600000000 | 36759900000000 | 36863800000000 | 36937800000000 | 36981200000000 | 36966700000000 | 36811400000000 | 36631200000000 | 36438900000000 | 36297000000000 | 36134000000000 | 36049600000000 | 35825500000000 | 35598800000000 | 35417500000000 | 35425300000000 | 35437700000000 | 35439900000000 | 35617800000000 | 35820100000000
Transportation Sector Fuel Used[HDVs,freight,diesel vehicle,jet fuel tf] | NoSettings | 0 | 0 | 0 | 0 | 0 | 0 | 0 | 0 | 0 | 0 | 0 | 0 | 0 | 0 | 0 | 0 | 0 | 0 | 0 | 0 | 0 | 0 | 0 | 0 | 0 | 0 | 0 | 0 | 0 | 0 | 0
Transportation Sector Fuel Used[HDVs,freight,diesel vehicle,heavy or residual fuel oil tf] | NoSettings | 0 | 0 | 0 | 0 | 0 | 0 | 0 | 0 | 0 | 0 | 0 | 0 | 0 | 0 | 0 | 0 | 0 | 0 | 0 | 0 | 0 | 0 | 0 | 0 | 0 | 0 | 0 | 0 | 0 | 0 | 0
Transportation Sector Fuel Used[HDVs,freight,diesel vehicle,LPG propane or butane tf] | NoSettings | 0 | 0 | 0 | 0 | 0 | 0 | 0 | 0 | 0 | 0 | 0 | 0 | 0 | 0 | 0 | 0 | 0 | 0 | 0 | 0 | 0 | 0 | 0 | 0 | 0 | 0 | 0 | 0 | 0 | 0 | 0
Transportation Sector Fuel Used[HDVs,freight,diesel vehicle,hydrogen tf] | NoSettings | 0 | 0 | 0 | 0 | 0 | 0 | 0 | 0 | 0 | 0 | 0 | 0 | 0 | 0 | 0 | 0 | 0 | 0 | 0 | 0 | 0 | 0 | 0 | 0 | 0 | 0 | 0 | 0 | 0 | 0 | 0
Transportation Sector Fuel Used[HDVs,freight,plugin hybrid vehicle,electricity tf] | NoSettings | 0 | 0 | 0 | 0 | 0 | 0 | 0 | 0 | 0 | 0 | 0 | 0 | 0 | 0 | 0 | 0 | 0 | 0 | 0 | 0 | 0 | 0 | 0 | 0 | 0 | 0 | 0 | 0 | 0 | 0 | 0
Transportation Sector Fuel Used[HDVs,freight,plugin hybrid vehicle,natural gas tf] | NoSettings | 0 | 0 | 0 | 0 | 0 | 0 | 0 | 0 | 0 | 0 | 0 | 0 | 0 | 0 | 0 | 0 | 0 | 0 | 0 | 0 | 0 | 0 | 0 | 0 | 0 | 0 | 0 | 0 | 0 | 0 | 0
Transportation Sector Fuel Used[HDVs,freight,plugin hybrid vehicle,petroleum gasoline tf] | NoSettings | 0 | 0 | 0 | 0 | 0 | 0 | 0 | 0 | 0 | 0 | 0 | 0 | 0 | 0 | 0 | 0 | 0 | 0 | 0 | 0 | 0 | 0 | 0 | 0 | 0 | 0 | 0 | 0 | 0 | 0 | 0
Transportation Sector Fuel Used[HDVs,freight,plugin hybrid vehicle,petroleum diesel tf] | NoSettings | 0 | 0 | 0 | 0 | 0 | 0 | 0 | 0 | 0 | 0 | 0 | 0 | 0 | 0 | 0 | 0 | 0 | 0 | 0 | 0 | 0 | 0 | 0 | 0 | 0 | 0 | 0 | 0 | 0 | 0 | 0
Transportation Sector Fuel Used[HDVs,freight,plugin hybrid vehicle,biofuel gasoline tf] | NoSettings | 0 | 0 | 0 | 0 | 0 | 0 | 0 | 0 | 0 | 0 | 0 | 0 | 0 | 0 | 0 | 0 | 0 | 0 | 0 | 0 | 0 | 0 | 0 | 0 | 0 | 0 | 0 | 0 | 0 | 0 | 0
Transportation Sector Fuel Used[HDVs,freight,plugin hybrid vehicle,biofuel diesel tf] | NoSettings | 0 | 0 | 0 | 0 | 0 | 0 | 0 | 0 | 0 | 0 | 0 | 0 | 0 | 0 | 0 | 0 | 0 | 0 | 0 | 0 | 0 | 0 | 0 | 0 | 0 | 0 | 0 | 0 | 0 | 0 | 0
Transportation Sector Fuel Used[HDVs,freight,plugin hybrid vehicle,jet fuel tf] | NoSettings | 0 | 0 | 0 | 0 | 0 | 0 | 0 | 0 | 0 | 0 | 0 | 0 | 0 | 0 | 0 | 0 | 0 | 0 | 0 | 0 | 0 | 0 | 0 | 0 | 0 | 0 | 0 | 0 | 0 | 0 | 0
Transportation Sector Fuel Used[HDVs,freight,plugin hybrid vehicle,heavy or residual fuel oil tf] | NoSettings | 0 | 0 | 0 | 0 | 0 | 0 | 0 | 0 | 0 | 0 | 0 | 0 | 0 | 0 | 0 | 0 | 0 | 0 | 0 | 0 | 0 | 0 | 0 | 0 | 0 | 0 | 0 | 0 | 0 | 0 | 0
Transportation Sector Fuel Used[HDVs,freight,plugin hybrid vehicle,LPG propane or butane tf] | NoSettings | 0 | 0 | 0 | 0 | 0 | 0 | 0 | 0 | 0 | 0 | 0 | 0 | 0 | 0 | 0 | 0 | 0 | 0 | 0 | 0 | 0 | 0 | 0 | 0 | 0 | 0 | 0 | 0 | 0 | 0 | 0
Transportation Sector Fuel Used[HDVs,freight,plugin hybrid vehicle,hydrogen tf] | NoSettings | 0 | 0 | 0 | 0 | 0 | 0 | 0 | 0 | 0 | 0 | 0 | 0 | 0 | 0 | 0 | 0 | 0 | 0 | 0 | 0 | 0 | 0 | 0 | 0 | 0 | 0 | 0 | 0 | 0 | 0 | 0
Transportation Sector Fuel Used[HDVs,freight,LPG vehicle,electricity tf] | NoSettings | 0 | 0 | 0 | 0 | 0 | 0 | 0 | 0 | 0 | 0 | 0 | 0 | 0 | 0 | 0 | 0 | 0 | 0 | 0 | 0 | 0 | 0 | 0 | 0 | 0 | 0 | 0 | 0 | 0 | 0 | 0
Transportation Sector Fuel Used[HDVs,freight,LPG vehicle,natural gas tf] | NoSettings | 0 | 0 | 0 | 0 | 0 | 0 | 0 | 0 | 0 | 0 | 0 | 0 | 0 | 0 | 0 | 0 | 0 | 0 | 0 | 0 | 0 | 0 | 0 | 0 | 0 | 0 | 0 | 0 | 0 | 0 | 0
Transportation Sector Fuel Used[HDVs,freight,LPG vehicle,petroleum gasoline tf] | NoSettings | 0 | 0 | 0 | 0 | 0 | 0 | 0 | 0 | 0 | 0 | 0 | 0 | 0 | 0 | 0 | 0 | 0 | 0 | 0 | 0 | 0 | 0 | 0 | 0 | 0 | 0 | 0 | 0 | 0 | 0 | 0
Transportation Sector Fuel Used[HDVs,freight,LPG vehicle,petroleum diesel tf] | NoSettings | 0 | 0 | 0 | 0 | 0 | 0 | 0 | 0 | 0 | 0 | 0 | 0 | 0 | 0 | 0 | 0 | 0 | 0 | 0 | 0 | 0 | 0 | 0 | 0 | 0 | 0 | 0 | 0 | 0 | 0 | 0
Transportation Sector Fuel Used[HDVs,freight,LPG vehicle,biofuel gasoline tf] | NoSettings | 0 | 0 | 0 | 0 | 0 | 0 | 0 | 0 | 0 | 0 | 0 | 0 | 0 | 0 | 0 | 0 | 0 | 0 | 0 | 0 | 0 | 0 | 0 | 0 | 0 | 0 | 0 | 0 | 0 | 0 | 0
Transportation Sector Fuel Used[HDVs,freight,LPG vehicle,biofuel diesel tf] | NoSettings | 0 | 0 | 0 | 0 | 0 | 0 | 0 | 0 | 0 | 0 | 0 | 0 | 0 | 0 | 0 | 0 | 0 | 0 | 0 | 0 | 0 | 0 | 0 | 0 | 0 | 0 | 0 | 0 | 0 | 0 | 0
Transportation Sector Fuel Used[HDVs,freight,LPG vehicle,jet fuel tf] | NoSettings | 0 | 0 | 0 | 0 | 0 | 0 | 0 | 0 | 0 | 0 | 0 | 0 | 0 | 0 | 0 | 0 | 0 | 0 | 0 | 0 | 0 | 0 | 0 | 0 | 0 | 0 | 0 | 0 | 0 | 0 | 0
Transportation Sector Fuel Used[HDVs,freight,LPG vehicle,heavy or residual fuel oil tf] | NoSettings | 0 | 0 | 0 | 0 | 0 | 0 | 0 | 0 | 0 | 0 | 0 | 0 | 0 | 0 | 0 | 0 | 0 | 0 | 0 | 0 | 0 | 0 | 0 | 0 | 0 | 0 | 0 | 0 | 0 | 0 | 0
Transportation Sector Fuel Used[HDVs,freight,LPG vehicle,LPG propane or butane tf] | NoSettings | 0 | 0 | 0 | 0 | 0 | 0 | 0 | 0 | 0 | 0 | 0 | 0 | 0 | 0 | 0 | 0 | 0 | 0 | 0 | 0 | 0 | 0 | 0 | 0 | 0 | 0 | 0 | 0 | 0 | 0 | 0
Transportation Sector Fuel Used[HDVs,freight,LPG vehicle,hydrogen tf] | NoSettings | 0 | 0 | 0 | 0 | 0 | 0 | 0 | 0 | 0 | 0 | 0 | 0 | 0 | 0 | 0 | 0 | 0 | 0 | 0 | 0 | 0 | 0 | 0 | 0 | 0 | 0 | 0 | 0 | 0 | 0 | 0
Transportation Sector Fuel Used[HDVs,freight,hydrogen vehicle,electricity tf] | NoSettings | 0 | 0 | 0 | 0 | 0 | 0 | 0 | 0 | 0 | 0 | 0 | 0 | 0 | 0 | 0 | 0 | 0 | 0 | 0 | 0 | 0 | 0 | 0 | 0 | 0 | 0 | 0 | 0 | 0 | 0 | 0
Transportation Sector Fuel Used[HDVs,freight,hydrogen vehicle,natural gas tf] | NoSettings | 0 | 0 | 0 | 0 | 0 | 0 | 0 | 0 | 0 | 0 | 0 | 0 | 0 | 0 | 0 | 0 | 0 | 0 | 0 | 0 | 0 | 0 | 0 | 0 | 0 | 0 | 0 | 0 | 0 | 0 | 0
Transportation Sector Fuel Used[HDVs,freight,hydrogen vehicle,petroleum gasoline tf] | NoSettings | 0 | 0 | 0 | 0 | 0 | 0 | 0 | 0 | 0 | 0 | 0 | 0 | 0 | 0 | 0 | 0 | 0 | 0 | 0 | 0 | 0 | 0 | 0 | 0 | 0 | 0 | 0 | 0 | 0 | 0 | 0
Transportation Sector Fuel Used[HDVs,freight,hydrogen vehicle,petroleum diesel tf] | NoSettings | 0 | 0 | 0 | 0 | 0 | 0 | 0 | 0 | 0 | 0 | 0 | 0 | 0 | 0 | 0 | 0 | 0 | 0 | 0 | 0 | 0 | 0 | 0 | 0 | 0 | 0 | 0 | 0 | 0 | 0 | 0
Transportation Sector Fuel Used[HDVs,freight,hydrogen vehicle,biofuel gasoline tf] | NoSettings | 0 | 0 | 0 | 0 | 0 | 0 | 0 | 0 | 0 | 0 | 0 | 0 | 0 | 0 | 0 | 0 | 0 | 0 | 0 | 0 | 0 | 0 | 0 | 0 | 0 | 0 | 0 | 0 | 0 | 0 | 0
Transportation Sector Fuel Used[HDVs,freight,hydrogen vehicle,biofuel diesel tf] | NoSettings | 0 | 0 | 0 | 0 | 0 | 0 | 0 | 0 | 0 | 0 | 0 | 0 | 0 | 0 | 0 | 0 | 0 | 0 | 0 | 0 | 0 | 0 | 0 | 0 | 0 | 0 | 0 | 0 | 0 | 0 | 0
Transportation Sector Fuel Used[HDVs,freight,hydrogen vehicle,jet fuel tf] | NoSettings | 0 | 0 | 0 | 0 | 0 | 0 | 0 | 0 | 0 | 0 | 0 | 0 | 0 | 0 | 0 | 0 | 0 | 0 | 0 | 0 | 0 | 0 | 0 | 0 | 0 | 0 | 0 | 0 | 0 | 0 | 0
Transportation Sector Fuel Used[HDVs,freight,hydrogen vehicle,heavy or residual fuel oil tf] | NoSettings | 0 | 0 | 0 | 0 | 0 | 0 | 0 | 0 | 0 | 0 | 0 | 0 | 0 | 0 | 0 | 0 | 0 | 0 | 0 | 0 | 0 | 0 | 0 | 0 | 0 | 0 | 0 | 0 | 0 | 0 | 0
Transportation Sector Fuel Used[HDVs,freight,hydrogen vehicle,LPG propane or butane tf] | NoSettings | 0 | 0 | 0 | 0 | 0 | 0 | 0 | 0 | 0 | 0 | 0 | 0 | 0 | 0 | 0 | 0 | 0 | 0 | 0 | 0 | 0 | 0 | 0 | 0 | 0 | 0 | 0 | 0 | 0 | 0 | 0
Transportation Sector Fuel Used[HDVs,freight,hydrogen vehicle,hydrogen tf] | NoSettings | 0 | 0 | 0 | 0 | 0 | 0 | 0 | 0 | 0 | 0 | 19252400000 | 58883300000 | 120408000000 | 205091000000 | 314081000000 | 469744000000 | 695855000000 | 995304000000 | 1393020000000 | 1891940000000 | 2517440000000 | 3272160000000 | 4181390000000 | 5270550000000 | 6589000000000 | 8132490000000 | 9949730000000 | 12090000000000 | 14578100000000 | 17463400000000 | 20818600000000
Transportation Sector Fuel Used[aircraft,passenger,battery electric vehicle,electricity tf] | NoSettings | 0 | 0 | 0 | 0 | 0 | 0 | 0 | 0 | 0 | 0 | 0 | 0 | 0 | 0 | 0 | 0 | 0 | 0 | 0 | 0 | 0 | 0 | 0 | 0 | 0 | 0 | 0 | 0 | 0 | 0 | 0
Transportation Sector Fuel Used[aircraft,passenger,battery electric vehicle,natural gas tf] | NoSettings | 0 | 0 | 0 | 0 | 0 | 0 | 0 | 0 | 0 | 0 | 0 | 0 | 0 | 0 | 0 | 0 | 0 | 0 | 0 | 0 | 0 | 0 | 0 | 0 | 0 | 0 | 0 | 0 | 0 | 0 | 0
Transportation Sector Fuel Used[aircraft,passenger,battery electric vehicle,petroleum gasoline tf] | NoSettings | 0 | 0 | 0 | 0 | 0 | 0 | 0 | 0 | 0 | 0 | 0 | 0 | 0 | 0 | 0 | 0 | 0 | 0 | 0 | 0 | 0 | 0 | 0 | 0 | 0 | 0 | 0 | 0 | 0 | 0 | 0
Transportation Sector Fuel Used[aircraft,passenger,battery electric vehicle,petroleum diesel tf] | NoSettings | 0 | 0 | 0 | 0 | 0 | 0 | 0 | 0 | 0 | 0 | 0 | 0 | 0 | 0 | 0 | 0 | 0 | 0 | 0 | 0 | 0 | 0 | 0 | 0 | 0 | 0 | 0 | 0 | 0 | 0 | 0
Transportation Sector Fuel Used[aircraft,passenger,battery electric vehicle,biofuel gasoline tf] | NoSettings | 0 | 0 | 0 | 0 | 0 | 0 | 0 | 0 | 0 | 0 | 0 | 0 | 0 | 0 | 0 | 0 | 0 | 0 | 0 | 0 | 0 | 0 | 0 | 0 | 0 | 0 | 0 | 0 | 0 | 0 | 0
Transportation Sector Fuel Used[aircraft,passenger,battery electric vehicle,biofuel diesel tf] | NoSettings | 0 | 0 | 0 | 0 | 0 | 0 | 0 | 0 | 0 | 0 | 0 | 0 | 0 | 0 | 0 | 0 | 0 | 0 | 0 | 0 | 0 | 0 | 0 | 0 | 0 | 0 | 0 | 0 | 0 | 0 | 0
Transportation Sector Fuel Used[aircraft,passenger,battery electric vehicle,jet fuel tf] | NoSettings | 0 | 0 | 0 | 0 | 0 | 0 | 0 | 0 | 0 | 0 | 0 | 0 | 0 | 0 | 0 | 0 | 0 | 0 | 0 | 0 | 0 | 0 | 0 | 0 | 0 | 0 | 0 | 0 | 0 | 0 | 0
Transportation Sector Fuel Used[aircraft,passenger,battery electric vehicle,heavy or residual fuel oil tf] | NoSettings | 0 | 0 | 0 | 0 | 0 | 0 | 0 | 0 | 0 | 0 | 0 | 0 | 0 | 0 | 0 | 0 | 0 | 0 | 0 | 0 | 0 | 0 | 0 | 0 | 0 | 0 | 0 | 0 | 0 | 0 | 0
Transportation Sector Fuel Used[aircraft,passenger,battery electric vehicle,LPG propane or butane tf] | NoSettings | 0 | 0 | 0 | 0 | 0 | 0 | 0 | 0 | 0 | 0 | 0 | 0 | 0 | 0 | 0 | 0 | 0 | 0 | 0 | 0 | 0 | 0 | 0 | 0 | 0 | 0 | 0 | 0 | 0 | 0 | 0
Transportation Sector Fuel Used[aircraft,passenger,battery electric vehicle,hydrogen tf] | NoSettings | 0 | 0 | 0 | 0 | 0 | 0 | 0 | 0 | 0 | 0 | 0 | 0 | 0 | 0 | 0 | 0 | 0 | 0 | 0 | 0 | 0 | 0 | 0 | 0 | 0 | 0 | 0 | 0 | 0 | 0 | 0
Transportation Sector Fuel Used[aircraft,passenger,natural gas vehicle,electricity tf] | NoSettings | 0 | 0 | 0 | 0 | 0 | 0 | 0 | 0 | 0 | 0 | 0 | 0 | 0 | 0 | 0 | 0 | 0 | 0 | 0 | 0 | 0 | 0 | 0 | 0 | 0 | 0 | 0 | 0 | 0 | 0 | 0
Transportation Sector Fuel Used[aircraft,passenger,natural gas vehicle,natural gas tf] | NoSettings | 0 | 0 | 0 | 0 | 0 | 0 | 0 | 0 | 0 | 0 | 0 | 0 | 0 | 0 | 0 | 0 | 0 | 0 | 0 | 0 | 0 | 0 | 0 | 0 | 0 | 0 | 0 | 0 | 0 | 0 | 0
Transportation Sector Fuel Used[aircraft,passenger,natural gas vehicle,petroleum gasoline tf] | NoSettings | 0 | 0 | 0 | 0 | 0 | 0 | 0 | 0 | 0 | 0 | 0 | 0 | 0 | 0 | 0 | 0 | 0 | 0 | 0 | 0 | 0 | 0 | 0 | 0 | 0 | 0 | 0 | 0 | 0 | 0 | 0
Transportation Sector Fuel Used[aircraft,passenger,natural gas vehicle,petroleum diesel tf] | NoSettings | 0 | 0 | 0 | 0 | 0 | 0 | 0 | 0 | 0 | 0 | 0 | 0 | 0 | 0 | 0 | 0 | 0 | 0 | 0 | 0 | 0 | 0 | 0 | 0 | 0 | 0 | 0 | 0 | 0 | 0 | 0
Transportation Sector Fuel Used[aircraft,passenger,natural gas vehicle,biofuel gasoline tf] | NoSettings | 0 | 0 | 0 | 0 | 0 | 0 | 0 | 0 | 0 | 0 | 0 | 0 | 0 | 0 | 0 | 0 | 0 | 0 | 0 | 0 | 0 | 0 | 0 | 0 | 0 | 0 | 0 | 0 | 0 | 0 | 0
Transportation Sector Fuel Used[aircraft,passenger,natural gas vehicle,biofuel diesel tf] | NoSettings | 0 | 0 | 0 | 0 | 0 | 0 | 0 | 0 | 0 | 0 | 0 | 0 | 0 | 0 | 0 | 0 | 0 | 0 | 0 | 0 | 0 | 0 | 0 | 0 | 0 | 0 | 0 | 0 | 0 | 0 | 0
Transportation Sector Fuel Used[aircraft,passenger,natural gas vehicle,jet fuel tf] | NoSettings | 0 | 0 | 0 | 0 | 0 | 0 | 0 | 0 | 0 | 0 | 0 | 0 | 0 | 0 | 0 | 0 | 0 | 0 | 0 | 0 | 0 | 0 | 0 | 0 | 0 | 0 | 0 | 0 | 0 | 0 | 0
Transportation Sector Fuel Used[aircraft,passenger,natural gas vehicle,heavy or residual fuel oil tf] | NoSettings | 0 | 0 | 0 | 0 | 0 | 0 | 0 | 0 | 0 | 0 | 0 | 0 | 0 | 0 | 0 | 0 | 0 | 0 | 0 | 0 | 0 | 0 | 0 | 0 | 0 | 0 | 0 | 0 | 0 | 0 | 0
Transportation Sector Fuel Used[aircraft,passenger,natural gas vehicle,LPG propane or butane tf] | NoSettings | 0 | 0 | 0 | 0 | 0 | 0 | 0 | 0 | 0 | 0 | 0 | 0 | 0 | 0 | 0 | 0 | 0 | 0 | 0 | 0 | 0 | 0 | 0 | 0 | 0 | 0 | 0 | 0 | 0 | 0 | 0
Transportation Sector Fuel Used[aircraft,passenger,natural gas vehicle,hydrogen tf] | NoSettings | 0 | 0 | 0 | 0 | 0 | 0 | 0 | 0 | 0 | 0 | 0 | 0 | 0 | 0 | 0 | 0 | 0 | 0 | 0 | 0 | 0 | 0 | 0 | 0 | 0 | 0 | 0 | 0 | 0 | 0 | 0
Transportation Sector Fuel Used[aircraft,passenger,gasoline vehicle,electricity tf] | NoSettings | 0 | 0 | 0 | 0 | 0 | 0 | 0 | 0 | 0 | 0 | 0 | 0 | 0 | 0 | 0 | 0 | 0 | 0 | 0 | 0 | 0 | 0 | 0 | 0 | 0 | 0 | 0 | 0 | 0 | 0 | 0
Transportation Sector Fuel Used[aircraft,passenger,gasoline vehicle,natural gas tf] | NoSettings | 0 | 0 | 0 | 0 | 0 | 0 | 0 | 0 | 0 | 0 | 0 | 0 | 0 | 0 | 0 | 0 | 0 | 0 | 0 | 0 | 0 | 0 | 0 | 0 | 0 | 0 | 0 | 0 | 0 | 0 | 0
Transportation Sector Fuel Used[aircraft,passenger,gasoline vehicle,petroleum gasoline tf] | NoSettings | 0 | 0 | 0 | 0 | 0 | 0 | 0 | 0 | 0 | 0 | 0 | 0 | 0 | 0 | 0 | 0 | 0 | 0 | 0 | 0 | 0 | 0 | 0 | 0 | 0 | 0 | 0 | 0 | 0 | 0 | 0
Transportation Sector Fuel Used[aircraft,passenger,gasoline vehicle,petroleum diesel tf] | NoSettings | 0 | 0 | 0 | 0 | 0 | 0 | 0 | 0 | 0 | 0 | 0 | 0 | 0 | 0 | 0 | 0 | 0 | 0 | 0 | 0 | 0 | 0 | 0 | 0 | 0 | 0 | 0 | 0 | 0 | 0 | 0
Transportation Sector Fuel Used[aircraft,passenger,gasoline vehicle,biofuel gasoline tf] | NoSettings | 0 | 0 | 0 | 0 | 0 | 0 | 0 | 0 | 0 | 0 | 0 | 0 | 0 | 0 | 0 | 0 | 0 | 0 | 0 | 0 | 0 | 0 | 0 | 0 | 0 | 0 | 0 | 0 | 0 | 0 | 0
Transportation Sector Fuel Used[aircraft,passenger,gasoline vehicle,biofuel diesel tf] | NoSettings | 0 | 0 | 0 | 0 | 0 | 0 | 0 | 0 | 0 | 0 | 0 | 0 | 0 | 0 | 0 | 0 | 0 | 0 | 0 | 0 | 0 | 0 | 0 | 0 | 0 | 0 | 0 | 0 | 0 | 0 | 0
Transportation Sector Fuel Used[aircraft,passenger,gasoline vehicle,jet fuel tf] | NoSettings | 0 | 0 | 0 | 0 | 0 | 0 | 0 | 0 | 0 | 0 | 0 | 0 | 0 | 0 | 0 | 0 | 0 | 0 | 0 | 0 | 0 | 0 | 0 | 0 | 0 | 0 | 0 | 0 | 0 | 0 | 0
Transportation Sector Fuel Used[aircraft,passenger,gasoline vehicle,heavy or residual fuel oil tf] | NoSettings | 0 | 0 | 0 | 0 | 0 | 0 | 0 | 0 | 0 | 0 | 0 | 0 | 0 | 0 | 0 | 0 | 0 | 0 | 0 | 0 | 0 | 0 | 0 | 0 | 0 | 0 | 0 | 0 | 0 | 0 | 0
Transportation Sector Fuel Used[aircraft,passenger,gasoline vehicle,LPG propane or butane tf] | NoSettings | 0 | 0 | 0 | 0 | 0 | 0 | 0 | 0 | 0 | 0 | 0 | 0 | 0 | 0 | 0 | 0 | 0 | 0 | 0 | 0 | 0 | 0 | 0 | 0 | 0 | 0 | 0 | 0 | 0 | 0 | 0
Transportation Sector Fuel Used[aircraft,passenger,gasoline vehicle,hydrogen tf] | NoSettings | 0 | 0 | 0 | 0 | 0 | 0 | 0 | 0 | 0 | 0 | 0 | 0 | 0 | 0 | 0 | 0 | 0 | 0 | 0 | 0 | 0 | 0 | 0 | 0 | 0 | 0 | 0 | 0 | 0 | 0 | 0
Transportation Sector Fuel Used[aircraft,passenger,diesel vehicle,electricity tf] | NoSettings | 0 | 0 | 0 | 0 | 0 | 0 | 0 | 0 | 0 | 0 | 0 | 0 | 0 | 0 | 0 | 0 | 0 | 0 | 0 | 0 | 0 | 0 | 0 | 0 | 0 | 0 | 0 | 0 | 0 | 0 | 0
Transportation Sector Fuel Used[aircraft,passenger,diesel vehicle,natural gas tf] | NoSettings | 0 | 0 | 0 | 0 | 0 | 0 | 0 | 0 | 0 | 0 | 0 | 0 | 0 | 0 | 0 | 0 | 0 | 0 | 0 | 0 | 0 | 0 | 0 | 0 | 0 | 0 | 0 | 0 | 0 | 0 | 0
Transportation Sector Fuel Used[aircraft,passenger,diesel vehicle,petroleum gasoline tf] | NoSettings | 0 | 0 | 0 | 0 | 0 | 0 | 0 | 0 | 0 | 0 | 0 | 0 | 0 | 0 | 0 | 0 | 0 | 0 | 0 | 0 | 0 | 0 | 0 | 0 | 0 | 0 | 0 | 0 | 0 | 0 | 0
Transportation Sector Fuel Used[aircraft,passenger,diesel vehicle,petroleum diesel tf] | NoSettings | 0 | 0 | 0 | 0 | 0 | 0 | 0 | 0 | 0 | 0 | 0 | 0 | 0 | 0 | 0 | 0 | 0 | 0 | 0 | 0 | 0 | 0 | 0 | 0 | 0 | 0 | 0 | 0 | 0 | 0 | 0
Transportation Sector Fuel Used[aircraft,passenger,diesel vehicle,biofuel gasoline tf] | NoSettings | 0 | 0 | 0 | 0 | 0 | 0 | 0 | 0 | 0 | 0 | 0 | 0 | 0 | 0 | 0 | 0 | 0 | 0 | 0 | 0 | 0 | 0 | 0 | 0 | 0 | 0 | 0 | 0 | 0 | 0 | 0
Transportation Sector Fuel Used[aircraft,passenger,diesel vehicle,biofuel diesel tf] | NoSettings | 0 | 0 | 0 | 0 | 0 | 0 | 0 | 0 | 0 | 0 | 0 | 0 | 0 | 0 | 0 | 0 | 0 | 0 | 0 | 0 | 0 | 0 | 0 | 0 | 0 | 0 | 0 | 0 | 0 | 0 | 0
Transportation Sector Fuel Used[aircraft,passenger,diesel vehicle,jet fuel tf] | NoSettings | 36423900000000 | 49111800000000 | 54323200000000 | 56373200000000 | 57172000000000 | 57798500000000 | 57665000000000 | 57474000000000 | 57478400000000 | 57361800000000 | 57445800000000 | 57677700000000 | 58069700000000 | 58493600000000 | 58932200000000 | 59384300000000 | 59650600000000 | 59835300000000 | 60097200000000 | 60386600000000 | 60795900000000 | 61196300000000 | 61711300000000 | 62270500000000 | 62867400000000 | 63380300000000 | 63845300000000 | 64224600000000 | 64551700000000 | 64822400000000 | 65126500000000
Transportation Sector Fuel Used[aircraft,passenger,diesel vehicle,heavy or residual fuel oil tf] | NoSettings | 0 | 0 | 0 | 0 | 0 | 0 | 0 | 0 | 0 | 0 | 0 | 0 | 0 | 0 | 0 | 0 | 0 | 0 | 0 | 0 | 0 | 0 | 0 | 0 | 0 | 0 | 0 | 0 | 0 | 0 | 0
Transportation Sector Fuel Used[aircraft,passenger,diesel vehicle,LPG propane or butane tf] | NoSettings | 0 | 0 | 0 | 0 | 0 | 0 | 0 | 0 | 0 | 0 | 0 | 0 | 0 | 0 | 0 | 0 | 0 | 0 | 0 | 0 | 0 | 0 | 0 | 0 | 0 | 0 | 0 | 0 | 0 | 0 | 0
Transportation Sector Fuel Used[aircraft,passenger,diesel vehicle,hydrogen tf] | NoSettings | 0 | 0 | 0 | 0 | 0 | 0 | 0 | 0 | 0 | 0 | 0 | 0 | 0 | 0 | 0 | 0 | 0 | 0 | 0 | 0 | 0 | 0 | 0 | 0 | 0 | 0 | 0 | 0 | 0 | 0 | 0
Transportation Sector Fuel Used[aircraft,passenger,plugin hybrid vehicle,electricity tf] | NoSettings | 0 | 0 | 0 | 0 | 0 | 0 | 0 | 0 | 0 | 0 | 0 | 0 | 0 | 0 | 0 | 0 | 0 | 0 | 0 | 0 | 0 | 0 | 0 | 0 | 0 | 0 | 0 | 0 | 0 | 0 | 0
Transportation Sector Fuel Used[aircraft,passenger,plugin hybrid vehicle,natural gas tf] | NoSettings | 0 | 0 | 0 | 0 | 0 | 0 | 0 | 0 | 0 | 0 | 0 | 0 | 0 | 0 | 0 | 0 | 0 | 0 | 0 | 0 | 0 | 0 | 0 | 0 | 0 | 0 | 0 | 0 | 0 | 0 | 0
Transportation Sector Fuel Used[aircraft,passenger,plugin hybrid vehicle,petroleum gasoline tf] | NoSettings | 0 | 0 | 0 | 0 | 0 | 0 | 0 | 0 | 0 | 0 | 0 | 0 | 0 | 0 | 0 | 0 | 0 | 0 | 0 | 0 | 0 | 0 | 0 | 0 | 0 | 0 | 0 | 0 | 0 | 0 | 0
Transportation Sector Fuel Used[aircraft,passenger,plugin hybrid vehicle,petroleum diesel tf] | NoSettings | 0 | 0 | 0 | 0 | 0 | 0 | 0 | 0 | 0 | 0 | 0 | 0 | 0 | 0 | 0 | 0 | 0 | 0 | 0 | 0 | 0 | 0 | 0 | 0 | 0 | 0 | 0 | 0 | 0 | 0 | 0
Transportation Sector Fuel Used[aircraft,passenger,plugin hybrid vehicle,biofuel gasoline tf] | NoSettings | 0 | 0 | 0 | 0 | 0 | 0 | 0 | 0 | 0 | 0 | 0 | 0 | 0 | 0 | 0 | 0 | 0 | 0 | 0 | 0 | 0 | 0 | 0 | 0 | 0 | 0 | 0 | 0 | 0 | 0 | 0
Transportation Sector Fuel Used[aircraft,passenger,plugin hybrid vehicle,biofuel diesel tf] | NoSettings | 0 | 0 | 0 | 0 | 0 | 0 | 0 | 0 | 0 | 0 | 0 | 0 | 0 | 0 | 0 | 0 | 0 | 0 | 0 | 0 | 0 | 0 | 0 | 0 | 0 | 0 | 0 | 0 | 0 | 0 | 0
Transportation Sector Fuel Used[aircraft,passenger,plugin hybrid vehicle,jet fuel tf] | NoSettings | 0 | 0 | 0 | 0 | 0 | 0 | 0 | 0 | 0 | 0 | 0 | 0 | 0 | 0 | 0 | 0 | 0 | 0 | 0 | 0 | 0 | 0 | 0 | 0 | 0 | 0 | 0 | 0 | 0 | 0 | 0
Transportation Sector Fuel Used[aircraft,passenger,plugin hybrid vehicle,heavy or residual fuel oil tf] | NoSettings | 0 | 0 | 0 | 0 | 0 | 0 | 0 | 0 | 0 | 0 | 0 | 0 | 0 | 0 | 0 | 0 | 0 | 0 | 0 | 0 | 0 | 0 | 0 | 0 | 0 | 0 | 0 | 0 | 0 | 0 | 0
Transportation Sector Fuel Used[aircraft,passenger,plugin hybrid vehicle,LPG propane or butane tf] | NoSettings | 0 | 0 | 0 | 0 | 0 | 0 | 0 | 0 | 0 | 0 | 0 | 0 | 0 | 0 | 0 | 0 | 0 | 0 | 0 | 0 | 0 | 0 | 0 | 0 | 0 | 0 | 0 | 0 | 0 | 0 | 0
Transportation Sector Fuel Used[aircraft,passenger,plugin hybrid vehicle,hydrogen tf] | NoSettings | 0 | 0 | 0 | 0 | 0 | 0 | 0 | 0 | 0 | 0 | 0 | 0 | 0 | 0 | 0 | 0 | 0 | 0 | 0 | 0 | 0 | 0 | 0 | 0 | 0 | 0 | 0 | 0 | 0 | 0 | 0
Transportation Sector Fuel Used[aircraft,passenger,LPG vehicle,electricity tf] | NoSettings | 0 | 0 | 0 | 0 | 0 | 0 | 0 | 0 | 0 | 0 | 0 | 0 | 0 | 0 | 0 | 0 | 0 | 0 | 0 | 0 | 0 | 0 | 0 | 0 | 0 | 0 | 0 | 0 | 0 | 0 | 0
Transportation Sector Fuel Used[aircraft,passenger,LPG vehicle,natural gas tf] | NoSettings | 0 | 0 | 0 | 0 | 0 | 0 | 0 | 0 | 0 | 0 | 0 | 0 | 0 | 0 | 0 | 0 | 0 | 0 | 0 | 0 | 0 | 0 | 0 | 0 | 0 | 0 | 0 | 0 | 0 | 0 | 0
Transportation Sector Fuel Used[aircraft,passenger,LPG vehicle,petroleum gasoline tf] | NoSettings | 0 | 0 | 0 | 0 | 0 | 0 | 0 | 0 | 0 | 0 | 0 | 0 | 0 | 0 | 0 | 0 | 0 | 0 | 0 | 0 | 0 | 0 | 0 | 0 | 0 | 0 | 0 | 0 | 0 | 0 | 0
Transportation Sector Fuel Used[aircraft,passenger,LPG vehicle,petroleum diesel tf] | NoSettings | 0 | 0 | 0 | 0 | 0 | 0 | 0 | 0 | 0 | 0 | 0 | 0 | 0 | 0 | 0 | 0 | 0 | 0 | 0 | 0 | 0 | 0 | 0 | 0 | 0 | 0 | 0 | 0 | 0 | 0 | 0
Transportation Sector Fuel Used[aircraft,passenger,LPG vehicle,biofuel gasoline tf] | NoSettings | 0 | 0 | 0 | 0 | 0 | 0 | 0 | 0 | 0 | 0 | 0 | 0 | 0 | 0 | 0 | 0 | 0 | 0 | 0 | 0 | 0 | 0 | 0 | 0 | 0 | 0 | 0 | 0 | 0 | 0 | 0
Transportation Sector Fuel Used[aircraft,passenger,LPG vehicle,biofuel diesel tf] | NoSettings | 0 | 0 | 0 | 0 | 0 | 0 | 0 | 0 | 0 | 0 | 0 | 0 | 0 | 0 | 0 | 0 | 0 | 0 | 0 | 0 | 0 | 0 | 0 | 0 | 0 | 0 | 0 | 0 | 0 | 0 | 0
Transportation Sector Fuel Used[aircraft,passenger,LPG vehicle,jet fuel tf] | NoSettings | 0 | 0 | 0 | 0 | 0 | 0 | 0 | 0 | 0 | 0 | 0 | 0 | 0 | 0 | 0 | 0 | 0 | 0 | 0 | 0 | 0 | 0 | 0 | 0 | 0 | 0 | 0 | 0 | 0 | 0 | 0
Transportation Sector Fuel Used[aircraft,passenger,LPG vehicle,heavy or residual fuel oil tf] | NoSettings | 0 | 0 | 0 | 0 | 0 | 0 | 0 | 0 | 0 | 0 | 0 | 0 | 0 | 0 | 0 | 0 | 0 | 0 | 0 | 0 | 0 | 0 | 0 | 0 | 0 | 0 | 0 | 0 | 0 | 0 | 0
Transportation Sector Fuel Used[aircraft,passenger,LPG vehicle,LPG propane or butane tf] | NoSettings | 0 | 0 | 0 | 0 | 0 | 0 | 0 | 0 | 0 | 0 | 0 | 0 | 0 | 0 | 0 | 0 | 0 | 0 | 0 | 0 | 0 | 0 | 0 | 0 | 0 | 0 | 0 | 0 | 0 | 0 | 0
Transportation Sector Fuel Used[aircraft,passenger,LPG vehicle,hydrogen tf] | NoSettings | 0 | 0 | 0 | 0 | 0 | 0 | 0 | 0 | 0 | 0 | 0 | 0 | 0 | 0 | 0 | 0 | 0 | 0 | 0 | 0 | 0 | 0 | 0 | 0 | 0 | 0 | 0 | 0 | 0 | 0 | 0
Transportation Sector Fuel Used[aircraft,passenger,hydrogen vehicle,electricity tf] | NoSettings | 0 | 0 | 0 | 0 | 0 | 0 | 0 | 0 | 0 | 0 | 0 | 0 | 0 | 0 | 0 | 0 | 0 | 0 | 0 | 0 | 0 | 0 | 0 | 0 | 0 | 0 | 0 | 0 | 0 | 0 | 0
Transportation Sector Fuel Used[aircraft,passenger,hydrogen vehicle,natural gas tf] | NoSettings | 0 | 0 | 0 | 0 | 0 | 0 | 0 | 0 | 0 | 0 | 0 | 0 | 0 | 0 | 0 | 0 | 0 | 0 | 0 | 0 | 0 | 0 | 0 | 0 | 0 | 0 | 0 | 0 | 0 | 0 | 0
Transportation Sector Fuel Used[aircraft,passenger,hydrogen vehicle,petroleum gasoline tf] | NoSettings | 0 | 0 | 0 | 0 | 0 | 0 | 0 | 0 | 0 | 0 | 0 | 0 | 0 | 0 | 0 | 0 | 0 | 0 | 0 | 0 | 0 | 0 | 0 | 0 | 0 | 0 | 0 | 0 | 0 | 0 | 0
Transportation Sector Fuel Used[aircraft,passenger,hydrogen vehicle,petroleum diesel tf] | NoSettings | 0 | 0 | 0 | 0 | 0 | 0 | 0 | 0 | 0 | 0 | 0 | 0 | 0 | 0 | 0 | 0 | 0 | 0 | 0 | 0 | 0 | 0 | 0 | 0 | 0 | 0 | 0 | 0 | 0 | 0 | 0
Transportation Sector Fuel Used[aircraft,passenger,hydrogen vehicle,biofuel gasoline tf] | NoSettings | 0 | 0 | 0 | 0 | 0 | 0 | 0 | 0 | 0 | 0 | 0 | 0 | 0 | 0 | 0 | 0 | 0 | 0 | 0 | 0 | 0 | 0 | 0 | 0 | 0 | 0 | 0 | 0 | 0 | 0 | 0
Transportation Sector Fuel Used[aircraft,passenger,hydrogen vehicle,biofuel diesel tf] | NoSettings | 0 | 0 | 0 | 0 | 0 | 0 | 0 | 0 | 0 | 0 | 0 | 0 | 0 | 0 | 0 | 0 | 0 | 0 | 0 | 0 | 0 | 0 | 0 | 0 | 0 | 0 | 0 | 0 | 0 | 0 | 0
Transportation Sector Fuel Used[aircraft,passenger,hydrogen vehicle,jet fuel tf] | NoSettings | 0 | 0 | 0 | 0 | 0 | 0 | 0 | 0 | 0 | 0 | 0 | 0 | 0 | 0 | 0 | 0 | 0 | 0 | 0 | 0 | 0 | 0 | 0 | 0 | 0 | 0 | 0 | 0 | 0 | 0 | 0
Transportation Sector Fuel Used[aircraft,passenger,hydrogen vehicle,heavy or residual fuel oil tf] | NoSettings | 0 | 0 | 0 | 0 | 0 | 0 | 0 | 0 | 0 | 0 | 0 | 0 | 0 | 0 | 0 | 0 | 0 | 0 | 0 | 0 | 0 | 0 | 0 | 0 | 0 | 0 | 0 | 0 | 0 | 0 | 0
Transportation Sector Fuel Used[aircraft,passenger,hydrogen vehicle,LPG propane or butane tf] | NoSettings | 0 | 0 | 0 | 0 | 0 | 0 | 0 | 0 | 0 | 0 | 0 | 0 | 0 | 0 | 0 | 0 | 0 | 0 | 0 | 0 | 0 | 0 | 0 | 0 | 0 | 0 | 0 | 0 | 0 | 0 | 0
Transportation Sector Fuel Used[aircraft,passenger,hydrogen vehicle,hydrogen tf] | NoSettings | 0 | 0 | 0 | 0 | 0 | 0 | 0 | 0 | 0 | 0 | 0 | 0 | 0 | 0 | 0 | 0 | 0 | 0 | 0 | 0 | 0 | 0 | 0 | 0 | 0 | 0 | 0 | 0 | 0 | 0 | 0
Transportation Sector Fuel Used[aircraft,freight,battery electric vehicle,electricity tf] | NoSettings | 0 | 0 | 0 | 0 | 0 | 0 | 0 | 0 | 0 | 0 | 0 | 0 | 0 | 0 | 0 | 0 | 0 | 0 | 0 | 0 | 0 | 0 | 0 | 0 | 0 | 0 | 0 | 0 | 0 | 0 | 0
Transportation Sector Fuel Used[aircraft,freight,battery electric vehicle,natural gas tf] | NoSettings | 0 | 0 | 0 | 0 | 0 | 0 | 0 | 0 | 0 | 0 | 0 | 0 | 0 | 0 | 0 | 0 | 0 | 0 | 0 | 0 | 0 | 0 | 0 | 0 | 0 | 0 | 0 | 0 | 0 | 0 | 0
Transportation Sector Fuel Used[aircraft,freight,battery electric vehicle,petroleum gasoline tf] | NoSettings | 0 | 0 | 0 | 0 | 0 | 0 | 0 | 0 | 0 | 0 | 0 | 0 | 0 | 0 | 0 | 0 | 0 | 0 | 0 | 0 | 0 | 0 | 0 | 0 | 0 | 0 | 0 | 0 | 0 | 0 | 0
Transportation Sector Fuel Used[aircraft,freight,battery electric vehicle,petroleum diesel tf] | NoSettings | 0 | 0 | 0 | 0 | 0 | 0 | 0 | 0 | 0 | 0 | 0 | 0 | 0 | 0 | 0 | 0 | 0 | 0 | 0 | 0 | 0 | 0 | 0 | 0 | 0 | 0 | 0 | 0 | 0 | 0 | 0
Transportation Sector Fuel Used[aircraft,freight,battery electric vehicle,biofuel gasoline tf] | NoSettings | 0 | 0 | 0 | 0 | 0 | 0 | 0 | 0 | 0 | 0 | 0 | 0 | 0 | 0 | 0 | 0 | 0 | 0 | 0 | 0 | 0 | 0 | 0 | 0 | 0 | 0 | 0 | 0 | 0 | 0 | 0
Transportation Sector Fuel Used[aircraft,freight,battery electric vehicle,biofuel diesel tf] | NoSettings | 0 | 0 | 0 | 0 | 0 | 0 | 0 | 0 | 0 | 0 | 0 | 0 | 0 | 0 | 0 | 0 | 0 | 0 | 0 | 0 | 0 | 0 | 0 | 0 | 0 | 0 | 0 | 0 | 0 | 0 | 0
Transportation Sector Fuel Used[aircraft,freight,battery electric vehicle,jet fuel tf] | NoSettings | 0 | 0 | 0 | 0 | 0 | 0 | 0 | 0 | 0 | 0 | 0 | 0 | 0 | 0 | 0 | 0 | 0 | 0 | 0 | 0 | 0 | 0 | 0 | 0 | 0 | 0 | 0 | 0 | 0 | 0 | 0
Transportation Sector Fuel Used[aircraft,freight,battery electric vehicle,heavy or residual fuel oil tf] | NoSettings | 0 | 0 | 0 | 0 | 0 | 0 | 0 | 0 | 0 | 0 | 0 | 0 | 0 | 0 | 0 | 0 | 0 | 0 | 0 | 0 | 0 | 0 | 0 | 0 | 0 | 0 | 0 | 0 | 0 | 0 | 0
Transportation Sector Fuel Used[aircraft,freight,battery electric vehicle,LPG propane or butane tf] | NoSettings | 0 | 0 | 0 | 0 | 0 | 0 | 0 | 0 | 0 | 0 | 0 | 0 | 0 | 0 | 0 | 0 | 0 | 0 | 0 | 0 | 0 | 0 | 0 | 0 | 0 | 0 | 0 | 0 | 0 | 0 | 0
Transportation Sector Fuel Used[aircraft,freight,battery electric vehicle,hydrogen tf] | NoSettings | 0 | 0 | 0 | 0 | 0 | 0 | 0 | 0 | 0 | 0 | 0 | 0 | 0 | 0 | 0 | 0 | 0 | 0 | 0 | 0 | 0 | 0 | 0 | 0 | 0 | 0 | 0 | 0 | 0 | 0 | 0
Transportation Sector Fuel Used[aircraft,freight,natural gas vehicle,electricity tf] | NoSettings | 0 | 0 | 0 | 0 | 0 | 0 | 0 | 0 | 0 | 0 | 0 | 0 | 0 | 0 | 0 | 0 | 0 | 0 | 0 | 0 | 0 | 0 | 0 | 0 | 0 | 0 | 0 | 0 | 0 | 0 | 0
Transportation Sector Fuel Used[aircraft,freight,natural gas vehicle,natural gas tf] | NoSettings | 0 | 0 | 0 | 0 | 0 | 0 | 0 | 0 | 0 | 0 | 0 | 0 | 0 | 0 | 0 | 0 | 0 | 0 | 0 | 0 | 0 | 0 | 0 | 0 | 0 | 0 | 0 | 0 | 0 | 0 | 0
Transportation Sector Fuel Used[aircraft,freight,natural gas vehicle,petroleum gasoline tf] | NoSettings | 0 | 0 | 0 | 0 | 0 | 0 | 0 | 0 | 0 | 0 | 0 | 0 | 0 | 0 | 0 | 0 | 0 | 0 | 0 | 0 | 0 | 0 | 0 | 0 | 0 | 0 | 0 | 0 | 0 | 0 | 0
Transportation Sector Fuel Used[aircraft,freight,natural gas vehicle,petroleum diesel tf] | NoSettings | 0 | 0 | 0 | 0 | 0 | 0 | 0 | 0 | 0 | 0 | 0 | 0 | 0 | 0 | 0 | 0 | 0 | 0 | 0 | 0 | 0 | 0 | 0 | 0 | 0 | 0 | 0 | 0 | 0 | 0 | 0
Transportation Sector Fuel Used[aircraft,freight,natural gas vehicle,biofuel gasoline tf] | NoSettings | 0 | 0 | 0 | 0 | 0 | 0 | 0 | 0 | 0 | 0 | 0 | 0 | 0 | 0 | 0 | 0 | 0 | 0 | 0 | 0 | 0 | 0 | 0 | 0 | 0 | 0 | 0 | 0 | 0 | 0 | 0
Transportation Sector Fuel Used[aircraft,freight,natural gas vehicle,biofuel diesel tf] | NoSettings | 0 | 0 | 0 | 0 | 0 | 0 | 0 | 0 | 0 | 0 | 0 | 0 | 0 | 0 | 0 | 0 | 0 | 0 | 0 | 0 | 0 | 0 | 0 | 0 | 0 | 0 | 0 | 0 | 0 | 0 | 0
Transportation Sector Fuel Used[aircraft,freight,natural gas vehicle,jet fuel tf] | NoSettings | 0 | 0 | 0 | 0 | 0 | 0 | 0 | 0 | 0 | 0 | 0 | 0 | 0 | 0 | 0 | 0 | 0 | 0 | 0 | 0 | 0 | 0 | 0 | 0 | 0 | 0 | 0 | 0 | 0 | 0 | 0
Transportation Sector Fuel Used[aircraft,freight,natural gas vehicle,heavy or residual fuel oil tf] | NoSettings | 0 | 0 | 0 | 0 | 0 | 0 | 0 | 0 | 0 | 0 | 0 | 0 | 0 | 0 | 0 | 0 | 0 | 0 | 0 | 0 | 0 | 0 | 0 | 0 | 0 | 0 | 0 | 0 | 0 | 0 | 0
Transportation Sector Fuel Used[aircraft,freight,natural gas vehicle,LPG propane or butane tf] | NoSettings | 0 | 0 | 0 | 0 | 0 | 0 | 0 | 0 | 0 | 0 | 0 | 0 | 0 | 0 | 0 | 0 | 0 | 0 | 0 | 0 | 0 | 0 | 0 | 0 | 0 | 0 | 0 | 0 | 0 | 0 | 0
Transportation Sector Fuel Used[aircraft,freight,natural gas vehicle,hydrogen tf] | NoSettings | 0 | 0 | 0 | 0 | 0 | 0 | 0 | 0 | 0 | 0 | 0 | 0 | 0 | 0 | 0 | 0 | 0 | 0 | 0 | 0 | 0 | 0 | 0 | 0 | 0 | 0 | 0 | 0 | 0 | 0 | 0
Transportation Sector Fuel Used[aircraft,freight,gasoline vehicle,electricity tf] | NoSettings | 0 | 0 | 0 | 0 | 0 | 0 | 0 | 0 | 0 | 0 | 0 | 0 | 0 | 0 | 0 | 0 | 0 | 0 | 0 | 0 | 0 | 0 | 0 | 0 | 0 | 0 | 0 | 0 | 0 | 0 | 0
Transportation Sector Fuel Used[aircraft,freight,gasoline vehicle,natural gas tf] | NoSettings | 0 | 0 | 0 | 0 | 0 | 0 | 0 | 0 | 0 | 0 | 0 | 0 | 0 | 0 | 0 | 0 | 0 | 0 | 0 | 0 | 0 | 0 | 0 | 0 | 0 | 0 | 0 | 0 | 0 | 0 | 0
Transportation Sector Fuel Used[aircraft,freight,gasoline vehicle,petroleum gasoline tf] | NoSettings | 0 | 0 | 0 | 0 | 0 | 0 | 0 | 0 | 0 | 0 | 0 | 0 | 0 | 0 | 0 | 0 | 0 | 0 | 0 | 0 | 0 | 0 | 0 | 0 | 0 | 0 | 0 | 0 | 0 | 0 | 0
Transportation Sector Fuel Used[aircraft,freight,gasoline vehicle,petroleum diesel tf] | NoSettings | 0 | 0 | 0 | 0 | 0 | 0 | 0 | 0 | 0 | 0 | 0 | 0 | 0 | 0 | 0 | 0 | 0 | 0 | 0 | 0 | 0 | 0 | 0 | 0 | 0 | 0 | 0 | 0 | 0 | 0 | 0
Transportation Sector Fuel Used[aircraft,freight,gasoline vehicle,biofuel gasoline tf] | NoSettings | 0 | 0 | 0 | 0 | 0 | 0 | 0 | 0 | 0 | 0 | 0 | 0 | 0 | 0 | 0 | 0 | 0 | 0 | 0 | 0 | 0 | 0 | 0 | 0 | 0 | 0 | 0 | 0 | 0 | 0 | 0
Transportation Sector Fuel Used[aircraft,freight,gasoline vehicle,biofuel diesel tf] | NoSettings | 0 | 0 | 0 | 0 | 0 | 0 | 0 | 0 | 0 | 0 | 0 | 0 | 0 | 0 | 0 | 0 | 0 | 0 | 0 | 0 | 0 | 0 | 0 | 0 | 0 | 0 | 0 | 0 | 0 | 0 | 0
Transportation Sector Fuel Used[aircraft,freight,gasoline vehicle,jet fuel tf] | NoSettings | 0 | 0 | 0 | 0 | 0 | 0 | 0 | 0 | 0 | 0 | 0 | 0 | 0 | 0 | 0 | 0 | 0 | 0 | 0 | 0 | 0 | 0 | 0 | 0 | 0 | 0 | 0 | 0 | 0 | 0 | 0
Transportation Sector Fuel Used[aircraft,freight,gasoline vehicle,heavy or residual fuel oil tf] | NoSettings | 0 | 0 | 0 | 0 | 0 | 0 | 0 | 0 | 0 | 0 | 0 | 0 | 0 | 0 | 0 | 0 | 0 | 0 | 0 | 0 | 0 | 0 | 0 | 0 | 0 | 0 | 0 | 0 | 0 | 0 | 0
Transportation Sector Fuel Used[aircraft,freight,gasoline vehicle,LPG propane or butane tf] | NoSettings | 0 | 0 | 0 | 0 | 0 | 0 | 0 | 0 | 0 | 0 | 0 | 0 | 0 | 0 | 0 | 0 | 0 | 0 | 0 | 0 | 0 | 0 | 0 | 0 | 0 | 0 | 0 | 0 | 0 | 0 | 0
Transportation Sector Fuel Used[aircraft,freight,gasoline vehicle,hydrogen tf] | NoSettings | 0 | 0 | 0 | 0 | 0 | 0 | 0 | 0 | 0 | 0 | 0 | 0 | 0 | 0 | 0 | 0 | 0 | 0 | 0 | 0 | 0 | 0 | 0 | 0 | 0 | 0 | 0 | 0 | 0 | 0 | 0
Transportation Sector Fuel Used[aircraft,freight,diesel vehicle,electricity tf] | NoSettings | 0 | 0 | 0 | 0 | 0 | 0 | 0 | 0 | 0 | 0 | 0 | 0 | 0 | 0 | 0 | 0 | 0 | 0 | 0 | 0 | 0 | 0 | 0 | 0 | 0 | 0 | 0 | 0 | 0 | 0 | 0
Transportation Sector Fuel Used[aircraft,freight,diesel vehicle,natural gas tf] | NoSettings | 0 | 0 | 0 | 0 | 0 | 0 | 0 | 0 | 0 | 0 | 0 | 0 | 0 | 0 | 0 | 0 | 0 | 0 | 0 | 0 | 0 | 0 | 0 | 0 | 0 | 0 | 0 | 0 | 0 | 0 | 0
Transportation Sector Fuel Used[aircraft,freight,diesel vehicle,petroleum gasoline tf] | NoSettings | 0 | 0 | 0 | 0 | 0 | 0 | 0 | 0 | 0 | 0 | 0 | 0 | 0 | 0 | 0 | 0 | 0 | 0 | 0 | 0 | 0 | 0 | 0 | 0 | 0 | 0 | 0 | 0 | 0 | 0 | 0
Transportation Sector Fuel Used[aircraft,freight,diesel vehicle,petroleum diesel tf] | NoSettings | 0 | 0 | 0 | 0 | 0 | 0 | 0 | 0 | 0 | 0 | 0 | 0 | 0 | 0 | 0 | 0 | 0 | 0 | 0 | 0 | 0 | 0 | 0 | 0 | 0 | 0 | 0 | 0 | 0 | 0 | 0
Transportation Sector Fuel Used[aircraft,freight,diesel vehicle,biofuel gasoline tf] | NoSettings | 0 | 0 | 0 | 0 | 0 | 0 | 0 | 0 | 0 | 0 | 0 | 0 | 0 | 0 | 0 | 0 | 0 | 0 | 0 | 0 | 0 | 0 | 0 | 0 | 0 | 0 | 0 | 0 | 0 | 0 | 0
Transportation Sector Fuel Used[aircraft,freight,diesel vehicle,biofuel diesel tf] | NoSettings | 0 | 0 | 0 | 0 | 0 | 0 | 0 | 0 | 0 | 0 | 0 | 0 | 0 | 0 | 0 | 0 | 0 | 0 | 0 | 0 | 0 | 0 | 0 | 0 | 0 | 0 | 0 | 0 | 0 | 0 | 0
Transportation Sector Fuel Used[aircraft,freight,diesel vehicle,jet fuel tf] | NoSettings | 5422620000000 | 7289250000000 | 8043000000000 | 8333570000000 | 8436530000000 | 8509870000000 | 8476260000000 | 8441820000000 | 8438860000000 | 8424740000000 | 8435840000000 | 8466990000000 | 8527970000000 | 8595040000000 | 8662680000000 | 8728860000000 | 8768330000000 | 8797070000000 | 8837500000000 | 8881430000000 | 8943480000000 | 9003610000000 | 9078390000000 | 9157670000000 | 9244870000000 | 9314440000000 | 9374710000000 | 9417720000000 | 9455140000000 | 9483580000000 | 9516210000000
Transportation Sector Fuel Used[aircraft,freight,diesel vehicle,heavy or residual fuel oil tf] | NoSettings | 0 | 0 | 0 | 0 | 0 | 0 | 0 | 0 | 0 | 0 | 0 | 0 | 0 | 0 | 0 | 0 | 0 | 0 | 0 | 0 | 0 | 0 | 0 | 0 | 0 | 0 | 0 | 0 | 0 | 0 | 0
Transportation Sector Fuel Used[aircraft,freight,diesel vehicle,LPG propane or butane tf] | NoSettings | 0 | 0 | 0 | 0 | 0 | 0 | 0 | 0 | 0 | 0 | 0 | 0 | 0 | 0 | 0 | 0 | 0 | 0 | 0 | 0 | 0 | 0 | 0 | 0 | 0 | 0 | 0 | 0 | 0 | 0 | 0
Transportation Sector Fuel Used[aircraft,freight,diesel vehicle,hydrogen tf] | NoSettings | 0 | 0 | 0 | 0 | 0 | 0 | 0 | 0 | 0 | 0 | 0 | 0 | 0 | 0 | 0 | 0 | 0 | 0 | 0 | 0 | 0 | 0 | 0 | 0 | 0 | 0 | 0 | 0 | 0 | 0 | 0
Transportation Sector Fuel Used[aircraft,freight,plugin hybrid vehicle,electricity tf] | NoSettings | 0 | 0 | 0 | 0 | 0 | 0 | 0 | 0 | 0 | 0 | 0 | 0 | 0 | 0 | 0 | 0 | 0 | 0 | 0 | 0 | 0 | 0 | 0 | 0 | 0 | 0 | 0 | 0 | 0 | 0 | 0
Transportation Sector Fuel Used[aircraft,freight,plugin hybrid vehicle,natural gas tf] | NoSettings | 0 | 0 | 0 | 0 | 0 | 0 | 0 | 0 | 0 | 0 | 0 | 0 | 0 | 0 | 0 | 0 | 0 | 0 | 0 | 0 | 0 | 0 | 0 | 0 | 0 | 0 | 0 | 0 | 0 | 0 | 0
Transportation Sector Fuel Used[aircraft,freight,plugin hybrid vehicle,petroleum gasoline tf] | NoSettings | 0 | 0 | 0 | 0 | 0 | 0 | 0 | 0 | 0 | 0 | 0 | 0 | 0 | 0 | 0 | 0 | 0 | 0 | 0 | 0 | 0 | 0 | 0 | 0 | 0 | 0 | 0 | 0 | 0 | 0 | 0
Transportation Sector Fuel Used[aircraft,freight,plugin hybrid vehicle,petroleum diesel tf] | NoSettings | 0 | 0 | 0 | 0 | 0 | 0 | 0 | 0 | 0 | 0 | 0 | 0 | 0 | 0 | 0 | 0 | 0 | 0 | 0 | 0 | 0 | 0 | 0 | 0 | 0 | 0 | 0 | 0 | 0 | 0 | 0
Transportation Sector Fuel Used[aircraft,freight,plugin hybrid vehicle,biofuel gasoline tf] | NoSettings | 0 | 0 | 0 | 0 | 0 | 0 | 0 | 0 | 0 | 0 | 0 | 0 | 0 | 0 | 0 | 0 | 0 | 0 | 0 | 0 | 0 | 0 | 0 | 0 | 0 | 0 | 0 | 0 | 0 | 0 | 0
Transportation Sector Fuel Used[aircraft,freight,plugin hybrid vehicle,biofuel diesel tf] | NoSettings | 0 | 0 | 0 | 0 | 0 | 0 | 0 | 0 | 0 | 0 | 0 | 0 | 0 | 0 | 0 | 0 | 0 | 0 | 0 | 0 | 0 | 0 | 0 | 0 | 0 | 0 | 0 | 0 | 0 | 0 | 0
Transportation Sector Fuel Used[aircraft,freight,plugin hybrid vehicle,jet fuel tf] | NoSettings | 0 | 0 | 0 | 0 | 0 | 0 | 0 | 0 | 0 | 0 | 0 | 0 | 0 | 0 | 0 | 0 | 0 | 0 | 0 | 0 | 0 | 0 | 0 | 0 | 0 | 0 | 0 | 0 | 0 | 0 | 0
Transportation Sector Fuel Used[aircraft,freight,plugin hybrid vehicle,heavy or residual fuel oil tf] | NoSettings | 0 | 0 | 0 | 0 | 0 | 0 | 0 | 0 | 0 | 0 | 0 | 0 | 0 | 0 | 0 | 0 | 0 | 0 | 0 | 0 | 0 | 0 | 0 | 0 | 0 | 0 | 0 | 0 | 0 | 0 | 0
Transportation Sector Fuel Used[aircraft,freight,plugin hybrid vehicle,LPG propane or butane tf] | NoSettings | 0 | 0 | 0 | 0 | 0 | 0 | 0 | 0 | 0 | 0 | 0 | 0 | 0 | 0 | 0 | 0 | 0 | 0 | 0 | 0 | 0 | 0 | 0 | 0 | 0 | 0 | 0 | 0 | 0 | 0 | 0
Transportation Sector Fuel Used[aircraft,freight,plugin hybrid vehicle,hydrogen tf] | NoSettings | 0 | 0 | 0 | 0 | 0 | 0 | 0 | 0 | 0 | 0 | 0 | 0 | 0 | 0 | 0 | 0 | 0 | 0 | 0 | 0 | 0 | 0 | 0 | 0 | 0 | 0 | 0 | 0 | 0 | 0 | 0
Transportation Sector Fuel Used[aircraft,freight,LPG vehicle,electricity tf] | NoSettings | 0 | 0 | 0 | 0 | 0 | 0 | 0 | 0 | 0 | 0 | 0 | 0 | 0 | 0 | 0 | 0 | 0 | 0 | 0 | 0 | 0 | 0 | 0 | 0 | 0 | 0 | 0 | 0 | 0 | 0 | 0
Transportation Sector Fuel Used[aircraft,freight,LPG vehicle,natural gas tf] | NoSettings | 0 | 0 | 0 | 0 | 0 | 0 | 0 | 0 | 0 | 0 | 0 | 0 | 0 | 0 | 0 | 0 | 0 | 0 | 0 | 0 | 0 | 0 | 0 | 0 | 0 | 0 | 0 | 0 | 0 | 0 | 0
Transportation Sector Fuel Used[aircraft,freight,LPG vehicle,petroleum gasoline tf] | NoSettings | 0 | 0 | 0 | 0 | 0 | 0 | 0 | 0 | 0 | 0 | 0 | 0 | 0 | 0 | 0 | 0 | 0 | 0 | 0 | 0 | 0 | 0 | 0 | 0 | 0 | 0 | 0 | 0 | 0 | 0 | 0
Transportation Sector Fuel Used[aircraft,freight,LPG vehicle,petroleum diesel tf] | NoSettings | 0 | 0 | 0 | 0 | 0 | 0 | 0 | 0 | 0 | 0 | 0 | 0 | 0 | 0 | 0 | 0 | 0 | 0 | 0 | 0 | 0 | 0 | 0 | 0 | 0 | 0 | 0 | 0 | 0 | 0 | 0
Transportation Sector Fuel Used[aircraft,freight,LPG vehicle,biofuel gasoline tf] | NoSettings | 0 | 0 | 0 | 0 | 0 | 0 | 0 | 0 | 0 | 0 | 0 | 0 | 0 | 0 | 0 | 0 | 0 | 0 | 0 | 0 | 0 | 0 | 0 | 0 | 0 | 0 | 0 | 0 | 0 | 0 | 0
Transportation Sector Fuel Used[aircraft,freight,LPG vehicle,biofuel diesel tf] | NoSettings | 0 | 0 | 0 | 0 | 0 | 0 | 0 | 0 | 0 | 0 | 0 | 0 | 0 | 0 | 0 | 0 | 0 | 0 | 0 | 0 | 0 | 0 | 0 | 0 | 0 | 0 | 0 | 0 | 0 | 0 | 0
Transportation Sector Fuel Used[aircraft,freight,LPG vehicle,jet fuel tf] | NoSettings | 0 | 0 | 0 | 0 | 0 | 0 | 0 | 0 | 0 | 0 | 0 | 0 | 0 | 0 | 0 | 0 | 0 | 0 | 0 | 0 | 0 | 0 | 0 | 0 | 0 | 0 | 0 | 0 | 0 | 0 | 0
Transportation Sector Fuel Used[aircraft,freight,LPG vehicle,heavy or residual fuel oil tf] | NoSettings | 0 | 0 | 0 | 0 | 0 | 0 | 0 | 0 | 0 | 0 | 0 | 0 | 0 | 0 | 0 | 0 | 0 | 0 | 0 | 0 | 0 | 0 | 0 | 0 | 0 | 0 | 0 | 0 | 0 | 0 | 0
Transportation Sector Fuel Used[aircraft,freight,LPG vehicle,LPG propane or butane tf] | NoSettings | 0 | 0 | 0 | 0 | 0 | 0 | 0 | 0 | 0 | 0 | 0 | 0 | 0 | 0 | 0 | 0 | 0 | 0 | 0 | 0 | 0 | 0 | 0 | 0 | 0 | 0 | 0 | 0 | 0 | 0 | 0
Transportation Sector Fuel Used[aircraft,freight,LPG vehicle,hydrogen tf] | NoSettings | 0 | 0 | 0 | 0 | 0 | 0 | 0 | 0 | 0 | 0 | 0 | 0 | 0 | 0 | 0 | 0 | 0 | 0 | 0 | 0 | 0 | 0 | 0 | 0 | 0 | 0 | 0 | 0 | 0 | 0 | 0
Transportation Sector Fuel Used[aircraft,freight,hydrogen vehicle,electricity tf] | NoSettings | 0 | 0 | 0 | 0 | 0 | 0 | 0 | 0 | 0 | 0 | 0 | 0 | 0 | 0 | 0 | 0 | 0 | 0 | 0 | 0 | 0 | 0 | 0 | 0 | 0 | 0 | 0 | 0 | 0 | 0 | 0
Transportation Sector Fuel Used[aircraft,freight,hydrogen vehicle,natural gas tf] | NoSettings | 0 | 0 | 0 | 0 | 0 | 0 | 0 | 0 | 0 | 0 | 0 | 0 | 0 | 0 | 0 | 0 | 0 | 0 | 0 | 0 | 0 | 0 | 0 | 0 | 0 | 0 | 0 | 0 | 0 | 0 | 0
Transportation Sector Fuel Used[aircraft,freight,hydrogen vehicle,petroleum gasoline tf] | NoSettings | 0 | 0 | 0 | 0 | 0 | 0 | 0 | 0 | 0 | 0 | 0 | 0 | 0 | 0 | 0 | 0 | 0 | 0 | 0 | 0 | 0 | 0 | 0 | 0 | 0 | 0 | 0 | 0 | 0 | 0 | 0
Transportation Sector Fuel Used[aircraft,freight,hydrogen vehicle,petroleum diesel tf] | NoSettings | 0 | 0 | 0 | 0 | 0 | 0 | 0 | 0 | 0 | 0 | 0 | 0 | 0 | 0 | 0 | 0 | 0 | 0 | 0 | 0 | 0 | 0 | 0 | 0 | 0 | 0 | 0 | 0 | 0 | 0 | 0
Transportation Sector Fuel Used[aircraft,freight,hydrogen vehicle,biofuel gasoline tf] | NoSettings | 0 | 0 | 0 | 0 | 0 | 0 | 0 | 0 | 0 | 0 | 0 | 0 | 0 | 0 | 0 | 0 | 0 | 0 | 0 | 0 | 0 | 0 | 0 | 0 | 0 | 0 | 0 | 0 | 0 | 0 | 0
Transportation Sector Fuel Used[aircraft,freight,hydrogen vehicle,biofuel diesel tf] | NoSettings | 0 | 0 | 0 | 0 | 0 | 0 | 0 | 0 | 0 | 0 | 0 | 0 | 0 | 0 | 0 | 0 | 0 | 0 | 0 | 0 | 0 | 0 | 0 | 0 | 0 | 0 | 0 | 0 | 0 | 0 | 0
Transportation Sector Fuel Used[aircraft,freight,hydrogen vehicle,jet fuel tf] | NoSettings | 0 | 0 | 0 | 0 | 0 | 0 | 0 | 0 | 0 | 0 | 0 | 0 | 0 | 0 | 0 | 0 | 0 | 0 | 0 | 0 | 0 | 0 | 0 | 0 | 0 | 0 | 0 | 0 | 0 | 0 | 0
Transportation Sector Fuel Used[aircraft,freight,hydrogen vehicle,heavy or residual fuel oil tf] | NoSettings | 0 | 0 | 0 | 0 | 0 | 0 | 0 | 0 | 0 | 0 | 0 | 0 | 0 | 0 | 0 | 0 | 0 | 0 | 0 | 0 | 0 | 0 | 0 | 0 | 0 | 0 | 0 | 0 | 0 | 0 | 0
Transportation Sector Fuel Used[aircraft,freight,hydrogen vehicle,LPG propane or butane tf] | NoSettings | 0 | 0 | 0 | 0 | 0 | 0 | 0 | 0 | 0 | 0 | 0 | 0 | 0 | 0 | 0 | 0 | 0 | 0 | 0 | 0 | 0 | 0 | 0 | 0 | 0 | 0 | 0 | 0 | 0 | 0 | 0
Transportation Sector Fuel Used[aircraft,freight,hydrogen vehicle,hydrogen tf] | NoSettings | 0 | 0 | 0 | 0 | 0 | 0 | 0 | 0 | 0 | 0 | 0 | 0 | 0 | 0 | 0 | 0 | 0 | 0 | 0 | 0 | 0 | 0 | 0 | 0 | 0 | 0 | 0 | 0 | 0 | 0 | 0
Transportation Sector Fuel Used[rail,passenger,battery electric vehicle,electricity tf] | NoSettings | 686240000000 | 671230000000 | 658051000000 | 644590000000 | 631677000000 | 619280000000 | 608044000000 | 597218000000 | 586907000000 | 577178000000 | 567130000000 | 557611000000 | 548583000000 | 540211000000 | 532436000000 | 524426000000 | 516865000000 | 509731000000 | 503069000000 | 496776000000 | 490822000000 | 485111000000 | 479930000000 | 474955000000 | 470394000000 | 466127000000 | 462204000000 | 458607000000 | 454645000000 | 450992000000 | 447279000000
Transportation Sector Fuel Used[rail,passenger,battery electric vehicle,natural gas tf] | NoSettings | 0 | 0 | 0 | 0 | 0 | 0 | 0 | 0 | 0 | 0 | 0 | 0 | 0 | 0 | 0 | 0 | 0 | 0 | 0 | 0 | 0 | 0 | 0 | 0 | 0 | 0 | 0 | 0 | 0 | 0 | 0
Transportation Sector Fuel Used[rail,passenger,battery electric vehicle,petroleum gasoline tf] | NoSettings | 0 | 0 | 0 | 0 | 0 | 0 | 0 | 0 | 0 | 0 | 0 | 0 | 0 | 0 | 0 | 0 | 0 | 0 | 0 | 0 | 0 | 0 | 0 | 0 | 0 | 0 | 0 | 0 | 0 | 0 | 0
Transportation Sector Fuel Used[rail,passenger,battery electric vehicle,petroleum diesel tf] | NoSettings | 0 | 0 | 0 | 0 | 0 | 0 | 0 | 0 | 0 | 0 | 0 | 0 | 0 | 0 | 0 | 0 | 0 | 0 | 0 | 0 | 0 | 0 | 0 | 0 | 0 | 0 | 0 | 0 | 0 | 0 | 0
Transportation Sector Fuel Used[rail,passenger,battery electric vehicle,biofuel gasoline tf] | NoSettings | 0 | 0 | 0 | 0 | 0 | 0 | 0 | 0 | 0 | 0 | 0 | 0 | 0 | 0 | 0 | 0 | 0 | 0 | 0 | 0 | 0 | 0 | 0 | 0 | 0 | 0 | 0 | 0 | 0 | 0 | 0
Transportation Sector Fuel Used[rail,passenger,battery electric vehicle,biofuel diesel tf] | NoSettings | 0 | 0 | 0 | 0 | 0 | 0 | 0 | 0 | 0 | 0 | 0 | 0 | 0 | 0 | 0 | 0 | 0 | 0 | 0 | 0 | 0 | 0 | 0 | 0 | 0 | 0 | 0 | 0 | 0 | 0 | 0
Transportation Sector Fuel Used[rail,passenger,battery electric vehicle,jet fuel tf] | NoSettings | 0 | 0 | 0 | 0 | 0 | 0 | 0 | 0 | 0 | 0 | 0 | 0 | 0 | 0 | 0 | 0 | 0 | 0 | 0 | 0 | 0 | 0 | 0 | 0 | 0 | 0 | 0 | 0 | 0 | 0 | 0
Transportation Sector Fuel Used[rail,passenger,battery electric vehicle,heavy or residual fuel oil tf] | NoSettings | 0 | 0 | 0 | 0 | 0 | 0 | 0 | 0 | 0 | 0 | 0 | 0 | 0 | 0 | 0 | 0 | 0 | 0 | 0 | 0 | 0 | 0 | 0 | 0 | 0 | 0 | 0 | 0 | 0 | 0 | 0
Transportation Sector Fuel Used[rail,passenger,battery electric vehicle,LPG propane or butane tf] | NoSettings | 0 | 0 | 0 | 0 | 0 | 0 | 0 | 0 | 0 | 0 | 0 | 0 | 0 | 0 | 0 | 0 | 0 | 0 | 0 | 0 | 0 | 0 | 0 | 0 | 0 | 0 | 0 | 0 | 0 | 0 | 0
Transportation Sector Fuel Used[rail,passenger,battery electric vehicle,hydrogen tf] | NoSettings | 0 | 0 | 0 | 0 | 0 | 0 | 0 | 0 | 0 | 0 | 0 | 0 | 0 | 0 | 0 | 0 | 0 | 0 | 0 | 0 | 0 | 0 | 0 | 0 | 0 | 0 | 0 | 0 | 0 | 0 | 0
Transportation Sector Fuel Used[rail,passenger,natural gas vehicle,electricity tf] | NoSettings | 0 | 0 | 0 | 0 | 0 | 0 | 0 | 0 | 0 | 0 | 0 | 0 | 0 | 0 | 0 | 0 | 0 | 0 | 0 | 0 | 0 | 0 | 0 | 0 | 0 | 0 | 0 | 0 | 0 | 0 | 0
Transportation Sector Fuel Used[rail,passenger,natural gas vehicle,natural gas tf] | NoSettings | 0 | 0 | 0 | 0 | 0 | 0 | 0 | 0 | 0 | 0 | 0 | 0 | 0 | 0 | 0 | 0 | 0 | 0 | 0 | 0 | 0 | 0 | 0 | 0 | 0 | 0 | 0 | 0 | 0 | 0 | 0
Transportation Sector Fuel Used[rail,passenger,natural gas vehicle,petroleum gasoline tf] | NoSettings | 0 | 0 | 0 | 0 | 0 | 0 | 0 | 0 | 0 | 0 | 0 | 0 | 0 | 0 | 0 | 0 | 0 | 0 | 0 | 0 | 0 | 0 | 0 | 0 | 0 | 0 | 0 | 0 | 0 | 0 | 0
Transportation Sector Fuel Used[rail,passenger,natural gas vehicle,petroleum diesel tf] | NoSettings | 0 | 0 | 0 | 0 | 0 | 0 | 0 | 0 | 0 | 0 | 0 | 0 | 0 | 0 | 0 | 0 | 0 | 0 | 0 | 0 | 0 | 0 | 0 | 0 | 0 | 0 | 0 | 0 | 0 | 0 | 0
Transportation Sector Fuel Used[rail,passenger,natural gas vehicle,biofuel gasoline tf] | NoSettings | 0 | 0 | 0 | 0 | 0 | 0 | 0 | 0 | 0 | 0 | 0 | 0 | 0 | 0 | 0 | 0 | 0 | 0 | 0 | 0 | 0 | 0 | 0 | 0 | 0 | 0 | 0 | 0 | 0 | 0 | 0
Transportation Sector Fuel Used[rail,passenger,natural gas vehicle,biofuel diesel tf] | NoSettings | 0 | 0 | 0 | 0 | 0 | 0 | 0 | 0 | 0 | 0 | 0 | 0 | 0 | 0 | 0 | 0 | 0 | 0 | 0 | 0 | 0 | 0 | 0 | 0 | 0 | 0 | 0 | 0 | 0 | 0 | 0
Transportation Sector Fuel Used[rail,passenger,natural gas vehicle,jet fuel tf] | NoSettings | 0 | 0 | 0 | 0 | 0 | 0 | 0 | 0 | 0 | 0 | 0 | 0 | 0 | 0 | 0 | 0 | 0 | 0 | 0 | 0 | 0 | 0 | 0 | 0 | 0 | 0 | 0 | 0 | 0 | 0 | 0
Transportation Sector Fuel Used[rail,passenger,natural gas vehicle,heavy or residual fuel oil tf] | NoSettings | 0 | 0 | 0 | 0 | 0 | 0 | 0 | 0 | 0 | 0 | 0 | 0 | 0 | 0 | 0 | 0 | 0 | 0 | 0 | 0 | 0 | 0 | 0 | 0 | 0 | 0 | 0 | 0 | 0 | 0 | 0
Transportation Sector Fuel Used[rail,passenger,natural gas vehicle,LPG propane or butane tf] | NoSettings | 0 | 0 | 0 | 0 | 0 | 0 | 0 | 0 | 0 | 0 | 0 | 0 | 0 | 0 | 0 | 0 | 0 | 0 | 0 | 0 | 0 | 0 | 0 | 0 | 0 | 0 | 0 | 0 | 0 | 0 | 0
Transportation Sector Fuel Used[rail,passenger,natural gas vehicle,hydrogen tf] | NoSettings | 0 | 0 | 0 | 0 | 0 | 0 | 0 | 0 | 0 | 0 | 0 | 0 | 0 | 0 | 0 | 0 | 0 | 0 | 0 | 0 | 0 | 0 | 0 | 0 | 0 | 0 | 0 | 0 | 0 | 0 | 0
Transportation Sector Fuel Used[rail,passenger,gasoline vehicle,electricity tf] | NoSettings | 0 | 0 | 0 | 0 | 0 | 0 | 0 | 0 | 0 | 0 | 0 | 0 | 0 | 0 | 0 | 0 | 0 | 0 | 0 | 0 | 0 | 0 | 0 | 0 | 0 | 0 | 0 | 0 | 0 | 0 | 0
Transportation Sector Fuel Used[rail,passenger,gasoline vehicle,natural gas tf] | NoSettings | 0 | 0 | 0 | 0 | 0 | 0 | 0 | 0 | 0 | 0 | 0 | 0 | 0 | 0 | 0 | 0 | 0 | 0 | 0 | 0 | 0 | 0 | 0 | 0 | 0 | 0 | 0 | 0 | 0 | 0 | 0
Transportation Sector Fuel Used[rail,passenger,gasoline vehicle,petroleum gasoline tf] | NoSettings | 0 | 0 | 0 | 0 | 0 | 0 | 0 | 0 | 0 | 0 | 0 | 0 | 0 | 0 | 0 | 0 | 0 | 0 | 0 | 0 | 0 | 0 | 0 | 0 | 0 | 0 | 0 | 0 | 0 | 0 | 0
Transportation Sector Fuel Used[rail,passenger,gasoline vehicle,petroleum diesel tf] | NoSettings | 0 | 0 | 0 | 0 | 0 | 0 | 0 | 0 | 0 | 0 | 0 | 0 | 0 | 0 | 0 | 0 | 0 | 0 | 0 | 0 | 0 | 0 | 0 | 0 | 0 | 0 | 0 | 0 | 0 | 0 | 0
Transportation Sector Fuel Used[rail,passenger,gasoline vehicle,biofuel gasoline tf] | NoSettings | 0 | 0 | 0 | 0 | 0 | 0 | 0 | 0 | 0 | 0 | 0 | 0 | 0 | 0 | 0 | 0 | 0 | 0 | 0 | 0 | 0 | 0 | 0 | 0 | 0 | 0 | 0 | 0 | 0 | 0 | 0
Transportation Sector Fuel Used[rail,passenger,gasoline vehicle,biofuel diesel tf] | NoSettings | 0 | 0 | 0 | 0 | 0 | 0 | 0 | 0 | 0 | 0 | 0 | 0 | 0 | 0 | 0 | 0 | 0 | 0 | 0 | 0 | 0 | 0 | 0 | 0 | 0 | 0 | 0 | 0 | 0 | 0 | 0
Transportation Sector Fuel Used[rail,passenger,gasoline vehicle,jet fuel tf] | NoSettings | 0 | 0 | 0 | 0 | 0 | 0 | 0 | 0 | 0 | 0 | 0 | 0 | 0 | 0 | 0 | 0 | 0 | 0 | 0 | 0 | 0 | 0 | 0 | 0 | 0 | 0 | 0 | 0 | 0 | 0 | 0
Transportation Sector Fuel Used[rail,passenger,gasoline vehicle,heavy or residual fuel oil tf] | NoSettings | 0 | 0 | 0 | 0 | 0 | 0 | 0 | 0 | 0 | 0 | 0 | 0 | 0 | 0 | 0 | 0 | 0 | 0 | 0 | 0 | 0 | 0 | 0 | 0 | 0 | 0 | 0 | 0 | 0 | 0 | 0
Transportation Sector Fuel Used[rail,passenger,gasoline vehicle,LPG propane or butane tf] | NoSettings | 0 | 0 | 0 | 0 | 0 | 0 | 0 | 0 | 0 | 0 | 0 | 0 | 0 | 0 | 0 | 0 | 0 | 0 | 0 | 0 | 0 | 0 | 0 | 0 | 0 | 0 | 0 | 0 | 0 | 0 | 0
Transportation Sector Fuel Used[rail,passenger,gasoline vehicle,hydrogen tf] | NoSettings | 0 | 0 | 0 | 0 | 0 | 0 | 0 | 0 | 0 | 0 | 0 | 0 | 0 | 0 | 0 | 0 | 0 | 0 | 0 | 0 | 0 | 0 | 0 | 0 | 0 | 0 | 0 | 0 | 0 | 0 | 0
Transportation Sector Fuel Used[rail,passenger,diesel vehicle,electricity tf] | NoSettings | 0 | 0 | 0 | 0 | 0 | 0 | 0 | 0 | 0 | 0 | 0 | 0 | 0 | 0 | 0 | 0 | 0 | 0 | 0 | 0 | 0 | 0 | 0 | 0 | 0 | 0 | 0 | 0 | 0 | 0 | 0
Transportation Sector Fuel Used[rail,passenger,diesel vehicle,natural gas tf] | NoSettings | 0 | 0 | 0 | 0 | 0 | 0 | 0 | 0 | 0 | 0 | 0 | 0 | 0 | 0 | 0 | 0 | 0 | 0 | 0 | 0 | 0 | 0 | 0 | 0 | 0 | 0 | 0 | 0 | 0 | 0 | 0
Transportation Sector Fuel Used[rail,passenger,diesel vehicle,petroleum gasoline tf] | NoSettings | 0 | 0 | 0 | 0 | 0 | 0 | 0 | 0 | 0 | 0 | 0 | 0 | 0 | 0 | 0 | 0 | 0 | 0 | 0 | 0 | 0 | 0 | 0 | 0 | 0 | 0 | 0 | 0 | 0 | 0 | 0
Transportation Sector Fuel Used[rail,passenger,diesel vehicle,petroleum diesel tf] | NoSettings | 639689000000 | 628995000000 | 616053000000 | 605024000000 | 593754000000 | 582182000000 | 570278000000 | 558087000000 | 545844000000 | 533485000000 | 522710000000 | 511919000000 | 501244000000 | 490771000000 | 480524000000 | 473149000000 | 465891000000 | 458721000000 | 451663000000 | 444689000000 | 437824000000 | 431014000000 | 424486000000 | 418793000000 | 413353000000 | 408011000000 | 402737000000 | 397699000000 | 394843000000 | 392258000000 | 389366000000
Transportation Sector Fuel Used[rail,passenger,diesel vehicle,biofuel gasoline tf] | NoSettings | 0 | 0 | 0 | 0 | 0 | 0 | 0 | 0 | 0 | 0 | 0 | 0 | 0 | 0 | 0 | 0 | 0 | 0 | 0 | 0 | 0 | 0 | 0 | 0 | 0 | 0 | 0 | 0 | 0 | 0 | 0
Transportation Sector Fuel Used[rail,passenger,diesel vehicle,biofuel diesel tf] | NoSettings | 0 | 0 | 0 | 0 | 0 | 0 | 0 | 0 | 0 | 0 | 0 | 0 | 0 | 0 | 0 | 0 | 0 | 0 | 0 | 0 | 0 | 0 | 0 | 0 | 0 | 0 | 0 | 0 | 0 | 0 | 0
Transportation Sector Fuel Used[rail,passenger,diesel vehicle,jet fuel tf] | NoSettings | 0 | 0 | 0 | 0 | 0 | 0 | 0 | 0 | 0 | 0 | 0 | 0 | 0 | 0 | 0 | 0 | 0 | 0 | 0 | 0 | 0 | 0 | 0 | 0 | 0 | 0 | 0 | 0 | 0 | 0 | 0
Transportation Sector Fuel Used[rail,passenger,diesel vehicle,heavy or residual fuel oil tf] | NoSettings | 0 | 0 | 0 | 0 | 0 | 0 | 0 | 0 | 0 | 0 | 0 | 0 | 0 | 0 | 0 | 0 | 0 | 0 | 0 | 0 | 0 | 0 | 0 | 0 | 0 | 0 | 0 | 0 | 0 | 0 | 0
Transportation Sector Fuel Used[rail,passenger,diesel vehicle,LPG propane or butane tf] | NoSettings | 0 | 0 | 0 | 0 | 0 | 0 | 0 | 0 | 0 | 0 | 0 | 0 | 0 | 0 | 0 | 0 | 0 | 0 | 0 | 0 | 0 | 0 | 0 | 0 | 0 | 0 | 0 | 0 | 0 | 0 | 0
Transportation Sector Fuel Used[rail,passenger,diesel vehicle,hydrogen tf] | NoSettings | 0 | 0 | 0 | 0 | 0 | 0 | 0 | 0 | 0 | 0 | 0 | 0 | 0 | 0 | 0 | 0 | 0 | 0 | 0 | 0 | 0 | 0 | 0 | 0 | 0 | 0 | 0 | 0 | 0 | 0 | 0
Transportation Sector Fuel Used[rail,passenger,plugin hybrid vehicle,electricity tf] | NoSettings | 0 | 0 | 0 | 0 | 0 | 0 | 0 | 0 | 0 | 0 | 0 | 0 | 0 | 0 | 0 | 0 | 0 | 0 | 0 | 0 | 0 | 0 | 0 | 0 | 0 | 0 | 0 | 0 | 0 | 0 | 0
Transportation Sector Fuel Used[rail,passenger,plugin hybrid vehicle,natural gas tf] | NoSettings | 0 | 0 | 0 | 0 | 0 | 0 | 0 | 0 | 0 | 0 | 0 | 0 | 0 | 0 | 0 | 0 | 0 | 0 | 0 | 0 | 0 | 0 | 0 | 0 | 0 | 0 | 0 | 0 | 0 | 0 | 0
Transportation Sector Fuel Used[rail,passenger,plugin hybrid vehicle,petroleum gasoline tf] | NoSettings | 0 | 0 | 0 | 0 | 0 | 0 | 0 | 0 | 0 | 0 | 0 | 0 | 0 | 0 | 0 | 0 | 0 | 0 | 0 | 0 | 0 | 0 | 0 | 0 | 0 | 0 | 0 | 0 | 0 | 0 | 0
Transportation Sector Fuel Used[rail,passenger,plugin hybrid vehicle,petroleum diesel tf] | NoSettings | 0 | 0 | 0 | 0 | 0 | 0 | 0 | 0 | 0 | 0 | 0 | 0 | 0 | 0 | 0 | 0 | 0 | 0 | 0 | 0 | 0 | 0 | 0 | 0 | 0 | 0 | 0 | 0 | 0 | 0 | 0
Transportation Sector Fuel Used[rail,passenger,plugin hybrid vehicle,biofuel gasoline tf] | NoSettings | 0 | 0 | 0 | 0 | 0 | 0 | 0 | 0 | 0 | 0 | 0 | 0 | 0 | 0 | 0 | 0 | 0 | 0 | 0 | 0 | 0 | 0 | 0 | 0 | 0 | 0 | 0 | 0 | 0 | 0 | 0
Transportation Sector Fuel Used[rail,passenger,plugin hybrid vehicle,biofuel diesel tf] | NoSettings | 0 | 0 | 0 | 0 | 0 | 0 | 0 | 0 | 0 | 0 | 0 | 0 | 0 | 0 | 0 | 0 | 0 | 0 | 0 | 0 | 0 | 0 | 0 | 0 | 0 | 0 | 0 | 0 | 0 | 0 | 0
Transportation Sector Fuel Used[rail,passenger,plugin hybrid vehicle,jet fuel tf] | NoSettings | 0 | 0 | 0 | 0 | 0 | 0 | 0 | 0 | 0 | 0 | 0 | 0 | 0 | 0 | 0 | 0 | 0 | 0 | 0 | 0 | 0 | 0 | 0 | 0 | 0 | 0 | 0 | 0 | 0 | 0 | 0
Transportation Sector Fuel Used[rail,passenger,plugin hybrid vehicle,heavy or residual fuel oil tf] | NoSettings | 0 | 0 | 0 | 0 | 0 | 0 | 0 | 0 | 0 | 0 | 0 | 0 | 0 | 0 | 0 | 0 | 0 | 0 | 0 | 0 | 0 | 0 | 0 | 0 | 0 | 0 | 0 | 0 | 0 | 0 | 0
Transportation Sector Fuel Used[rail,passenger,plugin hybrid vehicle,LPG propane or butane tf] | NoSettings | 0 | 0 | 0 | 0 | 0 | 0 | 0 | 0 | 0 | 0 | 0 | 0 | 0 | 0 | 0 | 0 | 0 | 0 | 0 | 0 | 0 | 0 | 0 | 0 | 0 | 0 | 0 | 0 | 0 | 0 | 0
Transportation Sector Fuel Used[rail,passenger,plugin hybrid vehicle,hydrogen tf] | NoSettings | 0 | 0 | 0 | 0 | 0 | 0 | 0 | 0 | 0 | 0 | 0 | 0 | 0 | 0 | 0 | 0 | 0 | 0 | 0 | 0 | 0 | 0 | 0 | 0 | 0 | 0 | 0 | 0 | 0 | 0 | 0
Transportation Sector Fuel Used[rail,passenger,LPG vehicle,electricity tf] | NoSettings | 0 | 0 | 0 | 0 | 0 | 0 | 0 | 0 | 0 | 0 | 0 | 0 | 0 | 0 | 0 | 0 | 0 | 0 | 0 | 0 | 0 | 0 | 0 | 0 | 0 | 0 | 0 | 0 | 0 | 0 | 0
Transportation Sector Fuel Used[rail,passenger,LPG vehicle,natural gas tf] | NoSettings | 0 | 0 | 0 | 0 | 0 | 0 | 0 | 0 | 0 | 0 | 0 | 0 | 0 | 0 | 0 | 0 | 0 | 0 | 0 | 0 | 0 | 0 | 0 | 0 | 0 | 0 | 0 | 0 | 0 | 0 | 0
Transportation Sector Fuel Used[rail,passenger,LPG vehicle,petroleum gasoline tf] | NoSettings | 0 | 0 | 0 | 0 | 0 | 0 | 0 | 0 | 0 | 0 | 0 | 0 | 0 | 0 | 0 | 0 | 0 | 0 | 0 | 0 | 0 | 0 | 0 | 0 | 0 | 0 | 0 | 0 | 0 | 0 | 0
Transportation Sector Fuel Used[rail,passenger,LPG vehicle,petroleum diesel tf] | NoSettings | 0 | 0 | 0 | 0 | 0 | 0 | 0 | 0 | 0 | 0 | 0 | 0 | 0 | 0 | 0 | 0 | 0 | 0 | 0 | 0 | 0 | 0 | 0 | 0 | 0 | 0 | 0 | 0 | 0 | 0 | 0
Transportation Sector Fuel Used[rail,passenger,LPG vehicle,biofuel gasoline tf] | NoSettings | 0 | 0 | 0 | 0 | 0 | 0 | 0 | 0 | 0 | 0 | 0 | 0 | 0 | 0 | 0 | 0 | 0 | 0 | 0 | 0 | 0 | 0 | 0 | 0 | 0 | 0 | 0 | 0 | 0 | 0 | 0
Transportation Sector Fuel Used[rail,passenger,LPG vehicle,biofuel diesel tf] | NoSettings | 0 | 0 | 0 | 0 | 0 | 0 | 0 | 0 | 0 | 0 | 0 | 0 | 0 | 0 | 0 | 0 | 0 | 0 | 0 | 0 | 0 | 0 | 0 | 0 | 0 | 0 | 0 | 0 | 0 | 0 | 0
Transportation Sector Fuel Used[rail,passenger,LPG vehicle,jet fuel tf] | NoSettings | 0 | 0 | 0 | 0 | 0 | 0 | 0 | 0 | 0 | 0 | 0 | 0 | 0 | 0 | 0 | 0 | 0 | 0 | 0 | 0 | 0 | 0 | 0 | 0 | 0 | 0 | 0 | 0 | 0 | 0 | 0
Transportation Sector Fuel Used[rail,passenger,LPG vehicle,heavy or residual fuel oil tf] | NoSettings | 0 | 0 | 0 | 0 | 0 | 0 | 0 | 0 | 0 | 0 | 0 | 0 | 0 | 0 | 0 | 0 | 0 | 0 | 0 | 0 | 0 | 0 | 0 | 0 | 0 | 0 | 0 | 0 | 0 | 0 | 0
Transportation Sector Fuel Used[rail,passenger,LPG vehicle,LPG propane or butane tf] | NoSettings | 0 | 0 | 0 | 0 | 0 | 0 | 0 | 0 | 0 | 0 | 0 | 0 | 0 | 0 | 0 | 0 | 0 | 0 | 0 | 0 | 0 | 0 | 0 | 0 | 0 | 0 | 0 | 0 | 0 | 0 | 0
Transportation Sector Fuel Used[rail,passenger,LPG vehicle,hydrogen tf] | NoSettings | 0 | 0 | 0 | 0 | 0 | 0 | 0 | 0 | 0 | 0 | 0 | 0 | 0 | 0 | 0 | 0 | 0 | 0 | 0 | 0 | 0 | 0 | 0 | 0 | 0 | 0 | 0 | 0 | 0 | 0 | 0
Transportation Sector Fuel Used[rail,passenger,hydrogen vehicle,electricity tf] | NoSettings | 0 | 0 | 0 | 0 | 0 | 0 | 0 | 0 | 0 | 0 | 0 | 0 | 0 | 0 | 0 | 0 | 0 | 0 | 0 | 0 | 0 | 0 | 0 | 0 | 0 | 0 | 0 | 0 | 0 | 0 | 0
Transportation Sector Fuel Used[rail,passenger,hydrogen vehicle,natural gas tf] | NoSettings | 0 | 0 | 0 | 0 | 0 | 0 | 0 | 0 | 0 | 0 | 0 | 0 | 0 | 0 | 0 | 0 | 0 | 0 | 0 | 0 | 0 | 0 | 0 | 0 | 0 | 0 | 0 | 0 | 0 | 0 | 0
Transportation Sector Fuel Used[rail,passenger,hydrogen vehicle,petroleum gasoline tf] | NoSettings | 0 | 0 | 0 | 0 | 0 | 0 | 0 | 0 | 0 | 0 | 0 | 0 | 0 | 0 | 0 | 0 | 0 | 0 | 0 | 0 | 0 | 0 | 0 | 0 | 0 | 0 | 0 | 0 | 0 | 0 | 0
Transportation Sector Fuel Used[rail,passenger,hydrogen vehicle,petroleum diesel tf] | NoSettings | 0 | 0 | 0 | 0 | 0 | 0 | 0 | 0 | 0 | 0 | 0 | 0 | 0 | 0 | 0 | 0 | 0 | 0 | 0 | 0 | 0 | 0 | 0 | 0 | 0 | 0 | 0 | 0 | 0 | 0 | 0
Transportation Sector Fuel Used[rail,passenger,hydrogen vehicle,biofuel gasoline tf] | NoSettings | 0 | 0 | 0 | 0 | 0 | 0 | 0 | 0 | 0 | 0 | 0 | 0 | 0 | 0 | 0 | 0 | 0 | 0 | 0 | 0 | 0 | 0 | 0 | 0 | 0 | 0 | 0 | 0 | 0 | 0 | 0
Transportation Sector Fuel Used[rail,passenger,hydrogen vehicle,biofuel diesel tf] | NoSettings | 0 | 0 | 0 | 0 | 0 | 0 | 0 | 0 | 0 | 0 | 0 | 0 | 0 | 0 | 0 | 0 | 0 | 0 | 0 | 0 | 0 | 0 | 0 | 0 | 0 | 0 | 0 | 0 | 0 | 0 | 0
Transportation Sector Fuel Used[rail,passenger,hydrogen vehicle,jet fuel tf] | NoSettings | 0 | 0 | 0 | 0 | 0 | 0 | 0 | 0 | 0 | 0 | 0 | 0 | 0 | 0 | 0 | 0 | 0 | 0 | 0 | 0 | 0 | 0 | 0 | 0 | 0 | 0 | 0 | 0 | 0 | 0 | 0
Transportation Sector Fuel Used[rail,passenger,hydrogen vehicle,heavy or residual fuel oil tf] | NoSettings | 0 | 0 | 0 | 0 | 0 | 0 | 0 | 0 | 0 | 0 | 0 | 0 | 0 | 0 | 0 | 0 | 0 | 0 | 0 | 0 | 0 | 0 | 0 | 0 | 0 | 0 | 0 | 0 | 0 | 0 | 0
Transportation Sector Fuel Used[rail,passenger,hydrogen vehicle,LPG propane or butane tf] | NoSettings | 0 | 0 | 0 | 0 | 0 | 0 | 0 | 0 | 0 | 0 | 0 | 0 | 0 | 0 | 0 | 0 | 0 | 0 | 0 | 0 | 0 | 0 | 0 | 0 | 0 | 0 | 0 | 0 | 0 | 0 | 0
Transportation Sector Fuel Used[rail,passenger,hydrogen vehicle,hydrogen tf] | NoSettings | 0 | 0 | 0 | 0 | 0 | 0 | 0 | 0 | 0 | 0 | 0 | 0 | 0 | 0 | 0 | 0 | 0 | 0 | 0 | 0 | 0 | 0 | 0 | 0 | 0 | 0 | 0 | 0 | 0 | 0 | 0
Transportation Sector Fuel Used[rail,freight,battery electric vehicle,electricity tf] | NoSettings | 0 | 0 | 0 | 0 | 0 | 0 | 0 | 0 | 0 | 0 | 0 | 0 | 0 | 0 | 0 | 0 | 0 | 0 | 0 | 0 | 0 | 0 | 0 | 0 | 0 | 0 | 0 | 0 | 0 | 0 | 0
Transportation Sector Fuel Used[rail,freight,battery electric vehicle,natural gas tf] | NoSettings | 0 | 0 | 0 | 0 | 0 | 0 | 0 | 0 | 0 | 0 | 0 | 0 | 0 | 0 | 0 | 0 | 0 | 0 | 0 | 0 | 0 | 0 | 0 | 0 | 0 | 0 | 0 | 0 | 0 | 0 | 0
Transportation Sector Fuel Used[rail,freight,battery electric vehicle,petroleum gasoline tf] | NoSettings | 0 | 0 | 0 | 0 | 0 | 0 | 0 | 0 | 0 | 0 | 0 | 0 | 0 | 0 | 0 | 0 | 0 | 0 | 0 | 0 | 0 | 0 | 0 | 0 | 0 | 0 | 0 | 0 | 0 | 0 | 0
Transportation Sector Fuel Used[rail,freight,battery electric vehicle,petroleum diesel tf] | NoSettings | 0 | 0 | 0 | 0 | 0 | 0 | 0 | 0 | 0 | 0 | 0 | 0 | 0 | 0 | 0 | 0 | 0 | 0 | 0 | 0 | 0 | 0 | 0 | 0 | 0 | 0 | 0 | 0 | 0 | 0 | 0
Transportation Sector Fuel Used[rail,freight,battery electric vehicle,biofuel gasoline tf] | NoSettings | 0 | 0 | 0 | 0 | 0 | 0 | 0 | 0 | 0 | 0 | 0 | 0 | 0 | 0 | 0 | 0 | 0 | 0 | 0 | 0 | 0 | 0 | 0 | 0 | 0 | 0 | 0 | 0 | 0 | 0 | 0
Transportation Sector Fuel Used[rail,freight,battery electric vehicle,biofuel diesel tf] | NoSettings | 0 | 0 | 0 | 0 | 0 | 0 | 0 | 0 | 0 | 0 | 0 | 0 | 0 | 0 | 0 | 0 | 0 | 0 | 0 | 0 | 0 | 0 | 0 | 0 | 0 | 0 | 0 | 0 | 0 | 0 | 0
Transportation Sector Fuel Used[rail,freight,battery electric vehicle,jet fuel tf] | NoSettings | 0 | 0 | 0 | 0 | 0 | 0 | 0 | 0 | 0 | 0 | 0 | 0 | 0 | 0 | 0 | 0 | 0 | 0 | 0 | 0 | 0 | 0 | 0 | 0 | 0 | 0 | 0 | 0 | 0 | 0 | 0
Transportation Sector Fuel Used[rail,freight,battery electric vehicle,heavy or residual fuel oil tf] | NoSettings | 0 | 0 | 0 | 0 | 0 | 0 | 0 | 0 | 0 | 0 | 0 | 0 | 0 | 0 | 0 | 0 | 0 | 0 | 0 | 0 | 0 | 0 | 0 | 0 | 0 | 0 | 0 | 0 | 0 | 0 | 0
Transportation Sector Fuel Used[rail,freight,battery electric vehicle,LPG propane or butane tf] | NoSettings | 0 | 0 | 0 | 0 | 0 | 0 | 0 | 0 | 0 | 0 | 0 | 0 | 0 | 0 | 0 | 0 | 0 | 0 | 0 | 0 | 0 | 0 | 0 | 0 | 0 | 0 | 0 | 0 | 0 | 0 | 0
Transportation Sector Fuel Used[rail,freight,battery electric vehicle,hydrogen tf] | NoSettings | 0 | 0 | 0 | 0 | 0 | 0 | 0 | 0 | 0 | 0 | 0 | 0 | 0 | 0 | 0 | 0 | 0 | 0 | 0 | 0 | 0 | 0 | 0 | 0 | 0 | 0 | 0 | 0 | 0 | 0 | 0
Transportation Sector Fuel Used[rail,freight,natural gas vehicle,electricity tf] | NoSettings | 0 | 0 | 0 | 0 | 0 | 0 | 0 | 0 | 0 | 0 | 0 | 0 | 0 | 0 | 0 | 0 | 0 | 0 | 0 | 0 | 0 | 0 | 0 | 0 | 0 | 0 | 0 | 0 | 0 | 0 | 0
Transportation Sector Fuel Used[rail,freight,natural gas vehicle,natural gas tf] | NoSettings | 0 | 0 | 0 | 0 | 0 | 0 | 0 | 0 | 0 | 0 | 0 | 0 | 0 | 0 | 0 | 0 | 0 | 0 | 0 | 0 | 0 | 0 | 0 | 0 | 0 | 0 | 0 | 0 | 0 | 0 | 0
Transportation Sector Fuel Used[rail,freight,natural gas vehicle,petroleum gasoline tf] | NoSettings | 0 | 0 | 0 | 0 | 0 | 0 | 0 | 0 | 0 | 0 | 0 | 0 | 0 | 0 | 0 | 0 | 0 | 0 | 0 | 0 | 0 | 0 | 0 | 0 | 0 | 0 | 0 | 0 | 0 | 0 | 0
Transportation Sector Fuel Used[rail,freight,natural gas vehicle,petroleum diesel tf] | NoSettings | 0 | 0 | 0 | 0 | 0 | 0 | 0 | 0 | 0 | 0 | 0 | 0 | 0 | 0 | 0 | 0 | 0 | 0 | 0 | 0 | 0 | 0 | 0 | 0 | 0 | 0 | 0 | 0 | 0 | 0 | 0
Transportation Sector Fuel Used[rail,freight,natural gas vehicle,biofuel gasoline tf] | NoSettings | 0 | 0 | 0 | 0 | 0 | 0 | 0 | 0 | 0 | 0 | 0 | 0 | 0 | 0 | 0 | 0 | 0 | 0 | 0 | 0 | 0 | 0 | 0 | 0 | 0 | 0 | 0 | 0 | 0 | 0 | 0
Transportation Sector Fuel Used[rail,freight,natural gas vehicle,biofuel diesel tf] | NoSettings | 0 | 0 | 0 | 0 | 0 | 0 | 0 | 0 | 0 | 0 | 0 | 0 | 0 | 0 | 0 | 0 | 0 | 0 | 0 | 0 | 0 | 0 | 0 | 0 | 0 | 0 | 0 | 0 | 0 | 0 | 0
Transportation Sector Fuel Used[rail,freight,natural gas vehicle,jet fuel tf] | NoSettings | 0 | 0 | 0 | 0 | 0 | 0 | 0 | 0 | 0 | 0 | 0 | 0 | 0 | 0 | 0 | 0 | 0 | 0 | 0 | 0 | 0 | 0 | 0 | 0 | 0 | 0 | 0 | 0 | 0 | 0 | 0
Transportation Sector Fuel Used[rail,freight,natural gas vehicle,heavy or residual fuel oil tf] | NoSettings | 0 | 0 | 0 | 0 | 0 | 0 | 0 | 0 | 0 | 0 | 0 | 0 | 0 | 0 | 0 | 0 | 0 | 0 | 0 | 0 | 0 | 0 | 0 | 0 | 0 | 0 | 0 | 0 | 0 | 0 | 0
Transportation Sector Fuel Used[rail,freight,natural gas vehicle,LPG propane or butane tf] | NoSettings | 0 | 0 | 0 | 0 | 0 | 0 | 0 | 0 | 0 | 0 | 0 | 0 | 0 | 0 | 0 | 0 | 0 | 0 | 0 | 0 | 0 | 0 | 0 | 0 | 0 | 0 | 0 | 0 | 0 | 0 | 0
Transportation Sector Fuel Used[rail,freight,natural gas vehicle,hydrogen tf] | NoSettings | 0 | 0 | 0 | 0 | 0 | 0 | 0 | 0 | 0 | 0 | 0 | 0 | 0 | 0 | 0 | 0 | 0 | 0 | 0 | 0 | 0 | 0 | 0 | 0 | 0 | 0 | 0 | 0 | 0 | 0 | 0
Transportation Sector Fuel Used[rail,freight,gasoline vehicle,electricity tf] | NoSettings | 0 | 0 | 0 | 0 | 0 | 0 | 0 | 0 | 0 | 0 | 0 | 0 | 0 | 0 | 0 | 0 | 0 | 0 | 0 | 0 | 0 | 0 | 0 | 0 | 0 | 0 | 0 | 0 | 0 | 0 | 0
Transportation Sector Fuel Used[rail,freight,gasoline vehicle,natural gas tf] | NoSettings | 0 | 0 | 0 | 0 | 0 | 0 | 0 | 0 | 0 | 0 | 0 | 0 | 0 | 0 | 0 | 0 | 0 | 0 | 0 | 0 | 0 | 0 | 0 | 0 | 0 | 0 | 0 | 0 | 0 | 0 | 0
Transportation Sector Fuel Used[rail,freight,gasoline vehicle,petroleum gasoline tf] | NoSettings | 0 | 0 | 0 | 0 | 0 | 0 | 0 | 0 | 0 | 0 | 0 | 0 | 0 | 0 | 0 | 0 | 0 | 0 | 0 | 0 | 0 | 0 | 0 | 0 | 0 | 0 | 0 | 0 | 0 | 0 | 0
Transportation Sector Fuel Used[rail,freight,gasoline vehicle,petroleum diesel tf] | NoSettings | 0 | 0 | 0 | 0 | 0 | 0 | 0 | 0 | 0 | 0 | 0 | 0 | 0 | 0 | 0 | 0 | 0 | 0 | 0 | 0 | 0 | 0 | 0 | 0 | 0 | 0 | 0 | 0 | 0 | 0 | 0
Transportation Sector Fuel Used[rail,freight,gasoline vehicle,biofuel gasoline tf] | NoSettings | 0 | 0 | 0 | 0 | 0 | 0 | 0 | 0 | 0 | 0 | 0 | 0 | 0 | 0 | 0 | 0 | 0 | 0 | 0 | 0 | 0 | 0 | 0 | 0 | 0 | 0 | 0 | 0 | 0 | 0 | 0
Transportation Sector Fuel Used[rail,freight,gasoline vehicle,biofuel diesel tf] | NoSettings | 0 | 0 | 0 | 0 | 0 | 0 | 0 | 0 | 0 | 0 | 0 | 0 | 0 | 0 | 0 | 0 | 0 | 0 | 0 | 0 | 0 | 0 | 0 | 0 | 0 | 0 | 0 | 0 | 0 | 0 | 0
Transportation Sector Fuel Used[rail,freight,gasoline vehicle,jet fuel tf] | NoSettings | 0 | 0 | 0 | 0 | 0 | 0 | 0 | 0 | 0 | 0 | 0 | 0 | 0 | 0 | 0 | 0 | 0 | 0 | 0 | 0 | 0 | 0 | 0 | 0 | 0 | 0 | 0 | 0 | 0 | 0 | 0
Transportation Sector Fuel Used[rail,freight,gasoline vehicle,heavy or residual fuel oil tf] | NoSettings | 0 | 0 | 0 | 0 | 0 | 0 | 0 | 0 | 0 | 0 | 0 | 0 | 0 | 0 | 0 | 0 | 0 | 0 | 0 | 0 | 0 | 0 | 0 | 0 | 0 | 0 | 0 | 0 | 0 | 0 | 0
Transportation Sector Fuel Used[rail,freight,gasoline vehicle,LPG propane or butane tf] | NoSettings | 0 | 0 | 0 | 0 | 0 | 0 | 0 | 0 | 0 | 0 | 0 | 0 | 0 | 0 | 0 | 0 | 0 | 0 | 0 | 0 | 0 | 0 | 0 | 0 | 0 | 0 | 0 | 0 | 0 | 0 | 0
Transportation Sector Fuel Used[rail,freight,gasoline vehicle,hydrogen tf] | NoSettings | 0 | 0 | 0 | 0 | 0 | 0 | 0 | 0 | 0 | 0 | 0 | 0 | 0 | 0 | 0 | 0 | 0 | 0 | 0 | 0 | 0 | 0 | 0 | 0 | 0 | 0 | 0 | 0 | 0 | 0 | 0
Transportation Sector Fuel Used[rail,freight,diesel vehicle,electricity tf] | NoSettings | 0 | 0 | 0 | 0 | 0 | 0 | 0 | 0 | 0 | 0 | 0 | 0 | 0 | 0 | 0 | 0 | 0 | 0 | 0 | 0 | 0 | 0 | 0 | 0 | 0 | 0 | 0 | 0 | 0 | 0 | 0
Transportation Sector Fuel Used[rail,freight,diesel vehicle,natural gas tf] | NoSettings | 0 | 0 | 0 | 0 | 0 | 0 | 0 | 0 | 0 | 0 | 0 | 0 | 0 | 0 | 0 | 0 | 0 | 0 | 0 | 0 | 0 | 0 | 0 | 0 | 0 | 0 | 0 | 0 | 0 | 0 | 0
Transportation Sector Fuel Used[rail,freight,diesel vehicle,petroleum gasoline tf] | NoSettings | 0 | 0 | 0 | 0 | 0 | 0 | 0 | 0 | 0 | 0 | 0 | 0 | 0 | 0 | 0 | 0 | 0 | 0 | 0 | 0 | 0 | 0 | 0 | 0 | 0 | 0 | 0 | 0 | 0 | 0 | 0
Transportation Sector Fuel Used[rail,freight,diesel vehicle,petroleum diesel tf] | NoSettings | 21269400000000 | 21566100000000 | 22079200000000 | 22393800000000 | 22703700000000 | 23214100000000 | 23513200000000 | 24005800000000 | 24499300000000 | 24788900000000 | 25273100000000 | 25757900000000 | 26246000000000 | 26538400000000 | 27033000000000 | 27534300000000 | 28240200000000 | 28755300000000 | 29290500000000 | 29833300000000 | 30583800000000 | 31145200000000 | 31907700000000 | 32484600000000 | 33262400000000 | 34047900000000 | 34645200000000 | 35443400000000 | 36244900000000 | 37247400000000 | 37876400000000
Transportation Sector Fuel Used[rail,freight,diesel vehicle,biofuel gasoline tf] | NoSettings | 0 | 0 | 0 | 0 | 0 | 0 | 0 | 0 | 0 | 0 | 0 | 0 | 0 | 0 | 0 | 0 | 0 | 0 | 0 | 0 | 0 | 0 | 0 | 0 | 0 | 0 | 0 | 0 | 0 | 0 | 0
Transportation Sector Fuel Used[rail,freight,diesel vehicle,biofuel diesel tf] | NoSettings | 0 | 0 | 0 | 0 | 0 | 0 | 0 | 0 | 0 | 0 | 0 | 0 | 0 | 0 | 0 | 0 | 0 | 0 | 0 | 0 | 0 | 0 | 0 | 0 | 0 | 0 | 0 | 0 | 0 | 0 | 0
Transportation Sector Fuel Used[rail,freight,diesel vehicle,jet fuel tf] | NoSettings | 0 | 0 | 0 | 0 | 0 | 0 | 0 | 0 | 0 | 0 | 0 | 0 | 0 | 0 | 0 | 0 | 0 | 0 | 0 | 0 | 0 | 0 | 0 | 0 | 0 | 0 | 0 | 0 | 0 | 0 | 0
Transportation Sector Fuel Used[rail,freight,diesel vehicle,heavy or residual fuel oil tf] | NoSettings | 0 | 0 | 0 | 0 | 0 | 0 | 0 | 0 | 0 | 0 | 0 | 0 | 0 | 0 | 0 | 0 | 0 | 0 | 0 | 0 | 0 | 0 | 0 | 0 | 0 | 0 | 0 | 0 | 0 | 0 | 0
Transportation Sector Fuel Used[rail,freight,diesel vehicle,LPG propane or butane tf] | NoSettings | 0 | 0 | 0 | 0 | 0 | 0 | 0 | 0 | 0 | 0 | 0 | 0 | 0 | 0 | 0 | 0 | 0 | 0 | 0 | 0 | 0 | 0 | 0 | 0 | 0 | 0 | 0 | 0 | 0 | 0 | 0
Transportation Sector Fuel Used[rail,freight,diesel vehicle,hydrogen tf] | NoSettings | 0 | 0 | 0 | 0 | 0 | 0 | 0 | 0 | 0 | 0 | 0 | 0 | 0 | 0 | 0 | 0 | 0 | 0 | 0 | 0 | 0 | 0 | 0 | 0 | 0 | 0 | 0 | 0 | 0 | 0 | 0
Transportation Sector Fuel Used[rail,freight,plugin hybrid vehicle,electricity tf] | NoSettings | 0 | 0 | 0 | 0 | 0 | 0 | 0 | 0 | 0 | 0 | 0 | 0 | 0 | 0 | 0 | 0 | 0 | 0 | 0 | 0 | 0 | 0 | 0 | 0 | 0 | 0 | 0 | 0 | 0 | 0 | 0
Transportation Sector Fuel Used[rail,freight,plugin hybrid vehicle,natural gas tf] | NoSettings | 0 | 0 | 0 | 0 | 0 | 0 | 0 | 0 | 0 | 0 | 0 | 0 | 0 | 0 | 0 | 0 | 0 | 0 | 0 | 0 | 0 | 0 | 0 | 0 | 0 | 0 | 0 | 0 | 0 | 0 | 0
Transportation Sector Fuel Used[rail,freight,plugin hybrid vehicle,petroleum gasoline tf] | NoSettings | 0 | 0 | 0 | 0 | 0 | 0 | 0 | 0 | 0 | 0 | 0 | 0 | 0 | 0 | 0 | 0 | 0 | 0 | 0 | 0 | 0 | 0 | 0 | 0 | 0 | 0 | 0 | 0 | 0 | 0 | 0
Transportation Sector Fuel Used[rail,freight,plugin hybrid vehicle,petroleum diesel tf] | NoSettings | 0 | 0 | 0 | 0 | 0 | 0 | 0 | 0 | 0 | 0 | 0 | 0 | 0 | 0 | 0 | 0 | 0 | 0 | 0 | 0 | 0 | 0 | 0 | 0 | 0 | 0 | 0 | 0 | 0 | 0 | 0
Transportation Sector Fuel Used[rail,freight,plugin hybrid vehicle,biofuel gasoline tf] | NoSettings | 0 | 0 | 0 | 0 | 0 | 0 | 0 | 0 | 0 | 0 | 0 | 0 | 0 | 0 | 0 | 0 | 0 | 0 | 0 | 0 | 0 | 0 | 0 | 0 | 0 | 0 | 0 | 0 | 0 | 0 | 0
Transportation Sector Fuel Used[rail,freight,plugin hybrid vehicle,biofuel diesel tf] | NoSettings | 0 | 0 | 0 | 0 | 0 | 0 | 0 | 0 | 0 | 0 | 0 | 0 | 0 | 0 | 0 | 0 | 0 | 0 | 0 | 0 | 0 | 0 | 0 | 0 | 0 | 0 | 0 | 0 | 0 | 0 | 0
Transportation Sector Fuel Used[rail,freight,plugin hybrid vehicle,jet fuel tf] | NoSettings | 0 | 0 | 0 | 0 | 0 | 0 | 0 | 0 | 0 | 0 | 0 | 0 | 0 | 0 | 0 | 0 | 0 | 0 | 0 | 0 | 0 | 0 | 0 | 0 | 0 | 0 | 0 | 0 | 0 | 0 | 0
Transportation Sector Fuel Used[rail,freight,plugin hybrid vehicle,heavy or residual fuel oil tf] | NoSettings | 0 | 0 | 0 | 0 | 0 | 0 | 0 | 0 | 0 | 0 | 0 | 0 | 0 | 0 | 0 | 0 | 0 | 0 | 0 | 0 | 0 | 0 | 0 | 0 | 0 | 0 | 0 | 0 | 0 | 0 | 0
Transportation Sector Fuel Used[rail,freight,plugin hybrid vehicle,LPG propane or butane tf] | NoSettings | 0 | 0 | 0 | 0 | 0 | 0 | 0 | 0 | 0 | 0 | 0 | 0 | 0 | 0 | 0 | 0 | 0 | 0 | 0 | 0 | 0 | 0 | 0 | 0 | 0 | 0 | 0 | 0 | 0 | 0 | 0
Transportation Sector Fuel Used[rail,freight,plugin hybrid vehicle,hydrogen tf] | NoSettings | 0 | 0 | 0 | 0 | 0 | 0 | 0 | 0 | 0 | 0 | 0 | 0 | 0 | 0 | 0 | 0 | 0 | 0 | 0 | 0 | 0 | 0 | 0 | 0 | 0 | 0 | 0 | 0 | 0 | 0 | 0
Transportation Sector Fuel Used[rail,freight,LPG vehicle,electricity tf] | NoSettings | 0 | 0 | 0 | 0 | 0 | 0 | 0 | 0 | 0 | 0 | 0 | 0 | 0 | 0 | 0 | 0 | 0 | 0 | 0 | 0 | 0 | 0 | 0 | 0 | 0 | 0 | 0 | 0 | 0 | 0 | 0
Transportation Sector Fuel Used[rail,freight,LPG vehicle,natural gas tf] | NoSettings | 0 | 0 | 0 | 0 | 0 | 0 | 0 | 0 | 0 | 0 | 0 | 0 | 0 | 0 | 0 | 0 | 0 | 0 | 0 | 0 | 0 | 0 | 0 | 0 | 0 | 0 | 0 | 0 | 0 | 0 | 0
Transportation Sector Fuel Used[rail,freight,LPG vehicle,petroleum gasoline tf] | NoSettings | 0 | 0 | 0 | 0 | 0 | 0 | 0 | 0 | 0 | 0 | 0 | 0 | 0 | 0 | 0 | 0 | 0 | 0 | 0 | 0 | 0 | 0 | 0 | 0 | 0 | 0 | 0 | 0 | 0 | 0 | 0
Transportation Sector Fuel Used[rail,freight,LPG vehicle,petroleum diesel tf] | NoSettings | 0 | 0 | 0 | 0 | 0 | 0 | 0 | 0 | 0 | 0 | 0 | 0 | 0 | 0 | 0 | 0 | 0 | 0 | 0 | 0 | 0 | 0 | 0 | 0 | 0 | 0 | 0 | 0 | 0 | 0 | 0
Transportation Sector Fuel Used[rail,freight,LPG vehicle,biofuel gasoline tf] | NoSettings | 0 | 0 | 0 | 0 | 0 | 0 | 0 | 0 | 0 | 0 | 0 | 0 | 0 | 0 | 0 | 0 | 0 | 0 | 0 | 0 | 0 | 0 | 0 | 0 | 0 | 0 | 0 | 0 | 0 | 0 | 0
Transportation Sector Fuel Used[rail,freight,LPG vehicle,biofuel diesel tf] | NoSettings | 0 | 0 | 0 | 0 | 0 | 0 | 0 | 0 | 0 | 0 | 0 | 0 | 0 | 0 | 0 | 0 | 0 | 0 | 0 | 0 | 0 | 0 | 0 | 0 | 0 | 0 | 0 | 0 | 0 | 0 | 0
Transportation Sector Fuel Used[rail,freight,LPG vehicle,jet fuel tf] | NoSettings | 0 | 0 | 0 | 0 | 0 | 0 | 0 | 0 | 0 | 0 | 0 | 0 | 0 | 0 | 0 | 0 | 0 | 0 | 0 | 0 | 0 | 0 | 0 | 0 | 0 | 0 | 0 | 0 | 0 | 0 | 0
Transportation Sector Fuel Used[rail,freight,LPG vehicle,heavy or residual fuel oil tf] | NoSettings | 0 | 0 | 0 | 0 | 0 | 0 | 0 | 0 | 0 | 0 | 0 | 0 | 0 | 0 | 0 | 0 | 0 | 0 | 0 | 0 | 0 | 0 | 0 | 0 | 0 | 0 | 0 | 0 | 0 | 0 | 0
Transportation Sector Fuel Used[rail,freight,LPG vehicle,LPG propane or butane tf] | NoSettings | 0 | 0 | 0 | 0 | 0 | 0 | 0 | 0 | 0 | 0 | 0 | 0 | 0 | 0 | 0 | 0 | 0 | 0 | 0 | 0 | 0 | 0 | 0 | 0 | 0 | 0 | 0 | 0 | 0 | 0 | 0
Transportation Sector Fuel Used[rail,freight,LPG vehicle,hydrogen tf] | NoSettings | 0 | 0 | 0 | 0 | 0 | 0 | 0 | 0 | 0 | 0 | 0 | 0 | 0 | 0 | 0 | 0 | 0 | 0 | 0 | 0 | 0 | 0 | 0 | 0 | 0 | 0 | 0 | 0 | 0 | 0 | 0
Transportation Sector Fuel Used[rail,freight,hydrogen vehicle,electricity tf] | NoSettings | 0 | 0 | 0 | 0 | 0 | 0 | 0 | 0 | 0 | 0 | 0 | 0 | 0 | 0 | 0 | 0 | 0 | 0 | 0 | 0 | 0 | 0 | 0 | 0 | 0 | 0 | 0 | 0 | 0 | 0 | 0
Transportation Sector Fuel Used[rail,freight,hydrogen vehicle,natural gas tf] | NoSettings | 0 | 0 | 0 | 0 | 0 | 0 | 0 | 0 | 0 | 0 | 0 | 0 | 0 | 0 | 0 | 0 | 0 | 0 | 0 | 0 | 0 | 0 | 0 | 0 | 0 | 0 | 0 | 0 | 0 | 0 | 0
Transportation Sector Fuel Used[rail,freight,hydrogen vehicle,petroleum gasoline tf] | NoSettings | 0 | 0 | 0 | 0 | 0 | 0 | 0 | 0 | 0 | 0 | 0 | 0 | 0 | 0 | 0 | 0 | 0 | 0 | 0 | 0 | 0 | 0 | 0 | 0 | 0 | 0 | 0 | 0 | 0 | 0 | 0
Transportation Sector Fuel Used[rail,freight,hydrogen vehicle,petroleum diesel tf] | NoSettings | 0 | 0 | 0 | 0 | 0 | 0 | 0 | 0 | 0 | 0 | 0 | 0 | 0 | 0 | 0 | 0 | 0 | 0 | 0 | 0 | 0 | 0 | 0 | 0 | 0 | 0 | 0 | 0 | 0 | 0 | 0
Transportation Sector Fuel Used[rail,freight,hydrogen vehicle,biofuel gasoline tf] | NoSettings | 0 | 0 | 0 | 0 | 0 | 0 | 0 | 0 | 0 | 0 | 0 | 0 | 0 | 0 | 0 | 0 | 0 | 0 | 0 | 0 | 0 | 0 | 0 | 0 | 0 | 0 | 0 | 0 | 0 | 0 | 0
Transportation Sector Fuel Used[rail,freight,hydrogen vehicle,biofuel diesel tf] | NoSettings | 0 | 0 | 0 | 0 | 0 | 0 | 0 | 0 | 0 | 0 | 0 | 0 | 0 | 0 | 0 | 0 | 0 | 0 | 0 | 0 | 0 | 0 | 0 | 0 | 0 | 0 | 0 | 0 | 0 | 0 | 0
Transportation Sector Fuel Used[rail,freight,hydrogen vehicle,jet fuel tf] | NoSettings | 0 | 0 | 0 | 0 | 0 | 0 | 0 | 0 | 0 | 0 | 0 | 0 | 0 | 0 | 0 | 0 | 0 | 0 | 0 | 0 | 0 | 0 | 0 | 0 | 0 | 0 | 0 | 0 | 0 | 0 | 0
Transportation Sector Fuel Used[rail,freight,hydrogen vehicle,heavy or residual fuel oil tf] | NoSettings | 0 | 0 | 0 | 0 | 0 | 0 | 0 | 0 | 0 | 0 | 0 | 0 | 0 | 0 | 0 | 0 | 0 | 0 | 0 | 0 | 0 | 0 | 0 | 0 | 0 | 0 | 0 | 0 | 0 | 0 | 0
Transportation Sector Fuel Used[rail,freight,hydrogen vehicle,LPG propane or butane tf] | NoSettings | 0 | 0 | 0 | 0 | 0 | 0 | 0 | 0 | 0 | 0 | 0 | 0 | 0 | 0 | 0 | 0 | 0 | 0 | 0 | 0 | 0 | 0 | 0 | 0 | 0 | 0 | 0 | 0 | 0 | 0 | 0
Transportation Sector Fuel Used[rail,freight,hydrogen vehicle,hydrogen tf] | NoSettings | 0 | 0 | 0 | 0 | 0 | 0 | 0 | 0 | 0 | 0 | 0 | 0 | 0 | 0 | 0 | 0 | 0 | 0 | 0 | 0 | 0 | 0 | 0 | 0 | 0 | 0 | 0 | 0 | 0 | 0 | 0
Transportation Sector Fuel Used[ships,passenger,battery electric vehicle,electricity tf] | NoSettings | 0 | 0 | 0 | 0 | 0 | 0 | 0 | 0 | 0 | 0 | 0 | 0 | 0 | 0 | 0 | 0 | 0 | 0 | 0 | 0 | 0 | 0 | 0 | 0 | 0 | 0 | 0 | 0 | 0 | 0 | 0
Transportation Sector Fuel Used[ships,passenger,battery electric vehicle,natural gas tf] | NoSettings | 0 | 0 | 0 | 0 | 0 | 0 | 0 | 0 | 0 | 0 | 0 | 0 | 0 | 0 | 0 | 0 | 0 | 0 | 0 | 0 | 0 | 0 | 0 | 0 | 0 | 0 | 0 | 0 | 0 | 0 | 0
Transportation Sector Fuel Used[ships,passenger,battery electric vehicle,petroleum gasoline tf] | NoSettings | 0 | 0 | 0 | 0 | 0 | 0 | 0 | 0 | 0 | 0 | 0 | 0 | 0 | 0 | 0 | 0 | 0 | 0 | 0 | 0 | 0 | 0 | 0 | 0 | 0 | 0 | 0 | 0 | 0 | 0 | 0
Transportation Sector Fuel Used[ships,passenger,battery electric vehicle,petroleum diesel tf] | NoSettings | 0 | 0 | 0 | 0 | 0 | 0 | 0 | 0 | 0 | 0 | 0 | 0 | 0 | 0 | 0 | 0 | 0 | 0 | 0 | 0 | 0 | 0 | 0 | 0 | 0 | 0 | 0 | 0 | 0 | 0 | 0
Transportation Sector Fuel Used[ships,passenger,battery electric vehicle,biofuel gasoline tf] | NoSettings | 0 | 0 | 0 | 0 | 0 | 0 | 0 | 0 | 0 | 0 | 0 | 0 | 0 | 0 | 0 | 0 | 0 | 0 | 0 | 0 | 0 | 0 | 0 | 0 | 0 | 0 | 0 | 0 | 0 | 0 | 0
Transportation Sector Fuel Used[ships,passenger,battery electric vehicle,biofuel diesel tf] | NoSettings | 0 | 0 | 0 | 0 | 0 | 0 | 0 | 0 | 0 | 0 | 0 | 0 | 0 | 0 | 0 | 0 | 0 | 0 | 0 | 0 | 0 | 0 | 0 | 0 | 0 | 0 | 0 | 0 | 0 | 0 | 0
Transportation Sector Fuel Used[ships,passenger,battery electric vehicle,jet fuel tf] | NoSettings | 0 | 0 | 0 | 0 | 0 | 0 | 0 | 0 | 0 | 0 | 0 | 0 | 0 | 0 | 0 | 0 | 0 | 0 | 0 | 0 | 0 | 0 | 0 | 0 | 0 | 0 | 0 | 0 | 0 | 0 | 0
Transportation Sector Fuel Used[ships,passenger,battery electric vehicle,heavy or residual fuel oil tf] | NoSettings | 0 | 0 | 0 | 0 | 0 | 0 | 0 | 0 | 0 | 0 | 0 | 0 | 0 | 0 | 0 | 0 | 0 | 0 | 0 | 0 | 0 | 0 | 0 | 0 | 0 | 0 | 0 | 0 | 0 | 0 | 0
Transportation Sector Fuel Used[ships,passenger,battery electric vehicle,LPG propane or butane tf] | NoSettings | 0 | 0 | 0 | 0 | 0 | 0 | 0 | 0 | 0 | 0 | 0 | 0 | 0 | 0 | 0 | 0 | 0 | 0 | 0 | 0 | 0 | 0 | 0 | 0 | 0 | 0 | 0 | 0 | 0 | 0 | 0
Transportation Sector Fuel Used[ships,passenger,battery electric vehicle,hydrogen tf] | NoSettings | 0 | 0 | 0 | 0 | 0 | 0 | 0 | 0 | 0 | 0 | 0 | 0 | 0 | 0 | 0 | 0 | 0 | 0 | 0 | 0 | 0 | 0 | 0 | 0 | 0 | 0 | 0 | 0 | 0 | 0 | 0
Transportation Sector Fuel Used[ships,passenger,natural gas vehicle,electricity tf] | NoSettings | 0 | 0 | 0 | 0 | 0 | 0 | 0 | 0 | 0 | 0 | 0 | 0 | 0 | 0 | 0 | 0 | 0 | 0 | 0 | 0 | 0 | 0 | 0 | 0 | 0 | 0 | 0 | 0 | 0 | 0 | 0
Transportation Sector Fuel Used[ships,passenger,natural gas vehicle,natural gas tf] | NoSettings | 0 | 0 | 0 | 0 | 0 | 0 | 0 | 0 | 0 | 0 | 0 | 0 | 0 | 0 | 0 | 0 | 0 | 0 | 0 | 0 | 0 | 0 | 0 | 0 | 0 | 0 | 0 | 0 | 0 | 0 | 0
Transportation Sector Fuel Used[ships,passenger,natural gas vehicle,petroleum gasoline tf] | NoSettings | 0 | 0 | 0 | 0 | 0 | 0 | 0 | 0 | 0 | 0 | 0 | 0 | 0 | 0 | 0 | 0 | 0 | 0 | 0 | 0 | 0 | 0 | 0 | 0 | 0 | 0 | 0 | 0 | 0 | 0 | 0
Transportation Sector Fuel Used[ships,passenger,natural gas vehicle,petroleum diesel tf] | NoSettings | 0 | 0 | 0 | 0 | 0 | 0 | 0 | 0 | 0 | 0 | 0 | 0 | 0 | 0 | 0 | 0 | 0 | 0 | 0 | 0 | 0 | 0 | 0 | 0 | 0 | 0 | 0 | 0 | 0 | 0 | 0
Transportation Sector Fuel Used[ships,passenger,natural gas vehicle,biofuel gasoline tf] | NoSettings | 0 | 0 | 0 | 0 | 0 | 0 | 0 | 0 | 0 | 0 | 0 | 0 | 0 | 0 | 0 | 0 | 0 | 0 | 0 | 0 | 0 | 0 | 0 | 0 | 0 | 0 | 0 | 0 | 0 | 0 | 0
Transportation Sector Fuel Used[ships,passenger,natural gas vehicle,biofuel diesel tf] | NoSettings | 0 | 0 | 0 | 0 | 0 | 0 | 0 | 0 | 0 | 0 | 0 | 0 | 0 | 0 | 0 | 0 | 0 | 0 | 0 | 0 | 0 | 0 | 0 | 0 | 0 | 0 | 0 | 0 | 0 | 0 | 0
Transportation Sector Fuel Used[ships,passenger,natural gas vehicle,jet fuel tf] | NoSettings | 0 | 0 | 0 | 0 | 0 | 0 | 0 | 0 | 0 | 0 | 0 | 0 | 0 | 0 | 0 | 0 | 0 | 0 | 0 | 0 | 0 | 0 | 0 | 0 | 0 | 0 | 0 | 0 | 0 | 0 | 0
Transportation Sector Fuel Used[ships,passenger,natural gas vehicle,heavy or residual fuel oil tf] | NoSettings | 0 | 0 | 0 | 0 | 0 | 0 | 0 | 0 | 0 | 0 | 0 | 0 | 0 | 0 | 0 | 0 | 0 | 0 | 0 | 0 | 0 | 0 | 0 | 0 | 0 | 0 | 0 | 0 | 0 | 0 | 0
Transportation Sector Fuel Used[ships,passenger,natural gas vehicle,LPG propane or butane tf] | NoSettings | 0 | 0 | 0 | 0 | 0 | 0 | 0 | 0 | 0 | 0 | 0 | 0 | 0 | 0 | 0 | 0 | 0 | 0 | 0 | 0 | 0 | 0 | 0 | 0 | 0 | 0 | 0 | 0 | 0 | 0 | 0
Transportation Sector Fuel Used[ships,passenger,natural gas vehicle,hydrogen tf] | NoSettings | 0 | 0 | 0 | 0 | 0 | 0 | 0 | 0 | 0 | 0 | 0 | 0 | 0 | 0 | 0 | 0 | 0 | 0 | 0 | 0 | 0 | 0 | 0 | 0 | 0 | 0 | 0 | 0 | 0 | 0 | 0
Transportation Sector Fuel Used[ships,passenger,gasoline vehicle,electricity tf] | NoSettings | 0 | 0 | 0 | 0 | 0 | 0 | 0 | 0 | 0 | 0 | 0 | 0 | 0 | 0 | 0 | 0 | 0 | 0 | 0 | 0 | 0 | 0 | 0 | 0 | 0 | 0 | 0 | 0 | 0 | 0 | 0
Transportation Sector Fuel Used[ships,passenger,gasoline vehicle,natural gas tf] | NoSettings | 0 | 0 | 0 | 0 | 0 | 0 | 0 | 0 | 0 | 0 | 0 | 0 | 0 | 0 | 0 | 0 | 0 | 0 | 0 | 0 | 0 | 0 | 0 | 0 | 0 | 0 | 0 | 0 | 0 | 0 | 0
Transportation Sector Fuel Used[ships,passenger,gasoline vehicle,petroleum gasoline tf] | NoSettings | 0 | 0 | 0 | 0 | 0 | 0 | 0 | 0 | 0 | 0 | 0 | 0 | 0 | 0 | 0 | 0 | 0 | 0 | 0 | 0 | 0 | 0 | 0 | 0 | 0 | 0 | 0 | 0 | 0 | 0 | 0
Transportation Sector Fuel Used[ships,passenger,gasoline vehicle,petroleum diesel tf] | NoSettings | 0 | 0 | 0 | 0 | 0 | 0 | 0 | 0 | 0 | 0 | 0 | 0 | 0 | 0 | 0 | 0 | 0 | 0 | 0 | 0 | 0 | 0 | 0 | 0 | 0 | 0 | 0 | 0 | 0 | 0 | 0
Transportation Sector Fuel Used[ships,passenger,gasoline vehicle,biofuel gasoline tf] | NoSettings | 0 | 0 | 0 | 0 | 0 | 0 | 0 | 0 | 0 | 0 | 0 | 0 | 0 | 0 | 0 | 0 | 0 | 0 | 0 | 0 | 0 | 0 | 0 | 0 | 0 | 0 | 0 | 0 | 0 | 0 | 0
Transportation Sector Fuel Used[ships,passenger,gasoline vehicle,biofuel diesel tf] | NoSettings | 0 | 0 | 0 | 0 | 0 | 0 | 0 | 0 | 0 | 0 | 0 | 0 | 0 | 0 | 0 | 0 | 0 | 0 | 0 | 0 | 0 | 0 | 0 | 0 | 0 | 0 | 0 | 0 | 0 | 0 | 0
Transportation Sector Fuel Used[ships,passenger,gasoline vehicle,jet fuel tf] | NoSettings | 0 | 0 | 0 | 0 | 0 | 0 | 0 | 0 | 0 | 0 | 0 | 0 | 0 | 0 | 0 | 0 | 0 | 0 | 0 | 0 | 0 | 0 | 0 | 0 | 0 | 0 | 0 | 0 | 0 | 0 | 0
Transportation Sector Fuel Used[ships,passenger,gasoline vehicle,heavy or residual fuel oil tf] | NoSettings | 0 | 0 | 0 | 0 | 0 | 0 | 0 | 0 | 0 | 0 | 0 | 0 | 0 | 0 | 0 | 0 | 0 | 0 | 0 | 0 | 0 | 0 | 0 | 0 | 0 | 0 | 0 | 0 | 0 | 0 | 0
Transportation Sector Fuel Used[ships,passenger,gasoline vehicle,LPG propane or butane tf] | NoSettings | 0 | 0 | 0 | 0 | 0 | 0 | 0 | 0 | 0 | 0 | 0 | 0 | 0 | 0 | 0 | 0 | 0 | 0 | 0 | 0 | 0 | 0 | 0 | 0 | 0 | 0 | 0 | 0 | 0 | 0 | 0
Transportation Sector Fuel Used[ships,passenger,gasoline vehicle,hydrogen tf] | NoSettings | 0 | 0 | 0 | 0 | 0 | 0 | 0 | 0 | 0 | 0 | 0 | 0 | 0 | 0 | 0 | 0 | 0 | 0 | 0 | 0 | 0 | 0 | 0 | 0 | 0 | 0 | 0 | 0 | 0 | 0 | 0
Transportation Sector Fuel Used[ships,passenger,diesel vehicle,electricity tf] | NoSettings | 0 | 0 | 0 | 0 | 0 | 0 | 0 | 0 | 0 | 0 | 0 | 0 | 0 | 0 | 0 | 0 | 0 | 0 | 0 | 0 | 0 | 0 | 0 | 0 | 0 | 0 | 0 | 0 | 0 | 0 | 0
Transportation Sector Fuel Used[ships,passenger,diesel vehicle,natural gas tf] | NoSettings | 0 | 0 | 0 | 0 | 0 | 0 | 0 | 0 | 0 | 0 | 0 | 0 | 0 | 0 | 0 | 0 | 0 | 0 | 0 | 0 | 0 | 0 | 0 | 0 | 0 | 0 | 0 | 0 | 0 | 0 | 0
Transportation Sector Fuel Used[ships,passenger,diesel vehicle,petroleum gasoline tf] | NoSettings | 0 | 0 | 0 | 0 | 0 | 0 | 0 | 0 | 0 | 0 | 0 | 0 | 0 | 0 | 0 | 0 | 0 | 0 | 0 | 0 | 0 | 0 | 0 | 0 | 0 | 0 | 0 | 0 | 0 | 0 | 0
Transportation Sector Fuel Used[ships,passenger,diesel vehicle,petroleum diesel tf] | NoSettings | 16714800000000 | 16772300000000 | 16830700000000 | 16890500000000 | 17121400000000 | 17186100000000 | 17423300000000 | 17493000000000 | 17563200000000 | 17633900000000 | 17705100000000 | 17776300000000 | 17847900000000 | 17920000000000 | 18170400000000 | 18247400000000 | 18324900000000 | 18402400000000 | 18479800000000 | 18376100000000 | 18450700000000 | 18525800000000 | 18600800000000 | 18676300000000 | 18752300000000 | 18828300000000 | 18904200000000 | 18980600000000 | 19057600000000 | 19134400000000 | 19113700000000
Transportation Sector Fuel Used[ships,passenger,diesel vehicle,biofuel gasoline tf] | NoSettings | 0 | 0 | 0 | 0 | 0 | 0 | 0 | 0 | 0 | 0 | 0 | 0 | 0 | 0 | 0 | 0 | 0 | 0 | 0 | 0 | 0 | 0 | 0 | 0 | 0 | 0 | 0 | 0 | 0 | 0 | 0
Transportation Sector Fuel Used[ships,passenger,diesel vehicle,biofuel diesel tf] | NoSettings | 0 | 0 | 0 | 0 | 0 | 0 | 0 | 0 | 0 | 0 | 0 | 0 | 0 | 0 | 0 | 0 | 0 | 0 | 0 | 0 | 0 | 0 | 0 | 0 | 0 | 0 | 0 | 0 | 0 | 0 | 0
Transportation Sector Fuel Used[ships,passenger,diesel vehicle,jet fuel tf] | NoSettings | 0 | 0 | 0 | 0 | 0 | 0 | 0 | 0 | 0 | 0 | 0 | 0 | 0 | 0 | 0 | 0 | 0 | 0 | 0 | 0 | 0 | 0 | 0 | 0 | 0 | 0 | 0 | 0 | 0 | 0 | 0
Transportation Sector Fuel Used[ships,passenger,diesel vehicle,heavy or residual fuel oil tf] | NoSettings | 0 | 0 | 0 | 0 | 0 | 0 | 0 | 0 | 0 | 0 | 0 | 0 | 0 | 0 | 0 | 0 | 0 | 0 | 0 | 0 | 0 | 0 | 0 | 0 | 0 | 0 | 0 | 0 | 0 | 0 | 0
Transportation Sector Fuel Used[ships,passenger,diesel vehicle,LPG propane or butane tf] | NoSettings | 0 | 0 | 0 | 0 | 0 | 0 | 0 | 0 | 0 | 0 | 0 | 0 | 0 | 0 | 0 | 0 | 0 | 0 | 0 | 0 | 0 | 0 | 0 | 0 | 0 | 0 | 0 | 0 | 0 | 0 | 0
Transportation Sector Fuel Used[ships,passenger,diesel vehicle,hydrogen tf] | NoSettings | 0 | 0 | 0 | 0 | 0 | 0 | 0 | 0 | 0 | 0 | 0 | 0 | 0 | 0 | 0 | 0 | 0 | 0 | 0 | 0 | 0 | 0 | 0 | 0 | 0 | 0 | 0 | 0 | 0 | 0 | 0
Transportation Sector Fuel Used[ships,passenger,plugin hybrid vehicle,electricity tf] | NoSettings | 0 | 0 | 0 | 0 | 0 | 0 | 0 | 0 | 0 | 0 | 0 | 0 | 0 | 0 | 0 | 0 | 0 | 0 | 0 | 0 | 0 | 0 | 0 | 0 | 0 | 0 | 0 | 0 | 0 | 0 | 0
Transportation Sector Fuel Used[ships,passenger,plugin hybrid vehicle,natural gas tf] | NoSettings | 0 | 0 | 0 | 0 | 0 | 0 | 0 | 0 | 0 | 0 | 0 | 0 | 0 | 0 | 0 | 0 | 0 | 0 | 0 | 0 | 0 | 0 | 0 | 0 | 0 | 0 | 0 | 0 | 0 | 0 | 0
Transportation Sector Fuel Used[ships,passenger,plugin hybrid vehicle,petroleum gasoline tf] | NoSettings | 0 | 0 | 0 | 0 | 0 | 0 | 0 | 0 | 0 | 0 | 0 | 0 | 0 | 0 | 0 | 0 | 0 | 0 | 0 | 0 | 0 | 0 | 0 | 0 | 0 | 0 | 0 | 0 | 0 | 0 | 0
Transportation Sector Fuel Used[ships,passenger,plugin hybrid vehicle,petroleum diesel tf] | NoSettings | 0 | 0 | 0 | 0 | 0 | 0 | 0 | 0 | 0 | 0 | 0 | 0 | 0 | 0 | 0 | 0 | 0 | 0 | 0 | 0 | 0 | 0 | 0 | 0 | 0 | 0 | 0 | 0 | 0 | 0 | 0
Transportation Sector Fuel Used[ships,passenger,plugin hybrid vehicle,biofuel gasoline tf] | NoSettings | 0 | 0 | 0 | 0 | 0 | 0 | 0 | 0 | 0 | 0 | 0 | 0 | 0 | 0 | 0 | 0 | 0 | 0 | 0 | 0 | 0 | 0 | 0 | 0 | 0 | 0 | 0 | 0 | 0 | 0 | 0
Transportation Sector Fuel Used[ships,passenger,plugin hybrid vehicle,biofuel diesel tf] | NoSettings | 0 | 0 | 0 | 0 | 0 | 0 | 0 | 0 | 0 | 0 | 0 | 0 | 0 | 0 | 0 | 0 | 0 | 0 | 0 | 0 | 0 | 0 | 0 | 0 | 0 | 0 | 0 | 0 | 0 | 0 | 0
Transportation Sector Fuel Used[ships,passenger,plugin hybrid vehicle,jet fuel tf] | NoSettings | 0 | 0 | 0 | 0 | 0 | 0 | 0 | 0 | 0 | 0 | 0 | 0 | 0 | 0 | 0 | 0 | 0 | 0 | 0 | 0 | 0 | 0 | 0 | 0 | 0 | 0 | 0 | 0 | 0 | 0 | 0
Transportation Sector Fuel Used[ships,passenger,plugin hybrid vehicle,heavy or residual fuel oil tf] | NoSettings | 0 | 0 | 0 | 0 | 0 | 0 | 0 | 0 | 0 | 0 | 0 | 0 | 0 | 0 | 0 | 0 | 0 | 0 | 0 | 0 | 0 | 0 | 0 | 0 | 0 | 0 | 0 | 0 | 0 | 0 | 0
Transportation Sector Fuel Used[ships,passenger,plugin hybrid vehicle,LPG propane or butane tf] | NoSettings | 0 | 0 | 0 | 0 | 0 | 0 | 0 | 0 | 0 | 0 | 0 | 0 | 0 | 0 | 0 | 0 | 0 | 0 | 0 | 0 | 0 | 0 | 0 | 0 | 0 | 0 | 0 | 0 | 0 | 0 | 0
Transportation Sector Fuel Used[ships,passenger,plugin hybrid vehicle,hydrogen tf] | NoSettings | 0 | 0 | 0 | 0 | 0 | 0 | 0 | 0 | 0 | 0 | 0 | 0 | 0 | 0 | 0 | 0 | 0 | 0 | 0 | 0 | 0 | 0 | 0 | 0 | 0 | 0 | 0 | 0 | 0 | 0 | 0
Transportation Sector Fuel Used[ships,passenger,LPG vehicle,electricity tf] | NoSettings | 0 | 0 | 0 | 0 | 0 | 0 | 0 | 0 | 0 | 0 | 0 | 0 | 0 | 0 | 0 | 0 | 0 | 0 | 0 | 0 | 0 | 0 | 0 | 0 | 0 | 0 | 0 | 0 | 0 | 0 | 0
Transportation Sector Fuel Used[ships,passenger,LPG vehicle,natural gas tf] | NoSettings | 0 | 0 | 0 | 0 | 0 | 0 | 0 | 0 | 0 | 0 | 0 | 0 | 0 | 0 | 0 | 0 | 0 | 0 | 0 | 0 | 0 | 0 | 0 | 0 | 0 | 0 | 0 | 0 | 0 | 0 | 0
Transportation Sector Fuel Used[ships,passenger,LPG vehicle,petroleum gasoline tf] | NoSettings | 0 | 0 | 0 | 0 | 0 | 0 | 0 | 0 | 0 | 0 | 0 | 0 | 0 | 0 | 0 | 0 | 0 | 0 | 0 | 0 | 0 | 0 | 0 | 0 | 0 | 0 | 0 | 0 | 0 | 0 | 0
Transportation Sector Fuel Used[ships,passenger,LPG vehicle,petroleum diesel tf] | NoSettings | 0 | 0 | 0 | 0 | 0 | 0 | 0 | 0 | 0 | 0 | 0 | 0 | 0 | 0 | 0 | 0 | 0 | 0 | 0 | 0 | 0 | 0 | 0 | 0 | 0 | 0 | 0 | 0 | 0 | 0 | 0
Transportation Sector Fuel Used[ships,passenger,LPG vehicle,biofuel gasoline tf] | NoSettings | 0 | 0 | 0 | 0 | 0 | 0 | 0 | 0 | 0 | 0 | 0 | 0 | 0 | 0 | 0 | 0 | 0 | 0 | 0 | 0 | 0 | 0 | 0 | 0 | 0 | 0 | 0 | 0 | 0 | 0 | 0
Transportation Sector Fuel Used[ships,passenger,LPG vehicle,biofuel diesel tf] | NoSettings | 0 | 0 | 0 | 0 | 0 | 0 | 0 | 0 | 0 | 0 | 0 | 0 | 0 | 0 | 0 | 0 | 0 | 0 | 0 | 0 | 0 | 0 | 0 | 0 | 0 | 0 | 0 | 0 | 0 | 0 | 0
Transportation Sector Fuel Used[ships,passenger,LPG vehicle,jet fuel tf] | NoSettings | 0 | 0 | 0 | 0 | 0 | 0 | 0 | 0 | 0 | 0 | 0 | 0 | 0 | 0 | 0 | 0 | 0 | 0 | 0 | 0 | 0 | 0 | 0 | 0 | 0 | 0 | 0 | 0 | 0 | 0 | 0
Transportation Sector Fuel Used[ships,passenger,LPG vehicle,heavy or residual fuel oil tf] | NoSettings | 0 | 0 | 0 | 0 | 0 | 0 | 0 | 0 | 0 | 0 | 0 | 0 | 0 | 0 | 0 | 0 | 0 | 0 | 0 | 0 | 0 | 0 | 0 | 0 | 0 | 0 | 0 | 0 | 0 | 0 | 0
Transportation Sector Fuel Used[ships,passenger,LPG vehicle,LPG propane or butane tf] | NoSettings | 0 | 0 | 0 | 0 | 0 | 0 | 0 | 0 | 0 | 0 | 0 | 0 | 0 | 0 | 0 | 0 | 0 | 0 | 0 | 0 | 0 | 0 | 0 | 0 | 0 | 0 | 0 | 0 | 0 | 0 | 0
Transportation Sector Fuel Used[ships,passenger,LPG vehicle,hydrogen tf] | NoSettings | 0 | 0 | 0 | 0 | 0 | 0 | 0 | 0 | 0 | 0 | 0 | 0 | 0 | 0 | 0 | 0 | 0 | 0 | 0 | 0 | 0 | 0 | 0 | 0 | 0 | 0 | 0 | 0 | 0 | 0 | 0
Transportation Sector Fuel Used[ships,passenger,hydrogen vehicle,electricity tf] | NoSettings | 0 | 0 | 0 | 0 | 0 | 0 | 0 | 0 | 0 | 0 | 0 | 0 | 0 | 0 | 0 | 0 | 0 | 0 | 0 | 0 | 0 | 0 | 0 | 0 | 0 | 0 | 0 | 0 | 0 | 0 | 0
Transportation Sector Fuel Used[ships,passenger,hydrogen vehicle,natural gas tf] | NoSettings | 0 | 0 | 0 | 0 | 0 | 0 | 0 | 0 | 0 | 0 | 0 | 0 | 0 | 0 | 0 | 0 | 0 | 0 | 0 | 0 | 0 | 0 | 0 | 0 | 0 | 0 | 0 | 0 | 0 | 0 | 0
Transportation Sector Fuel Used[ships,passenger,hydrogen vehicle,petroleum gasoline tf] | NoSettings | 0 | 0 | 0 | 0 | 0 | 0 | 0 | 0 | 0 | 0 | 0 | 0 | 0 | 0 | 0 | 0 | 0 | 0 | 0 | 0 | 0 | 0 | 0 | 0 | 0 | 0 | 0 | 0 | 0 | 0 | 0
Transportation Sector Fuel Used[ships,passenger,hydrogen vehicle,petroleum diesel tf] | NoSettings | 0 | 0 | 0 | 0 | 0 | 0 | 0 | 0 | 0 | 0 | 0 | 0 | 0 | 0 | 0 | 0 | 0 | 0 | 0 | 0 | 0 | 0 | 0 | 0 | 0 | 0 | 0 | 0 | 0 | 0 | 0
Transportation Sector Fuel Used[ships,passenger,hydrogen vehicle,biofuel gasoline tf] | NoSettings | 0 | 0 | 0 | 0 | 0 | 0 | 0 | 0 | 0 | 0 | 0 | 0 | 0 | 0 | 0 | 0 | 0 | 0 | 0 | 0 | 0 | 0 | 0 | 0 | 0 | 0 | 0 | 0 | 0 | 0 | 0
Transportation Sector Fuel Used[ships,passenger,hydrogen vehicle,biofuel diesel tf] | NoSettings | 0 | 0 | 0 | 0 | 0 | 0 | 0 | 0 | 0 | 0 | 0 | 0 | 0 | 0 | 0 | 0 | 0 | 0 | 0 | 0 | 0 | 0 | 0 | 0 | 0 | 0 | 0 | 0 | 0 | 0 | 0
Transportation Sector Fuel Used[ships,passenger,hydrogen vehicle,jet fuel tf] | NoSettings | 0 | 0 | 0 | 0 | 0 | 0 | 0 | 0 | 0 | 0 | 0 | 0 | 0 | 0 | 0 | 0 | 0 | 0 | 0 | 0 | 0 | 0 | 0 | 0 | 0 | 0 | 0 | 0 | 0 | 0 | 0
Transportation Sector Fuel Used[ships,passenger,hydrogen vehicle,heavy or residual fuel oil tf] | NoSettings | 0 | 0 | 0 | 0 | 0 | 0 | 0 | 0 | 0 | 0 | 0 | 0 | 0 | 0 | 0 | 0 | 0 | 0 | 0 | 0 | 0 | 0 | 0 | 0 | 0 | 0 | 0 | 0 | 0 | 0 | 0
Transportation Sector Fuel Used[ships,passenger,hydrogen vehicle,LPG propane or butane tf] | NoSettings | 0 | 0 | 0 | 0 | 0 | 0 | 0 | 0 | 0 | 0 | 0 | 0 | 0 | 0 | 0 | 0 | 0 | 0 | 0 | 0 | 0 | 0 | 0 | 0 | 0 | 0 | 0 | 0 | 0 | 0 | 0
Transportation Sector Fuel Used[ships,passenger,hydrogen vehicle,hydrogen tf] | NoSettings | 0 | 0 | 0 | 0 | 0 | 0 | 0 | 0 | 0 | 0 | 0 | 0 | 0 | 0 | 0 | 0 | 0 | 0 | 0 | 0 | 0 | 0 | 0 | 0 | 0 | 0 | 0 | 0 | 0 | 0 | 0
Transportation Sector Fuel Used[ships,freight,battery electric vehicle,electricity tf] | NoSettings | 0 | 0 | 0 | 0 | 0 | 0 | 0 | 0 | 0 | 0 | 0 | 0 | 0 | 0 | 0 | 0 | 0 | 0 | 0 | 0 | 0 | 0 | 0 | 0 | 0 | 0 | 0 | 0 | 0 | 0 | 0
Transportation Sector Fuel Used[ships,freight,battery electric vehicle,natural gas tf] | NoSettings | 0 | 0 | 0 | 0 | 0 | 0 | 0 | 0 | 0 | 0 | 0 | 0 | 0 | 0 | 0 | 0 | 0 | 0 | 0 | 0 | 0 | 0 | 0 | 0 | 0 | 0 | 0 | 0 | 0 | 0 | 0
Transportation Sector Fuel Used[ships,freight,battery electric vehicle,petroleum gasoline tf] | NoSettings | 0 | 0 | 0 | 0 | 0 | 0 | 0 | 0 | 0 | 0 | 0 | 0 | 0 | 0 | 0 | 0 | 0 | 0 | 0 | 0 | 0 | 0 | 0 | 0 | 0 | 0 | 0 | 0 | 0 | 0 | 0
Transportation Sector Fuel Used[ships,freight,battery electric vehicle,petroleum diesel tf] | NoSettings | 0 | 0 | 0 | 0 | 0 | 0 | 0 | 0 | 0 | 0 | 0 | 0 | 0 | 0 | 0 | 0 | 0 | 0 | 0 | 0 | 0 | 0 | 0 | 0 | 0 | 0 | 0 | 0 | 0 | 0 | 0
Transportation Sector Fuel Used[ships,freight,battery electric vehicle,biofuel gasoline tf] | NoSettings | 0 | 0 | 0 | 0 | 0 | 0 | 0 | 0 | 0 | 0 | 0 | 0 | 0 | 0 | 0 | 0 | 0 | 0 | 0 | 0 | 0 | 0 | 0 | 0 | 0 | 0 | 0 | 0 | 0 | 0 | 0
Transportation Sector Fuel Used[ships,freight,battery electric vehicle,biofuel diesel tf] | NoSettings | 0 | 0 | 0 | 0 | 0 | 0 | 0 | 0 | 0 | 0 | 0 | 0 | 0 | 0 | 0 | 0 | 0 | 0 | 0 | 0 | 0 | 0 | 0 | 0 | 0 | 0 | 0 | 0 | 0 | 0 | 0
Transportation Sector Fuel Used[ships,freight,battery electric vehicle,jet fuel tf] | NoSettings | 0 | 0 | 0 | 0 | 0 | 0 | 0 | 0 | 0 | 0 | 0 | 0 | 0 | 0 | 0 | 0 | 0 | 0 | 0 | 0 | 0 | 0 | 0 | 0 | 0 | 0 | 0 | 0 | 0 | 0 | 0
Transportation Sector Fuel Used[ships,freight,battery electric vehicle,heavy or residual fuel oil tf] | NoSettings | 0 | 0 | 0 | 0 | 0 | 0 | 0 | 0 | 0 | 0 | 0 | 0 | 0 | 0 | 0 | 0 | 0 | 0 | 0 | 0 | 0 | 0 | 0 | 0 | 0 | 0 | 0 | 0 | 0 | 0 | 0
Transportation Sector Fuel Used[ships,freight,battery electric vehicle,LPG propane or butane tf] | NoSettings | 0 | 0 | 0 | 0 | 0 | 0 | 0 | 0 | 0 | 0 | 0 | 0 | 0 | 0 | 0 | 0 | 0 | 0 | 0 | 0 | 0 | 0 | 0 | 0 | 0 | 0 | 0 | 0 | 0 | 0 | 0
Transportation Sector Fuel Used[ships,freight,battery electric vehicle,hydrogen tf] | NoSettings | 0 | 0 | 0 | 0 | 0 | 0 | 0 | 0 | 0 | 0 | 0 | 0 | 0 | 0 | 0 | 0 | 0 | 0 | 0 | 0 | 0 | 0 | 0 | 0 | 0 | 0 | 0 | 0 | 0 | 0 | 0
Transportation Sector Fuel Used[ships,freight,natural gas vehicle,electricity tf] | NoSettings | 0 | 0 | 0 | 0 | 0 | 0 | 0 | 0 | 0 | 0 | 0 | 0 | 0 | 0 | 0 | 0 | 0 | 0 | 0 | 0 | 0 | 0 | 0 | 0 | 0 | 0 | 0 | 0 | 0 | 0 | 0
Transportation Sector Fuel Used[ships,freight,natural gas vehicle,natural gas tf] | NoSettings | 0 | 0 | 0 | 0 | 0 | 0 | 0 | 0 | 0 | 0 | 0 | 0 | 0 | 0 | 0 | 0 | 0 | 0 | 0 | 0 | 0 | 0 | 0 | 0 | 0 | 0 | 0 | 0 | 0 | 0 | 0
Transportation Sector Fuel Used[ships,freight,natural gas vehicle,petroleum gasoline tf] | NoSettings | 0 | 0 | 0 | 0 | 0 | 0 | 0 | 0 | 0 | 0 | 0 | 0 | 0 | 0 | 0 | 0 | 0 | 0 | 0 | 0 | 0 | 0 | 0 | 0 | 0 | 0 | 0 | 0 | 0 | 0 | 0
Transportation Sector Fuel Used[ships,freight,natural gas vehicle,petroleum diesel tf] | NoSettings | 0 | 0 | 0 | 0 | 0 | 0 | 0 | 0 | 0 | 0 | 0 | 0 | 0 | 0 | 0 | 0 | 0 | 0 | 0 | 0 | 0 | 0 | 0 | 0 | 0 | 0 | 0 | 0 | 0 | 0 | 0
Transportation Sector Fuel Used[ships,freight,natural gas vehicle,biofuel gasoline tf] | NoSettings | 0 | 0 | 0 | 0 | 0 | 0 | 0 | 0 | 0 | 0 | 0 | 0 | 0 | 0 | 0 | 0 | 0 | 0 | 0 | 0 | 0 | 0 | 0 | 0 | 0 | 0 | 0 | 0 | 0 | 0 | 0
Transportation Sector Fuel Used[ships,freight,natural gas vehicle,biofuel diesel tf] | NoSettings | 0 | 0 | 0 | 0 | 0 | 0 | 0 | 0 | 0 | 0 | 0 | 0 | 0 | 0 | 0 | 0 | 0 | 0 | 0 | 0 | 0 | 0 | 0 | 0 | 0 | 0 | 0 | 0 | 0 | 0 | 0
Transportation Sector Fuel Used[ships,freight,natural gas vehicle,jet fuel tf] | NoSettings | 0 | 0 | 0 | 0 | 0 | 0 | 0 | 0 | 0 | 0 | 0 | 0 | 0 | 0 | 0 | 0 | 0 | 0 | 0 | 0 | 0 | 0 | 0 | 0 | 0 | 0 | 0 | 0 | 0 | 0 | 0
Transportation Sector Fuel Used[ships,freight,natural gas vehicle,heavy or residual fuel oil tf] | NoSettings | 0 | 0 | 0 | 0 | 0 | 0 | 0 | 0 | 0 | 0 | 0 | 0 | 0 | 0 | 0 | 0 | 0 | 0 | 0 | 0 | 0 | 0 | 0 | 0 | 0 | 0 | 0 | 0 | 0 | 0 | 0
Transportation Sector Fuel Used[ships,freight,natural gas vehicle,LPG propane or butane tf] | NoSettings | 0 | 0 | 0 | 0 | 0 | 0 | 0 | 0 | 0 | 0 | 0 | 0 | 0 | 0 | 0 | 0 | 0 | 0 | 0 | 0 | 0 | 0 | 0 | 0 | 0 | 0 | 0 | 0 | 0 | 0 | 0
Transportation Sector Fuel Used[ships,freight,natural gas vehicle,hydrogen tf] | NoSettings | 0 | 0 | 0 | 0 | 0 | 0 | 0 | 0 | 0 | 0 | 0 | 0 | 0 | 0 | 0 | 0 | 0 | 0 | 0 | 0 | 0 | 0 | 0 | 0 | 0 | 0 | 0 | 0 | 0 | 0 | 0
Transportation Sector Fuel Used[ships,freight,gasoline vehicle,electricity tf] | NoSettings | 0 | 0 | 0 | 0 | 0 | 0 | 0 | 0 | 0 | 0 | 0 | 0 | 0 | 0 | 0 | 0 | 0 | 0 | 0 | 0 | 0 | 0 | 0 | 0 | 0 | 0 | 0 | 0 | 0 | 0 | 0
Transportation Sector Fuel Used[ships,freight,gasoline vehicle,natural gas tf] | NoSettings | 0 | 0 | 0 | 0 | 0 | 0 | 0 | 0 | 0 | 0 | 0 | 0 | 0 | 0 | 0 | 0 | 0 | 0 | 0 | 0 | 0 | 0 | 0 | 0 | 0 | 0 | 0 | 0 | 0 | 0 | 0
Transportation Sector Fuel Used[ships,freight,gasoline vehicle,petroleum gasoline tf] | NoSettings | 0 | 0 | 0 | 0 | 0 | 0 | 0 | 0 | 0 | 0 | 0 | 0 | 0 | 0 | 0 | 0 | 0 | 0 | 0 | 0 | 0 | 0 | 0 | 0 | 0 | 0 | 0 | 0 | 0 | 0 | 0
Transportation Sector Fuel Used[ships,freight,gasoline vehicle,petroleum diesel tf] | NoSettings | 0 | 0 | 0 | 0 | 0 | 0 | 0 | 0 | 0 | 0 | 0 | 0 | 0 | 0 | 0 | 0 | 0 | 0 | 0 | 0 | 0 | 0 | 0 | 0 | 0 | 0 | 0 | 0 | 0 | 0 | 0
Transportation Sector Fuel Used[ships,freight,gasoline vehicle,biofuel gasoline tf] | NoSettings | 0 | 0 | 0 | 0 | 0 | 0 | 0 | 0 | 0 | 0 | 0 | 0 | 0 | 0 | 0 | 0 | 0 | 0 | 0 | 0 | 0 | 0 | 0 | 0 | 0 | 0 | 0 | 0 | 0 | 0 | 0
Transportation Sector Fuel Used[ships,freight,gasoline vehicle,biofuel diesel tf] | NoSettings | 0 | 0 | 0 | 0 | 0 | 0 | 0 | 0 | 0 | 0 | 0 | 0 | 0 | 0 | 0 | 0 | 0 | 0 | 0 | 0 | 0 | 0 | 0 | 0 | 0 | 0 | 0 | 0 | 0 | 0 | 0
Transportation Sector Fuel Used[ships,freight,gasoline vehicle,jet fuel tf] | NoSettings | 0 | 0 | 0 | 0 | 0 | 0 | 0 | 0 | 0 | 0 | 0 | 0 | 0 | 0 | 0 | 0 | 0 | 0 | 0 | 0 | 0 | 0 | 0 | 0 | 0 | 0 | 0 | 0 | 0 | 0 | 0
Transportation Sector Fuel Used[ships,freight,gasoline vehicle,heavy or residual fuel oil tf] | NoSettings | 0 | 0 | 0 | 0 | 0 | 0 | 0 | 0 | 0 | 0 | 0 | 0 | 0 | 0 | 0 | 0 | 0 | 0 | 0 | 0 | 0 | 0 | 0 | 0 | 0 | 0 | 0 | 0 | 0 | 0 | 0
Transportation Sector Fuel Used[ships,freight,gasoline vehicle,LPG propane or butane tf] | NoSettings | 0 | 0 | 0 | 0 | 0 | 0 | 0 | 0 | 0 | 0 | 0 | 0 | 0 | 0 | 0 | 0 | 0 | 0 | 0 | 0 | 0 | 0 | 0 | 0 | 0 | 0 | 0 | 0 | 0 | 0 | 0
Transportation Sector Fuel Used[ships,freight,gasoline vehicle,hydrogen tf] | NoSettings | 0 | 0 | 0 | 0 | 0 | 0 | 0 | 0 | 0 | 0 | 0 | 0 | 0 | 0 | 0 | 0 | 0 | 0 | 0 | 0 | 0 | 0 | 0 | 0 | 0 | 0 | 0 | 0 | 0 | 0 | 0
Transportation Sector Fuel Used[ships,freight,diesel vehicle,electricity tf] | NoSettings | 0 | 0 | 0 | 0 | 0 | 0 | 0 | 0 | 0 | 0 | 0 | 0 | 0 | 0 | 0 | 0 | 0 | 0 | 0 | 0 | 0 | 0 | 0 | 0 | 0 | 0 | 0 | 0 | 0 | 0 | 0
Transportation Sector Fuel Used[ships,freight,diesel vehicle,natural gas tf] | NoSettings | 0 | 0 | 0 | 0 | 0 | 0 | 0 | 0 | 0 | 0 | 0 | 0 | 0 | 0 | 0 | 0 | 0 | 0 | 0 | 0 | 0 | 0 | 0 | 0 | 0 | 0 | 0 | 0 | 0 | 0 | 0
Transportation Sector Fuel Used[ships,freight,diesel vehicle,petroleum gasoline tf] | NoSettings | 0 | 0 | 0 | 0 | 0 | 0 | 0 | 0 | 0 | 0 | 0 | 0 | 0 | 0 | 0 | 0 | 0 | 0 | 0 | 0 | 0 | 0 | 0 | 0 | 0 | 0 | 0 | 0 | 0 | 0 | 0
Transportation Sector Fuel Used[ships,freight,diesel vehicle,petroleum diesel tf] | NoSettings | 19498200000000 | 17938500000000 | 19671400000000 | 15977200000000 | 15983400000000 | 16242800000000 | 18025200000000 | 19180500000000 | 21779900000000 | 22656200000000 | 21538900000000 | 22279500000000 | 23124300000000 | 24140900000000 | 24947700000000 | 26061900000000 | 29272800000000 | 30581500000000 | 32306000000000 | 33801000000000 | 35539800000000 | 35774800000000 | 38564900000000 | 39908300000000 | 42585900000000 | 42512700000000 | 45885900000000 | 47622200000000 | 49189300000000 | 51163500000000 | 52799600000000
Transportation Sector Fuel Used[ships,freight,diesel vehicle,biofuel gasoline tf] | NoSettings | 0 | 0 | 0 | 0 | 0 | 0 | 0 | 0 | 0 | 0 | 0 | 0 | 0 | 0 | 0 | 0 | 0 | 0 | 0 | 0 | 0 | 0 | 0 | 0 | 0 | 0 | 0 | 0 | 0 | 0 | 0
Transportation Sector Fuel Used[ships,freight,diesel vehicle,biofuel diesel tf] | NoSettings | 0 | 0 | 0 | 0 | 0 | 0 | 0 | 0 | 0 | 0 | 0 | 0 | 0 | 0 | 0 | 0 | 0 | 0 | 0 | 0 | 0 | 0 | 0 | 0 | 0 | 0 | 0 | 0 | 0 | 0 | 0
Transportation Sector Fuel Used[ships,freight,diesel vehicle,jet fuel tf] | NoSettings | 0 | 0 | 0 | 0 | 0 | 0 | 0 | 0 | 0 | 0 | 0 | 0 | 0 | 0 | 0 | 0 | 0 | 0 | 0 | 0 | 0 | 0 | 0 | 0 | 0 | 0 | 0 | 0 | 0 | 0 | 0
Transportation Sector Fuel Used[ships,freight,diesel vehicle,heavy or residual fuel oil tf] | NoSettings | 16976000000000 | 20062200000000 | 20242900000000 | 25527500000000 | 27149600000000 | 28542300000000 | 28799500000000 | 29729000000000 | 29254300000000 | 30563000000000 | 33910300000000 | 35033200000000 | 36469600000000 | 37775100000000 | 38962300000000 | 40272200000000 | 39536800000000 | 41184500000000 | 42067600000000 | 43641500000000 | 44615800000000 | 47142700000000 | 47536000000000 | 49043300000000 | 49673000000000 | 52700900000000 | 52740100000000 | 54057300000000 | 55583400000000 | 57182300000000 | 58373100000000
Transportation Sector Fuel Used[ships,freight,diesel vehicle,LPG propane or butane tf] | NoSettings | 0 | 0 | 0 | 0 | 0 | 0 | 0 | 0 | 0 | 0 | 0 | 0 | 0 | 0 | 0 | 0 | 0 | 0 | 0 | 0 | 0 | 0 | 0 | 0 | 0 | 0 | 0 | 0 | 0 | 0 | 0
Transportation Sector Fuel Used[ships,freight,diesel vehicle,hydrogen tf] | NoSettings | 0 | 0 | 0 | 0 | 0 | 0 | 0 | 0 | 0 | 0 | 0 | 0 | 0 | 0 | 0 | 0 | 0 | 0 | 0 | 0 | 0 | 0 | 0 | 0 | 0 | 0 | 0 | 0 | 0 | 0 | 0
Transportation Sector Fuel Used[ships,freight,plugin hybrid vehicle,electricity tf] | NoSettings | 0 | 0 | 0 | 0 | 0 | 0 | 0 | 0 | 0 | 0 | 0 | 0 | 0 | 0 | 0 | 0 | 0 | 0 | 0 | 0 | 0 | 0 | 0 | 0 | 0 | 0 | 0 | 0 | 0 | 0 | 0
Transportation Sector Fuel Used[ships,freight,plugin hybrid vehicle,natural gas tf] | NoSettings | 0 | 0 | 0 | 0 | 0 | 0 | 0 | 0 | 0 | 0 | 0 | 0 | 0 | 0 | 0 | 0 | 0 | 0 | 0 | 0 | 0 | 0 | 0 | 0 | 0 | 0 | 0 | 0 | 0 | 0 | 0
Transportation Sector Fuel Used[ships,freight,plugin hybrid vehicle,petroleum gasoline tf] | NoSettings | 0 | 0 | 0 | 0 | 0 | 0 | 0 | 0 | 0 | 0 | 0 | 0 | 0 | 0 | 0 | 0 | 0 | 0 | 0 | 0 | 0 | 0 | 0 | 0 | 0 | 0 | 0 | 0 | 0 | 0 | 0
Transportation Sector Fuel Used[ships,freight,plugin hybrid vehicle,petroleum diesel tf] | NoSettings | 0 | 0 | 0 | 0 | 0 | 0 | 0 | 0 | 0 | 0 | 0 | 0 | 0 | 0 | 0 | 0 | 0 | 0 | 0 | 0 | 0 | 0 | 0 | 0 | 0 | 0 | 0 | 0 | 0 | 0 | 0
Transportation Sector Fuel Used[ships,freight,plugin hybrid vehicle,biofuel gasoline tf] | NoSettings | 0 | 0 | 0 | 0 | 0 | 0 | 0 | 0 | 0 | 0 | 0 | 0 | 0 | 0 | 0 | 0 | 0 | 0 | 0 | 0 | 0 | 0 | 0 | 0 | 0 | 0 | 0 | 0 | 0 | 0 | 0
Transportation Sector Fuel Used[ships,freight,plugin hybrid vehicle,biofuel diesel tf] | NoSettings | 0 | 0 | 0 | 0 | 0 | 0 | 0 | 0 | 0 | 0 | 0 | 0 | 0 | 0 | 0 | 0 | 0 | 0 | 0 | 0 | 0 | 0 | 0 | 0 | 0 | 0 | 0 | 0 | 0 | 0 | 0
Transportation Sector Fuel Used[ships,freight,plugin hybrid vehicle,jet fuel tf] | NoSettings | 0 | 0 | 0 | 0 | 0 | 0 | 0 | 0 | 0 | 0 | 0 | 0 | 0 | 0 | 0 | 0 | 0 | 0 | 0 | 0 | 0 | 0 | 0 | 0 | 0 | 0 | 0 | 0 | 0 | 0 | 0
Transportation Sector Fuel Used[ships,freight,plugin hybrid vehicle,heavy or residual fuel oil tf] | NoSettings | 0 | 0 | 0 | 0 | 0 | 0 | 0 | 0 | 0 | 0 | 0 | 0 | 0 | 0 | 0 | 0 | 0 | 0 | 0 | 0 | 0 | 0 | 0 | 0 | 0 | 0 | 0 | 0 | 0 | 0 | 0
Transportation Sector Fuel Used[ships,freight,plugin hybrid vehicle,LPG propane or butane tf] | NoSettings | 0 | 0 | 0 | 0 | 0 | 0 | 0 | 0 | 0 | 0 | 0 | 0 | 0 | 0 | 0 | 0 | 0 | 0 | 0 | 0 | 0 | 0 | 0 | 0 | 0 | 0 | 0 | 0 | 0 | 0 | 0
Transportation Sector Fuel Used[ships,freight,plugin hybrid vehicle,hydrogen tf] | NoSettings | 0 | 0 | 0 | 0 | 0 | 0 | 0 | 0 | 0 | 0 | 0 | 0 | 0 | 0 | 0 | 0 | 0 | 0 | 0 | 0 | 0 | 0 | 0 | 0 | 0 | 0 | 0 | 0 | 0 | 0 | 0
Transportation Sector Fuel Used[ships,freight,LPG vehicle,electricity tf] | NoSettings | 0 | 0 | 0 | 0 | 0 | 0 | 0 | 0 | 0 | 0 | 0 | 0 | 0 | 0 | 0 | 0 | 0 | 0 | 0 | 0 | 0 | 0 | 0 | 0 | 0 | 0 | 0 | 0 | 0 | 0 | 0
Transportation Sector Fuel Used[ships,freight,LPG vehicle,natural gas tf] | NoSettings | 0 | 0 | 0 | 0 | 0 | 0 | 0 | 0 | 0 | 0 | 0 | 0 | 0 | 0 | 0 | 0 | 0 | 0 | 0 | 0 | 0 | 0 | 0 | 0 | 0 | 0 | 0 | 0 | 0 | 0 | 0
Transportation Sector Fuel Used[ships,freight,LPG vehicle,petroleum gasoline tf] | NoSettings | 0 | 0 | 0 | 0 | 0 | 0 | 0 | 0 | 0 | 0 | 0 | 0 | 0 | 0 | 0 | 0 | 0 | 0 | 0 | 0 | 0 | 0 | 0 | 0 | 0 | 0 | 0 | 0 | 0 | 0 | 0
Transportation Sector Fuel Used[ships,freight,LPG vehicle,petroleum diesel tf] | NoSettings | 0 | 0 | 0 | 0 | 0 | 0 | 0 | 0 | 0 | 0 | 0 | 0 | 0 | 0 | 0 | 0 | 0 | 0 | 0 | 0 | 0 | 0 | 0 | 0 | 0 | 0 | 0 | 0 | 0 | 0 | 0
Transportation Sector Fuel Used[ships,freight,LPG vehicle,biofuel gasoline tf] | NoSettings | 0 | 0 | 0 | 0 | 0 | 0 | 0 | 0 | 0 | 0 | 0 | 0 | 0 | 0 | 0 | 0 | 0 | 0 | 0 | 0 | 0 | 0 | 0 | 0 | 0 | 0 | 0 | 0 | 0 | 0 | 0
Transportation Sector Fuel Used[ships,freight,LPG vehicle,biofuel diesel tf] | NoSettings | 0 | 0 | 0 | 0 | 0 | 0 | 0 | 0 | 0 | 0 | 0 | 0 | 0 | 0 | 0 | 0 | 0 | 0 | 0 | 0 | 0 | 0 | 0 | 0 | 0 | 0 | 0 | 0 | 0 | 0 | 0
Transportation Sector Fuel Used[ships,freight,LPG vehicle,jet fuel tf] | NoSettings | 0 | 0 | 0 | 0 | 0 | 0 | 0 | 0 | 0 | 0 | 0 | 0 | 0 | 0 | 0 | 0 | 0 | 0 | 0 | 0 | 0 | 0 | 0 | 0 | 0 | 0 | 0 | 0 | 0 | 0 | 0
Transportation Sector Fuel Used[ships,freight,LPG vehicle,heavy or residual fuel oil tf] | NoSettings | 0 | 0 | 0 | 0 | 0 | 0 | 0 | 0 | 0 | 0 | 0 | 0 | 0 | 0 | 0 | 0 | 0 | 0 | 0 | 0 | 0 | 0 | 0 | 0 | 0 | 0 | 0 | 0 | 0 | 0 | 0
Transportation Sector Fuel Used[ships,freight,LPG vehicle,LPG propane or butane tf] | NoSettings | 0 | 0 | 0 | 0 | 0 | 0 | 0 | 0 | 0 | 0 | 0 | 0 | 0 | 0 | 0 | 0 | 0 | 0 | 0 | 0 | 0 | 0 | 0 | 0 | 0 | 0 | 0 | 0 | 0 | 0 | 0
Transportation Sector Fuel Used[ships,freight,LPG vehicle,hydrogen tf] | NoSettings | 0 | 0 | 0 | 0 | 0 | 0 | 0 | 0 | 0 | 0 | 0 | 0 | 0 | 0 | 0 | 0 | 0 | 0 | 0 | 0 | 0 | 0 | 0 | 0 | 0 | 0 | 0 | 0 | 0 | 0 | 0
Transportation Sector Fuel Used[ships,freight,hydrogen vehicle,electricity tf] | NoSettings | 0 | 0 | 0 | 0 | 0 | 0 | 0 | 0 | 0 | 0 | 0 | 0 | 0 | 0 | 0 | 0 | 0 | 0 | 0 | 0 | 0 | 0 | 0 | 0 | 0 | 0 | 0 | 0 | 0 | 0 | 0
Transportation Sector Fuel Used[ships,freight,hydrogen vehicle,natural gas tf] | NoSettings | 0 | 0 | 0 | 0 | 0 | 0 | 0 | 0 | 0 | 0 | 0 | 0 | 0 | 0 | 0 | 0 | 0 | 0 | 0 | 0 | 0 | 0 | 0 | 0 | 0 | 0 | 0 | 0 | 0 | 0 | 0
Transportation Sector Fuel Used[ships,freight,hydrogen vehicle,petroleum gasoline tf] | NoSettings | 0 | 0 | 0 | 0 | 0 | 0 | 0 | 0 | 0 | 0 | 0 | 0 | 0 | 0 | 0 | 0 | 0 | 0 | 0 | 0 | 0 | 0 | 0 | 0 | 0 | 0 | 0 | 0 | 0 | 0 | 0
Transportation Sector Fuel Used[ships,freight,hydrogen vehicle,petroleum diesel tf] | NoSettings | 0 | 0 | 0 | 0 | 0 | 0 | 0 | 0 | 0 | 0 | 0 | 0 | 0 | 0 | 0 | 0 | 0 | 0 | 0 | 0 | 0 | 0 | 0 | 0 | 0 | 0 | 0 | 0 | 0 | 0 | 0
Transportation Sector Fuel Used[ships,freight,hydrogen vehicle,biofuel gasoline tf] | NoSettings | 0 | 0 | 0 | 0 | 0 | 0 | 0 | 0 | 0 | 0 | 0 | 0 | 0 | 0 | 0 | 0 | 0 | 0 | 0 | 0 | 0 | 0 | 0 | 0 | 0 | 0 | 0 | 0 | 0 | 0 | 0
Transportation Sector Fuel Used[ships,freight,hydrogen vehicle,biofuel diesel tf] | NoSettings | 0 | 0 | 0 | 0 | 0 | 0 | 0 | 0 | 0 | 0 | 0 | 0 | 0 | 0 | 0 | 0 | 0 | 0 | 0 | 0 | 0 | 0 | 0 | 0 | 0 | 0 | 0 | 0 | 0 | 0 | 0
Transportation Sector Fuel Used[ships,freight,hydrogen vehicle,jet fuel tf] | NoSettings | 0 | 0 | 0 | 0 | 0 | 0 | 0 | 0 | 0 | 0 | 0 | 0 | 0 | 0 | 0 | 0 | 0 | 0 | 0 | 0 | 0 | 0 | 0 | 0 | 0 | 0 | 0 | 0 | 0 | 0 | 0
Transportation Sector Fuel Used[ships,freight,hydrogen vehicle,heavy or residual fuel oil tf] | NoSettings | 0 | 0 | 0 | 0 | 0 | 0 | 0 | 0 | 0 | 0 | 0 | 0 | 0 | 0 | 0 | 0 | 0 | 0 | 0 | 0 | 0 | 0 | 0 | 0 | 0 | 0 | 0 | 0 | 0 | 0 | 0
Transportation Sector Fuel Used[ships,freight,hydrogen vehicle,LPG propane or butane tf] | NoSettings | 0 | 0 | 0 | 0 | 0 | 0 | 0 | 0 | 0 | 0 | 0 | 0 | 0 | 0 | 0 | 0 | 0 | 0 | 0 | 0 | 0 | 0 | 0 | 0 | 0 | 0 | 0 | 0 | 0 | 0 | 0
Transportation Sector Fuel Used[ships,freight,hydrogen vehicle,hydrogen tf] | NoSettings | 0 | 0 | 0 | 0 | 0 | 0 | 0 | 0 | 0 | 0 | 0 | 0 | 0 | 0 | 0 | 0 | 0 | 0 | 0 | 0 | 0 | 0 | 0 | 0 | 0 | 0 | 0 | 0 | 0 | 0 | 0
Transportation Sector Fuel Used[motorbikes,passenger,battery electric vehicle,electricity tf] | NoSettings | 672158000 | 4921520000 | 14524600000 | 30132900000 | 51798300000 | 77845500000 | 106714000000 | 137309000000 | 168615000000 | 200097000000 | 231488000000 | 262654000000 | 293523000000 | 324114000000 | 354309000000 | 384126000000 | 413493000000 | 443359000000 | 472031000000 | 496930000000 | 517223000000 | 532255000000 | 542982000000 | 550680000000 | 556127000000 | 560064000000 | 563038000000 | 565245000000 | 566877000000 | 568425000000 | 569448000000
Transportation Sector Fuel Used[motorbikes,passenger,battery electric vehicle,natural gas tf] | NoSettings | 0 | 0 | 0 | 0 | 0 | 0 | 0 | 0 | 0 | 0 | 0 | 0 | 0 | 0 | 0 | 0 | 0 | 0 | 0 | 0 | 0 | 0 | 0 | 0 | 0 | 0 | 0 | 0 | 0 | 0 | 0
Transportation Sector Fuel Used[motorbikes,passenger,battery electric vehicle,petroleum gasoline tf] | NoSettings | 0 | 0 | 0 | 0 | 0 | 0 | 0 | 0 | 0 | 0 | 0 | 0 | 0 | 0 | 0 | 0 | 0 | 0 | 0 | 0 | 0 | 0 | 0 | 0 | 0 | 0 | 0 | 0 | 0 | 0 | 0
Transportation Sector Fuel Used[motorbikes,passenger,battery electric vehicle,petroleum diesel tf] | NoSettings | 0 | 0 | 0 | 0 | 0 | 0 | 0 | 0 | 0 | 0 | 0 | 0 | 0 | 0 | 0 | 0 | 0 | 0 | 0 | 0 | 0 | 0 | 0 | 0 | 0 | 0 | 0 | 0 | 0 | 0 | 0
Transportation Sector Fuel Used[motorbikes,passenger,battery electric vehicle,biofuel gasoline tf] | NoSettings | 0 | 0 | 0 | 0 | 0 | 0 | 0 | 0 | 0 | 0 | 0 | 0 | 0 | 0 | 0 | 0 | 0 | 0 | 0 | 0 | 0 | 0 | 0 | 0 | 0 | 0 | 0 | 0 | 0 | 0 | 0
Transportation Sector Fuel Used[motorbikes,passenger,battery electric vehicle,biofuel diesel tf] | NoSettings | 0 | 0 | 0 | 0 | 0 | 0 | 0 | 0 | 0 | 0 | 0 | 0 | 0 | 0 | 0 | 0 | 0 | 0 | 0 | 0 | 0 | 0 | 0 | 0 | 0 | 0 | 0 | 0 | 0 | 0 | 0
Transportation Sector Fuel Used[motorbikes,passenger,battery electric vehicle,jet fuel tf] | NoSettings | 0 | 0 | 0 | 0 | 0 | 0 | 0 | 0 | 0 | 0 | 0 | 0 | 0 | 0 | 0 | 0 | 0 | 0 | 0 | 0 | 0 | 0 | 0 | 0 | 0 | 0 | 0 | 0 | 0 | 0 | 0
Transportation Sector Fuel Used[motorbikes,passenger,battery electric vehicle,heavy or residual fuel oil tf] | NoSettings | 0 | 0 | 0 | 0 | 0 | 0 | 0 | 0 | 0 | 0 | 0 | 0 | 0 | 0 | 0 | 0 | 0 | 0 | 0 | 0 | 0 | 0 | 0 | 0 | 0 | 0 | 0 | 0 | 0 | 0 | 0
Transportation Sector Fuel Used[motorbikes,passenger,battery electric vehicle,LPG propane or butane tf] | NoSettings | 0 | 0 | 0 | 0 | 0 | 0 | 0 | 0 | 0 | 0 | 0 | 0 | 0 | 0 | 0 | 0 | 0 | 0 | 0 | 0 | 0 | 0 | 0 | 0 | 0 | 0 | 0 | 0 | 0 | 0 | 0
Transportation Sector Fuel Used[motorbikes,passenger,battery electric vehicle,hydrogen tf] | NoSettings | 0 | 0 | 0 | 0 | 0 | 0 | 0 | 0 | 0 | 0 | 0 | 0 | 0 | 0 | 0 | 0 | 0 | 0 | 0 | 0 | 0 | 0 | 0 | 0 | 0 | 0 | 0 | 0 | 0 | 0 | 0
Transportation Sector Fuel Used[motorbikes,passenger,natural gas vehicle,electricity tf] | NoSettings | 0 | 0 | 0 | 0 | 0 | 0 | 0 | 0 | 0 | 0 | 0 | 0 | 0 | 0 | 0 | 0 | 0 | 0 | 0 | 0 | 0 | 0 | 0 | 0 | 0 | 0 | 0 | 0 | 0 | 0 | 0
Transportation Sector Fuel Used[motorbikes,passenger,natural gas vehicle,natural gas tf] | NoSettings | 50994200 | 51090200 | 44600900 | 38205500 | 32014100 | 26328800 | 21159200 | 16496400 | 12358200 | 8764560 | 5737180 | 3306560 | 1509160 | 856358 | 384291 | 97105.6 | 0 | 0 | 0 | 0 | 0 | 0 | 0 | 0 | 0 | 0 | 0 | 0 | 0 | 0 | 0
Transportation Sector Fuel Used[motorbikes,passenger,natural gas vehicle,petroleum gasoline tf] | NoSettings | 0 | 0 | 0 | 0 | 0 | 0 | 0 | 0 | 0 | 0 | 0 | 0 | 0 | 0 | 0 | 0 | 0 | 0 | 0 | 0 | 0 | 0 | 0 | 0 | 0 | 0 | 0 | 0 | 0 | 0 | 0
Transportation Sector Fuel Used[motorbikes,passenger,natural gas vehicle,petroleum diesel tf] | NoSettings | 0 | 0 | 0 | 0 | 0 | 0 | 0 | 0 | 0 | 0 | 0 | 0 | 0 | 0 | 0 | 0 | 0 | 0 | 0 | 0 | 0 | 0 | 0 | 0 | 0 | 0 | 0 | 0 | 0 | 0 | 0
Transportation Sector Fuel Used[motorbikes,passenger,natural gas vehicle,biofuel gasoline tf] | NoSettings | 0 | 0 | 0 | 0 | 0 | 0 | 0 | 0 | 0 | 0 | 0 | 0 | 0 | 0 | 0 | 0 | 0 | 0 | 0 | 0 | 0 | 0 | 0 | 0 | 0 | 0 | 0 | 0 | 0 | 0 | 0
Transportation Sector Fuel Used[motorbikes,passenger,natural gas vehicle,biofuel diesel tf] | NoSettings | 0 | 0 | 0 | 0 | 0 | 0 | 0 | 0 | 0 | 0 | 0 | 0 | 0 | 0 | 0 | 0 | 0 | 0 | 0 | 0 | 0 | 0 | 0 | 0 | 0 | 0 | 0 | 0 | 0 | 0 | 0
Transportation Sector Fuel Used[motorbikes,passenger,natural gas vehicle,jet fuel tf] | NoSettings | 0 | 0 | 0 | 0 | 0 | 0 | 0 | 0 | 0 | 0 | 0 | 0 | 0 | 0 | 0 | 0 | 0 | 0 | 0 | 0 | 0 | 0 | 0 | 0 | 0 | 0 | 0 | 0 | 0 | 0 | 0
Transportation Sector Fuel Used[motorbikes,passenger,natural gas vehicle,heavy or residual fuel oil tf] | NoSettings | 0 | 0 | 0 | 0 | 0 | 0 | 0 | 0 | 0 | 0 | 0 | 0 | 0 | 0 | 0 | 0 | 0 | 0 | 0 | 0 | 0 | 0 | 0 | 0 | 0 | 0 | 0 | 0 | 0 | 0 | 0
Transportation Sector Fuel Used[motorbikes,passenger,natural gas vehicle,LPG propane or butane tf] | NoSettings | 0 | 0 | 0 | 0 | 0 | 0 | 0 | 0 | 0 | 0 | 0 | 0 | 0 | 0 | 0 | 0 | 0 | 0 | 0 | 0 | 0 | 0 | 0 | 0 | 0 | 0 | 0 | 0 | 0 | 0 | 0
Transportation Sector Fuel Used[motorbikes,passenger,natural gas vehicle,hydrogen tf] | NoSettings | 0 | 0 | 0 | 0 | 0 | 0 | 0 | 0 | 0 | 0 | 0 | 0 | 0 | 0 | 0 | 0 | 0 | 0 | 0 | 0 | 0 | 0 | 0 | 0 | 0 | 0 | 0 | 0 | 0 | 0 | 0
Transportation Sector Fuel Used[motorbikes,passenger,gasoline vehicle,electricity tf] | NoSettings | 0 | 0 | 0 | 0 | 0 | 0 | 0 | 0 | 0 | 0 | 0 | 0 | 0 | 0 | 0 | 0 | 0 | 0 | 0 | 0 | 0 | 0 | 0 | 0 | 0 | 0 | 0 | 0 | 0 | 0 | 0
Transportation Sector Fuel Used[motorbikes,passenger,gasoline vehicle,natural gas tf] | NoSettings | 0 | 0 | 0 | 0 | 0 | 0 | 0 | 0 | 0 | 0 | 0 | 0 | 0 | 0 | 0 | 0 | 0 | 0 | 0 | 0 | 0 | 0 | 0 | 0 | 0 | 0 | 0 | 0 | 0 | 0 | 0
Transportation Sector Fuel Used[motorbikes,passenger,gasoline vehicle,petroleum gasoline tf] | NoSettings | 3427440000000 | 3846220000000 | 3796520000000 | 3714650000000 | 3596660000000 | 3489590000000 | 3378250000000 | 3263680000000 | 3148340000000 | 3034920000000 | 2922980000000 | 2814390000000 | 2710150000000 | 2610150000000 | 2514360000000 | 2423330000000 | 2334560000000 | 2244880000000 | 2158570000000 | 2083710000000 | 2022770000000 | 1977200000000 | 1945160000000 | 1921860000000 | 1904750000000 | 1890990000000 | 1879140000000 | 1868720000000 | 1859540000000 | 1851910000000 | 1844080000000
Transportation Sector Fuel Used[motorbikes,passenger,gasoline vehicle,petroleum diesel tf] | NoSettings | 0 | 0 | 0 | 0 | 0 | 0 | 0 | 0 | 0 | 0 | 0 | 0 | 0 | 0 | 0 | 0 | 0 | 0 | 0 | 0 | 0 | 0 | 0 | 0 | 0 | 0 | 0 | 0 | 0 | 0 | 0
Transportation Sector Fuel Used[motorbikes,passenger,gasoline vehicle,biofuel gasoline tf] | NoSettings | 264331000000 | 297521000000 | 294557000000 | 289069000000 | 280723000000 | 273177000000 | 265247000000 | 257010000000 | 248660000000 | 240055000000 | 231882000000 | 223268000000 | 214998000000 | 207065000000 | 199467000000 | 192245000000 | 185203000000 | 178088000000 | 171241000000 | 165303000000 | 160468000000 | 156853000000 | 154311000000 | 152463000000 | 151106000000 | 150014000000 | 149074000000 | 148247000000 | 147519000000 | 146914000000 | 146293000000
Transportation Sector Fuel Used[motorbikes,passenger,gasoline vehicle,biofuel diesel tf] | NoSettings | 0 | 0 | 0 | 0 | 0 | 0 | 0 | 0 | 0 | 0 | 0 | 0 | 0 | 0 | 0 | 0 | 0 | 0 | 0 | 0 | 0 | 0 | 0 | 0 | 0 | 0 | 0 | 0 | 0 | 0 | 0
Transportation Sector Fuel Used[motorbikes,passenger,gasoline vehicle,jet fuel tf] | NoSettings | 0 | 0 | 0 | 0 | 0 | 0 | 0 | 0 | 0 | 0 | 0 | 0 | 0 | 0 | 0 | 0 | 0 | 0 | 0 | 0 | 0 | 0 | 0 | 0 | 0 | 0 | 0 | 0 | 0 | 0 | 0
Transportation Sector Fuel Used[motorbikes,passenger,gasoline vehicle,heavy or residual fuel oil tf] | NoSettings | 0 | 0 | 0 | 0 | 0 | 0 | 0 | 0 | 0 | 0 | 0 | 0 | 0 | 0 | 0 | 0 | 0 | 0 | 0 | 0 | 0 | 0 | 0 | 0 | 0 | 0 | 0 | 0 | 0 | 0 | 0
Transportation Sector Fuel Used[motorbikes,passenger,gasoline vehicle,LPG propane or butane tf] | NoSettings | 0 | 0 | 0 | 0 | 0 | 0 | 0 | 0 | 0 | 0 | 0 | 0 | 0 | 0 | 0 | 0 | 0 | 0 | 0 | 0 | 0 | 0 | 0 | 0 | 0 | 0 | 0 | 0 | 0 | 0 | 0
Transportation Sector Fuel Used[motorbikes,passenger,gasoline vehicle,hydrogen tf] | NoSettings | 0 | 0 | 0 | 0 | 0 | 0 | 0 | 0 | 0 | 0 | 0 | 0 | 0 | 0 | 0 | 0 | 0 | 0 | 0 | 0 | 0 | 0 | 0 | 0 | 0 | 0 | 0 | 0 | 0 | 0 | 0
Transportation Sector Fuel Used[motorbikes,passenger,diesel vehicle,electricity tf] | NoSettings | 0 | 0 | 0 | 0 | 0 | 0 | 0 | 0 | 0 | 0 | 0 | 0 | 0 | 0 | 0 | 0 | 0 | 0 | 0 | 0 | 0 | 0 | 0 | 0 | 0 | 0 | 0 | 0 | 0 | 0 | 0
Transportation Sector Fuel Used[motorbikes,passenger,diesel vehicle,natural gas tf] | NoSettings | 0 | 0 | 0 | 0 | 0 | 0 | 0 | 0 | 0 | 0 | 0 | 0 | 0 | 0 | 0 | 0 | 0 | 0 | 0 | 0 | 0 | 0 | 0 | 0 | 0 | 0 | 0 | 0 | 0 | 0 | 0
Transportation Sector Fuel Used[motorbikes,passenger,diesel vehicle,petroleum gasoline tf] | NoSettings | 0 | 0 | 0 | 0 | 0 | 0 | 0 | 0 | 0 | 0 | 0 | 0 | 0 | 0 | 0 | 0 | 0 | 0 | 0 | 0 | 0 | 0 | 0 | 0 | 0 | 0 | 0 | 0 | 0 | 0 | 0
Transportation Sector Fuel Used[motorbikes,passenger,diesel vehicle,petroleum diesel tf] | NoSettings | 324685000 | 322342000 | 279399000 | 238263000 | 199461000 | 164559000 | 133550000 | 106146000 | 82215400 | 61621300 | 44212200 | 30835900 | 19706000 | 10917900 | 4961540 | 1270780 | 0 | 0 | 0 | 0 | 0 | 0 | 0 | 0 | 0 | 0 | 0 | 0 | 0 | 0 | 0
Transportation Sector Fuel Used[motorbikes,passenger,diesel vehicle,biofuel gasoline tf] | NoSettings | 0 | 0 | 0 | 0 | 0 | 0 | 0 | 0 | 0 | 0 | 0 | 0 | 0 | 0 | 0 | 0 | 0 | 0 | 0 | 0 | 0 | 0 | 0 | 0 | 0 | 0 | 0 | 0 | 0 | 0 | 0
Transportation Sector Fuel Used[motorbikes,passenger,diesel vehicle,biofuel diesel tf] | NoSettings | 79977600 | 89240500 | 86309000 | 81633700 | 75419000 | 68380200 | 60771200 | 52735900 | 44484500 | 36234400 | 28203500 | 19670600 | 12570700 | 6964630 | 3165020 | 810648 | 0 | 0 | 0 | 0 | 0 | 0 | 0 | 0 | 0 | 0 | 0 | 0 | 0 | 0 | 0
Transportation Sector Fuel Used[motorbikes,passenger,diesel vehicle,jet fuel tf] | NoSettings | 0 | 0 | 0 | 0 | 0 | 0 | 0 | 0 | 0 | 0 | 0 | 0 | 0 | 0 | 0 | 0 | 0 | 0 | 0 | 0 | 0 | 0 | 0 | 0 | 0 | 0 | 0 | 0 | 0 | 0 | 0
Transportation Sector Fuel Used[motorbikes,passenger,diesel vehicle,heavy or residual fuel oil tf] | NoSettings | 0 | 0 | 0 | 0 | 0 | 0 | 0 | 0 | 0 | 0 | 0 | 0 | 0 | 0 | 0 | 0 | 0 | 0 | 0 | 0 | 0 | 0 | 0 | 0 | 0 | 0 | 0 | 0 | 0 | 0 | 0
Transportation Sector Fuel Used[motorbikes,passenger,diesel vehicle,LPG propane or butane tf] | NoSettings | 0 | 0 | 0 | 0 | 0 | 0 | 0 | 0 | 0 | 0 | 0 | 0 | 0 | 0 | 0 | 0 | 0 | 0 | 0 | 0 | 0 | 0 | 0 | 0 | 0 | 0 | 0 | 0 | 0 | 0 | 0
Transportation Sector Fuel Used[motorbikes,passenger,diesel vehicle,hydrogen tf] | NoSettings | 0 | 0 | 0 | 0 | 0 | 0 | 0 | 0 | 0 | 0 | 0 | 0 | 0 | 0 | 0 | 0 | 0 | 0 | 0 | 0 | 0 | 0 | 0 | 0 | 0 | 0 | 0 | 0 | 0 | 0 | 0
Transportation Sector Fuel Used[motorbikes,passenger,plugin hybrid vehicle,electricity tf] | NoSettings | 0 | 0 | 0 | 0 | 0 | 0 | 0 | 0 | 0 | 0 | 0 | 0 | 0 | 0 | 0 | 0 | 0 | 0 | 0 | 0 | 0 | 0 | 0 | 0 | 0 | 0 | 0 | 0 | 0 | 0 | 0
Transportation Sector Fuel Used[motorbikes,passenger,plugin hybrid vehicle,natural gas tf] | NoSettings | 0 | 0 | 0 | 0 | 0 | 0 | 0 | 0 | 0 | 0 | 0 | 0 | 0 | 0 | 0 | 0 | 0 | 0 | 0 | 0 | 0 | 0 | 0 | 0 | 0 | 0 | 0 | 0 | 0 | 0 | 0
Transportation Sector Fuel Used[motorbikes,passenger,plugin hybrid vehicle,petroleum gasoline tf] | NoSettings | 0 | 0 | 0 | 0 | 0 | 0 | 0 | 0 | 0 | 0 | 0 | 0 | 0 | 0 | 0 | 0 | 0 | 0 | 0 | 0 | 0 | 0 | 0 | 0 | 0 | 0 | 0 | 0 | 0 | 0 | 0
Transportation Sector Fuel Used[motorbikes,passenger,plugin hybrid vehicle,petroleum diesel tf] | NoSettings | 0 | 0 | 0 | 0 | 0 | 0 | 0 | 0 | 0 | 0 | 0 | 0 | 0 | 0 | 0 | 0 | 0 | 0 | 0 | 0 | 0 | 0 | 0 | 0 | 0 | 0 | 0 | 0 | 0 | 0 | 0
Transportation Sector Fuel Used[motorbikes,passenger,plugin hybrid vehicle,biofuel gasoline tf] | NoSettings | 0 | 0 | 0 | 0 | 0 | 0 | 0 | 0 | 0 | 0 | 0 | 0 | 0 | 0 | 0 | 0 | 0 | 0 | 0 | 0 | 0 | 0 | 0 | 0 | 0 | 0 | 0 | 0 | 0 | 0 | 0
Transportation Sector Fuel Used[motorbikes,passenger,plugin hybrid vehicle,biofuel diesel tf] | NoSettings | 0 | 0 | 0 | 0 | 0 | 0 | 0 | 0 | 0 | 0 | 0 | 0 | 0 | 0 | 0 | 0 | 0 | 0 | 0 | 0 | 0 | 0 | 0 | 0 | 0 | 0 | 0 | 0 | 0 | 0 | 0
Transportation Sector Fuel Used[motorbikes,passenger,plugin hybrid vehicle,jet fuel tf] | NoSettings | 0 | 0 | 0 | 0 | 0 | 0 | 0 | 0 | 0 | 0 | 0 | 0 | 0 | 0 | 0 | 0 | 0 | 0 | 0 | 0 | 0 | 0 | 0 | 0 | 0 | 0 | 0 | 0 | 0 | 0 | 0
Transportation Sector Fuel Used[motorbikes,passenger,plugin hybrid vehicle,heavy or residual fuel oil tf] | NoSettings | 0 | 0 | 0 | 0 | 0 | 0 | 0 | 0 | 0 | 0 | 0 | 0 | 0 | 0 | 0 | 0 | 0 | 0 | 0 | 0 | 0 | 0 | 0 | 0 | 0 | 0 | 0 | 0 | 0 | 0 | 0
Transportation Sector Fuel Used[motorbikes,passenger,plugin hybrid vehicle,LPG propane or butane tf] | NoSettings | 0 | 0 | 0 | 0 | 0 | 0 | 0 | 0 | 0 | 0 | 0 | 0 | 0 | 0 | 0 | 0 | 0 | 0 | 0 | 0 | 0 | 0 | 0 | 0 | 0 | 0 | 0 | 0 | 0 | 0 | 0
Transportation Sector Fuel Used[motorbikes,passenger,plugin hybrid vehicle,hydrogen tf] | NoSettings | 0 | 0 | 0 | 0 | 0 | 0 | 0 | 0 | 0 | 0 | 0 | 0 | 0 | 0 | 0 | 0 | 0 | 0 | 0 | 0 | 0 | 0 | 0 | 0 | 0 | 0 | 0 | 0 | 0 | 0 | 0
Transportation Sector Fuel Used[motorbikes,passenger,LPG vehicle,electricity tf] | NoSettings | 0 | 0 | 0 | 0 | 0 | 0 | 0 | 0 | 0 | 0 | 0 | 0 | 0 | 0 | 0 | 0 | 0 | 0 | 0 | 0 | 0 | 0 | 0 | 0 | 0 | 0 | 0 | 0 | 0 | 0 | 0
Transportation Sector Fuel Used[motorbikes,passenger,LPG vehicle,natural gas tf] | NoSettings | 0 | 0 | 0 | 0 | 0 | 0 | 0 | 0 | 0 | 0 | 0 | 0 | 0 | 0 | 0 | 0 | 0 | 0 | 0 | 0 | 0 | 0 | 0 | 0 | 0 | 0 | 0 | 0 | 0 | 0 | 0
Transportation Sector Fuel Used[motorbikes,passenger,LPG vehicle,petroleum gasoline tf] | NoSettings | 0 | 0 | 0 | 0 | 0 | 0 | 0 | 0 | 0 | 0 | 0 | 0 | 0 | 0 | 0 | 0 | 0 | 0 | 0 | 0 | 0 | 0 | 0 | 0 | 0 | 0 | 0 | 0 | 0 | 0 | 0
Transportation Sector Fuel Used[motorbikes,passenger,LPG vehicle,petroleum diesel tf] | NoSettings | 0 | 0 | 0 | 0 | 0 | 0 | 0 | 0 | 0 | 0 | 0 | 0 | 0 | 0 | 0 | 0 | 0 | 0 | 0 | 0 | 0 | 0 | 0 | 0 | 0 | 0 | 0 | 0 | 0 | 0 | 0
Transportation Sector Fuel Used[motorbikes,passenger,LPG vehicle,biofuel gasoline tf] | NoSettings | 0 | 0 | 0 | 0 | 0 | 0 | 0 | 0 | 0 | 0 | 0 | 0 | 0 | 0 | 0 | 0 | 0 | 0 | 0 | 0 | 0 | 0 | 0 | 0 | 0 | 0 | 0 | 0 | 0 | 0 | 0
Transportation Sector Fuel Used[motorbikes,passenger,LPG vehicle,biofuel diesel tf] | NoSettings | 0 | 0 | 0 | 0 | 0 | 0 | 0 | 0 | 0 | 0 | 0 | 0 | 0 | 0 | 0 | 0 | 0 | 0 | 0 | 0 | 0 | 0 | 0 | 0 | 0 | 0 | 0 | 0 | 0 | 0 | 0
Transportation Sector Fuel Used[motorbikes,passenger,LPG vehicle,jet fuel tf] | NoSettings | 0 | 0 | 0 | 0 | 0 | 0 | 0 | 0 | 0 | 0 | 0 | 0 | 0 | 0 | 0 | 0 | 0 | 0 | 0 | 0 | 0 | 0 | 0 | 0 | 0 | 0 | 0 | 0 | 0 | 0 | 0
Transportation Sector Fuel Used[motorbikes,passenger,LPG vehicle,heavy or residual fuel oil tf] | NoSettings | 0 | 0 | 0 | 0 | 0 | 0 | 0 | 0 | 0 | 0 | 0 | 0 | 0 | 0 | 0 | 0 | 0 | 0 | 0 | 0 | 0 | 0 | 0 | 0 | 0 | 0 | 0 | 0 | 0 | 0 | 0
Transportation Sector Fuel Used[motorbikes,passenger,LPG vehicle,LPG propane or butane tf] | NoSettings | 0 | 0 | 0 | 0 | 0 | 0 | 0 | 0 | 0 | 0 | 0 | 0 | 0 | 0 | 0 | 0 | 0 | 0 | 0 | 0 | 0 | 0 | 0 | 0 | 0 | 0 | 0 | 0 | 0 | 0 | 0
Transportation Sector Fuel Used[motorbikes,passenger,LPG vehicle,hydrogen tf] | NoSettings | 0 | 0 | 0 | 0 | 0 | 0 | 0 | 0 | 0 | 0 | 0 | 0 | 0 | 0 | 0 | 0 | 0 | 0 | 0 | 0 | 0 | 0 | 0 | 0 | 0 | 0 | 0 | 0 | 0 | 0 | 0
Transportation Sector Fuel Used[motorbikes,passenger,hydrogen vehicle,electricity tf] | NoSettings | 0 | 0 | 0 | 0 | 0 | 0 | 0 | 0 | 0 | 0 | 0 | 0 | 0 | 0 | 0 | 0 | 0 | 0 | 0 | 0 | 0 | 0 | 0 | 0 | 0 | 0 | 0 | 0 | 0 | 0 | 0
Transportation Sector Fuel Used[motorbikes,passenger,hydrogen vehicle,natural gas tf] | NoSettings | 0 | 0 | 0 | 0 | 0 | 0 | 0 | 0 | 0 | 0 | 0 | 0 | 0 | 0 | 0 | 0 | 0 | 0 | 0 | 0 | 0 | 0 | 0 | 0 | 0 | 0 | 0 | 0 | 0 | 0 | 0
Transportation Sector Fuel Used[motorbikes,passenger,hydrogen vehicle,petroleum gasoline tf] | NoSettings | 0 | 0 | 0 | 0 | 0 | 0 | 0 | 0 | 0 | 0 | 0 | 0 | 0 | 0 | 0 | 0 | 0 | 0 | 0 | 0 | 0 | 0 | 0 | 0 | 0 | 0 | 0 | 0 | 0 | 0 | 0
Transportation Sector Fuel Used[motorbikes,passenger,hydrogen vehicle,petroleum diesel tf] | NoSettings | 0 | 0 | 0 | 0 | 0 | 0 | 0 | 0 | 0 | 0 | 0 | 0 | 0 | 0 | 0 | 0 | 0 | 0 | 0 | 0 | 0 | 0 | 0 | 0 | 0 | 0 | 0 | 0 | 0 | 0 | 0
Transportation Sector Fuel Used[motorbikes,passenger,hydrogen vehicle,biofuel gasoline tf] | NoSettings | 0 | 0 | 0 | 0 | 0 | 0 | 0 | 0 | 0 | 0 | 0 | 0 | 0 | 0 | 0 | 0 | 0 | 0 | 0 | 0 | 0 | 0 | 0 | 0 | 0 | 0 | 0 | 0 | 0 | 0 | 0
Transportation Sector Fuel Used[motorbikes,passenger,hydrogen vehicle,biofuel diesel tf] | NoSettings | 0 | 0 | 0 | 0 | 0 | 0 | 0 | 0 | 0 | 0 | 0 | 0 | 0 | 0 | 0 | 0 | 0 | 0 | 0 | 0 | 0 | 0 | 0 | 0 | 0 | 0 | 0 | 0 | 0 | 0 | 0
Transportation Sector Fuel Used[motorbikes,passenger,hydrogen vehicle,jet fuel tf] | NoSettings | 0 | 0 | 0 | 0 | 0 | 0 | 0 | 0 | 0 | 0 | 0 | 0 | 0 | 0 | 0 | 0 | 0 | 0 | 0 | 0 | 0 | 0 | 0 | 0 | 0 | 0 | 0 | 0 | 0 | 0 | 0
Transportation Sector Fuel Used[motorbikes,passenger,hydrogen vehicle,heavy or residual fuel oil tf] | NoSettings | 0 | 0 | 0 | 0 | 0 | 0 | 0 | 0 | 0 | 0 | 0 | 0 | 0 | 0 | 0 | 0 | 0 | 0 | 0 | 0 | 0 | 0 | 0 | 0 | 0 | 0 | 0 | 0 | 0 | 0 | 0
Transportation Sector Fuel Used[motorbikes,passenger,hydrogen vehicle,LPG propane or butane tf] | NoSettings | 0 | 0 | 0 | 0 | 0 | 0 | 0 | 0 | 0 | 0 | 0 | 0 | 0 | 0 | 0 | 0 | 0 | 0 | 0 | 0 | 0 | 0 | 0 | 0 | 0 | 0 | 0 | 0 | 0 | 0 | 0
Transportation Sector Fuel Used[motorbikes,passenger,hydrogen vehicle,hydrogen tf] | NoSettings | 0 | 0 | 0 | 0 | 0 | 0 | 0 | 0 | 0 | 0 | 0 | 0 | 0 | 0 | 0 | 0 | 0 | 0 | 0 | 0 | 0 | 0 | 0 | 0 | 0 | 0 | 0 | 0 | 0 | 0 | 0
Transportation Sector Fuel Used[motorbikes,freight,battery electric vehicle,electricity tf] | NoSettings | 5762370000 | 11796300000 | 37705700000 | 67832900000 | 176363000000 | 335915000000 | 573731000000 | 945540000000 | 1462980000000 | 2137680000000 | 2981150000000 | 4051820000000 | 5347170000000 | 6731310000000 | 8202950000000 | 9762450000000 | 11408200000000 | 13139100000000 | 14954400000000 | 16850400000000 | 18827300000000 | 20881700000000 | 23008900000000 | 25208200000000 | 27476100000000 | 29693200000000 | 31979200000000 | 34305800000000 | 36698000000000 | 39051800000000 | 41412100000000
Transportation Sector Fuel Used[motorbikes,freight,battery electric vehicle,natural gas tf] | NoSettings | 0 | 0 | 0 | 0 | 0 | 0 | 0 | 0 | 0 | 0 | 0 | 0 | 0 | 0 | 0 | 0 | 0 | 0 | 0 | 0 | 0 | 0 | 0 | 0 | 0 | 0 | 0 | 0 | 0 | 0 | 0
Transportation Sector Fuel Used[motorbikes,freight,battery electric vehicle,petroleum gasoline tf] | NoSettings | 0 | 0 | 0 | 0 | 0 | 0 | 0 | 0 | 0 | 0 | 0 | 0 | 0 | 0 | 0 | 0 | 0 | 0 | 0 | 0 | 0 | 0 | 0 | 0 | 0 | 0 | 0 | 0 | 0 | 0 | 0
Transportation Sector Fuel Used[motorbikes,freight,battery electric vehicle,petroleum diesel tf] | NoSettings | 0 | 0 | 0 | 0 | 0 | 0 | 0 | 0 | 0 | 0 | 0 | 0 | 0 | 0 | 0 | 0 | 0 | 0 | 0 | 0 | 0 | 0 | 0 | 0 | 0 | 0 | 0 | 0 | 0 | 0 | 0
Transportation Sector Fuel Used[motorbikes,freight,battery electric vehicle,biofuel gasoline tf] | NoSettings | 0 | 0 | 0 | 0 | 0 | 0 | 0 | 0 | 0 | 0 | 0 | 0 | 0 | 0 | 0 | 0 | 0 | 0 | 0 | 0 | 0 | 0 | 0 | 0 | 0 | 0 | 0 | 0 | 0 | 0 | 0
Transportation Sector Fuel Used[motorbikes,freight,battery electric vehicle,biofuel diesel tf] | NoSettings | 0 | 0 | 0 | 0 | 0 | 0 | 0 | 0 | 0 | 0 | 0 | 0 | 0 | 0 | 0 | 0 | 0 | 0 | 0 | 0 | 0 | 0 | 0 | 0 | 0 | 0 | 0 | 0 | 0 | 0 | 0
Transportation Sector Fuel Used[motorbikes,freight,battery electric vehicle,jet fuel tf] | NoSettings | 0 | 0 | 0 | 0 | 0 | 0 | 0 | 0 | 0 | 0 | 0 | 0 | 0 | 0 | 0 | 0 | 0 | 0 | 0 | 0 | 0 | 0 | 0 | 0 | 0 | 0 | 0 | 0 | 0 | 0 | 0
Transportation Sector Fuel Used[motorbikes,freight,battery electric vehicle,heavy or residual fuel oil tf] | NoSettings | 0 | 0 | 0 | 0 | 0 | 0 | 0 | 0 | 0 | 0 | 0 | 0 | 0 | 0 | 0 | 0 | 0 | 0 | 0 | 0 | 0 | 0 | 0 | 0 | 0 | 0 | 0 | 0 | 0 | 0 | 0
Transportation Sector Fuel Used[motorbikes,freight,battery electric vehicle,LPG propane or butane tf] | NoSettings | 0 | 0 | 0 | 0 | 0 | 0 | 0 | 0 | 0 | 0 | 0 | 0 | 0 | 0 | 0 | 0 | 0 | 0 | 0 | 0 | 0 | 0 | 0 | 0 | 0 | 0 | 0 | 0 | 0 | 0 | 0
Transportation Sector Fuel Used[motorbikes,freight,battery electric vehicle,hydrogen tf] | NoSettings | 0 | 0 | 0 | 0 | 0 | 0 | 0 | 0 | 0 | 0 | 0 | 0 | 0 | 0 | 0 | 0 | 0 | 0 | 0 | 0 | 0 | 0 | 0 | 0 | 0 | 0 | 0 | 0 | 0 | 0 | 0
Transportation Sector Fuel Used[motorbikes,freight,natural gas vehicle,electricity tf] | NoSettings | 0 | 0 | 0 | 0 | 0 | 0 | 0 | 0 | 0 | 0 | 0 | 0 | 0 | 0 | 0 | 0 | 0 | 0 | 0 | 0 | 0 | 0 | 0 | 0 | 0 | 0 | 0 | 0 | 0 | 0 | 0
Transportation Sector Fuel Used[motorbikes,freight,natural gas vehicle,natural gas tf] | NoSettings | 161280000000 | 227087000000 | 361320000000 | 473982000000 | 555136000000 | 628066000000 | 701393000000 | 770934000000 | 842235000000 | 921196000000 | 1001890000000 | 1112790000000 | 1233400000000 | 1376900000000 | 1550740000000 | 1756240000000 | 2001140000000 | 2286690000000 | 2607070000000 | 2969520000000 | 3373980000000 | 3813660000000 | 4280750000000 | 4789600000000 | 5333010000000 | 5793570000000 | 6271820000000 | 6677980000000 | 7139490000000 | 7667570000000 | 8226250000000
Transportation Sector Fuel Used[motorbikes,freight,natural gas vehicle,petroleum gasoline tf] | NoSettings | 0 | 0 | 0 | 0 | 0 | 0 | 0 | 0 | 0 | 0 | 0 | 0 | 0 | 0 | 0 | 0 | 0 | 0 | 0 | 0 | 0 | 0 | 0 | 0 | 0 | 0 | 0 | 0 | 0 | 0 | 0
Transportation Sector Fuel Used[motorbikes,freight,natural gas vehicle,petroleum diesel tf] | NoSettings | 0 | 0 | 0 | 0 | 0 | 0 | 0 | 0 | 0 | 0 | 0 | 0 | 0 | 0 | 0 | 0 | 0 | 0 | 0 | 0 | 0 | 0 | 0 | 0 | 0 | 0 | 0 | 0 | 0 | 0 | 0
Transportation Sector Fuel Used[motorbikes,freight,natural gas vehicle,biofuel gasoline tf] | NoSettings | 0 | 0 | 0 | 0 | 0 | 0 | 0 | 0 | 0 | 0 | 0 | 0 | 0 | 0 | 0 | 0 | 0 | 0 | 0 | 0 | 0 | 0 | 0 | 0 | 0 | 0 | 0 | 0 | 0 | 0 | 0
Transportation Sector Fuel Used[motorbikes,freight,natural gas vehicle,biofuel diesel tf] | NoSettings | 0 | 0 | 0 | 0 | 0 | 0 | 0 | 0 | 0 | 0 | 0 | 0 | 0 | 0 | 0 | 0 | 0 | 0 | 0 | 0 | 0 | 0 | 0 | 0 | 0 | 0 | 0 | 0 | 0 | 0 | 0
Transportation Sector Fuel Used[motorbikes,freight,natural gas vehicle,jet fuel tf] | NoSettings | 0 | 0 | 0 | 0 | 0 | 0 | 0 | 0 | 0 | 0 | 0 | 0 | 0 | 0 | 0 | 0 | 0 | 0 | 0 | 0 | 0 | 0 | 0 | 0 | 0 | 0 | 0 | 0 | 0 | 0 | 0
Transportation Sector Fuel Used[motorbikes,freight,natural gas vehicle,heavy or residual fuel oil tf] | NoSettings | 0 | 0 | 0 | 0 | 0 | 0 | 0 | 0 | 0 | 0 | 0 | 0 | 0 | 0 | 0 | 0 | 0 | 0 | 0 | 0 | 0 | 0 | 0 | 0 | 0 | 0 | 0 | 0 | 0 | 0 | 0
Transportation Sector Fuel Used[motorbikes,freight,natural gas vehicle,LPG propane or butane tf] | NoSettings | 0 | 0 | 0 | 0 | 0 | 0 | 0 | 0 | 0 | 0 | 0 | 0 | 0 | 0 | 0 | 0 | 0 | 0 | 0 | 0 | 0 | 0 | 0 | 0 | 0 | 0 | 0 | 0 | 0 | 0 | 0
Transportation Sector Fuel Used[motorbikes,freight,natural gas vehicle,hydrogen tf] | NoSettings | 0 | 0 | 0 | 0 | 0 | 0 | 0 | 0 | 0 | 0 | 0 | 0 | 0 | 0 | 0 | 0 | 0 | 0 | 0 | 0 | 0 | 0 | 0 | 0 | 0 | 0 | 0 | 0 | 0 | 0 | 0
Transportation Sector Fuel Used[motorbikes,freight,gasoline vehicle,electricity tf] | NoSettings | 0 | 0 | 0 | 0 | 0 | 0 | 0 | 0 | 0 | 0 | 0 | 0 | 0 | 0 | 0 | 0 | 0 | 0 | 0 | 0 | 0 | 0 | 0 | 0 | 0 | 0 | 0 | 0 | 0 | 0 | 0
Transportation Sector Fuel Used[motorbikes,freight,gasoline vehicle,natural gas tf] | NoSettings | 0 | 0 | 0 | 0 | 0 | 0 | 0 | 0 | 0 | 0 | 0 | 0 | 0 | 0 | 0 | 0 | 0 | 0 | 0 | 0 | 0 | 0 | 0 | 0 | 0 | 0 | 0 | 0 | 0 | 0 | 0
Transportation Sector Fuel Used[motorbikes,freight,gasoline vehicle,petroleum gasoline tf] | NoSettings | 0 | 0 | 0 | 0 | 0 | 0 | 0 | 0 | 0 | 0 | 0 | 0 | 0 | 0 | 0 | 0 | 0 | 0 | 0 | 0 | 0 | 0 | 0 | 0 | 0 | 0 | 0 | 0 | 0 | 0 | 0
Transportation Sector Fuel Used[motorbikes,freight,gasoline vehicle,petroleum diesel tf] | NoSettings | 0 | 0 | 0 | 0 | 0 | 0 | 0 | 0 | 0 | 0 | 0 | 0 | 0 | 0 | 0 | 0 | 0 | 0 | 0 | 0 | 0 | 0 | 0 | 0 | 0 | 0 | 0 | 0 | 0 | 0 | 0
Transportation Sector Fuel Used[motorbikes,freight,gasoline vehicle,biofuel gasoline tf] | NoSettings | 0 | 0 | 0 | 0 | 0 | 0 | 0 | 0 | 0 | 0 | 0 | 0 | 0 | 0 | 0 | 0 | 0 | 0 | 0 | 0 | 0 | 0 | 0 | 0 | 0 | 0 | 0 | 0 | 0 | 0 | 0
Transportation Sector Fuel Used[motorbikes,freight,gasoline vehicle,biofuel diesel tf] | NoSettings | 0 | 0 | 0 | 0 | 0 | 0 | 0 | 0 | 0 | 0 | 0 | 0 | 0 | 0 | 0 | 0 | 0 | 0 | 0 | 0 | 0 | 0 | 0 | 0 | 0 | 0 | 0 | 0 | 0 | 0 | 0
Transportation Sector Fuel Used[motorbikes,freight,gasoline vehicle,jet fuel tf] | NoSettings | 0 | 0 | 0 | 0 | 0 | 0 | 0 | 0 | 0 | 0 | 0 | 0 | 0 | 0 | 0 | 0 | 0 | 0 | 0 | 0 | 0 | 0 | 0 | 0 | 0 | 0 | 0 | 0 | 0 | 0 | 0
Transportation Sector Fuel Used[motorbikes,freight,gasoline vehicle,heavy or residual fuel oil tf] | NoSettings | 0 | 0 | 0 | 0 | 0 | 0 | 0 | 0 | 0 | 0 | 0 | 0 | 0 | 0 | 0 | 0 | 0 | 0 | 0 | 0 | 0 | 0 | 0 | 0 | 0 | 0 | 0 | 0 | 0 | 0 | 0
Transportation Sector Fuel Used[motorbikes,freight,gasoline vehicle,LPG propane or butane tf] | NoSettings | 0 | 0 | 0 | 0 | 0 | 0 | 0 | 0 | 0 | 0 | 0 | 0 | 0 | 0 | 0 | 0 | 0 | 0 | 0 | 0 | 0 | 0 | 0 | 0 | 0 | 0 | 0 | 0 | 0 | 0 | 0
Transportation Sector Fuel Used[motorbikes,freight,gasoline vehicle,hydrogen tf] | NoSettings | 0 | 0 | 0 | 0 | 0 | 0 | 0 | 0 | 0 | 0 | 0 | 0 | 0 | 0 | 0 | 0 | 0 | 0 | 0 | 0 | 0 | 0 | 0 | 0 | 0 | 0 | 0 | 0 | 0 | 0 | 0
Transportation Sector Fuel Used[motorbikes,freight,diesel vehicle,electricity tf] | NoSettings | 0 | 0 | 0 | 0 | 0 | 0 | 0 | 0 | 0 | 0 | 0 | 0 | 0 | 0 | 0 | 0 | 0 | 0 | 0 | 0 | 0 | 0 | 0 | 0 | 0 | 0 | 0 | 0 | 0 | 0 | 0
Transportation Sector Fuel Used[motorbikes,freight,diesel vehicle,natural gas tf] | NoSettings | 0 | 0 | 0 | 0 | 0 | 0 | 0 | 0 | 0 | 0 | 0 | 0 | 0 | 0 | 0 | 0 | 0 | 0 | 0 | 0 | 0 | 0 | 0 | 0 | 0 | 0 | 0 | 0 | 0 | 0 | 0
Transportation Sector Fuel Used[motorbikes,freight,diesel vehicle,petroleum gasoline tf] | NoSettings | 0 | 0 | 0 | 0 | 0 | 0 | 0 | 0 | 0 | 0 | 0 | 0 | 0 | 0 | 0 | 0 | 0 | 0 | 0 | 0 | 0 | 0 | 0 | 0 | 0 | 0 | 0 | 0 | 0 | 0 | 0
Transportation Sector Fuel Used[motorbikes,freight,diesel vehicle,petroleum diesel tf] | NoSettings | 154268000000000 | 152692000000000 | 150966000000000 | 149195000000000 | 146737000000000 | 144156000000000 | 141396000000000 | 138094000000000 | 134532000000000 | 130672000000000 | 126516000000000 | 127193000000000 | 127564000000000 | 127806000000000 | 127932000000000 | 127942000000000 | 127750000000000 | 127055000000000 | 126272000000000 | 125444000000000 | 124791000000000 | 124063000000000 | 123615000000000 | 122682000000000 | 121748000000000 | 121176000000000 | 121268000000000 | 121459000000000 | 121622000000000 | 122327000000000 | 123124000000000
Transportation Sector Fuel Used[motorbikes,freight,diesel vehicle,biofuel gasoline tf] | NoSettings | 0 | 0 | 0 | 0 | 0 | 0 | 0 | 0 | 0 | 0 | 0 | 0 | 0 | 0 | 0 | 0 | 0 | 0 | 0 | 0 | 0 | 0 | 0 | 0 | 0 | 0 | 0 | 0 | 0 | 0 | 0
Transportation Sector Fuel Used[motorbikes,freight,diesel vehicle,biofuel diesel tf] | NoSettings | 37999900000000 | 42272900000000 | 46634900000000 | 51117200000000 | 55483300000000 | 59902000000000 | 64341600000000 | 68608600000000 | 72791400000000 | 76837500000000 | 80705900000000 | 81138100000000 | 81374300000000 | 81528700000000 | 81609500000000 | 81615600000000 | 81493500000000 | 81049600000000 | 80550400000000 | 80021900000000 | 79605600000000 | 79141300000000 | 78855700000000 | 78260000000000 | 77664700000000 | 77299800000000 | 77358500000000 | 77480300000000 | 77584300000000 | 78033900000000 | 78542600000000
Transportation Sector Fuel Used[motorbikes,freight,diesel vehicle,jet fuel tf] | NoSettings | 0 | 0 | 0 | 0 | 0 | 0 | 0 | 0 | 0 | 0 | 0 | 0 | 0 | 0 | 0 | 0 | 0 | 0 | 0 | 0 | 0 | 0 | 0 | 0 | 0 | 0 | 0 | 0 | 0 | 0 | 0
Transportation Sector Fuel Used[motorbikes,freight,diesel vehicle,heavy or residual fuel oil tf] | NoSettings | 0 | 0 | 0 | 0 | 0 | 0 | 0 | 0 | 0 | 0 | 0 | 0 | 0 | 0 | 0 | 0 | 0 | 0 | 0 | 0 | 0 | 0 | 0 | 0 | 0 | 0 | 0 | 0 | 0 | 0 | 0
Transportation Sector Fuel Used[motorbikes,freight,diesel vehicle,LPG propane or butane tf] | NoSettings | 0 | 0 | 0 | 0 | 0 | 0 | 0 | 0 | 0 | 0 | 0 | 0 | 0 | 0 | 0 | 0 | 0 | 0 | 0 | 0 | 0 | 0 | 0 | 0 | 0 | 0 | 0 | 0 | 0 | 0 | 0
Transportation Sector Fuel Used[motorbikes,freight,diesel vehicle,hydrogen tf] | NoSettings | 0 | 0 | 0 | 0 | 0 | 0 | 0 | 0 | 0 | 0 | 0 | 0 | 0 | 0 | 0 | 0 | 0 | 0 | 0 | 0 | 0 | 0 | 0 | 0 | 0 | 0 | 0 | 0 | 0 | 0 | 0
Transportation Sector Fuel Used[motorbikes,freight,plugin hybrid vehicle,electricity tf] | NoSettings | 0 | 0 | 0 | 0 | 0 | 0 | 0 | 0 | 0 | 0 | 0 | 0 | 0 | 0 | 0 | 0 | 0 | 0 | 0 | 0 | 0 | 0 | 0 | 0 | 0 | 0 | 0 | 0 | 0 | 0 | 0
Transportation Sector Fuel Used[motorbikes,freight,plugin hybrid vehicle,natural gas tf] | NoSettings | 0 | 0 | 0 | 0 | 0 | 0 | 0 | 0 | 0 | 0 | 0 | 0 | 0 | 0 | 0 | 0 | 0 | 0 | 0 | 0 | 0 | 0 | 0 | 0 | 0 | 0 | 0 | 0 | 0 | 0 | 0
Transportation Sector Fuel Used[motorbikes,freight,plugin hybrid vehicle,petroleum gasoline tf] | NoSettings | 0 | 0 | 0 | 0 | 0 | 0 | 0 | 0 | 0 | 0 | 0 | 0 | 0 | 0 | 0 | 0 | 0 | 0 | 0 | 0 | 0 | 0 | 0 | 0 | 0 | 0 | 0 | 0 | 0 | 0 | 0
Transportation Sector Fuel Used[motorbikes,freight,plugin hybrid vehicle,petroleum diesel tf] | NoSettings | 0 | 0 | 0 | 0 | 0 | 0 | 0 | 0 | 0 | 0 | 0 | 0 | 0 | 0 | 0 | 0 | 0 | 0 | 0 | 0 | 0 | 0 | 0 | 0 | 0 | 0 | 0 | 0 | 0 | 0 | 0
Transportation Sector Fuel Used[motorbikes,freight,plugin hybrid vehicle,biofuel gasoline tf] | NoSettings | 0 | 0 | 0 | 0 | 0 | 0 | 0 | 0 | 0 | 0 | 0 | 0 | 0 | 0 | 0 | 0 | 0 | 0 | 0 | 0 | 0 | 0 | 0 | 0 | 0 | 0 | 0 | 0 | 0 | 0 | 0
Transportation Sector Fuel Used[motorbikes,freight,plugin hybrid vehicle,biofuel diesel tf] | NoSettings | 0 | 0 | 0 | 0 | 0 | 0 | 0 | 0 | 0 | 0 | 0 | 0 | 0 | 0 | 0 | 0 | 0 | 0 | 0 | 0 | 0 | 0 | 0 | 0 | 0 | 0 | 0 | 0 | 0 | 0 | 0
Transportation Sector Fuel Used[motorbikes,freight,plugin hybrid vehicle,jet fuel tf] | NoSettings | 0 | 0 | 0 | 0 | 0 | 0 | 0 | 0 | 0 | 0 | 0 | 0 | 0 | 0 | 0 | 0 | 0 | 0 | 0 | 0 | 0 | 0 | 0 | 0 | 0 | 0 | 0 | 0 | 0 | 0 | 0
Transportation Sector Fuel Used[motorbikes,freight,plugin hybrid vehicle,heavy or residual fuel oil tf] | NoSettings | 0 | 0 | 0 | 0 | 0 | 0 | 0 | 0 | 0 | 0 | 0 | 0 | 0 | 0 | 0 | 0 | 0 | 0 | 0 | 0 | 0 | 0 | 0 | 0 | 0 | 0 | 0 | 0 | 0 | 0 | 0
Transportation Sector Fuel Used[motorbikes,freight,plugin hybrid vehicle,LPG propane or butane tf] | NoSettings | 0 | 0 | 0 | 0 | 0 | 0 | 0 | 0 | 0 | 0 | 0 | 0 | 0 | 0 | 0 | 0 | 0 | 0 | 0 | 0 | 0 | 0 | 0 | 0 | 0 | 0 | 0 | 0 | 0 | 0 | 0
Transportation Sector Fuel Used[motorbikes,freight,plugin hybrid vehicle,hydrogen tf] | NoSettings | 0 | 0 | 0 | 0 | 0 | 0 | 0 | 0 | 0 | 0 | 0 | 0 | 0 | 0 | 0 | 0 | 0 | 0 | 0 | 0 | 0 | 0 | 0 | 0 | 0 | 0 | 0 | 0 | 0 | 0 | 0
Transportation Sector Fuel Used[motorbikes,freight,LPG vehicle,electricity tf] | NoSettings | 0 | 0 | 0 | 0 | 0 | 0 | 0 | 0 | 0 | 0 | 0 | 0 | 0 | 0 | 0 | 0 | 0 | 0 | 0 | 0 | 0 | 0 | 0 | 0 | 0 | 0 | 0 | 0 | 0 | 0 | 0
Transportation Sector Fuel Used[motorbikes,freight,LPG vehicle,natural gas tf] | NoSettings | 0 | 0 | 0 | 0 | 0 | 0 | 0 | 0 | 0 | 0 | 0 | 0 | 0 | 0 | 0 | 0 | 0 | 0 | 0 | 0 | 0 | 0 | 0 | 0 | 0 | 0 | 0 | 0 | 0 | 0 | 0
Transportation Sector Fuel Used[motorbikes,freight,LPG vehicle,petroleum gasoline tf] | NoSettings | 0 | 0 | 0 | 0 | 0 | 0 | 0 | 0 | 0 | 0 | 0 | 0 | 0 | 0 | 0 | 0 | 0 | 0 | 0 | 0 | 0 | 0 | 0 | 0 | 0 | 0 | 0 | 0 | 0 | 0 | 0
Transportation Sector Fuel Used[motorbikes,freight,LPG vehicle,petroleum diesel tf] | NoSettings | 0 | 0 | 0 | 0 | 0 | 0 | 0 | 0 | 0 | 0 | 0 | 0 | 0 | 0 | 0 | 0 | 0 | 0 | 0 | 0 | 0 | 0 | 0 | 0 | 0 | 0 | 0 | 0 | 0 | 0 | 0
Transportation Sector Fuel Used[motorbikes,freight,LPG vehicle,biofuel gasoline tf] | NoSettings | 0 | 0 | 0 | 0 | 0 | 0 | 0 | 0 | 0 | 0 | 0 | 0 | 0 | 0 | 0 | 0 | 0 | 0 | 0 | 0 | 0 | 0 | 0 | 0 | 0 | 0 | 0 | 0 | 0 | 0 | 0
Transportation Sector Fuel Used[motorbikes,freight,LPG vehicle,biofuel diesel tf] | NoSettings | 0 | 0 | 0 | 0 | 0 | 0 | 0 | 0 | 0 | 0 | 0 | 0 | 0 | 0 | 0 | 0 | 0 | 0 | 0 | 0 | 0 | 0 | 0 | 0 | 0 | 0 | 0 | 0 | 0 | 0 | 0
Transportation Sector Fuel Used[motorbikes,freight,LPG vehicle,jet fuel tf] | NoSettings | 0 | 0 | 0 | 0 | 0 | 0 | 0 | 0 | 0 | 0 | 0 | 0 | 0 | 0 | 0 | 0 | 0 | 0 | 0 | 0 | 0 | 0 | 0 | 0 | 0 | 0 | 0 | 0 | 0 | 0 | 0
Transportation Sector Fuel Used[motorbikes,freight,LPG vehicle,heavy or residual fuel oil tf] | NoSettings | 0 | 0 | 0 | 0 | 0 | 0 | 0 | 0 | 0 | 0 | 0 | 0 | 0 | 0 | 0 | 0 | 0 | 0 | 0 | 0 | 0 | 0 | 0 | 0 | 0 | 0 | 0 | 0 | 0 | 0 | 0
Transportation Sector Fuel Used[motorbikes,freight,LPG vehicle,LPG propane or butane tf] | NoSettings | 0 | 0 | 0 | 0 | 0 | 0 | 0 | 0 | 0 | 0 | 0 | 0 | 0 | 0 | 0 | 0 | 0 | 0 | 0 | 0 | 0 | 0 | 0 | 0 | 0 | 0 | 0 | 0 | 0 | 0 | 0
Transportation Sector Fuel Used[motorbikes,freight,LPG vehicle,hydrogen tf] | NoSettings | 0 | 0 | 0 | 0 | 0 | 0 | 0 | 0 | 0 | 0 | 0 | 0 | 0 | 0 | 0 | 0 | 0 | 0 | 0 | 0 | 0 | 0 | 0 | 0 | 0 | 0 | 0 | 0 | 0 | 0 | 0
Transportation Sector Fuel Used[motorbikes,freight,hydrogen vehicle,electricity tf] | NoSettings | 0 | 0 | 0 | 0 | 0 | 0 | 0 | 0 | 0 | 0 | 0 | 0 | 0 | 0 | 0 | 0 | 0 | 0 | 0 | 0 | 0 | 0 | 0 | 0 | 0 | 0 | 0 | 0 | 0 | 0 | 0
Transportation Sector Fuel Used[motorbikes,freight,hydrogen vehicle,natural gas tf] | NoSettings | 0 | 0 | 0 | 0 | 0 | 0 | 0 | 0 | 0 | 0 | 0 | 0 | 0 | 0 | 0 | 0 | 0 | 0 | 0 | 0 | 0 | 0 | 0 | 0 | 0 | 0 | 0 | 0 | 0 | 0 | 0
Transportation Sector Fuel Used[motorbikes,freight,hydrogen vehicle,petroleum gasoline tf] | NoSettings | 0 | 0 | 0 | 0 | 0 | 0 | 0 | 0 | 0 | 0 | 0 | 0 | 0 | 0 | 0 | 0 | 0 | 0 | 0 | 0 | 0 | 0 | 0 | 0 | 0 | 0 | 0 | 0 | 0 | 0 | 0
Transportation Sector Fuel Used[motorbikes,freight,hydrogen vehicle,petroleum diesel tf] | NoSettings | 0 | 0 | 0 | 0 | 0 | 0 | 0 | 0 | 0 | 0 | 0 | 0 | 0 | 0 | 0 | 0 | 0 | 0 | 0 | 0 | 0 | 0 | 0 | 0 | 0 | 0 | 0 | 0 | 0 | 0 | 0
Transportation Sector Fuel Used[motorbikes,freight,hydrogen vehicle,biofuel gasoline tf] | NoSettings | 0 | 0 | 0 | 0 | 0 | 0 | 0 | 0 | 0 | 0 | 0 | 0 | 0 | 0 | 0 | 0 | 0 | 0 | 0 | 0 | 0 | 0 | 0 | 0 | 0 | 0 | 0 | 0 | 0 | 0 | 0
Transportation Sector Fuel Used[motorbikes,freight,hydrogen vehicle,biofuel diesel tf] | NoSettings | 0 | 0 | 0 | 0 | 0 | 0 | 0 | 0 | 0 | 0 | 0 | 0 | 0 | 0 | 0 | 0 | 0 | 0 | 0 | 0 | 0 | 0 | 0 | 0 | 0 | 0 | 0 | 0 | 0 | 0 | 0
Transportation Sector Fuel Used[motorbikes,freight,hydrogen vehicle,jet fuel tf] | NoSettings | 0 | 0 | 0 | 0 | 0 | 0 | 0 | 0 | 0 | 0 | 0 | 0 | 0 | 0 | 0 | 0 | 0 | 0 | 0 | 0 | 0 | 0 | 0 | 0 | 0 | 0 | 0 | 0 | 0 | 0 | 0
Transportation Sector Fuel Used[motorbikes,freight,hydrogen vehicle,heavy or residual fuel oil tf] | NoSettings | 0 | 0 | 0 | 0 | 0 | 0 | 0 | 0 | 0 | 0 | 0 | 0 | 0 | 0 | 0 | 0 | 0 | 0 | 0 | 0 | 0 | 0 | 0 | 0 | 0 | 0 | 0 | 0 | 0 | 0 | 0
Transportation Sector Fuel Used[motorbikes,freight,hydrogen vehicle,LPG propane or butane tf] | NoSettings | 0 | 0 | 0 | 0 | 0 | 0 | 0 | 0 | 0 | 0 | 0 | 0 | 0 | 0 | 0 | 0 | 0 | 0 | 0 | 0 | 0 | 0 | 0 | 0 | 0 | 0 | 0 | 0 | 0 | 0 | 0
Transportation Sector Fuel Used[motorbikes,freight,hydrogen vehicle,hydrogen tf] | NoSettings | 0 | 0 | 0 | 0 | 0 | 0 | 0 | 0 | 0 | 0 | 0 | 38614900000 | 79071500000 | 121282000000 | 206424000000 | 336836000000 | 514632000000 | 785229000000 | 1152230000000 | 1618610000000 | 2232300000000 | 2996710000000 | 3960920000000 | 5127670000000 | 6593750000000 | 8378580000000 | 10554500000000 | 13218800000000 | 16421000000000 | 20258800000000 | 24876000000000
Total Electricity Demand | NoSettings | 259666000 | 254734000 | 259274000 | 263361000 | 266901000 | 270831000 | 274322000 | 278115000 | 282217000 | 286257000 | 290591000 | 295996000 | 301542000 | 307313000 | 312884000 | 318589000 | 325593000 | 332651000 | 340625000 | 348075000 | 356212000 | 364402000 | 373120000 | 381403000 | 389436000 | 396725000 | 403901000 | 410326000 | 416561000 | 422225000 | 427405000
Electricity Generation Capacity by Type Including Distributed Generation[hard coal es] | NoSettings | 0 | 0 | 0 | 0 | 0 | 0 | 0 | 0 | 0 | 0 | 0 | 0 | 0 | 0 | 0 | 0 | 0 | 0 | 0 | 0 | 0 | 0 | 0 | 0 | 0 | 0 | 0 | 0 | 0 | 0 | 0
Electricity Generation Capacity by Type Including Distributed Generation[natural gas nonpeaker es] | NoSettings | 19921.7 | 19929.9 | 19936.8 | 19967.9 | 17115.4 | 17127 | 17143.4 | 17150.5 | 17169.1 | 17182.7 | 17207.3 | 17220.7 | 17249.7 | 17259.7 | 17282.5 | 17288.3 | 17292.1 | 17306.1 | 17318.7 | 17330.7 | 17339.2 | 17346.8 | 17351.2 | 17374.2 | 17382.7 | 17393.7 | 17400.3 | 17406.1 | 17416.9 | 17436.5 | 17455.2
Electricity Generation Capacity by Type Including Distributed Generation[nuclear es] | NoSettings | 2240 | 2240 | 2240 | 2240 | 1120 | 0 | 0 | 0 | 0 | 0 | 0 | 0 | 0 | 0 | 0 | 0 | 0 | 0 | 0 | 0 | 0 | 0 | 0 | 0 | 0 | 0 | 0 | 0 | 0 | 0 | 0
Electricity Generation Capacity by Type Including Distributed Generation[hydro es] | NoSettings | 10216 | 10216 | 10216 | 10216 | 10216 | 10216 | 10216 | 10216 | 10216 | 10216 | 10215 | 10215 | 10215 | 10215 | 10215 | 10215 | 10215 | 10215 | 10215 | 10215 | 10215 | 10215 | 10215 | 10215 | 10215 | 10215 | 10215 | 10215 | 10215 | 10215 | 10215
Electricity Generation Capacity by Type Including Distributed Generation[onshore wind es] | NoSettings | 6501.44 | 6856.68 | 7296.88 | 7778.74 | 8145.47 | 8405.99 | 8786.78 | 8891.94 | 8902.87 | 9088.47 | 9324.8 | 9580.33 | 9826.87 | 10087.2 | 10208.3 | 10483.3 | 10808.2 | 10948.7 | 11119.2 | 11364.6 | 11729.7 | 12339.8 | 12579.7 | 12905.7 | 13325.9 | 13816.1 | 14706.2 | 14961.1 | 15266.4 | 15462.1 | 15652.8
Electricity Generation Capacity by Type Including Distributed Generation[solar PV es] | NoSettings | 22739 | 27306.2 | 32005 | 37424.5 | 41996.4 | 46015.7 | 50724.9 | 53058.5 | 54461 | 57740.5 | 61737.1 | 65988.6 | 70063.1 | 74332.7 | 76971.2 | 81397.8 | 86401.3 | 89281.9 | 92529.4 | 96593.9 | 102019 | 110236 | 114238 | 119135 | 125075 | 131767 | 142719 | 146700 | 151219 | 154563 | 157836
Electricity Generation Capacity by Type Including Distributed Generation[solar thermal es] | NoSettings | 1352 | 128 | 217 | 315 | 389 | 448 | 518 | 537 | 539 | 574 | 618 | 667 | 715 | 766 | 790 | 845 | 911 | 939 | 974 | 1023 | 1095 | 1215 | 1262 | 1324 | 1402 | 1493 | 1654 | 1699 | 1752 | 1786 | 1825
Electricity Generation Capacity by Type Including Distributed Generation[biomass es] | NoSettings | 737 | 786 | 841 | 896 | 935 | 965 | 1006 | 1016 | 1017 | 1034 | 1052 | 1073 | 1093 | 1114 | 1123 | 1144 | 1168 | 1178 | 1190 | 1207 | 1231 | 1271 | 1286 | 1306 | 1332 | 1362 | 1411 | 1425 | 1442 | 1453 | 1463
Electricity Generation Capacity by Type Including Distributed Generation[geothermal es] | NoSettings | 1876 | 1666 | 1726 | 1876 | 1906 | 1936 | 2046 | 2056 | 3026 | 3036 | 3056 | 3076 | 3096 | 3116 | 3126 | 3146 | 3176 | 3186 | 3196 | 3216 | 3246 | 3296 | 3316 | 3336 | 3366 | 3766 | 3826 | 3836 | 3856 | 3866 | 3876
Electricity Generation Capacity by Type Including Distributed Generation[petroleum es] | NoSettings | 0.1423 | 0.1425 | 0.1434 | 0.152 | 0.1599 | 0.1618 | 0.1654 | 0.1656 | 0.1697 | 0.1724 | 0.1785 | 0.1807 | 0.1879 | 0.1883 | 0.1933 | 0.193 | 0.1925 | 0.1949 | 0.197 | 0.1988 | 0.1994 | 0.1997 | 0.1989 | 0.2035 | 0.2039 | 0.2052 | 0.2053 | 0.2049 | 0.206 | 0.2094 | 0.2125
Electricity Generation Capacity by Type Including Distributed Generation[natural gas peaker es] | NoSettings | 8459 | 8459 | 8459 | 8459 | 8459 | 8209 | 8159 | 8159 | 8159 | 8159 | 8159 | 8159 | 8159 | 8159 | 8159 | 8159 | 8159 | 8159 | 8159 | 8159 | 8159 | 8159 | 8159 | 8159 | 8159 | 8159 | 8159 | 8159 | 8159 | 8159 | 8159
Electricity Generation Capacity by Type Including Distributed Generation[lignite es] | NoSettings | 0 | 0 | 0 | 0 | 0 | 0 | 0 | 0 | 0 | 0 | 0 | 0 | 0 | 0 | 0 | 0 | 0 | 0 | 0 | 0 | 0 | 0 | 0 | 0 | 0 | 0 | 0 | 0 | 0 | 0 | 0
Electricity Generation Capacity by Type Including Distributed Generation[offshore wind es] | NoSettings | 125 | 309 | 539 | 1169 | 1743 | 2290 | 2920 | 3367 | 3751 | 4210 | 4691 | 5276 | 5859 | 6452 | 6977 | 7581 | 8214 | 8754 | 9312 | 9909 | 10571 | 11372 | 11973 | 12622 | 13326 | 14074 | 14586 | 14733 | 14911 | 15027 | 15138
Electricity Generation Capacity by Type Including Distributed Generation[crude oil es] | NoSettings | 5957 | 2195 | 2195 | 2155 | 2107 | 1997 | 1892 | 1892 | 1892 | 1892 | 1892 | 1892 | 1514 | 1514 | 1514 | 946 | 946 | 946 | 946 | 946 | 0 | 0 | 0 | 0 | 0 | 0 | 0 | 0 | 0 | 0 | 0
Electricity Generation Capacity by Type Including Distributed Generation[heavy or residual fuel oil es] | NoSettings | 0 | 0 | 0 | 0 | 0 | 0 | 0 | 0 | 0 | 0 | 0 | 0 | 0 | 0 | 0 | 0 | 0 | 0 | 0 | 0 | 0 | 0 | 0 | 0 | 0 | 0 | 0 | 0 | 0 | 0 | 0
Electricity Generation Capacity by Type Including Distributed Generation[municipal solid waste es] | NoSettings | 50 | 80 | 100 | 120 | 130 | 140 | 150 | 150 | 150 | 150 | 150 | 150 | 150 | 150 | 150 | 150 | 150 | 150 | 150 | 150 | 150 | 150 | 150 | 150 | 150 | 150 | 150 | 150 | 150 | 150 | 150
Electricity Generation by Type Including Distributed Generation[hard coal es] | NoSettings | 0.45997 | 0 | 0 | 0 | 0 | 0 | 0 | 0 | 0 | 0 | 0 | 0 | 0 | 0 | 0 | 0 | 0 | 0 | 0 | 0 | 0 | 0 | 0 | 0 | 0 | 0 | 0 | 0 | 0 | 0 | 0
Electricity Generation by Type Including Distributed Generation[natural gas nonpeaker es] | NoSettings | 58348400 | 61881000 | 59325300 | 49797400 | 52648900 | 58931000 | 51867700 | 53303700 | 51888900 | 50145600 | 46559700 | 43241100 | 42100900 | 38895600 | 40156700 | 38712100 | 34737100 | 36856600 | 38244900 | 36861200 | 36799300 | 25125400 | 26677200 | 23923900 | 18454900 | 9092250 | 7114020 | 7308160 | 7509300 | 7732430 | 7928570
Electricity Generation by Type Including Distributed Generation[nuclear es] | NoSettings | 16208100 | 16208100 | 16208100 | 16208100 | 8104050 | 0 | 0 | 0 | 0 | 0 | 0 | 0 | 0 | 0 | 0 | 0 | 0 | 0 | 0 | 0 | 0 | 0 | 0 | 0 | 0 | 0 | 0 | 0 | 0 | 0 | 0
Electricity Generation by Type Including Distributed Generation[hydro es] | NoSettings | 21209600 | 21209600 | 21209600 | 21209600 | 21209600 | 21209600 | 21209600 | 21209600 | 21209600 | 21209600 | 21207600 | 21207600 | 21207600 | 21207600 | 21207600 | 21207600 | 21207600 | 21207600 | 21207600 | 21207600 | 21207600 | 21207600 | 21207600 | 21207600 | 21207600 | 21207600 | 18686500 | 19031000 | 18634700 | 18728000 | 18697800
Electricity Generation by Type Including Distributed Generation[onshore wind es] | NoSettings | 13825700 | 14712900 | 15819200 | 17030700 | 17961700 | 18620200 | 19578200 | 19846500 | 19882500 | 20357900 | 20959500 | 21609900 | 22236100 | 22900300 | 23213000 | 23918800 | 24743300 | 25107800 | 25548300 | 26178300 | 27107400 | 28649900 | 29259500 | 30087500 | 31151100 | 32389400 | 34627100 | 35267000 | 36042000 | 36541300 | 37027800
Electricity Generation by Type Including Distributed Generation[solar PV es] | NoSettings | 43355700 | 53079100 | 63936000 | 75581600 | 85133000 | 93109100 | 102762000 | 106470000 | 108634000 | 115319000 | 123688000 | 132014000 | 139921000 | 148348000 | 153015000 | 162029000 | 172258000 | 177471000 | 184165000 | 192602000 | 203853000 | 221054000 | 227898000 | 238111000 | 250270000 | 263721000 | 286140000 | 291474000 | 300586000 | 306869000 | 313450000
Electricity Generation by Type Including Distributed Generation[solar thermal es] | NoSettings | 2601750 | 686223 | 1163360 | 1688750 | 2085480 | 2401780 | 2777060 | 2878920 | 2889640 | 3077280 | 3313170 | 3575870 | 3833200 | 4106620 | 4235280 | 4530150 | 4883980 | 5034090 | 5221730 | 5484430 | 5870430 | 6513760 | 6765730 | 7098120 | 7516290 | 8004150 | 7813200 | 8173730 | 8253170 | 8455450 | 8626150
Electricity Generation by Type Including Distributed Generation[biomass es] | NoSettings | 5810510 | 6196820 | 6630440 | 7064060 | 7371540 | 7608060 | 7931300 | 8010140 | 8018030 | 8152060 | 8293970 | 8459530 | 8617210 | 8782780 | 8853730 | 9019300 | 9208510 | 9287350 | 9381960 | 9515990 | 9705200 | 10020600 | 10138800 | 10296500 | 10501500 | 10738000 | 9801920 | 10081700 | 9989490 | 10116100 | 10169300
Electricity Generation by Type Including Distributed Generation[geothermal es] | NoSettings | 11300100 | 10009800 | 10337800 | 11157700 | 11321700 | 11485700 | 12087000 | 12141700 | 17443900 | 17498600 | 17607900 | 17717200 | 17826500 | 17935900 | 17990500 | 18099900 | 18263800 | 18318500 | 18373200 | 18482500 | 18646500 | 18919800 | 19029100 | 19138400 | 19302400 | 21488900 | 19223400 | 19626900 | 19314200 | 19459100 | 19476000
Electricity Generation by Type Including Distributed Generation[petroleum es] | NoSettings | 30010 | 29560 | 30340 | 32470 | 35030 | 36660 | 38290 | 40010 | 42050 | 44010 | 45700 | 48120 | 50690 | 52920 | 55120 | 57790 | 59360 | 61710 | 63500 | 65650 | 67860 | 69820 | 71720 | 73630 | 75280 | 77100 | 78430 | 79910 | 81490 | 83300 | 84770
Electricity Generation by Type Including Distributed Generation[natural gas peaker es] | NoSettings | 6669080 | 6669080 | 6669080 | 6669080 | 6669080 | 6471980 | 6432560 | 6432560 | 6432560 | 6432560 | 6432560 | 6432560 | 6432560 | 6432560 | 6432560 | 6432560 | 6432560 | 6432560 | 6432560 | 6432560 | 6432560 | 6432560 | 6432560 | 6432560 | 6432560 | 6432560 | 6432560 | 6432560 | 6432560 | 6432560 | 6432560
Electricity Generation by Type Including Distributed Generation[lignite es] | NoSettings | 0 | 0 | 0 | 0 | 0 | 0 | 0 | 0 | 0 | 0 | 0 | 0 | 0 | 0 | 0 | 0 | 0 | 0 | 0 | 0 | 0 | 0 | 0 | 0 | 0 | 0 | 0 | 0 | 0 | 0 | 0
Electricity Generation by Type Including Distributed Generation[offshore wind es] | NoSettings | 521220 | 1288460 | 2247500 | 4874450 | 7267890 | 9548750 | 12175700 | 14039600 | 15640800 | 17554700 | 19560300 | 21994900 | 24417900 | 26882300 | 29062300 | 31572000 | 34201600 | 36443200 | 38761600 | 41241900 | 43991800 | 47319000 | 49810200 | 52505800 | 55428600 | 58532400 | 53442600 | 54973900 | 54484900 | 55187800 | 55511100
Electricity Generation by Type Including Distributed Generation[crude oil es] | NoSettings | 27067500 | 9973670 | 9973670 | 9791910 | 9573810 | 9073990 | 8596890 | 8596890 | 8596890 | 8596890 | 8596890 | 8596890 | 6879330 | 6879330 | 6879330 | 4298450 | 4298450 | 4298450 | 4298450 | 4298450 | 0 | 0 | 0 | 0 | 0 | 0 | 0 | 0 | 0 | 0 | 0
Electricity Generation by Type Including Distributed Generation[heavy or residual fuel oil es] | NoSettings | 0 | 0 | 0 | 0 | 0 | 0 | 0 | 0 | 0 | 0 | 0 | 0 | 0 | 0 | 0 | 0 | 0 | 0 | 0 | 0 | 0 | 0 | 0 | 0 | 0 | 0 | 0 | 0 | 0 | 0 | 0
Electricity Generation by Type Including Distributed Generation[municipal solid waste es] | NoSettings | 2398520 | 7140890 | 5271580 | 6793630 | 6926740 | 6486580 | 5869750 | 5063210 | 4452720 | 3794220 | 3314280 | 3223680 | 3256580 | 3233780 | 3242140 | 3230470 | 3029820 | 3060070 | 3086540 | 3049830 | 3095480 | 2900630 | 2901740 | 2863330 | 2664020 | 1808360 | 0 | 0 | 0 | 0 | 0
Electricity Generation by Type[hard coal es,preexisting retiring] | NoSettings | 0 | 0 | 0 | 0 | 0 | 0 | 0 | 0 | 0 | 0 | 0 | 0 | 0 | 0 | 0 | 0 | 0 | 0 | 0 | 0 | 0 | 0 | 0 | 0 | 0 | 0 | 0 | 0 | 0 | 0 | 0
Electricity Generation by Type[hard coal es,preexisting nonretiring] | NoSettings | 0 | 0 | 0 | 0 | 0 | 0 | 0 | 0 | 0 | 0 | 0 | 0 | 0 | 0 | 0 | 0 | 0 | 0 | 0 | 0 | 0 | 0 | 0 | 0 | 0 | 0 | 0 | 0 | 0 | 0 | 0
Electricity Generation by Type[hard coal es,newly built] | NoSettings | 0 | 0 | 0 | 0 | 0 | 0 | 0 | 0 | 0 | 0 | 0 | 0 | 0 | 0 | 0 | 0 | 0 | 0 | 0 | 0 | 0 | 0 | 0 | 0 | 0 | 0 | 0 | 0 | 0 | 0 | 0
Electricity Generation by Type[natural gas nonpeaker es,preexisting retiring] | NoSettings | 5948550 | 5440170 | 5513130 | 5193640 | 223.218 | 227.442 | 226.219 | 229.827 | 231.332 | 233.269 | 233.748 | 232.853 | 231.966 | 230.304 | 230.83 | 229.939 | 228.846 | 229.884 | 230.418 | 229.688 | 229.107 | 218.806 | 220.725 | 216.513 | 205.546 | 137.011 | 0 | 0 | 0 | 0 | 0
Electricity Generation by Type[natural gas nonpeaker es,preexisting nonretiring] | NoSettings | 50326800 | 54355800 | 51634200 | 42237800 | 50061700 | 56186800 | 48961500 | 50233500 | 48632700 | 46706400 | 42952500 | 39405800 | 38024700 | 34594300 | 35636400 | 33933900 | 29787800 | 31671300 | 32855600 | 31244900 | 30949900 | 19053900 | 20376500 | 17407100 | 11730000 | 2152230 | 0 | 0 | 0 | 0 | 0
Electricity Generation by Type[natural gas nonpeaker es,newly built] | NoSettings | 0 | 0 | 0 | 0 | 0 | 0 | 0 | 0 | 0 | 0 | 0 | 0 | 0 | 0 | 0 | 0 | 0 | 0 | 0 | 0 | 0 | 0 | 0 | 0 | 0 | 0 | 0 | 0 | 0 | 0 | 0
Electricity Generation by Type[nuclear es,preexisting retiring] | NoSettings | 16208100 | 16208100 | 16208100 | 16208100 | 8104050 | 0 | 0 | 0 | 0 | 0 | 0 | 0 | 0 | 0 | 0 | 0 | 0 | 0 | 0 | 0 | 0 | 0 | 0 | 0 | 0 | 0 | 0 | 0 | 0 | 0 | 0
Electricity Generation by Type[nuclear es,preexisting nonretiring] | NoSettings | 0 | 0 | 0 | 0 | 0 | 0 | 0 | 0 | 0 | 0 | 0 | 0 | 0 | 0 | 0 | 0 | 0 | 0 | 0 | 0 | 0 | 0 | 0 | 0 | 0 | 0 | 0 | 0 | 0 | 0 | 0
Electricity Generation by Type[nuclear es,newly built] | NoSettings | 0 | 0 | 0 | 0 | 0 | 0 | 0 | 0 | 0 | 0 | 0 | 0 | 0 | 0 | 0 | 0 | 0 | 0 | 0 | 0 | 0 | 0 | 0 | 0 | 0 | 0 | 0 | 0 | 0 | 0 | 0
Electricity Generation by Type[hydro es,preexisting retiring] | NoSettings | 21209600 | 21209600 | 21209600 | 21209600 | 21209600 | 21209600 | 21209600 | 21209600 | 21209600 | 21209600 | 21207600 | 21207600 | 21207600 | 21207600 | 21207600 | 21207600 | 21207600 | 21207600 | 21207600 | 21207600 | 21207600 | 21207600 | 21207600 | 21207600 | 21207600 | 21207600 | 18686500 | 19031000 | 18634700 | 18728000 | 18697800
Electricity Generation by Type[hydro es,preexisting nonretiring] | NoSettings | 0 | 0 | 0 | 0 | 0 | 0 | 0 | 0 | 0 | 0 | 0 | 0 | 0 | 0 | 0 | 0 | 0 | 0 | 0 | 0 | 0 | 0 | 0 | 0 | 0 | 0 | 0 | 0 | 0 | 0 | 0
Electricity Generation by Type[hydro es,newly built] | NoSettings | 0 | 0 | 0 | 0 | 0 | 0 | 0 | 0 | 0 | 0 | 0 | 0 | 0 | 0 | 0 | 0 | 0 | 0 | 0 | 0 | 0 | 0 | 0 | 0 | 0 | 0 | 0 | 0 | 0 | 0 | 0
Electricity Generation by Type[onshore wind es,preexisting retiring] | NoSettings | 12826500 | 12825900 | 12825600 | 12824000 | 12826500 | 12825300 | 12823000 | 12820100 | 12820500 | 12821700 | 12824100 | 12823500 | 12823000 | 12823500 | 12823900 | 12825500 | 12826600 | 12827400 | 12829600 | 12831500 | 12832800 | 12833400 | 12832400 | 12833800 | 12834500 | 12834600 | 12834100 | 12831400 | 12832200 | 12832500 | 12833400
Electricity Generation by Type[onshore wind es,preexisting nonretiring] | NoSettings | 0 | 0 | 0 | 0 | 0 | 0 | 0 | 0 | 0 | 0 | 0 | 0 | 0 | 0 | 0 | 0 | 0 | 0 | 0 | 0 | 0 | 0 | 0 | 0 | 0 | 0 | 0 | 0 | 0 | 0 | 0
Electricity Generation by Type[onshore wind es,newly built] | NoSettings | 839509 | 1729060 | 2831570 | 4033860 | 4949330 | 5600390 | 6551380 | 6812900 | 6838160 | 7302250 | 7892400 | 8530960 | 9144400 | 9796160 | 10097100 | 10787500 | 11602900 | 11954400 | 12382600 | 12998600 | 13915100 | 15445300 | 16045800 | 16862400 | 17916500 | 19145300 | 21376300 | 22011100 | 22777000 | 23266500 | 23744500
Electricity Generation by Type[solar PV es,preexisting retiring] | NoSettings | 20690800 | 20557800 | 20439200 | 20287300 | 20196700 | 20061700 | 19899600 | 19708900 | 19642700 | 19613100 | 19584900 | 19456100 | 19325500 | 19234500 | 19141500 | 19126900 | 19070400 | 18999700 | 19024100 | 19035400 | 19019900 | 18967000 | 18816400 | 18823100 | 18795200 | 18731700 | 18639300 | 18408700 | 18405700 | 18379800 | 18388400
Electricity Generation by Type[solar PV es,preexisting nonretiring] | NoSettings | 0 | 0 | 0 | 0 | 0 | 0 | 0 | 0 | 0 | 0 | 0 | 0 | 0 | 0 | 0 | 0 | 0 | 0 | 0 | 0 | 0 | 0 | 0 | 0 | 0 | 0 | 0 | 0 | 0 | 0 | 0
Electricity Generation by Type[solar PV es,newly built] | NoSettings | 6711960 | 14025300 | 22630800 | 32322300 | 39976300 | 46174400 | 53981800 | 55804400 | 55940900 | 60518700 | 66738800 | 73079000 | 79016900 | 85432300 | 88099400 | 95115200 | 103191000 | 106384000 | 110944000 | 117271000 | 126455000 | 141595000 | 146494000 | 154586000 | 164665000 | 176067000 | 196425000 | 199845000 | 206828000 | 211045000 | 215475000
Electricity Generation by Type[solar thermal es,preexisting retiring] | NoSettings | 2237200 | 0 | 0 | 0 | 0 | 0 | 0 | 0 | 0 | 0 | 0 | 0 | 0 | 0 | 0 | 0 | 0 | 0 | 0 | 0 | 0 | 0 | 0 | 0 | 0 | 0 | 0 | 0 | 0 | 0 | 0
Electricity Generation by Type[solar thermal es,preexisting nonretiring] | NoSettings | 0 | 0 | 0 | 0 | 0 | 0 | 0 | 0 | 0 | 0 | 0 | 0 | 0 | 0 | 0 | 0 | 0 | 0 | 0 | 0 | 0 | 0 | 0 | 0 | 0 | 0 | 0 | 0 | 0 | 0 | 0
Electricity Generation by Type[solar thermal es,newly built] | NoSettings | 364556 | 686223 | 1163360 | 1688750 | 2085480 | 2401780 | 2777060 | 2878920 | 2889640 | 3077280 | 3313170 | 3575870 | 3833200 | 4106620 | 4235280 | 4530150 | 4883980 | 5034090 | 5221730 | 5484430 | 5870430 | 6513760 | 6765730 | 7098120 | 7516290 | 8004150 | 7813200 | 8173730 | 8253170 | 8455450 | 8626150
Electricity Generation by Type[biomass es,preexisting retiring] | NoSettings | 5416310 | 5416310 | 5416310 | 5416310 | 5416310 | 5416310 | 5416310 | 5416310 | 5416310 | 5416310 | 5400540 | 5400540 | 5400540 | 5400540 | 5400540 | 5400540 | 5400540 | 5400540 | 5400540 | 5400540 | 5400540 | 5400540 | 5400540 | 5400540 | 5400540 | 5400540 | 4758550 | 4846280 | 4745350 | 4769100 | 4761410
Electricity Generation by Type[biomass es,preexisting nonretiring] | NoSettings | 0 | 0 | 0 | 0 | 0 | 0 | 0 | 0 | 0 | 0 | 0 | 0 | 0 | 0 | 0 | 0 | 0 | 0 | 0 | 0 | 0 | 0 | 0 | 0 | 0 | 0 | 0 | 0 | 0 | 0 | 0
Electricity Generation by Type[biomass es,newly built] | NoSettings | 394200 | 780516 | 1214140 | 1647760 | 1955230 | 2191750 | 2515000 | 2593840 | 2601720 | 2735750 | 2893430 | 3058990 | 3216670 | 3382240 | 3453190 | 3618760 | 3807970 | 3886810 | 3981420 | 4115450 | 4304660 | 4620020 | 4738280 | 4895960 | 5100950 | 5337470 | 5043370 | 5235400 | 5244130 | 5346970 | 5407850
Electricity Generation by Type[geothermal es,preexisting retiring] | NoSettings | 11081400 | 9572530 | 9572530 | 9572530 | 9572530 | 9572530 | 9572530 | 9572530 | 9572530 | 9572530 | 9572530 | 9572530 | 9572530 | 9572530 | 9572530 | 9572530 | 9572530 | 9572530 | 9572530 | 9572530 | 9572530 | 9572530 | 9572530 | 9572530 | 9572530 | 9572530 | 8434600 | 8590090 | 8411200 | 8453300 | 8439670
Electricity Generation by Type[geothermal es,preexisting nonretiring] | NoSettings | 0 | 0 | 0 | 0 | 0 | 0 | 0 | 0 | 0 | 0 | 0 | 0 | 0 | 0 | 0 | 0 | 0 | 0 | 0 | 0 | 0 | 0 | 0 | 0 | 0 | 0 | 0 | 0 | 0 | 0 | 0
Electricity Generation by Type[geothermal es,newly built] | NoSettings | 218650 | 437299 | 765274 | 1585210 | 1749200 | 1913180 | 2514470 | 2569130 | 7871390 | 7926050 | 8035370 | 8144700 | 8254020 | 8363350 | 8418010 | 8527330 | 8691320 | 8745980 | 8800650 | 8909970 | 9073960 | 9347270 | 9456600 | 9565920 | 9729910 | 11916400 | 10788800 | 11036800 | 10903000 | 11005800 | 11036300
Electricity Generation by Type[petroleum es,preexisting retiring] | NoSettings | 0 | 0 | 0 | 0 | 0 | 0 | 0 | 0 | 0 | 0 | 0 | 0 | 0 | 0 | 0 | 0 | 0 | 0 | 0 | 0 | 0 | 0 | 0 | 0 | 0 | 0 | 0 | 0 | 0 | 0 | 0
Electricity Generation by Type[petroleum es,preexisting nonretiring] | NoSettings | 0 | 0 | 0 | 0 | 0 | 0 | 0 | 0 | 0 | 0 | 0 | 0 | 0 | 0 | 0 | 0 | 0 | 0 | 0 | 0 | 0 | 0 | 0 | 0 | 0 | 0 | 0 | 0 | 0 | 0 | 0
Electricity Generation by Type[petroleum es,newly built] | NoSettings | 0 | 0 | 0 | 0 | 0 | 0 | 0 | 0 | 0 | 0 | 0 | 0 | 0 | 0 | 0 | 0 | 0 | 0 | 0 | 0 | 0 | 0 | 0 | 0 | 0 | 0 | 0 | 0 | 0 | 0 | 0
Electricity Generation by Type[natural gas peaker es,preexisting retiring] | NoSettings | 6669080 | 6669080 | 6669080 | 6669080 | 6669080 | 6471980 | 6432560 | 6432560 | 6432560 | 6432560 | 6432560 | 6432560 | 6432560 | 6432560 | 6432560 | 6432560 | 6432560 | 6432560 | 6432560 | 6432560 | 6432560 | 6432560 | 6432560 | 6432560 | 6432560 | 6432560 | 6432560 | 6432560 | 6432560 | 6432560 | 6432560
Electricity Generation by Type[natural gas peaker es,preexisting nonretiring] | NoSettings | 0 | 0 | 0 | 0 | 0 | 0 | 0 | 0 | 0 | 0 | 0 | 0 | 0 | 0 | 0 | 0 | 0 | 0 | 0 | 0 | 0 | 0 | 0 | 0 | 0 | 0 | 0 | 0 | 0 | 0 | 0
Electricity Generation by Type[natural gas peaker es,newly built] | NoSettings | 0 | 0 | 0 | 0 | 0 | 0 | 0 | 0 | 0 | 0 | 0 | 0 | 0 | 0 | 0 | 0 | 0 | 0 | 0 | 0 | 0 | 0 | 0 | 0 | 0 | 0 | 0 | 0 | 0 | 0 | 0
Electricity Generation by Type[lignite es,preexisting retiring] | NoSettings | 0 | 0 | 0 | 0 | 0 | 0 | 0 | 0 | 0 | 0 | 0 | 0 | 0 | 0 | 0 | 0 | 0 | 0 | 0 | 0 | 0 | 0 | 0 | 0 | 0 | 0 | 0 | 0 | 0 | 0 | 0
Electricity Generation by Type[lignite es,preexisting nonretiring] | NoSettings | 0 | 0 | 0 | 0 | 0 | 0 | 0 | 0 | 0 | 0 | 0 | 0 | 0 | 0 | 0 | 0 | 0 | 0 | 0 | 0 | 0 | 0 | 0 | 0 | 0 | 0 | 0 | 0 | 0 | 0 | 0
Electricity Generation by Type[lignite es,newly built] | NoSettings | 0 | 0 | 0 | 0 | 0 | 0 | 0 | 0 | 0 | 0 | 0 | 0 | 0 | 0 | 0 | 0 | 0 | 0 | 0 | 0 | 0 | 0 | 0 | 0 | 0 | 0 | 0 | 0 | 0 | 0 | 0
Electricity Generation by Type[offshore wind es,preexisting retiring] | NoSettings | 0 | 0 | 0 | 0 | 0 | 0 | 0 | 0 | 0 | 0 | 0 | 0 | 0 | 0 | 0 | 0 | 0 | 0 | 0 | 0 | 0 | 0 | 0 | 0 | 0 | 0 | 0 | 0 | 0 | 0 | 0
Electricity Generation by Type[offshore wind es,preexisting nonretiring] | NoSettings | 0 | 0 | 0 | 0 | 0 | 0 | 0 | 0 | 0 | 0 | 0 | 0 | 0 | 0 | 0 | 0 | 0 | 0 | 0 | 0 | 0 | 0 | 0 | 0 | 0 | 0 | 0 | 0 | 0 | 0 | 0
Electricity Generation by Type[offshore wind es,newly built] | NoSettings | 521220 | 1288460 | 2247500 | 4874450 | 7267890 | 9548750 | 12175700 | 14039600 | 15640800 | 17554700 | 19560300 | 21994900 | 24417900 | 26882300 | 29062300 | 31572000 | 34201600 | 36443200 | 38761600 | 41241900 | 43991800 | 47319000 | 49810200 | 52505800 | 55428600 | 58532400 | 53442600 | 54973900 | 54484900 | 55187800 | 55511100
Electricity Generation by Type[crude oil es,preexisting retiring] | NoSettings | 27067500 | 9973670 | 9973670 | 9791910 | 9573810 | 9073990 | 8596890 | 8596890 | 8596890 | 8596890 | 8596890 | 8596890 | 6879330 | 6879330 | 6879330 | 4298450 | 4298450 | 4298450 | 4298450 | 4298450 | 0 | 0 | 0 | 0 | 0 | 0 | 0 | 0 | 0 | 0 | 0
Electricity Generation by Type[crude oil es,preexisting nonretiring] | NoSettings | 0 | 0 | 0 | 0 | 0 | 0 | 0 | 0 | 0 | 0 | 0 | 0 | 0 | 0 | 0 | 0 | 0 | 0 | 0 | 0 | 0 | 0 | 0 | 0 | 0 | 0 | 0 | 0 | 0 | 0 | 0
Electricity Generation by Type[crude oil es,newly built] | NoSettings | 0 | 0 | 0 | 0 | 0 | 0 | 0 | 0 | 0 | 0 | 0 | 0 | 0 | 0 | 0 | 0 | 0 | 0 | 0 | 0 | 0 | 0 | 0 | 0 | 0 | 0 | 0 | 0 | 0 | 0 | 0
Electricity Generation by Type[heavy or residual fuel oil es,preexisting retiring] | NoSettings | 0 | 0 | 0 | 0 | 0 | 0 | 0 | 0 | 0 | 0 | 0 | 0 | 0 | 0 | 0 | 0 | 0 | 0 | 0 | 0 | 0 | 0 | 0 | 0 | 0 | 0 | 0 | 0 | 0 | 0 | 0
Electricity Generation by Type[heavy or residual fuel oil es,preexisting nonretiring] | NoSettings | 0 | 0 | 0 | 0 | 0 | 0 | 0 | 0 | 0 | 0 | 0 | 0 | 0 | 0 | 0 | 0 | 0 | 0 | 0 | 0 | 0 | 0 | 0 | 0 | 0 | 0 | 0 | 0 | 0 | 0 | 0
Electricity Generation by Type[heavy or residual fuel oil es,newly built] | NoSettings | 0 | 0 | 0 | 0 | 0 | 0 | 0 | 0 | 0 | 0 | 0 | 0 | 0 | 0 | 0 | 0 | 0 | 0 | 0 | 0 | 0 | 0 | 0 | 0 | 0 | 0 | 0 | 0 | 0 | 0 | 0
Electricity Generation by Type[municipal solid waste es,preexisting retiring] | NoSettings | 0 | 0 | 0 | 0 | 0 | 0 | 0 | 0 | 0 | 0 | 0 | 0 | 0 | 0 | 0 | 0 | 0 | 0 | 0 | 0 | 0 | 0 | 0 | 0 | 0 | 0 | 0 | 0 | 0 | 0 | 0
Electricity Generation by Type[municipal solid waste es,preexisting nonretiring] | NoSettings | 0 | 0 | 0 | 0 | 0 | 0 | 0 | 0 | 0 | 0 | 0 | 0 | 0 | 0 | 0 | 0 | 0 | 0 | 0 | 0 | 0 | 0 | 0 | 0 | 0 | 0 | 0 | 0 | 0 | 0 | 0
Electricity Generation by Type[municipal solid waste es,newly built] | NoSettings | 2398520 | 7140890 | 5271580 | 6793630 | 6926740 | 6486580 | 5869750 | 5063210 | 4452720 | 3794220 | 3314280 | 3223680 | 3256580 | 3233780 | 3242140 | 3230470 | 3029820 | 3060070 | 3086540 | 3049830 | 3095480 | 2900630 | 2901740 | 2863330 | 2664020 | 1808360 | 0 | 0 | 0 | 0 | 0
Electricity Generation Capacity[hard coal es,preexisting retiring] | NoSettings | 0 | 0 | 0 | 0 | 0 | 0 | 0 | 0 | 0 | 0 | 0 | 0 | 0 | 0 | 0 | 0 | 0 | 0 | 0 | 0 | 0 | 0 | 0 | 0 | 0 | 0 | 0 | 0 | 0 | 0 | 0
Electricity Generation Capacity[hard coal es,preexisting nonretiring] | NoSettings | 0 | 0 | 0 | 0 | 0 | 0 | 0 | 0 | 0 | 0 | 0 | 0 | 0 | 0 | 0 | 0 | 0 | 0 | 0 | 0 | 0 | 0 | 0 | 0 | 0 | 0 | 0 | 0 | 0 | 0 | 0
Electricity Generation Capacity[hard coal es,newly built] | NoSettings | 0 | 0 | 0 | 0 | 0 | 0 | 0 | 0 | 0 | 0 | 0 | 0 | 0 | 0 | 0 | 0 | 0 | 0 | 0 | 0 | 0 | 0 | 0 | 0 | 0 | 0 | 0 | 0 | 0 | 0 | 0
Electricity Generation Capacity[natural gas nonpeaker es,preexisting retiring] | NoSettings | 2883 | 2883 | 2883 | 2883 | 0.11 | 0.11 | 0.11 | 0.11 | 0.11 | 0.11 | 0.11 | 0.11 | 0.11 | 0.11 | 0.11 | 0.11 | 0.11 | 0.11 | 0.11 | 0.11 | 0.11 | 0.11 | 0.11 | 0.11 | 0.11 | 0.11 | 0.11 | 0.11 | 0.11 | 0.11 | 0.11
Electricity Generation Capacity[natural gas nonpeaker es,preexisting nonretiring] | NoSettings | 16626 | 16626 | 16626 | 16626 | 16626 | 16626 | 16626 | 16626 | 16626 | 16626 | 16626 | 16626 | 16626 | 16626 | 16626 | 16626 | 16626 | 16626 | 16626 | 16626 | 16626 | 16626 | 16626 | 16626 | 16626 | 16626 | 16626 | 16626 | 16626 | 16626 | 16626
Electricity Generation Capacity[natural gas nonpeaker es,newly built] | NoSettings | 0 | 0 | 0 | 0 | 0 | 0 | 0 | 0 | 0 | 0 | 0 | 0 | 0 | 0 | 0 | 0 | 0 | 0 | 0 | 0 | 0 | 0 | 0 | 0 | 0 | 0 | 0 | 0 | 0 | 0 | 0
Electricity Generation Capacity[nuclear es,preexisting retiring] | NoSettings | 2240 | 2240 | 2240 | 2240 | 1120 | 0 | 0 | 0 | 0 | 0 | 0 | 0 | 0 | 0 | 0 | 0 | 0 | 0 | 0 | 0 | 0 | 0 | 0 | 0 | 0 | 0 | 0 | 0 | 0 | 0 | 0
Electricity Generation Capacity[nuclear es,preexisting nonretiring] | NoSettings | 0 | 0 | 0 | 0 | 0 | 0 | 0 | 0 | 0 | 0 | 0 | 0 | 0 | 0 | 0 | 0 | 0 | 0 | 0 | 0 | 0 | 0 | 0 | 0 | 0 | 0 | 0 | 0 | 0 | 0 | 0
Electricity Generation Capacity[nuclear es,newly built] | NoSettings | 0 | 0 | 0 | 0 | 0 | 0 | 0 | 0 | 0 | 0 | 0 | 0 | 0 | 0 | 0 | 0 | 0 | 0 | 0 | 0 | 0 | 0 | 0 | 0 | 0 | 0 | 0 | 0 | 0 | 0 | 0
Electricity Generation Capacity[hydro es,preexisting retiring] | NoSettings | 10216 | 10216 | 10216 | 10216 | 10216 | 10216 | 10216 | 10216 | 10216 | 10216 | 10215 | 10215 | 10215 | 10215 | 10215 | 10215 | 10215 | 10215 | 10215 | 10215 | 10215 | 10215 | 10215 | 10215 | 10215 | 10215 | 10215 | 10215 | 10215 | 10215 | 10215
Electricity Generation Capacity[hydro es,preexisting nonretiring] | NoSettings | 0 | 0 | 0 | 0 | 0 | 0 | 0 | 0 | 0 | 0 | 0 | 0 | 0 | 0 | 0 | 0 | 0 | 0 | 0 | 0 | 0 | 0 | 0 | 0 | 0 | 0 | 0 | 0 | 0 | 0 | 0
Electricity Generation Capacity[hydro es,newly built] | NoSettings | 0 | 0 | 0 | 0 | 0 | 0 | 0 | 0 | 0 | 0 | 0 | 0 | 0 | 0 | 0 | 0 | 0 | 0 | 0 | 0 | 0 | 0 | 0 | 0 | 0 | 0 | 0 | 0 | 0 | 0 | 0
Electricity Generation Capacity[onshore wind es,preexisting retiring] | NoSettings | 6136 | 6136 | 6136 | 6136 | 6136 | 6136 | 6136 | 6136 | 6136 | 6136 | 6136 | 6136 | 6136 | 6136 | 6136 | 6136 | 6136 | 6136 | 6136 | 6136 | 6136 | 6136 | 6136 | 6136 | 6136 | 6136 | 6136 | 6136 | 6136 | 6136 | 6136
Electricity Generation Capacity[onshore wind es,preexisting nonretiring] | NoSettings | 0 | 0 | 0 | 0 | 0 | 0 | 0 | 0 | 0 | 0 | 0 | 0 | 0 | 0 | 0 | 0 | 0 | 0 | 0 | 0 | 0 | 0 | 0 | 0 | 0 | 0 | 0 | 0 | 0 | 0 | 0
Electricity Generation Capacity[onshore wind es,newly built] | NoSettings | 335 | 690 | 1130 | 1610 | 1975 | 2235 | 2615 | 2720 | 2730 | 2915 | 3150 | 3405 | 3650 | 3910 | 4030 | 4305 | 4630 | 4770 | 4940 | 5185 | 5550 | 6160 | 6400 | 6725 | 7145 | 7635 | 8525 | 8780 | 9085 | 9280 | 9470
Electricity Generation Capacity[solar PV es,preexisting retiring] | NoSettings | 11259 | 11259 | 11259 | 11259 | 11259 | 11259 | 11259 | 11259 | 11259 | 11259 | 11259 | 11259 | 11259 | 11259 | 11259 | 11259 | 11259 | 11259 | 11259 | 11259 | 11259 | 11259 | 11259 | 11259 | 11259 | 11259 | 11259 | 11259 | 11259 | 11259 | 11259
Electricity Generation Capacity[solar PV es,preexisting nonretiring] | NoSettings | 0 | 0 | 0 | 0 | 0 | 0 | 0 | 0 | 0 | 0 | 0 | 0 | 0 | 0 | 0 | 0 | 0 | 0 | 0 | 0 | 0 | 0 | 0 | 0 | 0 | 0 | 0 | 0 | 0 | 0 | 0
Electricity Generation Capacity[solar PV es,newly built] | NoSettings | 2754 | 5792 | 9400 | 13526 | 16804 | 19540 | 23030 | 24038 | 24178 | 26196 | 28930 | 31888 | 34712 | 37708 | 39074 | 42218 | 45938 | 47536 | 49510 | 52302 | 56444 | 63378 | 66096 | 69722 | 74378 | 79798 | 89466 | 92164 | 95400 | 97482 | 99482
Electricity Generation Capacity[solar thermal es,preexisting retiring] | NoSettings | 1284 | 0 | 0 | 0 | 0 | 0 | 0 | 0 | 0 | 0 | 0 | 0 | 0 | 0 | 0 | 0 | 0 | 0 | 0 | 0 | 0 | 0 | 0 | 0 | 0 | 0 | 0 | 0 | 0 | 0 | 0
Electricity Generation Capacity[solar thermal es,preexisting nonretiring] | NoSettings | 0 | 0 | 0 | 0 | 0 | 0 | 0 | 0 | 0 | 0 | 0 | 0 | 0 | 0 | 0 | 0 | 0 | 0 | 0 | 0 | 0 | 0 | 0 | 0 | 0 | 0 | 0 | 0 | 0 | 0 | 0
Electricity Generation Capacity[solar thermal es,newly built] | NoSettings | 68 | 128 | 217 | 315 | 389 | 448 | 518 | 537 | 539 | 574 | 618 | 667 | 715 | 766 | 790 | 845 | 911 | 939 | 974 | 1023 | 1095 | 1215 | 1262 | 1324 | 1402 | 1493 | 1654 | 1699 | 1752 | 1786 | 1825
Electricity Generation Capacity[biomass es,preexisting retiring] | NoSettings | 687 | 687 | 687 | 687 | 687 | 687 | 687 | 687 | 687 | 687 | 685 | 685 | 685 | 685 | 685 | 685 | 685 | 685 | 685 | 685 | 685 | 685 | 685 | 685 | 685 | 685 | 685 | 685 | 685 | 685 | 685
Electricity Generation Capacity[biomass es,preexisting nonretiring] | NoSettings | 0 | 0 | 0 | 0 | 0 | 0 | 0 | 0 | 0 | 0 | 0 | 0 | 0 | 0 | 0 | 0 | 0 | 0 | 0 | 0 | 0 | 0 | 0 | 0 | 0 | 0 | 0 | 0 | 0 | 0 | 0
Electricity Generation Capacity[biomass es,newly built] | NoSettings | 50 | 99 | 154 | 209 | 248 | 278 | 319 | 329 | 330 | 347 | 367 | 388 | 408 | 429 | 438 | 459 | 483 | 493 | 505 | 522 | 546 | 586 | 601 | 621 | 647 | 677 | 726 | 740 | 757 | 768 | 778
Electricity Generation Capacity[geothermal es,preexisting retiring] | NoSettings | 1836 | 1586 | 1586 | 1586 | 1586 | 1586 | 1586 | 1586 | 1586 | 1586 | 1586 | 1586 | 1586 | 1586 | 1586 | 1586 | 1586 | 1586 | 1586 | 1586 | 1586 | 1586 | 1586 | 1586 | 1586 | 1586 | 1586 | 1586 | 1586 | 1586 | 1586
Electricity Generation Capacity[geothermal es,preexisting nonretiring] | NoSettings | 0 | 0 | 0 | 0 | 0 | 0 | 0 | 0 | 0 | 0 | 0 | 0 | 0 | 0 | 0 | 0 | 0 | 0 | 0 | 0 | 0 | 0 | 0 | 0 | 0 | 0 | 0 | 0 | 0 | 0 | 0
Electricity Generation Capacity[geothermal es,newly built] | NoSettings | 40 | 80 | 140 | 290 | 320 | 350 | 460 | 470 | 1440 | 1450 | 1470 | 1490 | 1510 | 1530 | 1540 | 1560 | 1590 | 1600 | 1610 | 1630 | 1660 | 1710 | 1730 | 1750 | 1780 | 2180 | 2240 | 2250 | 2270 | 2280 | 2290
Electricity Generation Capacity[petroleum es,preexisting retiring] | NoSettings | 0 | 0 | 0 | 0 | 0 | 0 | 0 | 0 | 0 | 0 | 0 | 0 | 0 | 0 | 0 | 0 | 0 | 0 | 0 | 0 | 0 | 0 | 0 | 0 | 0 | 0 | 0 | 0 | 0 | 0 | 0
Electricity Generation Capacity[petroleum es,preexisting nonretiring] | NoSettings | 0 | 0 | 0 | 0 | 0 | 0 | 0 | 0 | 0 | 0 | 0 | 0 | 0 | 0 | 0 | 0 | 0 | 0 | 0 | 0 | 0 | 0 | 0 | 0 | 0 | 0 | 0 | 0 | 0 | 0 | 0
Electricity Generation Capacity[petroleum es,newly built] | NoSettings | 0 | 0 | 0 | 0 | 0 | 0 | 0 | 0 | 0 | 0 | 0 | 0 | 0 | 0 | 0 | 0 | 0 | 0 | 0 | 0 | 0 | 0 | 0 | 0 | 0 | 0 | 0 | 0 | 0 | 0 | 0
Electricity Generation Capacity[natural gas peaker es,preexisting retiring] | NoSettings | 8459 | 8459 | 8459 | 8459 | 8459 | 8209 | 8159 | 8159 | 8159 | 8159 | 8159 | 8159 | 8159 | 8159 | 8159 | 8159 | 8159 | 8159 | 8159 | 8159 | 8159 | 8159 | 8159 | 8159 | 8159 | 8159 | 8159 | 8159 | 8159 | 8159 | 8159
Electricity Generation Capacity[natural gas peaker es,preexisting nonretiring] | NoSettings | 0 | 0 | 0 | 0 | 0 | 0 | 0 | 0 | 0 | 0 | 0 | 0 | 0 | 0 | 0 | 0 | 0 | 0 | 0 | 0 | 0 | 0 | 0 | 0 | 0 | 0 | 0 | 0 | 0 | 0 | 0
Electricity Generation Capacity[natural gas peaker es,newly built] | NoSettings | 0 | 0 | 0 | 0 | 0 | 0 | 0 | 0 | 0 | 0 | 0 | 0 | 0 | 0 | 0 | 0 | 0 | 0 | 0 | 0 | 0 | 0 | 0 | 0 | 0 | 0 | 0 | 0 | 0 | 0 | 0
Electricity Generation Capacity[lignite es,preexisting retiring] | NoSettings | 0 | 0 | 0 | 0 | 0 | 0 | 0 | 0 | 0 | 0 | 0 | 0 | 0 | 0 | 0 | 0 | 0 | 0 | 0 | 0 | 0 | 0 | 0 | 0 | 0 | 0 | 0 | 0 | 0 | 0 | 0
Electricity Generation Capacity[lignite es,preexisting nonretiring] | NoSettings | 0 | 0 | 0 | 0 | 0 | 0 | 0 | 0 | 0 | 0 | 0 | 0 | 0 | 0 | 0 | 0 | 0 | 0 | 0 | 0 | 0 | 0 | 0 | 0 | 0 | 0 | 0 | 0 | 0 | 0 | 0
Electricity Generation Capacity[lignite es,newly built] | NoSettings | 0 | 0 | 0 | 0 | 0 | 0 | 0 | 0 | 0 | 0 | 0 | 0 | 0 | 0 | 0 | 0 | 0 | 0 | 0 | 0 | 0 | 0 | 0 | 0 | 0 | 0 | 0 | 0 | 0 | 0 | 0
Electricity Generation Capacity[offshore wind es,preexisting retiring] | NoSettings | 0 | 0 | 0 | 0 | 0 | 0 | 0 | 0 | 0 | 0 | 0 | 0 | 0 | 0 | 0 | 0 | 0 | 0 | 0 | 0 | 0 | 0 | 0 | 0 | 0 | 0 | 0 | 0 | 0 | 0 | 0
Electricity Generation Capacity[offshore wind es,preexisting nonretiring] | NoSettings | 0 | 0 | 0 | 0 | 0 | 0 | 0 | 0 | 0 | 0 | 0 | 0 | 0 | 0 | 0 | 0 | 0 | 0 | 0 | 0 | 0 | 0 | 0 | 0 | 0 | 0 | 0 | 0 | 0 | 0 | 0
Electricity Generation Capacity[offshore wind es,newly built] | NoSettings | 125 | 309 | 539 | 1169 | 1743 | 2290 | 2920 | 3367 | 3751 | 4210 | 4691 | 5276 | 5859 | 6452 | 6977 | 7581 | 8214 | 8754 | 9312 | 9909 | 10571 | 11372 | 11973 | 12622 | 13326 | 14074 | 14586 | 14733 | 14911 | 15027 | 15138
Electricity Generation Capacity[crude oil es,preexisting retiring] | NoSettings | 5957 | 2195 | 2195 | 2155 | 2107 | 1997 | 1892 | 1892 | 1892 | 1892 | 1892 | 1892 | 1514 | 1514 | 1514 | 946 | 946 | 946 | 946 | 946 | 0 | 0 | 0 | 0 | 0 | 0 | 0 | 0 | 0 | 0 | 0
Electricity Generation Capacity[crude oil es,preexisting nonretiring] | NoSettings | 0 | 0 | 0 | 0 | 0 | 0 | 0 | 0 | 0 | 0 | 0 | 0 | 0 | 0 | 0 | 0 | 0 | 0 | 0 | 0 | 0 | 0 | 0 | 0 | 0 | 0 | 0 | 0 | 0 | 0 | 0
Electricity Generation Capacity[crude oil es,newly built] | NoSettings | 0 | 0 | 0 | 0 | 0 | 0 | 0 | 0 | 0 | 0 | 0 | 0 | 0 | 0 | 0 | 0 | 0 | 0 | 0 | 0 | 0 | 0 | 0 | 0 | 0 | 0 | 0 | 0 | 0 | 0 | 0
Electricity Generation Capacity[heavy or residual fuel oil es,preexisting retiring] | NoSettings | 0 | 0 | 0 | 0 | 0 | 0 | 0 | 0 | 0 | 0 | 0 | 0 | 0 | 0 | 0 | 0 | 0 | 0 | 0 | 0 | 0 | 0 | 0 | 0 | 0 | 0 | 0 | 0 | 0 | 0 | 0
Electricity Generation Capacity[heavy or residual fuel oil es,preexisting nonretiring] | NoSettings | 0 | 0 | 0 | 0 | 0 | 0 | 0 | 0 | 0 | 0 | 0 | 0 | 0 | 0 | 0 | 0 | 0 | 0 | 0 | 0 | 0 | 0 | 0 | 0 | 0 | 0 | 0 | 0 | 0 | 0 | 0
Electricity Generation Capacity[heavy or residual fuel oil es,newly built] | NoSettings | 0 | 0 | 0 | 0 | 0 | 0 | 0 | 0 | 0 | 0 | 0 | 0 | 0 | 0 | 0 | 0 | 0 | 0 | 0 | 0 | 0 | 0 | 0 | 0 | 0 | 0 | 0 | 0 | 0 | 0 | 0
Electricity Generation Capacity[municipal solid waste es,preexisting retiring] | NoSettings | 0 | 0 | 0 | 0 | 0 | 0 | 0 | 0 | 0 | 0 | 0 | 0 | 0 | 0 | 0 | 0 | 0 | 0 | 0 | 0 | 0 | 0 | 0 | 0 | 0 | 0 | 0 | 0 | 0 | 0 | 0
Electricity Generation Capacity[municipal solid waste es,preexisting nonretiring] | NoSettings | 0 | 0 | 0 | 0 | 0 | 0 | 0 | 0 | 0 | 0 | 0 | 0 | 0 | 0 | 0 | 0 | 0 | 0 | 0 | 0 | 0 | 0 | 0 | 0 | 0 | 0 | 0 | 0 | 0 | 0 | 0
Electricity Generation Capacity[municipal solid waste es,newly built] | NoSettings | 50 | 80 | 100 | 120 | 130 | 140 | 150 | 150 | 150 | 150 | 150 | 150 | 150 | 150 | 150 | 150 | 150 | 150 | 150 | 150 | 150 | 150 | 150 | 150 | 150 | 150 | 150 | 150 | 150 | 150 | 150
BAU Cargo Dist Transported[LDVs,passenger] | NoSettings | 483683000000 | 562435000000 | 573626000000 | 582957000000 | 589669000000 | 593685000000 | 596174000000 | 599769000000 | 603228000000 | 606546000000 | 609742000000 | 612785000000 | 615714000000 | 618513000000 | 621182000000 | 623732000000 | 626143000000 | 628434000000 | 630573000000 | 632588000000 | 634474000000 | 636225000000 | 637858000000 | 639349000000 | 640718000000 | 641980000000 | 643129000000 | 644160000000 | 645107000000 | 645955000000 | 646711000000
BAU Cargo Dist Transported[LDVs,freight] | NoSettings | 16424700000 | 18126300000 | 18375100000 | 18569500000 | 18696800000 | 18759500000 | 18834200000 | 18915900000 | 19007100000 | 19105100000 | 19210000000 | 19373800000 | 19550600000 | 19732600000 | 19920700000 | 20110700000 | 20309000000 | 20508200000 | 20708400000 | 20914300000 | 21120300000 | 21333000000 | 21549300000 | 21777300000 | 22002300000 | 22232400000 | 22464800000 | 22704000000 | 22943900000 | 23190000000 | 23443400000
BAU Cargo Dist Transported[HDVs,passenger] | NoSettings | 50045300000 | 51864500000 | 51733200000 | 51568500000 | 51390600000 | 51181900000 | 51033000000 | 50925300000 | 50876700000 | 50864700000 | 50874600000 | 50904800000 | 50943600000 | 50986900000 | 51044300000 | 51121000000 | 51639800000 | 52150500000 | 52647000000 | 53136600000 | 53600500000 | 54030200000 | 54544500000 | 55138900000 | 55697200000 | 56251200000 | 56784500000 | 57222100000 | 57548800000 | 57878000000 | 58321700000
BAU Cargo Dist Transported[HDVs,freight] | NoSettings | 59888100000 | 61067500000 | 62272400000 | 63503400000 | 64761000000 | 66045900000 | 67358800000 | 68700200000 | 70071000000 | 71471700000 | 72903200000 | 75079400000 | 77324200000 | 79639800000 | 82028500000 | 84492800000 | 87034900000 | 89657800000 | 92363900000 | 95155900000 | 98036600000 | 101009000000 | 104076000000 | 107241000000 | 110507000000 | 113878000000 | 117356000000 | 120946000000 | 124651000000 | 128475000000 | 132422000000
BAU Cargo Dist Transported[aircraft,passenger] | NoSettings | 16193500000 | 22028400000 | 24594000000 | 25763600000 | 26373000000 | 26886900000 | 27055700000 | 27198500000 | 27438800000 | 27634800000 | 27906500000 | 28239300000 | 28645000000 | 29069000000 | 29495900000 | 29915800000 | 30241700000 | 30527600000 | 30851700000 | 31188900000 | 31588000000 | 31979100000 | 32421400000 | 32879600000 | 33363700000 | 33815300000 | 34245300000 | 34632800000 | 34990500000 | 35318200000 | 35648400000
BAU Cargo Dist Transported[aircraft,freight] | NoSettings | 623011000 | 847496000 | 946201000 | 991200000 | 1014640000 | 1034410000 | 1040910000 | 1046400000 | 1055650000 | 1063190000 | 1073640000 | 1086440000 | 1102050000 | 1118370000 | 1134790000 | 1150940000 | 1163480000 | 1174480000 | 1186950000 | 1199930000 | 1215280000 | 1230320000 | 1247340000 | 1264970000 | 1283600000 | 1300970000 | 1317510000 | 1332420000 | 1346180000 | 1358790000 | 1371490000
BAU Cargo Dist Transported[rail,passenger] | NoSettings | 1146790000 | 1146790000 | 1146790000 | 1146790000 | 1146790000 | 1146790000 | 1146790000 | 1146790000 | 1146790000 | 1146790000 | 1146790000 | 1146790000 | 1146790000 | 1146790000 | 1146790000 | 1146790000 | 1146790000 | 1146790000 | 1146790000 | 1146790000 | 1146790000 | 1146790000 | 1146790000 | 1146790000 | 1146790000 | 1146790000 | 1146790000 | 1146790000 | 1146790000 | 1146790000 | 1146790000
BAU Cargo Dist Transported[rail,freight] | NoSettings | 74152000000 | 75605900000 | 77786900000 | 79240800000 | 80694800000 | 82875700000 | 84329700000 | 86510600000 | 88691600000 | 90145500000 | 92326500000 | 94507400000 | 96688300000 | 98142300000 | 100323000000 | 102504000000 | 105412000000 | 107593000000 | 109774000000 | 111955000000 | 114863000000 | 117044000000 | 119952000000 | 122133000000 | 125041000000 | 127948000000 | 130129000000 | 133037000000 | 135945000000 | 139580000000 | 142488000000
BAU Cargo Dist Transported[ships,passenger] | NoSettings | 167419000 | 167419000 | 167419000 | 167419000 | 169077000 | 169077000 | 170734000 | 170734000 | 170734000 | 170734000 | 170734000 | 170734000 | 170734000 | 170734000 | 172392000 | 172392000 | 172392000 | 172392000 | 172392000 | 170734000 | 170734000 | 170734000 | 170734000 | 170734000 | 170734000 | 170734000 | 170734000 | 170734000 | 170734000 | 170734000 | 170734000
BAU Cargo Dist Transported[ships,freight] | NoSettings | 174899000000 | 181691000000 | 190182000000 | 196974000000 | 203766000000 | 210558000000 | 219049000000 | 227539000000 | 236029000000 | 244519000000 | 253010000000 | 259802000000 | 268292000000 | 276782000000 | 283574000000 | 292065000000 | 300555000000 | 310743000000 | 319234000000 | 329422000000 | 337912000000 | 346402000000 | 356591000000 | 365081000000 | 375269000000 | 383759000000 | 393948000000 | 402438000000 | 410928000000 | 421117000000 | 429607000000
BAU Cargo Dist Transported[motorbikes,passenger] | NoSettings | 1525360000 | 1756090000 | 1783210000 | 1801650000 | 1809550000 | 1807720000 | 1806920000 | 1805780000 | 1804650000 | 1803800000 | 1802790000 | 1801930000 | 1801790000 | 1802480000 | 1803400000 | 1804720000 | 1806010000 | 1807510000 | 1808810000 | 1810030000 | 1811170000 | 1812110000 | 1813260000 | 1814140000 | 1814660000 | 1814530000 | 1813840000 | 1812650000 | 1811170000 | 1810310000 | 1808500000
BAU Cargo Dist Transported[motorbikes,freight] | NoSettings | 131363000000 | 133950000000 | 136592000000 | 139292000000 | 142051000000 | 144869000000 | 147749000000 | 150692000000 | 153698000000 | 156771000000 | 159911000000 | 164684000000 | 169608000000 | 174687000000 | 179927000000 | 185332000000 | 190908000000 | 196661000000 | 202597000000 | 208721000000 | 215040000000 | 221560000000 | 228288000000 | 235230000000 | 242394000000 | 249787000000 | 257417000000 | 265291000000 | 273418000000 | 281806000000 | 290464000000
Output Total CO2e Emissions | NoSettings | 498.327 | 477.09 | 457.07 | 439.054 | 424.238 | 412.481 | 399.158 | 389.705 | 379.287 | 368.744 | 357.368 | 351.25 | 345.567 | 339.953 | 335.864 | 330.683 | 324.466 | 320.876 | 316.918 | 311.569 | 306.344 | 295.853 | 291.804 | 286.054 | 279.464 | 269.197 | 264.816 | 262.783 | 261.282 | 260.401 | 259.812
Output Total CO2 Emissions | NoSettings | 424.136 | 403.996 | 384.798 | 371.065 | 360.549 | 353.077 | 342.053 | 334.924 | 326.817 | 318.586 | 309.508 | 303.803 | 298.547 | 293.319 | 289.643 | 284.887 | 279.089 | 275.904 | 272.333 | 267.396 | 262.58 | 252.604 | 249.064 | 243.785 | 237.711 | 227.967 | 223.536 | 221.387 | 219.752 | 218.734 | 218.007
LULUCF Anthropogenic Pollutant Emissions[CO2] | NoSettings | 107000000000000 | 63700000000000 | 50100000000000 | 42200000000000 | 36600000000000 | 32200000000000 | 28700000000000 | 25700000000000 | 23100000000000 | 20800000000000 | 18700000000000 | 18700000000000 | 18700000000000 | 18700000000000 | 18700000000000 | 18700000000000 | 18700000000000 | 18700000000000 | 18700000000000 | 18700000000000 | 18700000000000 | 18700000000000 | 18700000000000 | 18700000000000 | 18700000000000 | 18700000000000 | 18700000000000 | 18700000000000 | 18700000000000 | 18700000000000 | 18700000000000
LULUCF Anthropogenic Pollutant Emissions[VOC] | NoSettings | 0 | 0 | 0 | 0 | 0 | 0 | 0 | 0 | 0 | 0 | 0 | 0 | 0 | 0 | 0 | 0 | 0 | 0 | 0 | 0 | 0 | 0 | 0 | 0 | 0 | 0 | 0 | 0 | 0 | 0 | 0
LULUCF Anthropogenic Pollutant Emissions[CO] | NoSettings | 0 | 0 | 0 | 0 | 0 | 0 | 0 | 0 | 0 | 0 | 0 | 0 | 0 | 0 | 0 | 0 | 0 | 0 | 0 | 0 | 0 | 0 | 0 | 0 | 0 | 0 | 0 | 0 | 0 | 0 | 0
LULUCF Anthropogenic Pollutant Emissions[NOx] | NoSettings | 0 | 0 | 0 | 0 | 0 | 0 | 0 | 0 | 0 | 0 | 0 | 0 | 0 | 0 | 0 | 0 | 0 | 0 | 0 | 0 | 0 | 0 | 0 | 0 | 0 | 0 | 0 | 0 | 0 | 0 | 0
LULUCF Anthropogenic Pollutant Emissions[PM10] | NoSettings | 0 | 0 | 0 | 0 | 0 | 0 | 0 | 0 | 0 | 0 | 0 | 0 | 0 | 0 | 0 | 0 | 0 | 0 | 0 | 0 | 0 | 0 | 0 | 0 | 0 | 0 | 0 | 0 | 0 | 0 | 0
LULUCF Anthropogenic Pollutant Emissions[PM25] | NoSettings | 0 | 0 | 0 | 0 | 0 | 0 | 0 | 0 | 0 | 0 | 0 | 0 | 0 | 0 | 0 | 0 | 0 | 0 | 0 | 0 | 0 | 0 | 0 | 0 | 0 | 0 | 0 | 0 | 0 | 0 | 0
LULUCF Anthropogenic Pollutant Emissions[SOx] | NoSettings | 0 | 0 | 0 | 0 | 0 | 0 | 0 | 0 | 0 | 0 | 0 | 0 | 0 | 0 | 0 | 0 | 0 | 0 | 0 | 0 | 0 | 0 | 0 | 0 | 0 | 0 | 0 | 0 | 0 | 0 | 0
LULUCF Anthropogenic Pollutant Emissions[BC] | NoSettings | 0 | 0 | 0 | 0 | 0 | 0 | 0 | 0 | 0 | 0 | 0 | 0 | 0 | 0 | 0 | 0 | 0 | 0 | 0 | 0 | 0 | 0 | 0 | 0 | 0 | 0 | 0 | 0 | 0 | 0 | 0
LULUCF Anthropogenic Pollutant Emissions[OC] | NoSettings | 0 | 0 | 0 | 0 | 0 | 0 | 0 | 0 | 0 | 0 | 0 | 0 | 0 | 0 | 0 | 0 | 0 | 0 | 0 | 0 | 0 | 0 | 0 | 0 | 0 | 0 | 0 | 0 | 0 | 0 | 0
LULUCF Anthropogenic Pollutant Emissions[CH4] | NoSettings | 70900000000 | 42300000000 | 21200000000 | 15500000000 | 12300000000 | 9950000000 | 8140000000 | 6670000000 | 5420000000 | 4340000000 | 3390000000 | 3390000000 | 3390000000 | 3390000000 | 3390000000 | 3390000000 | 3390000000 | 3390000000 | 3390000000 | 3390000000 | 3390000000 | 3390000000 | 3390000000 | 3390000000 | 3390000000 | 3390000000 | 3390000000 | 3390000000 | 3390000000 | 3390000000 | 3390000000
LULUCF Anthropogenic Pollutant Emissions[N2O] | NoSettings | 4110000000 | 2450000000 | 1230000000 | 902000000 | 712000000 | 577000000 | 472000000 | 387000000 | 315000000 | 252000000 | 196000000 | 196000000 | 196000000 | 196000000 | 196000000 | 196000000 | 196000000 | 196000000 | 196000000 | 196000000 | 196000000 | 196000000 | 196000000 | 196000000 | 196000000 | 196000000 | 196000000 | 196000000 | 196000000 | 196000000 | 196000000
LULUCF Anthropogenic Pollutant Emissions[F gases] | NoSettings | 0 | 0 | 0 | 0 | 0 | 0 | 0 | 0 | 0 | 0 | 0 | 0 | 0 | 0 | 0 | 0 | 0 | 0 | 0 | 0 | 0 | 0 | 0 | 0 | 0 | 0 | 0 | 0 | 0 | 0 | 0
New Vehicles[LDVs,passenger,battery electric vehicle] | NoSettings | 113580 | 195420 | 276015 | 286005 | 303423 | 325116 | 313323 | 321261 | 339954 | 386946 | 444528 | 551679 | 663135 | 775593 | 886221 | 991092 | 1091660 | 1184700 | 1272360 | 1348250 | 1419460 | 1483340 | 1539680 | 1593240 | 1641120 | 1678940 | 1696760 | 1712380 | 1725670 | 1740000 | 1753820
New Vehicles[LDVs,passenger,natural gas vehicle] | NoSettings | 0 | 0 | 0 | 0 | 0 | 0 | 0 | 0 | 0 | 0 | 0 | 0 | 0 | 0 | 0 | 0 | 0 | 0 | 0 | 0 | 0 | 0 | 0 | 0 | 0 | 0 | 0 | 0 | 0 | 0 | 0
New Vehicles[LDVs,passenger,gasoline vehicle] | NoSettings | 1567900 | 1752570 | 1700810 | 1725230 | 1730900 | 1721930 | 1755660 | 1745930 | 1730300 | 1687870 | 1634530 | 1540740 | 1443590 | 1345280 | 1248390 | 1156800 | 1068790 | 987651 | 911055 | 845553 | 783939 | 728880 | 680730 | 634587 | 593505 | 561735 | 548499 | 537063 | 527664 | 516864 | 506304
New Vehicles[LDVs,passenger,diesel vehicle] | NoSettings | 0 | 0 | 0 | 0 | 0 | 0 | 0 | 0 | 0 | 0 | 0 | 0 | 0 | 0 | 0 | 0 | 0 | 0 | 0 | 0 | 0 | 0 | 0 | 0 | 0 | 0 | 0 | 0 | 0 | 0 | 0
New Vehicles[LDVs,passenger,plugin hybrid vehicle] | NoSettings | 28800 | 40749 | 51483 | 50067 | 50721 | 52185 | 39057 | 53565 | 62724 | 69897 | 76962 | 74361 | 70410 | 66156 | 61860 | 57588 | 53556 | 49758 | 46260 | 42996 | 40071 | 37437 | 35025 | 32877 | 30921 | 29340 | 28809 | 28275 | 27738 | 27201 | 26616
New Vehicles[LDVs,passenger,LPG vehicle] | NoSettings | 0 | 0 | 0 | 0 | 0 | 0 | 0 | 0 | 0 | 0 | 0 | 0 | 0 | 0 | 0 | 0 | 0 | 0 | 0 | 0 | 0 | 0 | 0 | 0 | 0 | 0 | 0 | 0 | 0 | 0 | 0
New Vehicles[LDVs,passenger,hydrogen vehicle] | NoSettings | 0 | 0 | 0 | 0 | 0 | 0 | 0 | 0 | 0 | 0 | 0 | 0 | 0 | 0 | 0 | 0 | 0 | 0 | 0 | 0 | 0 | 0 | 0 | 0 | 0 | 0 | 0 | 0 | 0 | 0 | 0
New Vehicles[LDVs,freight,battery electric vehicle] | NoSettings | 294 | 756 | 1749 | 2409 | 6246 | 8403 | 11403 | 17304 | 23994 | 30768 | 37626 | 43440 | 49377 | 55428 | 61605 | 67893 | 68562 | 69234 | 69909 | 70605 | 71301 | 72018 | 72747 | 73518 | 74277 | 75054 | 75840 | 76647 | 77457 | 78288 | 79143
New Vehicles[LDVs,freight,natural gas vehicle] | NoSettings | 36 | 45 | 57 | 45 | 39 | 33 | 27 | 27 | 24 | 21 | 18 | 15 | 15 | 12 | 12 | 9 | 9 | 9 | 6 | 6 | 6 | 6 | 6 | 3 | 3 | 3 | 3 | 0 | 0 | 0 | 0
New Vehicles[LDVs,freight,gasoline vehicle] | NoSettings | 62973 | 60915 | 61545 | 64797 | 62649 | 62955 | 61692 | 58014 | 54192 | 50328 | 46026 | 43338 | 40371 | 37587 | 34725 | 32025 | 32418 | 32859 | 33192 | 33678 | 34140 | 34575 | 35025 | 35517 | 36033 | 36504 | 36987 | 37473 | 37977 | 38250 | 38733
New Vehicles[LDVs,freight,diesel vehicle] | NoSettings | 36441 | 48363 | 48240 | 45516 | 44604 | 42531 | 41253 | 39528 | 37215 | 34905 | 32988 | 30858 | 28962 | 26802 | 24633 | 22203 | 22344 | 22440 | 22650 | 22719 | 22812 | 22953 | 23088 | 23211 | 23301 | 23454 | 23598 | 23757 | 23898 | 24291 | 24495
New Vehicles[LDVs,freight,plugin hybrid vehicle] | NoSettings | 0 | 0 | 0 | 0 | 0 | 0 | 0 | 0 | 0 | 0 | 0 | 0 | 0 | 0 | 0 | 0 | 0 | 0 | 0 | 0 | 0 | 0 | 0 | 0 | 0 | 0 | 0 | 0 | 0 | 0 | 0
New Vehicles[LDVs,freight,LPG vehicle] | NoSettings | 0 | 0 | 0 | 0 | 0 | 0 | 0 | 0 | 0 | 0 | 0 | 0 | 0 | 0 | 0 | 0 | 0 | 0 | 0 | 0 | 0 | 0 | 0 | 0 | 0 | 0 | 0 | 0 | 0 | 0 | 0
New Vehicles[LDVs,freight,hydrogen vehicle] | NoSettings | 0 | 0 | 0 | 0 | 0 | 0 | 0 | 0 | 0 | 0 | 0 | 0 | 0 | 0 | 0 | 0 | 0 | 0 | 0 | 0 | 0 | 0 | 0 | 0 | 0 | 0 | 0 | 0 | 0 | 0 | 0
New Vehicles[HDVs,passenger,battery electric vehicle] | NoSettings | 81 | 120 | 189 | 297 | 540 | 594 | 942 | 1128 | 1395 | 2253 | 2523 | 2658 | 2793 | 2931 | 3069 | 3207 | 3240 | 3273 | 3303 | 3333 | 3363 | 3390 | 3423 | 3459 | 3495 | 3528 | 3564 | 3591 | 3612 | 3630 | 3660
New Vehicles[HDVs,passenger,natural gas vehicle] | NoSettings | 345 | 333 | 360 | 399 | 351 | 345 | 312 | 255 | 237 | 135 | 156 | 141 | 126 | 108 | 87 | 72 | 72 | 72 | 66 | 75 | 72 | 63 | 63 | 63 | 63 | 63 | 66 | 66 | 66 | 63 | 72
New Vehicles[HDVs,passenger,gasoline vehicle] | NoSettings | 285 | 258 | 222 | 246 | 282 | 285 | 252 | 306 | 225 | 150 | 120 | 117 | 93 | 87 | 75 | 84 | 75 | 78 | 96 | 75 | 78 | 72 | 78 | 72 | 78 | 75 | 99 | 87 | 93 | 108 | 87
New Vehicles[HDVs,passenger,diesel vehicle] | NoSettings | 3081 | 3219 | 3150 | 2964 | 2724 | 2658 | 2364 | 2172 | 2001 | 1317 | 1059 | 942 | 852 | 741 | 639 | 510 | 528 | 531 | 528 | 546 | 552 | 573 | 573 | 585 | 588 | 597 | 579 | 597 | 594 | 585 | 606
New Vehicles[HDVs,passenger,plugin hybrid vehicle] | NoSettings | 0 | 0 | 0 | 0 | 0 | 0 | 0 | 0 | 0 | 0 | 0 | 0 | 0 | 0 | 0 | 0 | 0 | 0 | 0 | 0 | 0 | 0 | 0 | 0 | 0 | 0 | 0 | 0 | 0 | 0 | 0
New Vehicles[HDVs,passenger,LPG vehicle] | NoSettings | 0 | 0 | 0 | 0 | 0 | 0 | 0 | 0 | 0 | 0 | 0 | 0 | 0 | 0 | 0 | 0 | 0 | 0 | 0 | 0 | 0 | 0 | 0 | 0 | 0 | 0 | 0 | 0 | 0 | 0 | 0
New Vehicles[HDVs,passenger,hydrogen vehicle] | NoSettings | 0 | 0 | 0 | 0 | 0 | 0 | 0 | 0 | 0 | 0 | 0 | 0 | 0 | 0 | 0 | 0 | 0 | 0 | 0 | 0 | 0 | 0 | 0 | 0 | 0 | 0 | 0 | 0 | 0 | 0 | 0
New Vehicles[HDVs,freight,battery electric vehicle] | NoSettings | 3 | 3 | 12 | 15 | 183 | 261 | 381 | 582 | 792 | 1011 | 1239 | 1488 | 1752 | 1806 | 1860 | 1914 | 1974 | 2031 | 2094 | 2157 | 2223 | 2289 | 2358 | 2430 | 2505 | 2583 | 2661 | 2742 | 2826 | 2913 | 3003
New Vehicles[HDVs,freight,natural gas vehicle] | NoSettings | 15 | 18 | 33 | 27 | 21 | 21 | 18 | 18 | 18 | 21 | 21 | 24 | 27 | 30 | 36 | 42 | 51 | 60 | 66 | 72 | 81 | 87 | 90 | 99 | 105 | 108 | 114 | 117 | 120 | 123 | 126
New Vehicles[HDVs,freight,gasoline vehicle] | NoSettings | 0 | 0 | 0 | 0 | 0 | 0 | 0 | 0 | 0 | 0 | 0 | 0 | 0 | 0 | 0 | 0 | 0 | 0 | 0 | 0 | 0 | 0 | 0 | 0 | 0 | 0 | 0 | 0 | 0 | 0 | 0
New Vehicles[HDVs,freight,diesel vehicle] | NoSettings | 3375 | 3438 | 3483 | 3555 | 3465 | 3459 | 3417 | 3291 | 3156 | 3015 | 2865 | 2733 | 2592 | 2661 | 2733 | 2805 | 2874 | 2949 | 3021 | 3099 | 3174 | 3252 | 3336 | 3414 | 3492 | 3576 | 3654 | 3735 | 3816 | 3894 | 3969
New Vehicles[HDVs,freight,plugin hybrid vehicle] | NoSettings | 0 | 0 | 0 | 0 | 0 | 0 | 0 | 0 | 0 | 0 | 0 | 0 | 0 | 0 | 0 | 0 | 0 | 0 | 0 | 0 | 0 | 0 | 0 | 0 | 0 | 0 | 0 | 0 | 0 | 0 | 0
New Vehicles[HDVs,freight,LPG vehicle] | NoSettings | 0 | 0 | 0 | 0 | 0 | 0 | 0 | 0 | 0 | 0 | 0 | 0 | 0 | 0 | 0 | 0 | 0 | 0 | 0 | 0 | 0 | 0 | 0 | 0 | 0 | 0 | 0 | 0 | 0 | 0 | 0
New Vehicles[HDVs,freight,hydrogen vehicle] | NoSettings | 0 | 0 | 0 | 0 | 0 | 0 | 0 | 0 | 0 | 0 | 3 | 6 | 9 | 12 | 15 | 21 | 30 | 39 | 51 | 63 | 78 | 93 | 111 | 132 | 159 | 189 | 222 | 261 | 303 | 351 | 408
New Vehicles[aircraft,passenger,battery electric vehicle] | NoSettings | 0 | 0 | 0 | 0 | 0 | 0 | 0 | 0 | 0 | 0 | 0 | 0 | 0 | 0 | 0 | 0 | 0 | 0 | 0 | 0 | 0 | 0 | 0 | 0 | 0 | 0 | 0 | 0 | 0 | 0 | 0
New Vehicles[aircraft,passenger,natural gas vehicle] | NoSettings | 0 | 0 | 0 | 0 | 0 | 0 | 0 | 0 | 0 | 0 | 0 | 0 | 0 | 0 | 0 | 0 | 0 | 0 | 0 | 0 | 0 | 0 | 0 | 0 | 0 | 0 | 0 | 0 | 0 | 0 | 0
New Vehicles[aircraft,passenger,gasoline vehicle] | NoSettings | 0 | 0 | 0 | 0 | 0 | 0 | 0 | 0 | 0 | 0 | 0 | 0 | 0 | 0 | 0 | 0 | 0 | 0 | 0 | 0 | 0 | 0 | 0 | 0 | 0 | 0 | 0 | 0 | 0 | 0 | 0
New Vehicles[aircraft,passenger,diesel vehicle] | NoSettings | 11 | 15 | 17 | 18 | 19 | 19 | 19 | 19 | 19 | 20 | 20 | 20 | 20 | 21 | 21 | 21 | 21 | 22 | 22 | 22 | 22 | 23 | 23 | 23 | 24 | 24 | 24 | 25 | 25 | 25 | 25
New Vehicles[aircraft,passenger,plugin hybrid vehicle] | NoSettings | 0 | 0 | 0 | 0 | 0 | 0 | 0 | 0 | 0 | 0 | 0 | 0 | 0 | 0 | 0 | 0 | 0 | 0 | 0 | 0 | 0 | 0 | 0 | 0 | 0 | 0 | 0 | 0 | 0 | 0 | 0
New Vehicles[aircraft,passenger,LPG vehicle] | NoSettings | 0 | 0 | 0 | 0 | 0 | 0 | 0 | 0 | 0 | 0 | 0 | 0 | 0 | 0 | 0 | 0 | 0 | 0 | 0 | 0 | 0 | 0 | 0 | 0 | 0 | 0 | 0 | 0 | 0 | 0 | 0
New Vehicles[aircraft,passenger,hydrogen vehicle] | NoSettings | 0 | 0 | 0 | 0 | 0 | 0 | 0 | 0 | 0 | 0 | 0 | 0 | 0 | 0 | 0 | 0 | 0 | 0 | 0 | 0 | 0 | 0 | 0 | 0 | 0 | 0 | 0 | 0 | 0 | 0 | 0
New Vehicles[aircraft,freight,battery electric vehicle] | NoSettings | 0 | 0 | 0 | 0 | 0 | 0 | 0 | 0 | 0 | 0 | 0 | 0 | 0 | 0 | 0 | 0 | 0 | 0 | 0 | 0 | 0 | 0 | 0 | 0 | 0 | 0 | 0 | 0 | 0 | 0 | 0
New Vehicles[aircraft,freight,natural gas vehicle] | NoSettings | 0 | 0 | 0 | 0 | 0 | 0 | 0 | 0 | 0 | 0 | 0 | 0 | 0 | 0 | 0 | 0 | 0 | 0 | 0 | 0 | 0 | 0 | 0 | 0 | 0 | 0 | 0 | 0 | 0 | 0 | 0
New Vehicles[aircraft,freight,gasoline vehicle] | NoSettings | 0 | 0 | 0 | 0 | 0 | 0 | 0 | 0 | 0 | 0 | 0 | 0 | 0 | 0 | 0 | 0 | 0 | 0 | 0 | 0 | 0 | 0 | 0 | 0 | 0 | 0 | 0 | 0 | 0 | 0 | 0
New Vehicles[aircraft,freight,diesel vehicle] | NoSettings | 8 | 11 | 12 | 13 | 13 | 13 | 13 | 13 | 14 | 14 | 14 | 14 | 14 | 14 | 15 | 15 | 15 | 15 | 15 | 16 | 16 | 16 | 16 | 16 | 17 | 17 | 17 | 17 | 17 | 18 | 18
New Vehicles[aircraft,freight,plugin hybrid vehicle] | NoSettings | 0 | 0 | 0 | 0 | 0 | 0 | 0 | 0 | 0 | 0 | 0 | 0 | 0 | 0 | 0 | 0 | 0 | 0 | 0 | 0 | 0 | 0 | 0 | 0 | 0 | 0 | 0 | 0 | 0 | 0 | 0
New Vehicles[aircraft,freight,LPG vehicle] | NoSettings | 0 | 0 | 0 | 0 | 0 | 0 | 0 | 0 | 0 | 0 | 0 | 0 | 0 | 0 | 0 | 0 | 0 | 0 | 0 | 0 | 0 | 0 | 0 | 0 | 0 | 0 | 0 | 0 | 0 | 0 | 0
New Vehicles[aircraft,freight,hydrogen vehicle] | NoSettings | 0 | 0 | 0 | 0 | 0 | 0 | 0 | 0 | 0 | 0 | 0 | 0 | 0 | 0 | 0 | 0 | 0 | 0 | 0 | 0 | 0 | 0 | 0 | 0 | 0 | 0 | 0 | 0 | 0 | 0 | 0
New Vehicles[rail,passenger,battery electric vehicle] | NoSettings | 19 | 19 | 19 | 19 | 19 | 19 | 18 | 18 | 18 | 18 | 18 | 18 | 18 | 18 | 18 | 18 | 18 | 18 | 18 | 18 | 18 | 18 | 18 | 17 | 17 | 17 | 17 | 17 | 17 | 17 | 17
New Vehicles[rail,passenger,natural gas vehicle] | NoSettings | 0 | 0 | 0 | 0 | 0 | 0 | 0 | 0 | 0 | 0 | 0 | 0 | 0 | 0 | 0 | 0 | 0 | 0 | 0 | 0 | 0 | 0 | 0 | 0 | 0 | 0 | 0 | 0 | 0 | 0 | 0
New Vehicles[rail,passenger,gasoline vehicle] | NoSettings | 0 | 0 | 0 | 0 | 0 | 0 | 0 | 0 | 0 | 0 | 0 | 0 | 0 | 0 | 0 | 0 | 0 | 0 | 0 | 0 | 0 | 0 | 0 | 0 | 0 | 0 | 0 | 0 | 0 | 0 | 0
New Vehicles[rail,passenger,diesel vehicle] | NoSettings | 3 | 3 | 2 | 3 | 3 | 3 | 3 | 3 | 3 | 3 | 4 | 4 | 4 | 4 | 4 | 4 | 4 | 4 | 4 | 4 | 4 | 4 | 4 | 4 | 4 | 4 | 4 | 4 | 5 | 5 | 5
New Vehicles[rail,passenger,plugin hybrid vehicle] | NoSettings | 0 | 0 | 0 | 0 | 0 | 0 | 0 | 0 | 0 | 0 | 0 | 0 | 0 | 0 | 0 | 0 | 0 | 0 | 0 | 0 | 0 | 0 | 0 | 0 | 0 | 0 | 0 | 0 | 0 | 0 | 0
New Vehicles[rail,passenger,LPG vehicle] | NoSettings | 0 | 0 | 0 | 0 | 0 | 0 | 0 | 0 | 0 | 0 | 0 | 0 | 0 | 0 | 0 | 0 | 0 | 0 | 0 | 0 | 0 | 0 | 0 | 0 | 0 | 0 | 0 | 0 | 0 | 0 | 0
New Vehicles[rail,passenger,hydrogen vehicle] | NoSettings | 0 | 0 | 0 | 0 | 0 | 0 | 0 | 0 | 0 | 0 | 0 | 0 | 0 | 0 | 0 | 0 | 0 | 0 | 0 | 0 | 0 | 0 | 0 | 0 | 0 | 0 | 0 | 0 | 0 | 0 | 0
New Vehicles[rail,freight,battery electric vehicle] | NoSettings | 0 | 0 | 0 | 0 | 0 | 0 | 0 | 0 | 0 | 0 | 0 | 0 | 0 | 0 | 0 | 0 | 0 | 0 | 0 | 0 | 0 | 0 | 0 | 0 | 0 | 0 | 0 | 0 | 0 | 0 | 0
New Vehicles[rail,freight,natural gas vehicle] | NoSettings | 0 | 0 | 0 | 0 | 0 | 0 | 0 | 0 | 0 | 0 | 0 | 0 | 0 | 0 | 0 | 0 | 0 | 0 | 0 | 0 | 0 | 0 | 0 | 0 | 0 | 0 | 0 | 0 | 0 | 0 | 0
New Vehicles[rail,freight,gasoline vehicle] | NoSettings | 0 | 0 | 0 | 0 | 0 | 0 | 0 | 0 | 0 | 0 | 0 | 0 | 0 | 0 | 0 | 0 | 0 | 0 | 0 | 0 | 0 | 0 | 0 | 0 | 0 | 0 | 0 | 0 | 0 | 0 | 0
New Vehicles[rail,freight,diesel vehicle] | NoSettings | 28 | 28 | 29 | 30 | 30 | 31 | 31 | 32 | 33 | 34 | 34 | 35 | 36 | 37 | 37 | 38 | 39 | 40 | 41 | 42 | 43 | 44 | 45 | 46 | 47 | 48 | 49 | 50 | 51 | 52 | 53
New Vehicles[rail,freight,plugin hybrid vehicle] | NoSettings | 0 | 0 | 0 | 0 | 0 | 0 | 0 | 0 | 0 | 0 | 0 | 0 | 0 | 0 | 0 | 0 | 0 | 0 | 0 | 0 | 0 | 0 | 0 | 0 | 0 | 0 | 0 | 0 | 0 | 0 | 0
New Vehicles[rail,freight,LPG vehicle] | NoSettings | 0 | 0 | 0 | 0 | 0 | 0 | 0 | 0 | 0 | 0 | 0 | 0 | 0 | 0 | 0 | 0 | 0 | 0 | 0 | 0 | 0 | 0 | 0 | 0 | 0 | 0 | 0 | 0 | 0 | 0 | 0
New Vehicles[rail,freight,hydrogen vehicle] | NoSettings | 0 | 0 | 0 | 0 | 0 | 0 | 0 | 0 | 0 | 0 | 0 | 0 | 0 | 0 | 0 | 0 | 0 | 0 | 0 | 0 | 0 | 0 | 0 | 0 | 0 | 0 | 0 | 0 | 0 | 0 | 0
New Vehicles[ships,passenger,battery electric vehicle] | NoSettings | 0 | 0 | 0 | 0 | 0 | 0 | 0 | 0 | 0 | 0 | 0 | 0 | 0 | 0 | 0 | 0 | 0 | 0 | 0 | 0 | 0 | 0 | 0 | 0 | 0 | 0 | 0 | 0 | 0 | 0 | 0
New Vehicles[ships,passenger,natural gas vehicle] | NoSettings | 0 | 0 | 0 | 0 | 0 | 0 | 0 | 0 | 0 | 0 | 0 | 0 | 0 | 0 | 0 | 0 | 0 | 0 | 0 | 0 | 0 | 0 | 0 | 0 | 0 | 0 | 0 | 0 | 0 | 0 | 0
New Vehicles[ships,passenger,gasoline vehicle] | NoSettings | 0 | 0 | 0 | 0 | 0 | 0 | 0 | 0 | 0 | 0 | 0 | 0 | 0 | 0 | 0 | 0 | 0 | 0 | 0 | 0 | 0 | 0 | 0 | 0 | 0 | 0 | 0 | 0 | 0 | 0 | 0
New Vehicles[ships,passenger,diesel vehicle] | NoSettings | 5043 | 5043 | 5043 | 5043 | 5092 | 5092 | 5142 | 5142 | 5142 | 5142 | 5142 | 5142 | 5142 | 5142 | 5192 | 5192 | 5192 | 5192 | 5192 | 5142 | 5142 | 5142 | 5142 | 5142 | 5142 | 5142 | 5142 | 5142 | 5142 | 5142 | 5142
New Vehicles[ships,passenger,plugin hybrid vehicle] | NoSettings | 0 | 0 | 0 | 0 | 0 | 0 | 0 | 0 | 0 | 0 | 0 | 0 | 0 | 0 | 0 | 0 | 0 | 0 | 0 | 0 | 0 | 0 | 0 | 0 | 0 | 0 | 0 | 0 | 0 | 0 | 0
New Vehicles[ships,passenger,LPG vehicle] | NoSettings | 0 | 0 | 0 | 0 | 0 | 0 | 0 | 0 | 0 | 0 | 0 | 0 | 0 | 0 | 0 | 0 | 0 | 0 | 0 | 0 | 0 | 0 | 0 | 0 | 0 | 0 | 0 | 0 | 0 | 0 | 0
New Vehicles[ships,passenger,hydrogen vehicle] | NoSettings | 0 | 0 | 0 | 0 | 0 | 0 | 0 | 0 | 0 | 0 | 0 | 0 | 0 | 0 | 0 | 0 | 0 | 0 | 0 | 0 | 0 | 0 | 0 | 0 | 0 | 0 | 0 | 0 | 0 | 0 | 0
New Vehicles[ships,freight,battery electric vehicle] | NoSettings | 0 | 0 | 0 | 0 | 0 | 0 | 0 | 0 | 0 | 0 | 0 | 0 | 0 | 0 | 0 | 0 | 0 | 0 | 0 | 0 | 0 | 0 | 0 | 0 | 0 | 0 | 0 | 0 | 0 | 0 | 0
New Vehicles[ships,freight,natural gas vehicle] | NoSettings | 0 | 0 | 0 | 0 | 0 | 0 | 0 | 0 | 0 | 0 | 0 | 0 | 0 | 0 | 0 | 0 | 0 | 0 | 0 | 0 | 0 | 0 | 0 | 0 | 0 | 0 | 0 | 0 | 0 | 0 | 0
New Vehicles[ships,freight,gasoline vehicle] | NoSettings | 0 | 0 | 0 | 0 | 0 | 0 | 0 | 0 | 0 | 0 | 0 | 0 | 0 | 0 | 0 | 0 | 0 | 0 | 0 | 0 | 0 | 0 | 0 | 0 | 0 | 0 | 0 | 0 | 0 | 0 | 0
New Vehicles[ships,freight,diesel vehicle] | NoSettings | 25 | 25 | 27 | 28 | 29 | 30 | 31 | 32 | 33 | 34 | 36 | 37 | 38 | 39 | 40 | 41 | 42 | 44 | 45 | 47 | 48 | 49 | 50 | 52 | 53 | 54 | 56 | 57 | 58 | 60 | 61
New Vehicles[ships,freight,plugin hybrid vehicle] | NoSettings | 0 | 0 | 0 | 0 | 0 | 0 | 0 | 0 | 0 | 0 | 0 | 0 | 0 | 0 | 0 | 0 | 0 | 0 | 0 | 0 | 0 | 0 | 0 | 0 | 0 | 0 | 0 | 0 | 0 | 0 | 0
New Vehicles[ships,freight,LPG vehicle] | NoSettings | 0 | 0 | 0 | 0 | 0 | 0 | 0 | 0 | 0 | 0 | 0 | 0 | 0 | 0 | 0 | 0 | 0 | 0 | 0 | 0 | 0 | 0 | 0 | 0 | 0 | 0 | 0 | 0 | 0 | 0 | 0
New Vehicles[ships,freight,hydrogen vehicle] | NoSettings | 0 | 0 | 0 | 0 | 0 | 0 | 0 | 0 | 0 | 0 | 0 | 0 | 0 | 0 | 0 | 0 | 0 | 0 | 0 | 0 | 0 | 0 | 0 | 0 | 0 | 0 | 0 | 0 | 0 | 0 | 0
New Vehicles[motorbikes,passenger,battery electric vehicle] | NoSettings | 0 | 3213 | 6342 | 10029 | 14040 | 17301 | 19545 | 21177 | 22167 | 22794 | 23268 | 23622 | 23853 | 24054 | 24219 | 24357 | 24489 | 24609 | 24729 | 24813 | 24903 | 24975 | 25044 | 25125 | 25197 | 25236 | 25284 | 25305 | 25299 | 25317 | 25317
New Vehicles[motorbikes,passenger,natural gas vehicle] | NoSettings | 0 | 0 | 0 | 0 | 0 | 0 | 0 | 0 | 0 | 0 | 0 | 0 | 0 | 0 | 0 | 0 | 0 | 0 | 0 | 0 | 0 | 0 | 0 | 0 | 0 | 0 | 0 | 0 | 0 | 0 | 0
New Vehicles[motorbikes,passenger,gasoline vehicle] | NoSettings | 43743 | 47145 | 44796 | 41637 | 37851 | 34536 | 32271 | 30609 | 29586 | 28935 | 28431 | 28050 | 27816 | 27636 | 27498 | 27399 | 27300 | 27225 | 27141 | 27093 | 27033 | 26988 | 26955 | 26898 | 26844 | 26799 | 26733 | 26676 | 26640 | 26598 | 26547
New Vehicles[motorbikes,passenger,diesel vehicle] | NoSettings | 0 | 0 | 0 | 0 | 0 | 0 | 0 | 0 | 0 | 0 | 0 | 0 | 0 | 0 | 0 | 0 | 0 | 0 | 0 | 0 | 0 | 0 | 0 | 0 | 0 | 0 | 0 | 0 | 0 | 0 | 0
New Vehicles[motorbikes,passenger,plugin hybrid vehicle] | NoSettings | 0 | 0 | 0 | 0 | 0 | 0 | 0 | 0 | 0 | 0 | 0 | 0 | 0 | 0 | 0 | 0 | 0 | 0 | 0 | 0 | 0 | 0 | 0 | 0 | 0 | 0 | 0 | 0 | 0 | 0 | 0
New Vehicles[motorbikes,passenger,LPG vehicle] | NoSettings | 0 | 0 | 0 | 0 | 0 | 0 | 0 | 0 | 0 | 0 | 0 | 0 | 0 | 0 | 0 | 0 | 0 | 0 | 0 | 0 | 0 | 0 | 0 | 0 | 0 | 0 | 0 | 0 | 0 | 0 | 0
New Vehicles[motorbikes,passenger,hydrogen vehicle] | NoSettings | 0 | 0 | 0 | 0 | 0 | 0 | 0 | 0 | 0 | 0 | 0 | 0 | 0 | 0 | 0 | 0 | 0 | 0 | 0 | 0 | 0 | 0 | 0 | 0 | 0 | 0 | 0 | 0 | 0 | 0 | 0
New Vehicles[motorbikes,freight,battery electric vehicle] | NoSettings | 12 | 12 | 51 | 57 | 204 | 291 | 423 | 648 | 882 | 1125 | 1377 | 1656 | 1947 | 2007 | 2067 | 2130 | 2193 | 2259 | 2328 | 2397 | 2472 | 2547 | 2622 | 2703 | 2784 | 2871 | 2958 | 3048 | 3141 | 3237 | 3339
New Vehicles[motorbikes,freight,natural gas vehicle] | NoSettings | 33 | 42 | 78 | 63 | 45 | 39 | 36 | 33 | 33 | 36 | 36 | 45 | 48 | 57 | 69 | 81 | 96 | 111 | 123 | 138 | 153 | 165 | 174 | 189 | 201 | 210 | 222 | 231 | 237 | 243 | 249
New Vehicles[motorbikes,freight,gasoline vehicle] | NoSettings | 0 | 0 | 0 | 0 | 0 | 0 | 0 | 0 | 0 | 0 | 0 | 0 | 0 | 0 | 0 | 0 | 0 | 0 | 0 | 0 | 0 | 0 | 0 | 0 | 0 | 0 | 0 | 0 | 0 | 0 | 0
New Vehicles[motorbikes,freight,diesel vehicle] | NoSettings | 3726 | 3792 | 3795 | 3879 | 3831 | 3828 | 3783 | 3645 | 3498 | 3339 | 3174 | 3027 | 2871 | 2946 | 3024 | 3102 | 3177 | 3258 | 3342 | 3429 | 3513 | 3603 | 3699 | 3792 | 3882 | 3981 | 4077 | 4176 | 4275 | 4374 | 4470
New Vehicles[motorbikes,freight,plugin hybrid vehicle] | NoSettings | 0 | 0 | 0 | 0 | 0 | 0 | 0 | 0 | 0 | 0 | 0 | 0 | 0 | 0 | 0 | 0 | 0 | 0 | 0 | 0 | 0 | 0 | 0 | 0 | 0 | 0 | 0 | 0 | 0 | 0 | 0
New Vehicles[motorbikes,freight,LPG vehicle] | NoSettings | 0 | 0 | 0 | 0 | 0 | 0 | 0 | 0 | 0 | 0 | 0 | 0 | 0 | 0 | 0 | 0 | 0 | 0 | 0 | 0 | 0 | 0 | 0 | 0 | 0 | 0 | 0 | 0 | 0 | 0 | 0
New Vehicles[motorbikes,freight,hydrogen vehicle] | NoSettings | 0 | 0 | 0 | 0 | 0 | 0 | 0 | 0 | 0 | 0 | 0 | 3 | 3 | 3 | 6 | 9 | 12 | 18 | 24 | 30 | 39 | 48 | 60 | 72 | 90 | 111 | 135 | 165 | 198 | 237 | 285
BDEQ BAU Electricity Output from Distributed Sources[urban residential,hard coal es] | NoSettings | 0.374 | 0 | 0 | 0 | 0 | 0 | 0 | 0 | 0 | 0 | 0 | 0 | 0 | 0 | 0 | 0 | 0 | 0 | 0 | 0 | 0 | 0 | 0 | 0 | 0 | 0 | 0 | 0 | 0 | 0 | 0
BDEQ BAU Electricity Output from Distributed Sources[urban residential,natural gas nonpeaker es] | NoSettings | 0 | 0 | 0 | 0 | 0 | 0 | 0 | 0 | 0 | 0 | 0 | 0 | 0 | 0.3587 | 1.773 | 4.9 | 10.46 | 21.06 | 40.72 | 76.31 | 141.6 | 259.2 | 375.4 | 490.9 | 605.5 | 719.6 | 832.9 | 945.1 | 1056 | 1165 | 1273
BDEQ BAU Electricity Output from Distributed Sources[urban residential,nuclear es] | NoSettings | 0 | 0 | 0 | 0 | 0 | 0 | 0 | 0 | 0 | 0 | 0 | 0 | 0 | 0 | 0 | 0 | 0 | 0 | 0 | 0 | 0 | 0 | 0 | 0 | 0 | 0 | 0 | 0 | 0 | 0 | 0
BDEQ BAU Electricity Output from Distributed Sources[urban residential,hydro es] | NoSettings | 0 | 0 | 0 | 0 | 0 | 0 | 0 | 0 | 0 | 0 | 0 | 0 | 0 | 0 | 0 | 0 | 0 | 0 | 0 | 0 | 0 | 0 | 0 | 0 | 0 | 0 | 0 | 0 | 0 | 0 | 0
BDEQ BAU Electricity Output from Distributed Sources[urban residential,onshore wind es] | NoSettings | 6872 | 7132 | 7268 | 7242 | 7175 | 7073 | 6997 | 6938 | 6886 | 6833 | 6778 | 6720 | 6659 | 6592 | 6516 | 6435 | 6412 | 6361 | 6317 | 6288 | 6283 | 6321 | 6360 | 6399 | 6433 | 6471 | 6509 | 6547 | 6583 | 6618 | 6653
BDEQ BAU Electricity Output from Distributed Sources[urban residential,solar PV es] | NoSettings | 9323000 | 10870000 | 12260000 | 13390000 | 14430000 | 15380000 | 16380000 | 17410000 | 18440000 | 19480000 | 20510000 | 21530000 | 22530000 | 23490000 | 24420000 | 25300000 | 26390000 | 27350000 | 28300000 | 29260000 | 30220000 | 31200000 | 32180000 | 33150000 | 34100000 | 35070000 | 36040000 | 37020000 | 37990000 | 38950000 | 39920000
BDEQ BAU Electricity Output from Distributed Sources[urban residential,solar thermal es] | NoSettings | 0 | 0 | 0 | 0 | 0 | 0 | 0 | 0 | 0 | 0 | 0 | 0 | 0 | 0 | 0 | 0 | 0 | 0 | 0 | 0 | 0 | 0 | 0 | 0 | 0 | 0 | 0 | 0 | 0 | 0 | 0
BDEQ BAU Electricity Output from Distributed Sources[urban residential,biomass es] | NoSettings | 0 | 0 | 0 | 0 | 0 | 0 | 0 | 0 | 0 | 0 | 0 | 0 | 0 | 0 | 0 | 0 | 0 | 0 | 0 | 0 | 0 | 0 | 0 | 0 | 0 | 0 | 0 | 0 | 0 | 0 | 0
BDEQ BAU Electricity Output from Distributed Sources[urban residential,geothermal es] | NoSettings | 0 | 0 | 0 | 0 | 0 | 0 | 0 | 0 | 0 | 0 | 0 | 0 | 0 | 0 | 0 | 0 | 0 | 0 | 0 | 0 | 0 | 0 | 0 | 0 | 0 | 0 | 0 | 0 | 0 | 0 | 0
BDEQ BAU Electricity Output from Distributed Sources[urban residential,petroleum es] | NoSettings | 0 | 0 | 0 | 0 | 0 | 0 | 0 | 0 | 0 | 0 | 0 | 0 | 0 | 0 | 0 | 0 | 0 | 0 | 0 | 0 | 0 | 0 | 0 | 0 | 0 | 0 | 0 | 0 | 0 | 0 | 0
BDEQ BAU Electricity Output from Distributed Sources[urban residential,natural gas peaker es] | NoSettings | 0 | 0 | 0 | 0 | 0 | 0 | 0 | 0 | 0 | 0 | 0 | 0 | 0 | 0 | 0 | 0 | 0 | 0 | 0 | 0 | 0 | 0 | 0 | 0 | 0 | 0 | 0 | 0 | 0 | 0 | 0
BDEQ BAU Electricity Output from Distributed Sources[urban residential,lignite es] | NoSettings | 0 | 0 | 0 | 0 | 0 | 0 | 0 | 0 | 0 | 0 | 0 | 0 | 0 | 0 | 0 | 0 | 0 | 0 | 0 | 0 | 0 | 0 | 0 | 0 | 0 | 0 | 0 | 0 | 0 | 0 | 0
BDEQ BAU Electricity Output from Distributed Sources[urban residential,offshore wind es] | NoSettings | 0 | 0 | 0 | 0 | 0 | 0 | 0 | 0 | 0 | 0 | 0 | 0 | 0 | 0 | 0 | 0 | 0 | 0 | 0 | 0 | 0 | 0 | 0 | 0 | 0 | 0 | 0 | 0 | 0 | 0 | 0
BDEQ BAU Electricity Output from Distributed Sources[urban residential,crude oil es] | NoSettings | 0 | 0 | 0 | 0 | 0 | 0 | 0 | 0 | 0 | 0 | 0 | 0 | 0 | 0 | 0 | 0 | 0 | 0 | 0 | 0 | 0 | 0 | 0 | 0 | 0 | 0 | 0 | 0 | 0 | 0 | 0
BDEQ BAU Electricity Output from Distributed Sources[urban residential,heavy or residual fuel oil es] | NoSettings | 0 | 0 | 0 | 0 | 0 | 0 | 0 | 0 | 0 | 0 | 0 | 0 | 0 | 0 | 0 | 0 | 0 | 0 | 0 | 0 | 0 | 0 | 0 | 0 | 0 | 0 | 0 | 0 | 0 | 0 | 0
BDEQ BAU Electricity Output from Distributed Sources[urban residential,municipal solid waste es] | NoSettings | 0 | 0 | 0 | 0 | 0 | 0 | 0 | 0 | 0 | 0 | 0 | 0 | 0 | 0 | 0 | 0 | 0 | 0 | 0 | 0 | 0 | 0 | 0 | 0 | 0 | 0 | 0 | 0 | 0 | 0 | 0
BDEQ BAU Electricity Output from Distributed Sources[rural residential,hard coal es] | NoSettings | 0.08597 | 0 | 0 | 0 | 0 | 0 | 0 | 0 | 0 | 0 | 0 | 0 | 0 | 0 | 0 | 0 | 0 | 0 | 0 | 0 | 0 | 0 | 0 | 0 | 0 | 0 | 0 | 0 | 0 | 0 | 0
BDEQ BAU Electricity Output from Distributed Sources[rural residential,natural gas nonpeaker es] | NoSettings | 0 | 0 | 0 | 0 | 0 | 0 | 0 | 0 | 0 | 0 | 0 | 0 | 0 | 0.08246 | 0.4075 | 1.126 | 2.404 | 4.842 | 9.36 | 17.54 | 32.54 | 59.59 | 86.31 | 112.9 | 139.2 | 165.4 | 191.5 | 217.3 | 242.8 | 267.9 | 292.6
BDEQ BAU Electricity Output from Distributed Sources[rural residential,nuclear es] | NoSettings | 0 | 0 | 0 | 0 | 0 | 0 | 0 | 0 | 0 | 0 | 0 | 0 | 0 | 0 | 0 | 0 | 0 | 0 | 0 | 0 | 0 | 0 | 0 | 0 | 0 | 0 | 0 | 0 | 0 | 0 | 0
BDEQ BAU Electricity Output from Distributed Sources[rural residential,hydro es] | NoSettings | 0 | 0 | 0 | 0 | 0 | 0 | 0 | 0 | 0 | 0 | 0 | 0 | 0 | 0 | 0 | 0 | 0 | 0 | 0 | 0 | 0 | 0 | 0 | 0 | 0 | 0 | 0 | 0 | 0 | 0 | 0
BDEQ BAU Electricity Output from Distributed Sources[rural residential,onshore wind es] | NoSettings | 1580 | 1639 | 1671 | 1665 | 1649 | 1626 | 1609 | 1595 | 1583 | 1571 | 1558 | 1545 | 1531 | 1515 | 1498 | 1479 | 1474 | 1462 | 1452 | 1446 | 1444 | 1453 | 1462 | 1471 | 1479 | 1488 | 1496 | 1505 | 1513 | 1521 | 1529
BDEQ BAU Electricity Output from Distributed Sources[rural residential,solar PV es] | NoSettings | 2143000 | 2499000 | 2818000 | 3077000 | 3317000 | 3537000 | 3766000 | 4001000 | 4240000 | 4477000 | 4714000 | 4949000 | 5179000 | 5401000 | 5614000 | 5817000 | 6067000 | 6287000 | 6507000 | 6726000 | 6948000 | 7172000 | 7397000 | 7622000 | 7840000 | 8063000 | 8286000 | 8510000 | 8732000 | 8955000 | 9177000
BDEQ BAU Electricity Output from Distributed Sources[rural residential,solar thermal es] | NoSettings | 0 | 0 | 0 | 0 | 0 | 0 | 0 | 0 | 0 | 0 | 0 | 0 | 0 | 0 | 0 | 0 | 0 | 0 | 0 | 0 | 0 | 0 | 0 | 0 | 0 | 0 | 0 | 0 | 0 | 0 | 0
BDEQ BAU Electricity Output from Distributed Sources[rural residential,biomass es] | NoSettings | 0 | 0 | 0 | 0 | 0 | 0 | 0 | 0 | 0 | 0 | 0 | 0 | 0 | 0 | 0 | 0 | 0 | 0 | 0 | 0 | 0 | 0 | 0 | 0 | 0 | 0 | 0 | 0 | 0 | 0 | 0
BDEQ BAU Electricity Output from Distributed Sources[rural residential,geothermal es] | NoSettings | 0 | 0 | 0 | 0 | 0 | 0 | 0 | 0 | 0 | 0 | 0 | 0 | 0 | 0 | 0 | 0 | 0 | 0 | 0 | 0 | 0 | 0 | 0 | 0 | 0 | 0 | 0 | 0 | 0 | 0 | 0
BDEQ BAU Electricity Output from Distributed Sources[rural residential,petroleum es] | NoSettings | 0 | 0 | 0 | 0 | 0 | 0 | 0 | 0 | 0 | 0 | 0 | 0 | 0 | 0 | 0 | 0 | 0 | 0 | 0 | 0 | 0 | 0 | 0 | 0 | 0 | 0 | 0 | 0 | 0 | 0 | 0
BDEQ BAU Electricity Output from Distributed Sources[rural residential,natural gas peaker es] | NoSettings | 0 | 0 | 0 | 0 | 0 | 0 | 0 | 0 | 0 | 0 | 0 | 0 | 0 | 0 | 0 | 0 | 0 | 0 | 0 | 0 | 0 | 0 | 0 | 0 | 0 | 0 | 0 | 0 | 0 | 0 | 0
BDEQ BAU Electricity Output from Distributed Sources[rural residential,lignite es] | NoSettings | 0 | 0 | 0 | 0 | 0 | 0 | 0 | 0 | 0 | 0 | 0 | 0 | 0 | 0 | 0 | 0 | 0 | 0 | 0 | 0 | 0 | 0 | 0 | 0 | 0 | 0 | 0 | 0 | 0 | 0 | 0
BDEQ BAU Electricity Output from Distributed Sources[rural residential,offshore wind es] | NoSettings | 0 | 0 | 0 | 0 | 0 | 0 | 0 | 0 | 0 | 0 | 0 | 0 | 0 | 0 | 0 | 0 | 0 | 0 | 0 | 0 | 0 | 0 | 0 | 0 | 0 | 0 | 0 | 0 | 0 | 0 | 0
BDEQ BAU Electricity Output from Distributed Sources[rural residential,crude oil es] | NoSettings | 0 | 0 | 0 | 0 | 0 | 0 | 0 | 0 | 0 | 0 | 0 | 0 | 0 | 0 | 0 | 0 | 0 | 0 | 0 | 0 | 0 | 0 | 0 | 0 | 0 | 0 | 0 | 0 | 0 | 0 | 0
BDEQ BAU Electricity Output from Distributed Sources[rural residential,heavy or residual fuel oil es] | NoSettings | 0 | 0 | 0 | 0 | 0 | 0 | 0 | 0 | 0 | 0 | 0 | 0 | 0 | 0 | 0 | 0 | 0 | 0 | 0 | 0 | 0 | 0 | 0 | 0 | 0 | 0 | 0 | 0 | 0 | 0 | 0
BDEQ BAU Electricity Output from Distributed Sources[rural residential,municipal solid waste es] | NoSettings | 0 | 0 | 0 | 0 | 0 | 0 | 0 | 0 | 0 | 0 | 0 | 0 | 0 | 0 | 0 | 0 | 0 | 0 | 0 | 0 | 0 | 0 | 0 | 0 | 0 | 0 | 0 | 0 | 0 | 0 | 0
BDEQ BAU Electricity Output from Distributed Sources[commercial,hard coal es] | NoSettings | 0 | 0 | 0 | 0 | 0 | 0 | 0 | 0 | 0 | 0 | 0 | 0 | 0 | 0 | 0 | 0 | 0 | 0 | 0 | 0 | 0 | 0 | 0 | 0 | 0 | 0 | 0 | 0 | 0 | 0 | 0
BDEQ BAU Electricity Output from Distributed Sources[commercial,natural gas nonpeaker es] | NoSettings | 2073000 | 2085000 | 2178000 | 2366000 | 2587000 | 2744000 | 2906000 | 3070000 | 3256000 | 3439000 | 3607000 | 3835000 | 4076000 | 4301000 | 4520000 | 4778000 | 4949000 | 5185000 | 5389000 | 5616000 | 5849000 | 6071000 | 6300000 | 6516000 | 6724000 | 6939000 | 7113000 | 7307000 | 7508000 | 7731000 | 7927000
BDEQ BAU Electricity Output from Distributed Sources[commercial,nuclear es] | NoSettings | 0 | 0 | 0 | 0 | 0 | 0 | 0 | 0 | 0 | 0 | 0 | 0 | 0 | 0 | 0 | 0 | 0 | 0 | 0 | 0 | 0 | 0 | 0 | 0 | 0 | 0 | 0 | 0 | 0 | 0 | 0
BDEQ BAU Electricity Output from Distributed Sources[commercial,hydro es] | NoSettings | 0 | 0 | 0 | 0 | 0 | 0 | 0 | 0 | 0 | 0 | 0 | 0 | 0 | 0 | 0 | 0 | 0 | 0 | 0 | 0 | 0 | 0 | 0 | 0 | 0 | 0 | 0 | 0 | 0 | 0 | 0
BDEQ BAU Electricity Output from Distributed Sources[commercial,onshore wind es] | NoSettings | 151200 | 149200 | 153100 | 163900 | 177100 | 185800 | 195200 | 205000 | 215400 | 225500 | 234700 | 247100 | 260500 | 272500 | 284000 | 297800 | 305900 | 318100 | 328300 | 340400 | 351800 | 363400 | 373500 | 383400 | 392100 | 401600 | 408700 | 416500 | 424700 | 434100 | 441800
BDEQ BAU Electricity Output from Distributed Sources[commercial,solar PV es] | NoSettings | 4487000 | 5127000 | 5788000 | 6505000 | 7213000 | 7956000 | 8735000 | 9546000 | 10370000 | 11230000 | 12140000 | 13000000 | 13870000 | 14790000 | 15740000 | 16670000 | 17540000 | 18450000 | 19390000 | 20310000 | 21210000 | 22120000 | 23010000 | 23930000 | 24870000 | 25790000 | 26750000 | 27690000 | 28630000 | 29540000 | 30490000
BDEQ BAU Electricity Output from Distributed Sources[commercial,solar thermal es] | NoSettings | 0 | 0 | 0 | 0 | 0 | 0 | 0 | 0 | 0 | 0 | 0 | 0 | 0 | 0 | 0 | 0 | 0 | 0 | 0 | 0 | 0 | 0 | 0 | 0 | 0 | 0 | 0 | 0 | 0 | 0 | 0
BDEQ BAU Electricity Output from Distributed Sources[commercial,biomass es] | NoSettings | 0 | 0 | 0 | 0 | 0 | 0 | 0 | 0 | 0 | 0 | 0 | 0 | 0 | 0 | 0 | 0 | 0 | 0 | 0 | 0 | 0 | 0 | 0 | 0 | 0 | 0 | 0 | 0 | 0 | 0 | 0
BDEQ BAU Electricity Output from Distributed Sources[commercial,geothermal es] | NoSettings | 0 | 0 | 0 | 0 | 0 | 0 | 0 | 0 | 0 | 0 | 0 | 0 | 0 | 0 | 0 | 0 | 0 | 0 | 0 | 0 | 0 | 0 | 0 | 0 | 0 | 0 | 0 | 0 | 0 | 0 | 0
BDEQ BAU Electricity Output from Distributed Sources[commercial,petroleum es] | NoSettings | 30010 | 29560 | 30340 | 32470 | 35030 | 36660 | 38290 | 40010 | 42050 | 44010 | 45700 | 48120 | 50690 | 52920 | 55120 | 57790 | 59360 | 61710 | 63500 | 65650 | 67860 | 69820 | 71720 | 73630 | 75280 | 77100 | 78430 | 79910 | 81490 | 83300 | 84770
BDEQ BAU Electricity Output from Distributed Sources[commercial,natural gas peaker es] | NoSettings | 0 | 0 | 0 | 0 | 0 | 0 | 0 | 0 | 0 | 0 | 0 | 0 | 0 | 0 | 0 | 0 | 0 | 0 | 0 | 0 | 0 | 0 | 0 | 0 | 0 | 0 | 0 | 0 | 0 | 0 | 0
BDEQ BAU Electricity Output from Distributed Sources[commercial,lignite es] | NoSettings | 0 | 0 | 0 | 0 | 0 | 0 | 0 | 0 | 0 | 0 | 0 | 0 | 0 | 0 | 0 | 0 | 0 | 0 | 0 | 0 | 0 | 0 | 0 | 0 | 0 | 0 | 0 | 0 | 0 | 0 | 0
BDEQ BAU Electricity Output from Distributed Sources[commercial,offshore wind es] | NoSettings | 0 | 0 | 0 | 0 | 0 | 0 | 0 | 0 | 0 | 0 | 0 | 0 | 0 | 0 | 0 | 0 | 0 | 0 | 0 | 0 | 0 | 0 | 0 | 0 | 0 | 0 | 0 | 0 | 0 | 0 | 0
BDEQ BAU Electricity Output from Distributed Sources[commercial,crude oil es] | NoSettings | 0 | 0 | 0 | 0 | 0 | 0 | 0 | 0 | 0 | 0 | 0 | 0 | 0 | 0 | 0 | 0 | 0 | 0 | 0 | 0 | 0 | 0 | 0 | 0 | 0 | 0 | 0 | 0 | 0 | 0 | 0
BDEQ BAU Electricity Output from Distributed Sources[commercial,heavy or residual fuel oil es] | NoSettings | 0 | 0 | 0 | 0 | 0 | 0 | 0 | 0 | 0 | 0 | 0 | 0 | 0 | 0 | 0 | 0 | 0 | 0 | 0 | 0 | 0 | 0 | 0 | 0 | 0 | 0 | 0 | 0 | 0 | 0 | 0
BDEQ BAU Electricity Output from Distributed Sources[commercial,municipal solid waste es] | NoSettings | 0 | 0 | 0 | 0 | 0 | 0 | 0 | 0 | 0 | 0 | 0 | 0 | 0 | 0 | 0 | 0 | 0 | 0 | 0 | 0 | 0 | 0 | 0 | 0 | 0 | 0 | 0 | 0 | 0 | 0 | 0
BIFUbC BAU Industrial Fuel Use before CCS[agriculture and forestry 01T03,electricity if] | NoSettings | 67900000000000 | 68600000000000 | 69400000000000 | 70100000000000 | 70900000000000 | 71600000000000 | 72300000000000 | 73100000000000 | 73800000000000 | 74600000000000 | 75300000000000 | 76000000000000 | 76800000000000 | 77500000000000 | 78300000000000 | 79000000000000 | 79800000000000 | 80500000000000 | 81200000000000 | 82000000000000 | 82700000000000 | 83500000000000 | 84200000000000 | 84900000000000 | 85700000000000 | 86400000000000 | 87200000000000 | 87900000000000 | 88600000000000 | 89400000000000 | 90100000000000
BIFUbC BAU Industrial Fuel Use before CCS[agriculture and forestry 01T03,hard coal if] | NoSettings | 0 | 0 | 0 | 0 | 0 | 0 | 0 | 0 | 0 | 0 | 0 | 0 | 0 | 0 | 0 | 0 | 0 | 0 | 0 | 0 | 0 | 0 | 0 | 0 | 0 | 0 | 0 | 0 | 0 | 0 | 0
BIFUbC BAU Industrial Fuel Use before CCS[agriculture and forestry 01T03,natural gas if] | NoSettings | 12353600000000 | 11933800000000 | 11513900000000 | 11094000000000 | 10674200000000 | 10254300000000 | 9834450000000 | 9414590000000 | 8994720000000 | 8574860000000 | 8155000000000 | 7735140000000 | 7315280000000 | 6895420000000 | 6475560000000 | 6055690000000 | 5635830000000 | 5215970000000 | 4796110000000 | 4376250000000 | 3956390000000 | 3536520000000 | 3116660000000 | 2696800000000 | 2279430000000 | 1886950000000 | 1462360000000 | 1048720000000 | 635084000000 | 221446000000 | 0
BIFUbC BAU Industrial Fuel Use before CCS[agriculture and forestry 01T03,biomass if] | NoSettings | 0 | 0 | 0 | 0 | 0 | 0 | 0 | 0 | 0 | 0 | 0 | 0 | 0 | 0 | 0 | 0 | 0 | 0 | 0 | 0 | 0 | 0 | 0 | 0 | 0 | 0 | 0 | 0 | 0 | 0 | 0
BIFUbC BAU Industrial Fuel Use before CCS[agriculture and forestry 01T03,petroleum diesel if] | NoSettings | 24793600000000 | 24524800000000 | 24256000000000 | 23987200000000 | 23718400000000 | 23449700000000 | 23180900000000 | 22912100000000 | 22643300000000 | 22374600000000 | 22105800000000 | 21837000000000 | 21568200000000 | 21299400000000 | 21030700000000 | 20761900000000 | 20493100000000 | 20224300000000 | 19955600000000 | 19686800000000 | 19418000000000 | 19149200000000 | 18880400000000 | 18611700000000 | 18342900000000 | 18074100000000 | 17805300000000 | 17536500000000 | 17267800000000 | 16999000000000 | 16730200000000
BIFUbC BAU Industrial Fuel Use before CCS[agriculture and forestry 01T03,heat if] | NoSettings | 0 | 0 | 0 | 0 | 0 | 0 | 0 | 0 | 0 | 0 | 0 | 0 | 0 | 0 | 0 | 0 | 0 | 0 | 0 | 0 | 0 | 0 | 0 | 0 | 0 | 0 | 0 | 0 | 0 | 0 | 0
BIFUbC BAU Industrial Fuel Use before CCS[agriculture and forestry 01T03,crude oil if] | NoSettings | 0 | 0 | 0 | 0 | 0 | 0 | 0 | 0 | 0 | 0 | 0 | 0 | 0 | 0 | 0 | 0 | 0 | 0 | 0 | 0 | 0 | 0 | 0 | 0 | 0 | 0 | 0 | 0 | 0 | 0 | 0
BIFUbC BAU Industrial Fuel Use before CCS[agriculture and forestry 01T03,heavy or residual fuel oil if] | NoSettings | 0 | 0 | 0 | 0 | 0 | 0 | 0 | 0 | 0 | 0 | 0 | 0 | 0 | 0 | 0 | 0 | 0 | 0 | 0 | 0 | 0 | 0 | 0 | 0 | 0 | 0 | 0 | 0 | 0 | 0 | 0
BIFUbC BAU Industrial Fuel Use before CCS[agriculture and forestry 01T03,LPG propane or butane if] | NoSettings | 0 | 0 | 0 | 0 | 0 | 0 | 0 | 0 | 0 | 0 | 0 | 0 | 0 | 0 | 0 | 0 | 0 | 0 | 0 | 0 | 0 | 0 | 0 | 0 | 0 | 0 | 0 | 0 | 0 | 0 | 0
BIFUbC BAU Industrial Fuel Use before CCS[agriculture and forestry 01T03,hydrogen if] | NoSettings | 0 | 0 | 0 | 0 | 0 | 0 | 0 | 0 | 0 | 0 | 0 | 0 | 0 | 0 | 0 | 0 | 0 | 0 | 0 | 0 | 0 | 0 | 0 | 0 | 0 | 0 | 0 | 0 | 0 | 0 | 0
BIFUbC BAU Industrial Fuel Use before CCS[coal mining 05,electricity if] | NoSettings | 0 | 0 | 0 | 0 | 0 | 0 | 0 | 0 | 0 | 0 | 0 | 0 | 0 | 0 | 0 | 0 | 0 | 0 | 0 | 0 | 0 | 0 | 0 | 0 | 0 | 0 | 0 | 0 | 0 | 0 | 0
BIFUbC BAU Industrial Fuel Use before CCS[coal mining 05,hard coal if] | NoSettings | 0 | 0 | 0 | 0 | 0 | 0 | 0 | 0 | 0 | 0 | 0 | 0 | 0 | 0 | 0 | 0 | 0 | 0 | 0 | 0 | 0 | 0 | 0 | 0 | 0 | 0 | 0 | 0 | 0 | 0 | 0
BIFUbC BAU Industrial Fuel Use before CCS[coal mining 05,natural gas if] | NoSettings | 29800000 | 29800000 | 30200000 | 30900000 | 31500000 | 32100000 | 32400000 | 32500000 | 32500000 | 32600000 | 32700000 | 32800000 | 32800000 | 32900000 | 33100000 | 33300000 | 33500000 | 33700000 | 34000000 | 34200000 | 34300000 | 34600000 | 35000000 | 35500000 | 35800000 | 36100000 | 36500000 | 36900000 | 37300000 | 37700000 | 38000000
BIFUbC BAU Industrial Fuel Use before CCS[coal mining 05,biomass if] | NoSettings | 0 | 0 | 0 | 0 | 0 | 0 | 0 | 0 | 0 | 0 | 0 | 0 | 0 | 0 | 0 | 0 | 0 | 0 | 0 | 0 | 0 | 0 | 0 | 0 | 0 | 0 | 0 | 0 | 0 | 0 | 0
BIFUbC BAU Industrial Fuel Use before CCS[coal mining 05,petroleum diesel if] | NoSettings | 0 | 0 | 0 | 0 | 0 | 0 | 0 | 0 | 0 | 0 | 0 | 0 | 0 | 0 | 0 | 0 | 0 | 0 | 0 | 0 | 0 | 0 | 0 | 0 | 0 | 0 | 0 | 0 | 0 | 0 | 0
BIFUbC BAU Industrial Fuel Use before CCS[coal mining 05,heat if] | NoSettings | 0 | 0 | 0 | 0 | 0 | 0 | 0 | 0 | 0 | 0 | 0 | 0 | 0 | 0 | 0 | 0 | 0 | 0 | 0 | 0 | 0 | 0 | 0 | 0 | 0 | 0 | 0 | 0 | 0 | 0 | 0
BIFUbC BAU Industrial Fuel Use before CCS[coal mining 05,crude oil if] | NoSettings | 0 | 0 | 0 | 0 | 0 | 0 | 0 | 0 | 0 | 0 | 0 | 0 | 0 | 0 | 0 | 0 | 0 | 0 | 0 | 0 | 0 | 0 | 0 | 0 | 0 | 0 | 0 | 0 | 0 | 0 | 0
BIFUbC BAU Industrial Fuel Use before CCS[coal mining 05,heavy or residual fuel oil if] | NoSettings | 0 | 0 | 0 | 0 | 0 | 0 | 0 | 0 | 0 | 0 | 0 | 0 | 0 | 0 | 0 | 0 | 0 | 0 | 0 | 0 | 0 | 0 | 0 | 0 | 0 | 0 | 0 | 0 | 0 | 0 | 0
BIFUbC BAU Industrial Fuel Use before CCS[coal mining 05,LPG propane or butane if] | NoSettings | 0 | 0 | 0 | 0 | 0 | 0 | 0 | 0 | 0 | 0 | 0 | 0 | 0 | 0 | 0 | 0 | 0 | 0 | 0 | 0 | 0 | 0 | 0 | 0 | 0 | 0 | 0 | 0 | 0 | 0 | 0
BIFUbC BAU Industrial Fuel Use before CCS[coal mining 05,hydrogen if] | NoSettings | 0 | 0 | 0 | 0 | 0 | 0 | 0 | 0 | 0 | 0 | 0 | 0 | 0 | 0 | 0 | 0 | 0 | 0 | 0 | 0 | 0 | 0 | 0 | 0 | 0 | 0 | 0 | 0 | 0 | 0 | 0
BIFUbC BAU Industrial Fuel Use before CCS[oil and gas extraction 06,electricity if] | NoSettings | 15000000000000 | 14000000000000 | 14100000000000 | 14800000000000 | 15100000000000 | 15600000000000 | 15700000000000 | 15700000000000 | 15900000000000 | 15700000000000 | 15500000000000 | 15500000000000 | 15400000000000 | 15500000000000 | 15700000000000 | 15600000000000 | 15500000000000 | 15600000000000 | 15700000000000 | 15800000000000 | 15600000000000 | 15500000000000 | 15400000000000 | 15400000000000 | 15500000000000 | 15500000000000 | 15500000000000 | 15500000000000 | 15500000000000 | 15600000000000 | 15600000000000
BIFUbC BAU Industrial Fuel Use before CCS[oil and gas extraction 06,hard coal if] | NoSettings | 0 | 0 | 0 | 0 | 0 | 0 | 0 | 0 | 0 | 0 | 0 | 0 | 0 | 0 | 0 | 0 | 0 | 0 | 0 | 0 | 0 | 0 | 0 | 0 | 0 | 0 | 0 | 0 | 0 | 0 | 0
BIFUbC BAU Industrial Fuel Use before CCS[oil and gas extraction 06,natural gas if] | NoSettings | 251525000000000 | 230515000000000 | 240522000000000 | 251657000000000 | 257156000000000 | 265836000000000 | 268172000000000 | 268167000000000 | 270725000000000 | 268237000000000 | 264590000000000 | 264286000000000 | 262291000000000 | 264594000000000 | 267100000000000 | 266381000000000 | 264737000000000 | 265879000000000 | 267692000000000 | 268671000000000 | 266420000000000 | 263500000000000 | 262079000000000 | 262188000000000 | 263623000000000 | 264629000000000 | 264344000000000 | 264724000000000 | 265104000000000 | 265484000000000 | 265864000000000
BIFUbC BAU Industrial Fuel Use before CCS[oil and gas extraction 06,biomass if] | NoSettings | 0 | 0 | 0 | 0 | 0 | 0 | 0 | 0 | 0 | 0 | 0 | 0 | 0 | 0 | 0 | 0 | 0 | 0 | 0 | 0 | 0 | 0 | 0 | 0 | 0 | 0 | 0 | 0 | 0 | 0 | 0
BIFUbC BAU Industrial Fuel Use before CCS[oil and gas extraction 06,petroleum diesel if] | NoSettings | 1725150000000 | 1578370000000 | 1568900000000 | 1615160000000 | 1624370000000 | 1653060000000 | 1642040000000 | 1617230000000 | 1608380000000 | 1570260000000 | 1526540000000 | 1503080000000 | 1470810000000 | 1463180000000 | 1456880000000 | 1433400000000 | 1405620000000 | 1393170000000 | 1384520000000 | 1371820000000 | 1343170000000 | 1311900000000 | 1288770000000 | 1273630000000 | 1265210000000 | 1254970000000 | 1237670000000 | 1223930000000 | 1210190000000 | 1196450000000 | 1182710000000
BIFUbC BAU Industrial Fuel Use before CCS[oil and gas extraction 06,heat if] | NoSettings | 0 | 0 | 0 | 0 | 0 | 0 | 0 | 0 | 0 | 0 | 0 | 0 | 0 | 0 | 0 | 0 | 0 | 0 | 0 | 0 | 0 | 0 | 0 | 0 | 0 | 0 | 0 | 0 | 0 | 0 | 0
BIFUbC BAU Industrial Fuel Use before CCS[oil and gas extraction 06,crude oil if] | NoSettings | 131000000000000 | 166000000000000 | 166000000000000 | 166000000000000 | 166000000000000 | 166000000000000 | 166000000000000 | 166000000000000 | 166000000000000 | 166000000000000 | 166000000000000 | 166000000000000 | 166000000000000 | 166000000000000 | 166000000000000 | 166000000000000 | 166000000000000 | 166000000000000 | 166000000000000 | 166000000000000 | 166000000000000 | 166000000000000 | 166000000000000 | 166000000000000 | 166000000000000 | 166000000000000 | 166000000000000 | 166000000000000 | 166000000000000 | 166000000000000 | 166000000000000
BIFUbC BAU Industrial Fuel Use before CCS[oil and gas extraction 06,heavy or residual fuel oil if] | NoSettings | 0 | 0 | 0 | 0 | 0 | 0 | 0 | 0 | 0 | 0 | 0 | 0 | 0 | 0 | 0 | 0 | 0 | 0 | 0 | 0 | 0 | 0 | 0 | 0 | 0 | 0 | 0 | 0 | 0 | 0 | 0
BIFUbC BAU Industrial Fuel Use before CCS[oil and gas extraction 06,LPG propane or butane if] | NoSettings | 0 | 0 | 0 | 0 | 0 | 0 | 0 | 0 | 0 | 0 | 0 | 0 | 0 | 0 | 0 | 0 | 0 | 0 | 0 | 0 | 0 | 0 | 0 | 0 | 0 | 0 | 0 | 0 | 0 | 0 | 0
BIFUbC BAU Industrial Fuel Use before CCS[oil and gas extraction 06,hydrogen if] | NoSettings | 0 | 0 | 0 | 0 | 0 | 0 | 0 | 0 | 0 | 0 | 0 | 0 | 0 | 0 | 0 | 0 | 0 | 0 | 0 | 0 | 0 | 0 | 0 | 0 | 0 | 0 | 0 | 0 | 0 | 0 | 0
BIFUbC BAU Industrial Fuel Use before CCS[other mining and quarrying 07T08,electricity if] | NoSettings | 27500000000000 | 27400000000000 | 28800000000000 | 29500000000000 | 30000000000000 | 30600000000000 | 30800000000000 | 31000000000000 | 31000000000000 | 31100000000000 | 31100000000000 | 31300000000000 | 31300000000000 | 31400000000000 | 31500000000000 | 31800000000000 | 31900000000000 | 32100000000000 | 32400000000000 | 32600000000000 | 32700000000000 | 33000000000000 | 33400000000000 | 33800000000000 | 34100000000000 | 34400000000000 | 34800000000000 | 35200000000000 | 35500000000000 | 35900000000000 | 36300000000000
BIFUbC BAU Industrial Fuel Use before CCS[other mining and quarrying 07T08,hard coal if] | NoSettings | 0 | 0 | 0 | 0 | 0 | 0 | 0 | 0 | 0 | 0 | 0 | 0 | 0 | 0 | 0 | 0 | 0 | 0 | 0 | 0 | 0 | 0 | 0 | 0 | 0 | 0 | 0 | 0 | 0 | 0 | 0
BIFUbC BAU Industrial Fuel Use before CCS[other mining and quarrying 07T08,natural gas if] | NoSettings | 8347190000000 | 8333190000000 | 8468070000000 | 8647610000000 | 8822910000000 | 8975090000000 | 9058060000000 | 9099820000000 | 9109460000000 | 9118150000000 | 9142440000000 | 9176320000000 | 9186420000000 | 9209150000000 | 9258860000000 | 9328180000000 | 9377710000000 | 9432670000000 | 9508810000000 | 9569840000000 | 9613200000000 | 9685260000000 | 9805100000000 | 9928730000000 | 10019700000000 | 10105500000000 | 10225400000000 | 10330900000000 | 10436400000000 | 10541900000000 | 10647500000000
BIFUbC BAU Industrial Fuel Use before CCS[other mining and quarrying 07T08,biomass if] | NoSettings | 0 | 0 | 0 | 0 | 0 | 0 | 0 | 0 | 0 | 0 | 0 | 0 | 0 | 0 | 0 | 0 | 0 | 0 | 0 | 0 | 0 | 0 | 0 | 0 | 0 | 0 | 0 | 0 | 0 | 0 | 0
BIFUbC BAU Industrial Fuel Use before CCS[other mining and quarrying 07T08,petroleum diesel if] | NoSettings | 0 | 0 | 0 | 0 | 0 | 0 | 0 | 0 | 0 | 0 | 0 | 0 | 0 | 0 | 0 | 0 | 0 | 0 | 0 | 0 | 0 | 0 | 0 | 0 | 0 | 0 | 0 | 0 | 0 | 0 | 0
BIFUbC BAU Industrial Fuel Use before CCS[other mining and quarrying 07T08,heat if] | NoSettings | 0 | 0 | 0 | 0 | 0 | 0 | 0 | 0 | 0 | 0 | 0 | 0 | 0 | 0 | 0 | 0 | 0 | 0 | 0 | 0 | 0 | 0 | 0 | 0 | 0 | 0 | 0 | 0 | 0 | 0 | 0
BIFUbC BAU Industrial Fuel Use before CCS[other mining and quarrying 07T08,crude oil if] | NoSettings | 0 | 0 | 0 | 0 | 0 | 0 | 0 | 0 | 0 | 0 | 0 | 0 | 0 | 0 | 0 | 0 | 0 | 0 | 0 | 0 | 0 | 0 | 0 | 0 | 0 | 0 | 0 | 0 | 0 | 0 | 0
BIFUbC BAU Industrial Fuel Use before CCS[other mining and quarrying 07T08,heavy or residual fuel oil if] | NoSettings | 0 | 0 | 0 | 0 | 0 | 0 | 0 | 0 | 0 | 0 | 0 | 0 | 0 | 0 | 0 | 0 | 0 | 0 | 0 | 0 | 0 | 0 | 0 | 0 | 0 | 0 | 0 | 0 | 0 | 0 | 0
BIFUbC BAU Industrial Fuel Use before CCS[other mining and quarrying 07T08,LPG propane or butane if] | NoSettings | 0 | 0 | 0 | 0 | 0 | 0 | 0 | 0 | 0 | 0 | 0 | 0 | 0 | 0 | 0 | 0 | 0 | 0 | 0 | 0 | 0 | 0 | 0 | 0 | 0 | 0 | 0 | 0 | 0 | 0 | 0
BIFUbC BAU Industrial Fuel Use before CCS[other mining and quarrying 07T08,hydrogen if] | NoSettings | 0 | 0 | 0 | 0 | 0 | 0 | 0 | 0 | 0 | 0 | 0 | 0 | 0 | 0 | 0 | 0 | 0 | 0 | 0 | 0 | 0 | 0 | 0 | 0 | 0 | 0 | 0 | 0 | 0 | 0 | 0
BIFUbC BAU Industrial Fuel Use before CCS[food beverage and tobacco 10T12,electricity if] | NoSettings | 13900000000000 | 13800000000000 | 14500000000000 | 14800000000000 | 15200000000000 | 15400000000000 | 15600000000000 | 15600000000000 | 15600000000000 | 15700000000000 | 15700000000000 | 15800000000000 | 15800000000000 | 15800000000000 | 15900000000000 | 16000000000000 | 16100000000000 | 16200000000000 | 16300000000000 | 16400000000000 | 16500000000000 | 16600000000000 | 16800000000000 | 17000000000000 | 17200000000000 | 17400000000000 | 17600000000000 | 17700000000000 | 17900000000000 | 18100000000000 | 18300000000000
BIFUbC BAU Industrial Fuel Use before CCS[food beverage and tobacco 10T12,hard coal if] | NoSettings | 0 | 0 | 0 | 0 | 0 | 0 | 0 | 0 | 0 | 0 | 0 | 0 | 0 | 0 | 0 | 0 | 0 | 0 | 0 | 0 | 0 | 0 | 0 | 0 | 0 | 0 | 0 | 0 | 0 | 0 | 0
BIFUbC BAU Industrial Fuel Use before CCS[food beverage and tobacco 10T12,natural gas if] | NoSettings | 67229000000000 | 67116300000000 | 68202600000000 | 69648700000000 | 71060600000000 | 72286200000000 | 72954400000000 | 73290800000000 | 73368400000000 | 73438400000000 | 73634100000000 | 73907000000000 | 73988300000000 | 74171400000000 | 74571800000000 | 75130000000000 | 75529000000000 | 75971700000000 | 76584900000000 | 77076400000000 | 77425600000000 | 78006000000000 | 78971200000000 | 79966900000000 | 80699700000000 | 81390800000000 | 82356400000000 | 83206200000000 | 84056000000000 | 84905800000000 | 85755700000000
BIFUbC BAU Industrial Fuel Use before CCS[food beverage and tobacco 10T12,biomass if] | NoSettings | 0 | 0 | 0 | 0 | 0 | 0 | 0 | 0 | 0 | 0 | 0 | 0 | 0 | 0 | 0 | 0 | 0 | 0 | 0 | 0 | 0 | 0 | 0 | 0 | 0 | 0 | 0 | 0 | 0 | 0 | 0
BIFUbC BAU Industrial Fuel Use before CCS[food beverage and tobacco 10T12,petroleum diesel if] | NoSettings | 0 | 0 | 0 | 0 | 0 | 0 | 0 | 0 | 0 | 0 | 0 | 0 | 0 | 0 | 0 | 0 | 0 | 0 | 0 | 0 | 0 | 0 | 0 | 0 | 0 | 0 | 0 | 0 | 0 | 0 | 0
BIFUbC BAU Industrial Fuel Use before CCS[food beverage and tobacco 10T12,heat if] | NoSettings | 0 | 0 | 0 | 0 | 0 | 0 | 0 | 0 | 0 | 0 | 0 | 0 | 0 | 0 | 0 | 0 | 0 | 0 | 0 | 0 | 0 | 0 | 0 | 0 | 0 | 0 | 0 | 0 | 0 | 0 | 0
BIFUbC BAU Industrial Fuel Use before CCS[food beverage and tobacco 10T12,crude oil if] | NoSettings | 0 | 0 | 0 | 0 | 0 | 0 | 0 | 0 | 0 | 0 | 0 | 0 | 0 | 0 | 0 | 0 | 0 | 0 | 0 | 0 | 0 | 0 | 0 | 0 | 0 | 0 | 0 | 0 | 0 | 0 | 0
BIFUbC BAU Industrial Fuel Use before CCS[food beverage and tobacco 10T12,heavy or residual fuel oil if] | NoSettings | 0 | 0 | 0 | 0 | 0 | 0 | 0 | 0 | 0 | 0 | 0 | 0 | 0 | 0 | 0 | 0 | 0 | 0 | 0 | 0 | 0 | 0 | 0 | 0 | 0 | 0 | 0 | 0 | 0 | 0 | 0
BIFUbC BAU Industrial Fuel Use before CCS[food beverage and tobacco 10T12,LPG propane or butane if] | NoSettings | 0 | 0 | 0 | 0 | 0 | 0 | 0 | 0 | 0 | 0 | 0 | 0 | 0 | 0 | 0 | 0 | 0 | 0 | 0 | 0 | 0 | 0 | 0 | 0 | 0 | 0 | 0 | 0 | 0 | 0 | 0
BIFUbC BAU Industrial Fuel Use before CCS[food beverage and tobacco 10T12,hydrogen if] | NoSettings | 0 | 0 | 0 | 0 | 0 | 0 | 0 | 0 | 0 | 0 | 0 | 0 | 0 | 0 | 0 | 0 | 0 | 0 | 0 | 0 | 0 | 0 | 0 | 0 | 0 | 0 | 0 | 0 | 0 | 0 | 0
BIFUbC BAU Industrial Fuel Use before CCS[textiles apparel and leather 13T15,electricity if] | NoSettings | 928000000000 | 923000000000 | 973000000000 | 993000000000 | 1010000000000 | 1030000000000 | 1040000000000 | 1050000000000 | 1050000000000 | 1050000000000 | 1050000000000 | 1050000000000 | 1060000000000 | 1060000000000 | 1060000000000 | 1070000000000 | 1080000000000 | 1080000000000 | 1090000000000 | 1100000000000 | 1100000000000 | 1110000000000 | 1130000000000 | 1140000000000 | 1150000000000 | 1160000000000 | 1170000000000 | 1190000000000 | 1200000000000 | 1210000000000 | 1220000000000
BIFUbC BAU Industrial Fuel Use before CCS[textiles apparel and leather 13T15,hard coal if] | NoSettings | 0 | 0 | 0 | 0 | 0 | 0 | 0 | 0 | 0 | 0 | 0 | 0 | 0 | 0 | 0 | 0 | 0 | 0 | 0 | 0 | 0 | 0 | 0 | 0 | 0 | 0 | 0 | 0 | 0 | 0 | 0
BIFUbC BAU Industrial Fuel Use before CCS[textiles apparel and leather 13T15,natural gas if] | NoSettings | 3123100000000 | 3117860000000 | 3168330000000 | 3235500000000 | 3301090000000 | 3358030000000 | 3389070000000 | 3404690000000 | 3408300000000 | 3411550000000 | 3420640000000 | 3433320000000 | 3437100000000 | 3445600000000 | 3464200000000 | 3490140000000 | 3508670000000 | 3529230000000 | 3557720000000 | 3580550000000 | 3596780000000 | 3623740000000 | 3668580000000 | 3714830000000 | 3748870000000 | 3780980000000 | 3825830000000 | 3865310000000 | 3904790000000 | 3944270000000 | 3983740000000
BIFUbC BAU Industrial Fuel Use before CCS[textiles apparel and leather 13T15,biomass if] | NoSettings | 0 | 0 | 0 | 0 | 0 | 0 | 0 | 0 | 0 | 0 | 0 | 0 | 0 | 0 | 0 | 0 | 0 | 0 | 0 | 0 | 0 | 0 | 0 | 0 | 0 | 0 | 0 | 0 | 0 | 0 | 0
BIFUbC BAU Industrial Fuel Use before CCS[textiles apparel and leather 13T15,petroleum diesel if] | NoSettings | 0 | 0 | 0 | 0 | 0 | 0 | 0 | 0 | 0 | 0 | 0 | 0 | 0 | 0 | 0 | 0 | 0 | 0 | 0 | 0 | 0 | 0 | 0 | 0 | 0 | 0 | 0 | 0 | 0 | 0 | 0
BIFUbC BAU Industrial Fuel Use before CCS[textiles apparel and leather 13T15,heat if] | NoSettings | 0 | 0 | 0 | 0 | 0 | 0 | 0 | 0 | 0 | 0 | 0 | 0 | 0 | 0 | 0 | 0 | 0 | 0 | 0 | 0 | 0 | 0 | 0 | 0 | 0 | 0 | 0 | 0 | 0 | 0 | 0
BIFUbC BAU Industrial Fuel Use before CCS[textiles apparel and leather 13T15,crude oil if] | NoSettings | 0 | 0 | 0 | 0 | 0 | 0 | 0 | 0 | 0 | 0 | 0 | 0 | 0 | 0 | 0 | 0 | 0 | 0 | 0 | 0 | 0 | 0 | 0 | 0 | 0 | 0 | 0 | 0 | 0 | 0 | 0
BIFUbC BAU Industrial Fuel Use before CCS[textiles apparel and leather 13T15,heavy or residual fuel oil if] | NoSettings | 0 | 0 | 0 | 0 | 0 | 0 | 0 | 0 | 0 | 0 | 0 | 0 | 0 | 0 | 0 | 0 | 0 | 0 | 0 | 0 | 0 | 0 | 0 | 0 | 0 | 0 | 0 | 0 | 0 | 0 | 0
BIFUbC BAU Industrial Fuel Use before CCS[textiles apparel and leather 13T15,LPG propane or butane if] | NoSettings | 0 | 0 | 0 | 0 | 0 | 0 | 0 | 0 | 0 | 0 | 0 | 0 | 0 | 0 | 0 | 0 | 0 | 0 | 0 | 0 | 0 | 0 | 0 | 0 | 0 | 0 | 0 | 0 | 0 | 0 | 0
BIFUbC BAU Industrial Fuel Use before CCS[textiles apparel and leather 13T15,hydrogen if] | NoSettings | 0 | 0 | 0 | 0 | 0 | 0 | 0 | 0 | 0 | 0 | 0 | 0 | 0 | 0 | 0 | 0 | 0 | 0 | 0 | 0 | 0 | 0 | 0 | 0 | 0 | 0 | 0 | 0 | 0 | 0 | 0
BIFUbC BAU Industrial Fuel Use before CCS[wood products 16,electricity if] | NoSettings | 1120000000000 | 1120000000000 | 1180000000000 | 1200000000000 | 1230000000000 | 1250000000000 | 1260000000000 | 1270000000000 | 1270000000000 | 1270000000000 | 1270000000000 | 1280000000000 | 1280000000000 | 1280000000000 | 1290000000000 | 1300000000000 | 1310000000000 | 1310000000000 | 1320000000000 | 1330000000000 | 1340000000000 | 1350000000000 | 1370000000000 | 1380000000000 | 1400000000000 | 1410000000000 | 1420000000000 | 1440000000000 | 1450000000000 | 1470000000000 | 1480000000000
BIFUbC BAU Industrial Fuel Use before CCS[wood products 16,hard coal if] | NoSettings | 0 | 0 | 0 | 0 | 0 | 0 | 0 | 0 | 0 | 0 | 0 | 0 | 0 | 0 | 0 | 0 | 0 | 0 | 0 | 0 | 0 | 0 | 0 | 0 | 0 | 0 | 0 | 0 | 0 | 0 | 0
BIFUbC BAU Industrial Fuel Use before CCS[wood products 16,natural gas if] | NoSettings | 13725100000000 | 13702000000000 | 13923800000000 | 14219000000000 | 14507300000000 | 14757500000000 | 14893900000000 | 14962600000000 | 14978400000000 | 14992700000000 | 15032700000000 | 15088400000000 | 15105000000000 | 15142400000000 | 15224100000000 | 15338100000000 | 15419500000000 | 15509900000000 | 15635100000000 | 15735400000000 | 15806700000000 | 15925200000000 | 16122300000000 | 16325600000000 | 16475200000000 | 16616300000000 | 16813400000000 | 16986900000000 | 17160400000000 | 17333900000000 | 17507300000000
BIFUbC BAU Industrial Fuel Use before CCS[wood products 16,biomass if] | NoSettings | 13349000000000 | 13349000000000 | 13349000000000 | 13349000000000 | 13349000000000 | 13349000000000 | 13349000000000 | 13349000000000 | 13349000000000 | 13349000000000 | 13349000000000 | 13349000000000 | 13349000000000 | 13349000000000 | 13349000000000 | 13349000000000 | 13349000000000 | 13349000000000 | 13349000000000 | 13349000000000 | 13349000000000 | 13349000000000 | 13349000000000 | 13349000000000 | 13349000000000 | 13349000000000 | 13349000000000 | 13349000000000 | 13349000000000 | 13349000000000 | 13349000000000
BIFUbC BAU Industrial Fuel Use before CCS[wood products 16,petroleum diesel if] | NoSettings | 0 | 0 | 0 | 0 | 0 | 0 | 0 | 0 | 0 | 0 | 0 | 0 | 0 | 0 | 0 | 0 | 0 | 0 | 0 | 0 | 0 | 0 | 0 | 0 | 0 | 0 | 0 | 0 | 0 | 0 | 0
BIFUbC BAU Industrial Fuel Use before CCS[wood products 16,heat if] | NoSettings | 0 | 0 | 0 | 0 | 0 | 0 | 0 | 0 | 0 | 0 | 0 | 0 | 0 | 0 | 0 | 0 | 0 | 0 | 0 | 0 | 0 | 0 | 0 | 0 | 0 | 0 | 0 | 0 | 0 | 0 | 0
BIFUbC BAU Industrial Fuel Use before CCS[wood products 16,crude oil if] | NoSettings | 0 | 0 | 0 | 0 | 0 | 0 | 0 | 0 | 0 | 0 | 0 | 0 | 0 | 0 | 0 | 0 | 0 | 0 | 0 | 0 | 0 | 0 | 0 | 0 | 0 | 0 | 0 | 0 | 0 | 0 | 0
BIFUbC BAU Industrial Fuel Use before CCS[wood products 16,heavy or residual fuel oil if] | NoSettings | 0 | 0 | 0 | 0 | 0 | 0 | 0 | 0 | 0 | 0 | 0 | 0 | 0 | 0 | 0 | 0 | 0 | 0 | 0 | 0 | 0 | 0 | 0 | 0 | 0 | 0 | 0 | 0 | 0 | 0 | 0
BIFUbC BAU Industrial Fuel Use before CCS[wood products 16,LPG propane or butane if] | NoSettings | 0 | 0 | 0 | 0 | 0 | 0 | 0 | 0 | 0 | 0 | 0 | 0 | 0 | 0 | 0 | 0 | 0 | 0 | 0 | 0 | 0 | 0 | 0 | 0 | 0 | 0 | 0 | 0 | 0 | 0 | 0
BIFUbC BAU Industrial Fuel Use before CCS[wood products 16,hydrogen if] | NoSettings | 0 | 0 | 0 | 0 | 0 | 0 | 0 | 0 | 0 | 0 | 0 | 0 | 0 | 0 | 0 | 0 | 0 | 0 | 0 | 0 | 0 | 0 | 0 | 0 | 0 | 0 | 0 | 0 | 0 | 0 | 0
BIFUbC BAU Industrial Fuel Use before CCS[pulp paper and printing 17T18,electricity if] | NoSettings | 5130000000000 | 5100000000000 | 5380000000000 | 5490000000000 | 5600000000000 | 5700000000000 | 5750000000000 | 5780000000000 | 5780000000000 | 5790000000000 | 5810000000000 | 5830000000000 | 5830000000000 | 5850000000000 | 5880000000000 | 5920000000000 | 5950000000000 | 5990000000000 | 6040000000000 | 6080000000000 | 6100000000000 | 6150000000000 | 6230000000000 | 6300000000000 | 6360000000000 | 6420000000000 | 6490000000000 | 6560000000000 | 6630000000000 | 6690000000000 | 6760000000000
BIFUbC BAU Industrial Fuel Use before CCS[pulp paper and printing 17T18,hard coal if] | NoSettings | 0 | 0 | 0 | 0 | 0 | 0 | 0 | 0 | 0 | 0 | 0 | 0 | 0 | 0 | 0 | 0 | 0 | 0 | 0 | 0 | 0 | 0 | 0 | 0 | 0 | 0 | 0 | 0 | 0 | 0 | 0
BIFUbC BAU Industrial Fuel Use before CCS[pulp paper and printing 17T18,natural gas if] | NoSettings | 18017300000000 | 17987100000000 | 18278200000000 | 18665800000000 | 19044100000000 | 19372600000000 | 19551700000000 | 19641800000000 | 19662600000000 | 19681400000000 | 19733800000000 | 19807000000000 | 19828800000000 | 19877800000000 | 19985100000000 | 20134800000000 | 20241700000000 | 20360300000000 | 20524600000000 | 20656400000000 | 20750000000000 | 20905500000000 | 21164200000000 | 21431000000000 | 21627400000000 | 21812600000000 | 22071400000000 | 22299200000000 | 22526900000000 | 22754700000000 | 22982400000000
BIFUbC BAU Industrial Fuel Use before CCS[pulp paper and printing 17T18,biomass if] | NoSettings | 11311300000000 | 11311300000000 | 11311300000000 | 11311300000000 | 11311300000000 | 11311300000000 | 11311300000000 | 11311300000000 | 11311300000000 | 11311300000000 | 11311300000000 | 11311300000000 | 11311300000000 | 11311300000000 | 11311300000000 | 11311300000000 | 11311300000000 | 11311300000000 | 11311300000000 | 11311300000000 | 11311300000000 | 11311300000000 | 11311300000000 | 11311300000000 | 11311300000000 | 11311300000000 | 11311300000000 | 11311300000000 | 11311300000000 | 11311300000000 | 11311300000000
BIFUbC BAU Industrial Fuel Use before CCS[pulp paper and printing 17T18,petroleum diesel if] | NoSettings | 0 | 0 | 0 | 0 | 0 | 0 | 0 | 0 | 0 | 0 | 0 | 0 | 0 | 0 | 0 | 0 | 0 | 0 | 0 | 0 | 0 | 0 | 0 | 0 | 0 | 0 | 0 | 0 | 0 | 0 | 0
BIFUbC BAU Industrial Fuel Use before CCS[pulp paper and printing 17T18,heat if] | NoSettings | 0 | 0 | 0 | 0 | 0 | 0 | 0 | 0 | 0 | 0 | 0 | 0 | 0 | 0 | 0 | 0 | 0 | 0 | 0 | 0 | 0 | 0 | 0 | 0 | 0 | 0 | 0 | 0 | 0 | 0 | 0
BIFUbC BAU Industrial Fuel Use before CCS[pulp paper and printing 17T18,crude oil if] | NoSettings | 0 | 0 | 0 | 0 | 0 | 0 | 0 | 0 | 0 | 0 | 0 | 0 | 0 | 0 | 0 | 0 | 0 | 0 | 0 | 0 | 0 | 0 | 0 | 0 | 0 | 0 | 0 | 0 | 0 | 0 | 0
BIFUbC BAU Industrial Fuel Use before CCS[pulp paper and printing 17T18,heavy or residual fuel oil if] | NoSettings | 0 | 0 | 0 | 0 | 0 | 0 | 0 | 0 | 0 | 0 | 0 | 0 | 0 | 0 | 0 | 0 | 0 | 0 | 0 | 0 | 0 | 0 | 0 | 0 | 0 | 0 | 0 | 0 | 0 | 0 | 0
BIFUbC BAU Industrial Fuel Use before CCS[pulp paper and printing 17T18,LPG propane or butane if] | NoSettings | 0 | 0 | 0 | 0 | 0 | 0 | 0 | 0 | 0 | 0 | 0 | 0 | 0 | 0 | 0 | 0 | 0 | 0 | 0 | 0 | 0 | 0 | 0 | 0 | 0 | 0 | 0 | 0 | 0 | 0 | 0
BIFUbC BAU Industrial Fuel Use before CCS[pulp paper and printing 17T18,hydrogen if] | NoSettings | 0 | 0 | 0 | 0 | 0 | 0 | 0 | 0 | 0 | 0 | 0 | 0 | 0 | 0 | 0 | 0 | 0 | 0 | 0 | 0 | 0 | 0 | 0 | 0 | 0 | 0 | 0 | 0 | 0 | 0 | 0
BIFUbC BAU Industrial Fuel Use before CCS[refined petroleum and coke 19,electricity if] | NoSettings | 19600000000000 | 21000000000000 | 19700000000000 | 20000000000000 | 19900000000000 | 19700000000000 | 19200000000000 | 19100000000000 | 18300000000000 | 17900000000000 | 17500000000000 | 17200000000000 | 16800000000000 | 16700000000000 | 16100000000000 | 15800000000000 | 15900000000000 | 15400000000000 | 15200000000000 | 15200000000000 | 15100000000000 | 14900000000000 | 14800000000000 | 14700000000000 | 14700000000000 | 14600000000000 | 14500000000000 | 14400000000000 | 14400000000000 | 14300000000000 | 14200000000000
BIFUbC BAU Industrial Fuel Use before CCS[refined petroleum and coke 19,hard coal if] | NoSettings | 58081200000000 | 58081200000000 | 58081200000000 | 58081200000000 | 58081200000000 | 58081200000000 | 58081200000000 | 58081200000000 | 58081200000000 | 58081200000000 | 58081200000000 | 58081200000000 | 58081200000000 | 58081200000000 | 58081200000000 | 58081200000000 | 58081200000000 | 58081200000000 | 58081200000000 | 58081200000000 | 58081200000000 | 58081200000000 | 58081200000000 | 58081200000000 | 58081200000000 | 40220300000000 | 43792500000000 | 40220300000000 | 36648100000000 | 33075900000000 | 29503800000000
BIFUbC BAU Industrial Fuel Use before CCS[refined petroleum and coke 19,natural gas if] | NoSettings | 174428000000000 | 186466000000000 | 174470000000000 | 177805000000000 | 176237000000000 | 174433000000000 | 170563000000000 | 169479000000000 | 162660000000000 | 159017000000000 | 155443000000000 | 152789000000000 | 148731000000000 | 147831000000000 | 143094000000000 | 140292000000000 | 140780000000000 | 136954000000000 | 135153000000000 | 134774000000000 | 134323000000000 | 132413000000000 | 131520000000000 | 130910000000000 | 130485000000000 | 129521000000000 | 128924000000000 | 128242000000000 | 127560000000000 | 126879000000000 | 126197000000000
BIFUbC BAU Industrial Fuel Use before CCS[refined petroleum and coke 19,biomass if] | NoSettings | 0 | 0 | 0 | 0 | 0 | 0 | 0 | 0 | 0 | 0 | 0 | 0 | 0 | 0 | 0 | 0 | 0 | 0 | 0 | 0 | 0 | 0 | 0 | 0 | 0 | 0 | 0 | 0 | 0 | 0 | 0
BIFUbC BAU Industrial Fuel Use before CCS[refined petroleum and coke 19,petroleum diesel if] | NoSettings | 82148400000 | 88070800000 | 82621200000 | 84412400000 | 83877800000 | 83226500000 | 81582700000 | 81265700000 | 78188700000 | 76626100000 | 75088300000 | 73987300000 | 72198200000 | 71936000000 | 69800000000 | 68598800000 | 69003700000 | 67289900000 | 66564100000 | 66536600000 | 66472000000 | 65682200000 | 65394100000 | 65244400000 | 65185800000 | 64856000000 | 64714300000 | 64528300000 | 64342200000 | 64156100000 | 63970100000
BIFUbC BAU Industrial Fuel Use before CCS[refined petroleum and coke 19,heat if] | NoSettings | 0 | 0 | 0 | 0 | 0 | 0 | 0 | 0 | 0 | 0 | 0 | 0 | 0 | 0 | 0 | 0 | 0 | 0 | 0 | 0 | 0 | 0 | 0 | 0 | 0 | 0 | 0 | 0 | 0 | 0 | 0
BIFUbC BAU Industrial Fuel Use before CCS[refined petroleum and coke 19,crude oil if] | NoSettings | 2680000000000000 | 3410000000000000 | 3410000000000000 | 3410000000000000 | 3410000000000000 | 3410000000000000 | 3410000000000000 | 3410000000000000 | 3410000000000000 | 3410000000000000 | 3410000000000000 | 3410000000000000 | 3410000000000000 | 3410000000000000 | 3410000000000000 | 3410000000000000 | 3410000000000000 | 3410000000000000 | 3410000000000000 | 3410000000000000 | 3410000000000000 | 3410000000000000 | 3410000000000000 | 3410000000000000 | 3410000000000000 | 3410000000000000 | 3410000000000000 | 3410000000000000 | 3410000000000000 | 3410000000000000 | 3410000000000000
BIFUbC BAU Industrial Fuel Use before CCS[refined petroleum and coke 19,heavy or residual fuel oil if] | NoSettings | 2858100000000 | 3064150000000 | 2874550000000 | 2936870000000 | 2918270000000 | 2895610000000 | 2838420000000 | 2827390000000 | 2720330000000 | 2665970000000 | 2612460000000 | 2574160000000 | 2511910000000 | 2502790000000 | 2428480000000 | 2386680000000 | 2400770000000 | 2341140000000 | 2315890000000 | 2314940000000 | 2312690000000 | 2285210000000 | 2275180000000 | 2269980000000 | 2267940000000 | 2256460000000 | 2251540000000 | 2245060000000 | 2238590000000 | 2232110000000 | 2225640000000
BIFUbC BAU Industrial Fuel Use before CCS[refined petroleum and coke 19,LPG propane or butane if] | NoSettings | 35652500000 | 38222800000 | 35857700000 | 36635100000 | 36403100000 | 36120400000 | 35407000000 | 35269400000 | 33934000000 | 33255800000 | 32588400000 | 32110600000 | 31334100000 | 31220300000 | 30293300000 | 29772000000 | 29947700000 | 29203900000 | 28888900000 | 28877000000 | 28848900000 | 28506100000 | 28381100000 | 28316200000 | 28290700000 | 28147600000 | 28086100000 | 28005300000 | 27924600000 | 27843800000 | 27763100000
BIFUbC BAU Industrial Fuel Use before CCS[refined petroleum and coke 19,hydrogen if] | NoSettings | 0 | 0 | 0 | 0 | 0 | 0 | 0 | 0 | 0 | 0 | 0 | 0 | 0 | 0 | 0 | 0 | 0 | 0 | 0 | 0 | 0 | 0 | 0 | 0 | 0 | 0 | 0 | 0 | 0 | 0 | 0
BIFUbC BAU Industrial Fuel Use before CCS[chemicals 20,electricity if] | NoSettings | 7690000000000 | 7650000000000 | 8070000000000 | 8240000000000 | 8400000000000 | 8550000000000 | 8630000000000 | 8670000000000 | 8680000000000 | 8690000000000 | 8710000000000 | 8740000000000 | 8750000000000 | 8770000000000 | 8820000000000 | 8890000000000 | 8930000000000 | 8990000000000 | 9060000000000 | 9120000000000 | 9160000000000 | 9230000000000 | 9340000000000 | 9460000000000 | 9540000000000 | 9630000000000 | 9740000000000 | 9840000000000 | 9940000000000 | 10000000000000 | 10100000000000
BIFUbC BAU Industrial Fuel Use before CCS[chemicals 20,hard coal if] | NoSettings | 0 | 0 | 0 | 0 | 0 | 0 | 0 | 0 | 0 | 0 | 0 | 0 | 0 | 0 | 0 | 0 | 0 | 0 | 0 | 0 | 0 | 0 | 0 | 0 | 0 | 0 | 0 | 0 | 0 | 0 | 0
BIFUbC BAU Industrial Fuel Use before CCS[chemicals 20,natural gas if] | NoSettings | 145252000000000 | 145008000000000 | 147355000000000 | 150480000000000 | 153530000000000 | 156178000000000 | 157622000000000 | 158349000000000 | 158516000000000 | 158667000000000 | 159090000000000 | 159680000000000 | 159856000000000 | 160251000000000 | 161116000000000 | 162322000000000 | 163184000000000 | 164141000000000 | 165466000000000 | 166527000000000 | 167282000000000 | 168536000000000 | 170621000000000 | 172773000000000 | 174356000000000 | 175849000000000 | 177935000000000 | 179771000000000 | 181607000000000 | 183443000000000 | 185280000000000
BIFUbC BAU Industrial Fuel Use before CCS[chemicals 20,biomass if] | NoSettings | 0 | 0 | 0 | 0 | 0 | 0 | 0 | 0 | 0 | 0 | 0 | 0 | 0 | 0 | 0 | 0 | 0 | 0 | 0 | 0 | 0 | 0 | 0 | 0 | 0 | 0 | 0 | 0 | 0 | 0 | 0
BIFUbC BAU Industrial Fuel Use before CCS[chemicals 20,petroleum diesel if] | NoSettings | 0 | 0 | 0 | 0 | 0 | 0 | 0 | 0 | 0 | 0 | 0 | 0 | 0 | 0 | 0 | 0 | 0 | 0 | 0 | 0 | 0 | 0 | 0 | 0 | 0 | 0 | 0 | 0 | 0 | 0 | 0
BIFUbC BAU Industrial Fuel Use before CCS[chemicals 20,heat if] | NoSettings | 0 | 0 | 0 | 0 | 0 | 0 | 0 | 0 | 0 | 0 | 0 | 0 | 0 | 0 | 0 | 0 | 0 | 0 | 0 | 0 | 0 | 0 | 0 | 0 | 0 | 0 | 0 | 0 | 0 | 0 | 0
BIFUbC BAU Industrial Fuel Use before CCS[chemicals 20,crude oil if] | NoSettings | 0 | 0 | 0 | 0 | 0 | 0 | 0 | 0 | 0 | 0 | 0 | 0 | 0 | 0 | 0 | 0 | 0 | 0 | 0 | 0 | 0 | 0 | 0 | 0 | 0 | 0 | 0 | 0 | 0 | 0 | 0
BIFUbC BAU Industrial Fuel Use before CCS[chemicals 20,heavy or residual fuel oil if] | NoSettings | 0 | 0 | 0 | 0 | 0 | 0 | 0 | 0 | 0 | 0 | 0 | 0 | 0 | 0 | 0 | 0 | 0 | 0 | 0 | 0 | 0 | 0 | 0 | 0 | 0 | 0 | 0 | 0 | 0 | 0 | 0
BIFUbC BAU Industrial Fuel Use before CCS[chemicals 20,LPG propane or butane if] | NoSettings | 0 | 0 | 0 | 0 | 0 | 0 | 0 | 0 | 0 | 0 | 0 | 0 | 0 | 0 | 0 | 0 | 0 | 0 | 0 | 0 | 0 | 0 | 0 | 0 | 0 | 0 | 0 | 0 | 0 | 0 | 0
BIFUbC BAU Industrial Fuel Use before CCS[chemicals 20,hydrogen if] | NoSettings | 0 | 0 | 0 | 0 | 0 | 0 | 0 | 0 | 0 | 0 | 0 | 0 | 0 | 0 | 0 | 0 | 0 | 0 | 0 | 0 | 0 | 0 | 0 | 0 | 0 | 0 | 0 | 0 | 0 | 0 | 0
BIFUbC BAU Industrial Fuel Use before CCS[rubber and plastic products 22,electricity if] | NoSettings | 5530000000000 | 5500000000000 | 5800000000000 | 5920000000000 | 6040000000000 | 6140000000000 | 6200000000000 | 6230000000000 | 6240000000000 | 6240000000000 | 6260000000000 | 6280000000000 | 6290000000000 | 6300000000000 | 6340000000000 | 6390000000000 | 6420000000000 | 6460000000000 | 6510000000000 | 6550000000000 | 6580000000000 | 6630000000000 | 6710000000000 | 6800000000000 | 6860000000000 | 6920000000000 | 7000000000000 | 7070000000000 | 7140000000000 | 7220000000000 | 7290000000000
BIFUbC BAU Industrial Fuel Use before CCS[rubber and plastic products 22,hard coal if] | NoSettings | 0 | 0 | 0 | 0 | 0 | 0 | 0 | 0 | 0 | 0 | 0 | 0 | 0 | 0 | 0 | 0 | 0 | 0 | 0 | 0 | 0 | 0 | 0 | 0 | 0 | 0 | 0 | 0 | 0 | 0 | 0
BIFUbC BAU Industrial Fuel Use before CCS[rubber and plastic products 22,natural gas if] | NoSettings | 1638690000000 | 1635940000000 | 1662420000000 | 1697670000000 | 1732080000000 | 1761960000000 | 1778240000000 | 1786440000000 | 1788330000000 | 1790040000000 | 1794810000000 | 1801460000000 | 1803440000000 | 1807910000000 | 1817670000000 | 1831270000000 | 1841000000000 | 1851790000000 | 1866730000000 | 1878710000000 | 1887230000000 | 1901370000000 | 1924900000000 | 1949170000000 | 1967030000000 | 1983880000000 | 2007410000000 | 2028130000000 | 2048840000000 | 2069560000000 | 2090270000000
BIFUbC BAU Industrial Fuel Use before CCS[rubber and plastic products 22,biomass if] | NoSettings | 0 | 0 | 0 | 0 | 0 | 0 | 0 | 0 | 0 | 0 | 0 | 0 | 0 | 0 | 0 | 0 | 0 | 0 | 0 | 0 | 0 | 0 | 0 | 0 | 0 | 0 | 0 | 0 | 0 | 0 | 0
BIFUbC BAU Industrial Fuel Use before CCS[rubber and plastic products 22,petroleum diesel if] | NoSettings | 0 | 0 | 0 | 0 | 0 | 0 | 0 | 0 | 0 | 0 | 0 | 0 | 0 | 0 | 0 | 0 | 0 | 0 | 0 | 0 | 0 | 0 | 0 | 0 | 0 | 0 | 0 | 0 | 0 | 0 | 0
BIFUbC BAU Industrial Fuel Use before CCS[rubber and plastic products 22,heat if] | NoSettings | 0 | 0 | 0 | 0 | 0 | 0 | 0 | 0 | 0 | 0 | 0 | 0 | 0 | 0 | 0 | 0 | 0 | 0 | 0 | 0 | 0 | 0 | 0 | 0 | 0 | 0 | 0 | 0 | 0 | 0 | 0
BIFUbC BAU Industrial Fuel Use before CCS[rubber and plastic products 22,crude oil if] | NoSettings | 0 | 0 | 0 | 0 | 0 | 0 | 0 | 0 | 0 | 0 | 0 | 0 | 0 | 0 | 0 | 0 | 0 | 0 | 0 | 0 | 0 | 0 | 0 | 0 | 0 | 0 | 0 | 0 | 0 | 0 | 0
BIFUbC BAU Industrial Fuel Use before CCS[rubber and plastic products 22,heavy or residual fuel oil if] | NoSettings | 0 | 0 | 0 | 0 | 0 | 0 | 0 | 0 | 0 | 0 | 0 | 0 | 0 | 0 | 0 | 0 | 0 | 0 | 0 | 0 | 0 | 0 | 0 | 0 | 0 | 0 | 0 | 0 | 0 | 0 | 0
BIFUbC BAU Industrial Fuel Use before CCS[rubber and plastic products 22,LPG propane or butane if] | NoSettings | 0 | 0 | 0 | 0 | 0 | 0 | 0 | 0 | 0 | 0 | 0 | 0 | 0 | 0 | 0 | 0 | 0 | 0 | 0 | 0 | 0 | 0 | 0 | 0 | 0 | 0 | 0 | 0 | 0 | 0 | 0
BIFUbC BAU Industrial Fuel Use before CCS[rubber and plastic products 22,hydrogen if] | NoSettings | 0 | 0 | 0 | 0 | 0 | 0 | 0 | 0 | 0 | 0 | 0 | 0 | 0 | 0 | 0 | 0 | 0 | 0 | 0 | 0 | 0 | 0 | 0 | 0 | 0 | 0 | 0 | 0 | 0 | 0 | 0
BIFUbC BAU Industrial Fuel Use before CCS[glass and glass products 231,electricity if] | NoSettings | 10500000000000 | 10400000000000 | 11000000000000 | 11200000000000 | 11400000000000 | 11600000000000 | 11700000000000 | 11800000000000 | 11800000000000 | 11800000000000 | 11800000000000 | 11900000000000 | 11900000000000 | 11900000000000 | 12000000000000 | 12100000000000 | 12100000000000 | 12200000000000 | 12300000000000 | 12400000000000 | 12400000000000 | 12500000000000 | 12700000000000 | 12900000000000 | 13000000000000 | 13100000000000 | 13200000000000 | 13400000000000 | 13500000000000 | 13700000000000 | 13800000000000
BIFUbC BAU Industrial Fuel Use before CCS[glass and glass products 231,hard coal if] | NoSettings | 0 | 0 | 0 | 0 | 0 | 0 | 0 | 0 | 0 | 0 | 0 | 0 | 0 | 0 | 0 | 0 | 0 | 0 | 0 | 0 | 0 | 0 | 0 | 0 | 0 | 0 | 0 | 0 | 0 | 0 | 0
BIFUbC BAU Industrial Fuel Use before CCS[glass and glass products 231,natural gas if] | NoSettings | 13693700000000 | 13670700000000 | 13892000000000 | 14186600000000 | 14474200000000 | 14723800000000 | 14859900000000 | 14928400000000 | 14944200000000 | 14958500000000 | 14998300000000 | 15053900000000 | 15070500000000 | 15107800000000 | 15189300000000 | 15303100000000 | 15384300000000 | 15474500000000 | 15599400000000 | 15699500000000 | 15770600000000 | 15888800000000 | 16085500000000 | 16288300000000 | 16437500000000 | 16578300000000 | 16775000000000 | 16948100000000 | 17121200000000 | 17294300000000 | 17467400000000
BIFUbC BAU Industrial Fuel Use before CCS[glass and glass products 231,biomass if] | NoSettings | 0 | 0 | 0 | 0 | 0 | 0 | 0 | 0 | 0 | 0 | 0 | 0 | 0 | 0 | 0 | 0 | 0 | 0 | 0 | 0 | 0 | 0 | 0 | 0 | 0 | 0 | 0 | 0 | 0 | 0 | 0
BIFUbC BAU Industrial Fuel Use before CCS[glass and glass products 231,petroleum diesel if] | NoSettings | 0 | 0 | 0 | 0 | 0 | 0 | 0 | 0 | 0 | 0 | 0 | 0 | 0 | 0 | 0 | 0 | 0 | 0 | 0 | 0 | 0 | 0 | 0 | 0 | 0 | 0 | 0 | 0 | 0 | 0 | 0
BIFUbC BAU Industrial Fuel Use before CCS[glass and glass products 231,heat if] | NoSettings | 0 | 0 | 0 | 0 | 0 | 0 | 0 | 0 | 0 | 0 | 0 | 0 | 0 | 0 | 0 | 0 | 0 | 0 | 0 | 0 | 0 | 0 | 0 | 0 | 0 | 0 | 0 | 0 | 0 | 0 | 0
BIFUbC BAU Industrial Fuel Use before CCS[glass and glass products 231,crude oil if] | NoSettings | 0 | 0 | 0 | 0 | 0 | 0 | 0 | 0 | 0 | 0 | 0 | 0 | 0 | 0 | 0 | 0 | 0 | 0 | 0 | 0 | 0 | 0 | 0 | 0 | 0 | 0 | 0 | 0 | 0 | 0 | 0
BIFUbC BAU Industrial Fuel Use before CCS[glass and glass products 231,heavy or residual fuel oil if] | NoSettings | 0 | 0 | 0 | 0 | 0 | 0 | 0 | 0 | 0 | 0 | 0 | 0 | 0 | 0 | 0 | 0 | 0 | 0 | 0 | 0 | 0 | 0 | 0 | 0 | 0 | 0 | 0 | 0 | 0 | 0 | 0
BIFUbC BAU Industrial Fuel Use before CCS[glass and glass products 231,LPG propane or butane if] | NoSettings | 0 | 0 | 0 | 0 | 0 | 0 | 0 | 0 | 0 | 0 | 0 | 0 | 0 | 0 | 0 | 0 | 0 | 0 | 0 | 0 | 0 | 0 | 0 | 0 | 0 | 0 | 0 | 0 | 0 | 0 | 0
BIFUbC BAU Industrial Fuel Use before CCS[glass and glass products 231,hydrogen if] | NoSettings | 0 | 0 | 0 | 0 | 0 | 0 | 0 | 0 | 0 | 0 | 0 | 0 | 0 | 0 | 0 | 0 | 0 | 0 | 0 | 0 | 0 | 0 | 0 | 0 | 0 | 0 | 0 | 0 | 0 | 0 | 0
BIFUbC BAU Industrial Fuel Use before CCS[cement and other nonmetallic minerals 239,electricity if] | NoSettings | 12900000000000 | 12800000000000 | 13500000000000 | 13800000000000 | 14100000000000 | 14300000000000 | 14500000000000 | 14500000000000 | 14500000000000 | 14600000000000 | 14600000000000 | 14700000000000 | 14700000000000 | 14700000000000 | 14800000000000 | 14900000000000 | 15000000000000 | 15100000000000 | 15200000000000 | 15300000000000 | 15300000000000 | 15500000000000 | 15700000000000 | 15900000000000 | 16000000000000 | 16100000000000 | 16300000000000 | 16500000000000 | 16700000000000 | 16800000000000 | 17000000000000
BIFUbC BAU Industrial Fuel Use before CCS[cement and other nonmetallic minerals 239,hard coal if] | NoSettings | 35775800000000 | 34877000000000 | 33978200000000 | 33079400000000 | 32180600000000 | 31281800000000 | 30383000000000 | 29484200000000 | 28585400000000 | 27686600000000 | 26787800000000 | 25888900000000 | 24990100000000 | 24091300000000 | 23192500000000 | 22293700000000 | 22293700000000 | 22293700000000 | 22293700000000 | 22293700000000 | 22293700000000 | 22293700000000 | 22293700000000 | 22293700000000 | 22293700000000 | 22293700000000 | 22293700000000 | 22293700000000 | 22293700000000 | 22293700000000 | 22293700000000
BIFUbC BAU Industrial Fuel Use before CCS[cement and other nonmetallic minerals 239,natural gas if] | NoSettings | 4658520000000 | 4556690000000 | 4454860000000 | 4353040000000 | 4251210000000 | 4149390000000 | 4047560000000 | 3945730000000 | 3843910000000 | 3742080000000 | 3640260000000 | 3538430000000 | 3436600000000 | 3334780000000 | 3232950000000 | 3131130000000 | 3131130000000 | 3131130000000 | 3131130000000 | 3131130000000 | 3131130000000 | 3131130000000 | 3131130000000 | 3131130000000 | 3131130000000 | 3131130000000 | 3131130000000 | 3131130000000 | 3131130000000 | 3131130000000 | 3131130000000
BIFUbC BAU Industrial Fuel Use before CCS[cement and other nonmetallic minerals 239,biomass if] | NoSettings | 1504830000000 | 1464700000000 | 1424570000000 | 1384440000000 | 1344310000000 | 1304180000000 | 1264050000000 | 1223930000000 | 1183800000000 | 1143670000000 | 1103540000000 | 1063410000000 | 1023280000000 | 983153000000 | 943024000000 | 902896000000 | 902896000000 | 902896000000 | 902896000000 | 902896000000 | 902896000000 | 902896000000 | 902896000000 | 902896000000 | 902896000000 | 902896000000 | 902896000000 | 902896000000 | 902896000000 | 902896000000 | 902896000000
BIFUbC BAU Industrial Fuel Use before CCS[cement and other nonmetallic minerals 239,petroleum diesel if] | NoSettings | 1732270000000 | 1698400000000 | 1664530000000 | 1630660000000 | 1596790000000 | 1562920000000 | 1529050000000 | 1495180000000 | 1461310000000 | 1427440000000 | 1393570000000 | 1359700000000 | 1325830000000 | 1291960000000 | 1258090000000 | 1224220000000 | 1224220000000 | 1224220000000 | 1224220000000 | 1224220000000 | 1224220000000 | 1224220000000 | 1224220000000 | 1224220000000 | 1224220000000 | 1224220000000 | 1224220000000 | 1224220000000 | 1224220000000 | 1224220000000 | 1224220000000
BIFUbC BAU Industrial Fuel Use before CCS[cement and other nonmetallic minerals 239,heat if] | NoSettings | 0 | 0 | 0 | 0 | 0 | 0 | 0 | 0 | 0 | 0 | 0 | 0 | 0 | 0 | 0 | 0 | 0 | 0 | 0 | 0 | 0 | 0 | 0 | 0 | 0 | 0 | 0 | 0 | 0 | 0 | 0
BIFUbC BAU Industrial Fuel Use before CCS[cement and other nonmetallic minerals 239,crude oil if] | NoSettings | 0 | 0 | 0 | 0 | 0 | 0 | 0 | 0 | 0 | 0 | 0 | 0 | 0 | 0 | 0 | 0 | 0 | 0 | 0 | 0 | 0 | 0 | 0 | 0 | 0 | 0 | 0 | 0 | 0 | 0 | 0
BIFUbC BAU Industrial Fuel Use before CCS[cement and other nonmetallic minerals 239,heavy or residual fuel oil if] | NoSettings | 0 | 0 | 0 | 0 | 0 | 0 | 0 | 0 | 0 | 0 | 0 | 0 | 0 | 0 | 0 | 0 | 0 | 0 | 0 | 0 | 0 | 0 | 0 | 0 | 0 | 0 | 0 | 0 | 0 | 0 | 0
BIFUbC BAU Industrial Fuel Use before CCS[cement and other nonmetallic minerals 239,LPG propane or butane if] | NoSettings | 491459000 | 481214000 | 470970000 | 460726000 | 450481000 | 440237000 | 429992000 | 419748000 | 409504000 | 399259000 | 389015000 | 378770000 | 368526000 | 358282000 | 348037000 | 337793000 | 337793000 | 337793000 | 337793000 | 337793000 | 337793000 | 337793000 | 337793000 | 337793000 | 337793000 | 337793000 | 337793000 | 337793000 | 337793000 | 337793000 | 337793000
BIFUbC BAU Industrial Fuel Use before CCS[cement and other nonmetallic minerals 239,hydrogen if] | NoSettings | 0 | 0 | 0 | 0 | 0 | 0 | 0 | 0 | 0 | 0 | 0 | 0 | 0 | 0 | 0 | 0 | 0 | 0 | 0 | 0 | 0 | 0 | 0 | 0 | 0 | 0 | 0 | 0 | 0 | 0 | 0
BIFUbC BAU Industrial Fuel Use before CCS[iron and steel 241,electricity if] | NoSettings | 2320000000000 | 2070000000000 | 2250000000000 | 2260000000000 | 2350000000000 | 2460000000000 | 2460000000000 | 2480000000000 | 2480000000000 | 2500000000000 | 2530000000000 | 2540000000000 | 2530000000000 | 2520000000000 | 2530000000000 | 2540000000000 | 2530000000000 | 2540000000000 | 2570000000000 | 2580000000000 | 2570000000000 | 2580000000000 | 2640000000000 | 2690000000000 | 2700000000000 | 2720000000000 | 2750000000000 | 2780000000000 | 2820000000000 | 2860000000000 | 2920000000000
BIFUbC BAU Industrial Fuel Use before CCS[iron and steel 241,hard coal if] | NoSettings | 0 | 0 | 0 | 0 | 0 | 0 | 0 | 0 | 0 | 0 | 0 | 0 | 0 | 0 | 0 | 0 | 0 | 0 | 0 | 0 | 0 | 0 | 0 | 0 | 0 | 0 | 0 | 0 | 0 | 0 | 0
BIFUbC BAU Industrial Fuel Use before CCS[iron and steel 241,natural gas if] | NoSettings | 0 | 0 | 0 | 0 | 0 | 0 | 0 | 0 | 0 | 0 | 0 | 0 | 0 | 0 | 0 | 0 | 0 | 0 | 0 | 0 | 0 | 0 | 0 | 0 | 0 | 0 | 0 | 0 | 0 | 0 | 0
BIFUbC BAU Industrial Fuel Use before CCS[iron and steel 241,biomass if] | NoSettings | 0 | 0 | 0 | 0 | 0 | 0 | 0 | 0 | 0 | 0 | 0 | 0 | 0 | 0 | 0 | 0 | 0 | 0 | 0 | 0 | 0 | 0 | 0 | 0 | 0 | 0 | 0 | 0 | 0 | 0 | 0
BIFUbC BAU Industrial Fuel Use before CCS[iron and steel 241,petroleum diesel if] | NoSettings | 0 | 0 | 0 | 0 | 0 | 0 | 0 | 0 | 0 | 0 | 0 | 0 | 0 | 0 | 0 | 0 | 0 | 0 | 0 | 0 | 0 | 0 | 0 | 0 | 0 | 0 | 0 | 0 | 0 | 0 | 0
BIFUbC BAU Industrial Fuel Use before CCS[iron and steel 241,heat if] | NoSettings | 0 | 0 | 0 | 0 | 0 | 0 | 0 | 0 | 0 | 0 | 0 | 0 | 0 | 0 | 0 | 0 | 0 | 0 | 0 | 0 | 0 | 0 | 0 | 0 | 0 | 0 | 0 | 0 | 0 | 0 | 0
BIFUbC BAU Industrial Fuel Use before CCS[iron and steel 241,crude oil if] | NoSettings | 0 | 0 | 0 | 0 | 0 | 0 | 0 | 0 | 0 | 0 | 0 | 0 | 0 | 0 | 0 | 0 | 0 | 0 | 0 | 0 | 0 | 0 | 0 | 0 | 0 | 0 | 0 | 0 | 0 | 0 | 0
BIFUbC BAU Industrial Fuel Use before CCS[iron and steel 241,heavy or residual fuel oil if] | NoSettings | 0 | 0 | 0 | 0 | 0 | 0 | 0 | 0 | 0 | 0 | 0 | 0 | 0 | 0 | 0 | 0 | 0 | 0 | 0 | 0 | 0 | 0 | 0 | 0 | 0 | 0 | 0 | 0 | 0 | 0 | 0
BIFUbC BAU Industrial Fuel Use before CCS[iron and steel 241,LPG propane or butane if] | NoSettings | 0 | 0 | 0 | 0 | 0 | 0 | 0 | 0 | 0 | 0 | 0 | 0 | 0 | 0 | 0 | 0 | 0 | 0 | 0 | 0 | 0 | 0 | 0 | 0 | 0 | 0 | 0 | 0 | 0 | 0 | 0
BIFUbC BAU Industrial Fuel Use before CCS[iron and steel 241,hydrogen if] | NoSettings | 0 | 0 | 0 | 0 | 0 | 0 | 0 | 0 | 0 | 0 | 0 | 0 | 0 | 0 | 0 | 0 | 0 | 0 | 0 | 0 | 0 | 0 | 0 | 0 | 0 | 0 | 0 | 0 | 0 | 0 | 0
BIFUbC BAU Industrial Fuel Use before CCS[other metals 242,electricity if] | NoSettings | 4290000000000 | 4510000000000 | 4690000000000 | 4820000000000 | 4880000000000 | 4890000000000 | 4960000000000 | 4970000000000 | 4980000000000 | 4970000000000 | 4960000000000 | 4970000000000 | 4990000000000 | 5020000000000 | 5060000000000 | 5100000000000 | 5150000000000 | 5180000000000 | 5220000000000 | 5250000000000 | 5310000000000 | 5350000000000 | 5390000000000 | 5440000000000 | 5510000000000 | 5560000000000 | 5620000000000 | 5690000000000 | 5730000000000 | 5780000000000 | 5800000000000
BIFUbC BAU Industrial Fuel Use before CCS[other metals 242,hard coal if] | NoSettings | 0 | 0 | 0 | 0 | 0 | 0 | 0 | 0 | 0 | 0 | 0 | 0 | 0 | 0 | 0 | 0 | 0 | 0 | 0 | 0 | 0 | 0 | 0 | 0 | 0 | 0 | 0 | 0 | 0 | 0 | 0
BIFUbC BAU Industrial Fuel Use before CCS[other metals 242,natural gas if] | NoSettings | 0 | 0 | 0 | 0 | 0 | 0 | 0 | 0 | 0 | 0 | 0 | 0 | 0 | 0 | 0 | 0 | 0 | 0 | 0 | 0 | 0 | 0 | 0 | 0 | 0 | 0 | 0 | 0 | 0 | 0 | 0
BIFUbC BAU Industrial Fuel Use before CCS[other metals 242,biomass if] | NoSettings | 0 | 0 | 0 | 0 | 0 | 0 | 0 | 0 | 0 | 0 | 0 | 0 | 0 | 0 | 0 | 0 | 0 | 0 | 0 | 0 | 0 | 0 | 0 | 0 | 0 | 0 | 0 | 0 | 0 | 0 | 0
BIFUbC BAU Industrial Fuel Use before CCS[other metals 242,petroleum diesel if] | NoSettings | 0 | 0 | 0 | 0 | 0 | 0 | 0 | 0 | 0 | 0 | 0 | 0 | 0 | 0 | 0 | 0 | 0 | 0 | 0 | 0 | 0 | 0 | 0 | 0 | 0 | 0 | 0 | 0 | 0 | 0 | 0
BIFUbC BAU Industrial Fuel Use before CCS[other metals 242,heat if] | NoSettings | 0 | 0 | 0 | 0 | 0 | 0 | 0 | 0 | 0 | 0 | 0 | 0 | 0 | 0 | 0 | 0 | 0 | 0 | 0 | 0 | 0 | 0 | 0 | 0 | 0 | 0 | 0 | 0 | 0 | 0 | 0
BIFUbC BAU Industrial Fuel Use before CCS[other metals 242,crude oil if] | NoSettings | 0 | 0 | 0 | 0 | 0 | 0 | 0 | 0 | 0 | 0 | 0 | 0 | 0 | 0 | 0 | 0 | 0 | 0 | 0 | 0 | 0 | 0 | 0 | 0 | 0 | 0 | 0 | 0 | 0 | 0 | 0
BIFUbC BAU Industrial Fuel Use before CCS[other metals 242,heavy or residual fuel oil if] | NoSettings | 0 | 0 | 0 | 0 | 0 | 0 | 0 | 0 | 0 | 0 | 0 | 0 | 0 | 0 | 0 | 0 | 0 | 0 | 0 | 0 | 0 | 0 | 0 | 0 | 0 | 0 | 0 | 0 | 0 | 0 | 0
BIFUbC BAU Industrial Fuel Use before CCS[other metals 242,LPG propane or butane if] | NoSettings | 0 | 0 | 0 | 0 | 0 | 0 | 0 | 0 | 0 | 0 | 0 | 0 | 0 | 0 | 0 | 0 | 0 | 0 | 0 | 0 | 0 | 0 | 0 | 0 | 0 | 0 | 0 | 0 | 0 | 0 | 0
BIFUbC BAU Industrial Fuel Use before CCS[other metals 242,hydrogen if] | NoSettings | 0 | 0 | 0 | 0 | 0 | 0 | 0 | 0 | 0 | 0 | 0 | 0 | 0 | 0 | 0 | 0 | 0 | 0 | 0 | 0 | 0 | 0 | 0 | 0 | 0 | 0 | 0 | 0 | 0 | 0 | 0
BIFUbC BAU Industrial Fuel Use before CCS[metal products except machinery and vehicles 25,electricity if] | NoSettings | 0 | 0 | 0 | 0 | 0 | 0 | 0 | 0 | 0 | 0 | 0 | 0 | 0 | 0 | 0 | 0 | 0 | 0 | 0 | 0 | 0 | 0 | 0 | 0 | 0 | 0 | 0 | 0 | 0 | 0 | 0
BIFUbC BAU Industrial Fuel Use before CCS[metal products except machinery and vehicles 25,hard coal if] | NoSettings | 0 | 0 | 0 | 0 | 0 | 0 | 0 | 0 | 0 | 0 | 0 | 0 | 0 | 0 | 0 | 0 | 0 | 0 | 0 | 0 | 0 | 0 | 0 | 0 | 0 | 0 | 0 | 0 | 0 | 0 | 0
BIFUbC BAU Industrial Fuel Use before CCS[metal products except machinery and vehicles 25,natural gas if] | NoSettings | 7754210000000 | 7741200000000 | 7866500000000 | 8033290000000 | 8196140000000 | 8337500000000 | 8414580000000 | 8453370000000 | 8462330000000 | 8470400000000 | 8492970000000 | 8524440000000 | 8533820000000 | 8554940000000 | 8601120000000 | 8665510000000 | 8711530000000 | 8762580000000 | 8833310000000 | 8890000000000 | 8930280000000 | 8997220000000 | 9108560000000 | 9223400000000 | 9307920000000 | 9387630000000 | 9499000000000 | 9597020000000 | 9695040000000 | 9793050000000 | 9891070000000
BIFUbC BAU Industrial Fuel Use before CCS[metal products except machinery and vehicles 25,biomass if] | NoSettings | 0 | 0 | 0 | 0 | 0 | 0 | 0 | 0 | 0 | 0 | 0 | 0 | 0 | 0 | 0 | 0 | 0 | 0 | 0 | 0 | 0 | 0 | 0 | 0 | 0 | 0 | 0 | 0 | 0 | 0 | 0
BIFUbC BAU Industrial Fuel Use before CCS[metal products except machinery and vehicles 25,petroleum diesel if] | NoSettings | 0 | 0 | 0 | 0 | 0 | 0 | 0 | 0 | 0 | 0 | 0 | 0 | 0 | 0 | 0 | 0 | 0 | 0 | 0 | 0 | 0 | 0 | 0 | 0 | 0 | 0 | 0 | 0 | 0 | 0 | 0
BIFUbC BAU Industrial Fuel Use before CCS[metal products except machinery and vehicles 25,heat if] | NoSettings | 0 | 0 | 0 | 0 | 0 | 0 | 0 | 0 | 0 | 0 | 0 | 0 | 0 | 0 | 0 | 0 | 0 | 0 | 0 | 0 | 0 | 0 | 0 | 0 | 0 | 0 | 0 | 0 | 0 | 0 | 0
BIFUbC BAU Industrial Fuel Use before CCS[metal products except machinery and vehicles 25,crude oil if] | NoSettings | 0 | 0 | 0 | 0 | 0 | 0 | 0 | 0 | 0 | 0 | 0 | 0 | 0 | 0 | 0 | 0 | 0 | 0 | 0 | 0 | 0 | 0 | 0 | 0 | 0 | 0 | 0 | 0 | 0 | 0 | 0
BIFUbC BAU Industrial Fuel Use before CCS[metal products except machinery and vehicles 25,heavy or residual fuel oil if] | NoSettings | 0 | 0 | 0 | 0 | 0 | 0 | 0 | 0 | 0 | 0 | 0 | 0 | 0 | 0 | 0 | 0 | 0 | 0 | 0 | 0 | 0 | 0 | 0 | 0 | 0 | 0 | 0 | 0 | 0 | 0 | 0
BIFUbC BAU Industrial Fuel Use before CCS[metal products except machinery and vehicles 25,LPG propane or butane if] | NoSettings | 0 | 0 | 0 | 0 | 0 | 0 | 0 | 0 | 0 | 0 | 0 | 0 | 0 | 0 | 0 | 0 | 0 | 0 | 0 | 0 | 0 | 0 | 0 | 0 | 0 | 0 | 0 | 0 | 0 | 0 | 0
BIFUbC BAU Industrial Fuel Use before CCS[metal products except machinery and vehicles 25,hydrogen if] | NoSettings | 0 | 0 | 0 | 0 | 0 | 0 | 0 | 0 | 0 | 0 | 0 | 0 | 0 | 0 | 0 | 0 | 0 | 0 | 0 | 0 | 0 | 0 | 0 | 0 | 0 | 0 | 0 | 0 | 0 | 0 | 0
BIFUbC BAU Industrial Fuel Use before CCS[computers and electronics 26,electricity if] | NoSettings | 10800000000000 | 10700000000000 | 11300000000000 | 11600000000000 | 11800000000000 | 12000000000000 | 12100000000000 | 12200000000000 | 12200000000000 | 12200000000000 | 12300000000000 | 12300000000000 | 12300000000000 | 12300000000000 | 12400000000000 | 12500000000000 | 12600000000000 | 12700000000000 | 12800000000000 | 12800000000000 | 12900000000000 | 13000000000000 | 13200000000000 | 13300000000000 | 13400000000000 | 13600000000000 | 13700000000000 | 13900000000000 | 14000000000000 | 14200000000000 | 14300000000000
BIFUbC BAU Industrial Fuel Use before CCS[computers and electronics 26,hard coal if] | NoSettings | 0 | 0 | 0 | 0 | 0 | 0 | 0 | 0 | 0 | 0 | 0 | 0 | 0 | 0 | 0 | 0 | 0 | 0 | 0 | 0 | 0 | 0 | 0 | 0 | 0 | 0 | 0 | 0 | 0 | 0 | 0
BIFUbC BAU Industrial Fuel Use before CCS[computers and electronics 26,natural gas if] | NoSettings | 400066000000 | 399395000000 | 405859000000 | 414464000000 | 422866000000 | 430160000000 | 434136000000 | 436138000000 | 436600000000 | 437016000000 | 438181000000 | 439805000000 | 440289000000 | 441378000000 | 443761000000 | 447083000000 | 449457000000 | 452091000000 | 455740000000 | 458665000000 | 460743000000 | 464197000000 | 469941000000 | 475866000000 | 480227000000 | 484339000000 | 490085000000 | 495142000000 | 500199000000 | 505257000000 | 510314000000
BIFUbC BAU Industrial Fuel Use before CCS[computers and electronics 26,biomass if] | NoSettings | 0 | 0 | 0 | 0 | 0 | 0 | 0 | 0 | 0 | 0 | 0 | 0 | 0 | 0 | 0 | 0 | 0 | 0 | 0 | 0 | 0 | 0 | 0 | 0 | 0 | 0 | 0 | 0 | 0 | 0 | 0
BIFUbC BAU Industrial Fuel Use before CCS[computers and electronics 26,petroleum diesel if] | NoSettings | 0 | 0 | 0 | 0 | 0 | 0 | 0 | 0 | 0 | 0 | 0 | 0 | 0 | 0 | 0 | 0 | 0 | 0 | 0 | 0 | 0 | 0 | 0 | 0 | 0 | 0 | 0 | 0 | 0 | 0 | 0
BIFUbC BAU Industrial Fuel Use before CCS[computers and electronics 26,heat if] | NoSettings | 0 | 0 | 0 | 0 | 0 | 0 | 0 | 0 | 0 | 0 | 0 | 0 | 0 | 0 | 0 | 0 | 0 | 0 | 0 | 0 | 0 | 0 | 0 | 0 | 0 | 0 | 0 | 0 | 0 | 0 | 0
BIFUbC BAU Industrial Fuel Use before CCS[computers and electronics 26,crude oil if] | NoSettings | 0 | 0 | 0 | 0 | 0 | 0 | 0 | 0 | 0 | 0 | 0 | 0 | 0 | 0 | 0 | 0 | 0 | 0 | 0 | 0 | 0 | 0 | 0 | 0 | 0 | 0 | 0 | 0 | 0 | 0 | 0
BIFUbC BAU Industrial Fuel Use before CCS[computers and electronics 26,heavy or residual fuel oil if] | NoSettings | 0 | 0 | 0 | 0 | 0 | 0 | 0 | 0 | 0 | 0 | 0 | 0 | 0 | 0 | 0 | 0 | 0 | 0 | 0 | 0 | 0 | 0 | 0 | 0 | 0 | 0 | 0 | 0 | 0 | 0 | 0
BIFUbC BAU Industrial Fuel Use before CCS[computers and electronics 26,LPG propane or butane if] | NoSettings | 0 | 0 | 0 | 0 | 0 | 0 | 0 | 0 | 0 | 0 | 0 | 0 | 0 | 0 | 0 | 0 | 0 | 0 | 0 | 0 | 0 | 0 | 0 | 0 | 0 | 0 | 0 | 0 | 0 | 0 | 0
BIFUbC BAU Industrial Fuel Use before CCS[computers and electronics 26,hydrogen if] | NoSettings | 0 | 0 | 0 | 0 | 0 | 0 | 0 | 0 | 0 | 0 | 0 | 0 | 0 | 0 | 0 | 0 | 0 | 0 | 0 | 0 | 0 | 0 | 0 | 0 | 0 | 0 | 0 | 0 | 0 | 0 | 0
BIFUbC BAU Industrial Fuel Use before CCS[appliances and electrical equipment 27,electricity if] | NoSettings | 622000000000 | 601000000000 | 627000000000 | 634000000000 | 641000000000 | 654000000000 | 661000000000 | 663000000000 | 660000000000 | 657000000000 | 658000000000 | 661000000000 | 659000000000 | 656000000000 | 657000000000 | 660000000000 | 661000000000 | 663000000000 | 668000000000 | 671000000000 | 673000000000 | 677000000000 | 686000000000 | 696000000000 | 702000000000 | 707000000000 | 714000000000 | 718000000000 | 724000000000 | 731000000000 | 739000000000
BIFUbC BAU Industrial Fuel Use before CCS[appliances and electrical equipment 27,hard coal if] | NoSettings | 0 | 0 | 0 | 0 | 0 | 0 | 0 | 0 | 0 | 0 | 0 | 0 | 0 | 0 | 0 | 0 | 0 | 0 | 0 | 0 | 0 | 0 | 0 | 0 | 0 | 0 | 0 | 0 | 0 | 0 | 0
BIFUbC BAU Industrial Fuel Use before CCS[appliances and electrical equipment 27,natural gas if] | NoSettings | 0 | 0 | 0 | 0 | 0 | 0 | 0 | 0 | 0 | 0 | 0 | 0 | 0 | 0 | 0 | 0 | 0 | 0 | 0 | 0 | 0 | 0 | 0 | 0 | 0 | 0 | 0 | 0 | 0 | 0 | 0
BIFUbC BAU Industrial Fuel Use before CCS[appliances and electrical equipment 27,biomass if] | NoSettings | 0 | 0 | 0 | 0 | 0 | 0 | 0 | 0 | 0 | 0 | 0 | 0 | 0 | 0 | 0 | 0 | 0 | 0 | 0 | 0 | 0 | 0 | 0 | 0 | 0 | 0 | 0 | 0 | 0 | 0 | 0
BIFUbC BAU Industrial Fuel Use before CCS[appliances and electrical equipment 27,petroleum diesel if] | NoSettings | 0 | 0 | 0 | 0 | 0 | 0 | 0 | 0 | 0 | 0 | 0 | 0 | 0 | 0 | 0 | 0 | 0 | 0 | 0 | 0 | 0 | 0 | 0 | 0 | 0 | 0 | 0 | 0 | 0 | 0 | 0
BIFUbC BAU Industrial Fuel Use before CCS[appliances and electrical equipment 27,heat if] | NoSettings | 0 | 0 | 0 | 0 | 0 | 0 | 0 | 0 | 0 | 0 | 0 | 0 | 0 | 0 | 0 | 0 | 0 | 0 | 0 | 0 | 0 | 0 | 0 | 0 | 0 | 0 | 0 | 0 | 0 | 0 | 0
BIFUbC BAU Industrial Fuel Use before CCS[appliances and electrical equipment 27,crude oil if] | NoSettings | 0 | 0 | 0 | 0 | 0 | 0 | 0 | 0 | 0 | 0 | 0 | 0 | 0 | 0 | 0 | 0 | 0 | 0 | 0 | 0 | 0 | 0 | 0 | 0 | 0 | 0 | 0 | 0 | 0 | 0 | 0
BIFUbC BAU Industrial Fuel Use before CCS[appliances and electrical equipment 27,heavy or residual fuel oil if] | NoSettings | 0 | 0 | 0 | 0 | 0 | 0 | 0 | 0 | 0 | 0 | 0 | 0 | 0 | 0 | 0 | 0 | 0 | 0 | 0 | 0 | 0 | 0 | 0 | 0 | 0 | 0 | 0 | 0 | 0 | 0 | 0
BIFUbC BAU Industrial Fuel Use before CCS[appliances and electrical equipment 27,LPG propane or butane if] | NoSettings | 0 | 0 | 0 | 0 | 0 | 0 | 0 | 0 | 0 | 0 | 0 | 0 | 0 | 0 | 0 | 0 | 0 | 0 | 0 | 0 | 0 | 0 | 0 | 0 | 0 | 0 | 0 | 0 | 0 | 0 | 0
BIFUbC BAU Industrial Fuel Use before CCS[appliances and electrical equipment 27,hydrogen if] | NoSettings | 0 | 0 | 0 | 0 | 0 | 0 | 0 | 0 | 0 | 0 | 0 | 0 | 0 | 0 | 0 | 0 | 0 | 0 | 0 | 0 | 0 | 0 | 0 | 0 | 0 | 0 | 0 | 0 | 0 | 0 | 0
BIFUbC BAU Industrial Fuel Use before CCS[other machinery 28,electricity if] | NoSettings | 2270000000000 | 2260000000000 | 2380000000000 | 2430000000000 | 2480000000000 | 2530000000000 | 2550000000000 | 2560000000000 | 2560000000000 | 2570000000000 | 2570000000000 | 2580000000000 | 2590000000000 | 2590000000000 | 2610000000000 | 2630000000000 | 2640000000000 | 2660000000000 | 2680000000000 | 2690000000000 | 2710000000000 | 2730000000000 | 2760000000000 | 2800000000000 | 2820000000000 | 2840000000000 | 2880000000000 | 2910000000000 | 2940000000000 | 2970000000000 | 3000000000000
BIFUbC BAU Industrial Fuel Use before CCS[other machinery 28,hard coal if] | NoSettings | 0 | 0 | 0 | 0 | 0 | 0 | 0 | 0 | 0 | 0 | 0 | 0 | 0 | 0 | 0 | 0 | 0 | 0 | 0 | 0 | 0 | 0 | 0 | 0 | 0 | 0 | 0 | 0 | 0 | 0 | 0
BIFUbC BAU Industrial Fuel Use before CCS[other machinery 28,natural gas if] | NoSettings | 1556070000000 | 1553460000000 | 1578600000000 | 1612070000000 | 1644750000000 | 1673120000000 | 1688590000000 | 1696370000000 | 1698170000000 | 1699790000000 | 1704320000000 | 1710630000000 | 1712520000000 | 1716750000000 | 1726020000000 | 1738940000000 | 1748180000000 | 1758420000000 | 1772610000000 | 1783990000000 | 1792070000000 | 1805510000000 | 1827850000000 | 1850890000000 | 1867860000000 | 1883850000000 | 1906200000000 | 1925870000000 | 1945540000000 | 1965210000000 | 1984880000000
BIFUbC BAU Industrial Fuel Use before CCS[other machinery 28,biomass if] | NoSettings | 0 | 0 | 0 | 0 | 0 | 0 | 0 | 0 | 0 | 0 | 0 | 0 | 0 | 0 | 0 | 0 | 0 | 0 | 0 | 0 | 0 | 0 | 0 | 0 | 0 | 0 | 0 | 0 | 0 | 0 | 0
BIFUbC BAU Industrial Fuel Use before CCS[other machinery 28,petroleum diesel if] | NoSettings | 0 | 0 | 0 | 0 | 0 | 0 | 0 | 0 | 0 | 0 | 0 | 0 | 0 | 0 | 0 | 0 | 0 | 0 | 0 | 0 | 0 | 0 | 0 | 0 | 0 | 0 | 0 | 0 | 0 | 0 | 0
BIFUbC BAU Industrial Fuel Use before CCS[other machinery 28,heat if] | NoSettings | 0 | 0 | 0 | 0 | 0 | 0 | 0 | 0 | 0 | 0 | 0 | 0 | 0 | 0 | 0 | 0 | 0 | 0 | 0 | 0 | 0 | 0 | 0 | 0 | 0 | 0 | 0 | 0 | 0 | 0 | 0
BIFUbC BAU Industrial Fuel Use before CCS[other machinery 28,crude oil if] | NoSettings | 0 | 0 | 0 | 0 | 0 | 0 | 0 | 0 | 0 | 0 | 0 | 0 | 0 | 0 | 0 | 0 | 0 | 0 | 0 | 0 | 0 | 0 | 0 | 0 | 0 | 0 | 0 | 0 | 0 | 0 | 0
BIFUbC BAU Industrial Fuel Use before CCS[other machinery 28,heavy or residual fuel oil if] | NoSettings | 0 | 0 | 0 | 0 | 0 | 0 | 0 | 0 | 0 | 0 | 0 | 0 | 0 | 0 | 0 | 0 | 0 | 0 | 0 | 0 | 0 | 0 | 0 | 0 | 0 | 0 | 0 | 0 | 0 | 0 | 0
BIFUbC BAU Industrial Fuel Use before CCS[other machinery 28,LPG propane or butane if] | NoSettings | 0 | 0 | 0 | 0 | 0 | 0 | 0 | 0 | 0 | 0 | 0 | 0 | 0 | 0 | 0 | 0 | 0 | 0 | 0 | 0 | 0 | 0 | 0 | 0 | 0 | 0 | 0 | 0 | 0 | 0 | 0
BIFUbC BAU Industrial Fuel Use before CCS[other machinery 28,hydrogen if] | NoSettings | 0 | 0 | 0 | 0 | 0 | 0 | 0 | 0 | 0 | 0 | 0 | 0 | 0 | 0 | 0 | 0 | 0 | 0 | 0 | 0 | 0 | 0 | 0 | 0 | 0 | 0 | 0 | 0 | 0 | 0 | 0
BIFUbC BAU Industrial Fuel Use before CCS[road vehicles 29,electricity if] | NoSettings | 292000000000 | 290000000000 | 306000000000 | 312000000000 | 319000000000 | 324000000000 | 327000000000 | 329000000000 | 329000000000 | 330000000000 | 330000000000 | 332000000000 | 332000000000 | 333000000000 | 335000000000 | 337000000000 | 339000000000 | 341000000000 | 344000000000 | 346000000000 | 347000000000 | 350000000000 | 354000000000 | 359000000000 | 362000000000 | 365000000000 | 370000000000 | 373000000000 | 377000000000 | 381000000000 | 385000000000
BIFUbC BAU Industrial Fuel Use before CCS[road vehicles 29,hard coal if] | NoSettings | 0 | 0 | 0 | 0 | 0 | 0 | 0 | 0 | 0 | 0 | 0 | 0 | 0 | 0 | 0 | 0 | 0 | 0 | 0 | 0 | 0 | 0 | 0 | 0 | 0 | 0 | 0 | 0 | 0 | 0 | 0
BIFUbC BAU Industrial Fuel Use before CCS[road vehicles 29,natural gas if] | NoSettings | 180665000000 | 180362000000 | 183281000000 | 187167000000 | 190961000000 | 194255000000 | 196050000000 | 196954000000 | 197163000000 | 197351000000 | 197877000000 | 198610000000 | 198829000000 | 199321000000 | 200397000000 | 201897000000 | 202969000000 | 204159000000 | 205806000000 | 207127000000 | 208066000000 | 209625000000 | 212219000000 | 214895000000 | 216864000000 | 218722000000 | 221316000000 | 223600000000 | 225884000000 | 228167000000 | 230451000000
BIFUbC BAU Industrial Fuel Use before CCS[road vehicles 29,biomass if] | NoSettings | 0 | 0 | 0 | 0 | 0 | 0 | 0 | 0 | 0 | 0 | 0 | 0 | 0 | 0 | 0 | 0 | 0 | 0 | 0 | 0 | 0 | 0 | 0 | 0 | 0 | 0 | 0 | 0 | 0 | 0 | 0
BIFUbC BAU Industrial Fuel Use before CCS[road vehicles 29,petroleum diesel if] | NoSettings | 0 | 0 | 0 | 0 | 0 | 0 | 0 | 0 | 0 | 0 | 0 | 0 | 0 | 0 | 0 | 0 | 0 | 0 | 0 | 0 | 0 | 0 | 0 | 0 | 0 | 0 | 0 | 0 | 0 | 0 | 0
BIFUbC BAU Industrial Fuel Use before CCS[road vehicles 29,heat if] | NoSettings | 0 | 0 | 0 | 0 | 0 | 0 | 0 | 0 | 0 | 0 | 0 | 0 | 0 | 0 | 0 | 0 | 0 | 0 | 0 | 0 | 0 | 0 | 0 | 0 | 0 | 0 | 0 | 0 | 0 | 0 | 0
BIFUbC BAU Industrial Fuel Use before CCS[road vehicles 29,crude oil if] | NoSettings | 0 | 0 | 0 | 0 | 0 | 0 | 0 | 0 | 0 | 0 | 0 | 0 | 0 | 0 | 0 | 0 | 0 | 0 | 0 | 0 | 0 | 0 | 0 | 0 | 0 | 0 | 0 | 0 | 0 | 0 | 0
BIFUbC BAU Industrial Fuel Use before CCS[road vehicles 29,heavy or residual fuel oil if] | NoSettings | 0 | 0 | 0 | 0 | 0 | 0 | 0 | 0 | 0 | 0 | 0 | 0 | 0 | 0 | 0 | 0 | 0 | 0 | 0 | 0 | 0 | 0 | 0 | 0 | 0 | 0 | 0 | 0 | 0 | 0 | 0
BIFUbC BAU Industrial Fuel Use before CCS[road vehicles 29,LPG propane or butane if] | NoSettings | 0 | 0 | 0 | 0 | 0 | 0 | 0 | 0 | 0 | 0 | 0 | 0 | 0 | 0 | 0 | 0 | 0 | 0 | 0 | 0 | 0 | 0 | 0 | 0 | 0 | 0 | 0 | 0 | 0 | 0 | 0
BIFUbC BAU Industrial Fuel Use before CCS[road vehicles 29,hydrogen if] | NoSettings | 0 | 0 | 0 | 0 | 0 | 0 | 0 | 0 | 0 | 0 | 0 | 0 | 0 | 0 | 0 | 0 | 0 | 0 | 0 | 0 | 0 | 0 | 0 | 0 | 0 | 0 | 0 | 0 | 0 | 0 | 0
BIFUbC BAU Industrial Fuel Use before CCS[nonroad vehicles 30,electricity if] | NoSettings | 3020000000000 | 3000000000000 | 3160000000000 | 3230000000000 | 3300000000000 | 3350000000000 | 3390000000000 | 3400000000000 | 3400000000000 | 3410000000000 | 3420000000000 | 3430000000000 | 3430000000000 | 3440000000000 | 3460000000000 | 3490000000000 | 3500000000000 | 3530000000000 | 3550000000000 | 3580000000000 | 3590000000000 | 3620000000000 | 3660000000000 | 3710000000000 | 3740000000000 | 3780000000000 | 3820000000000 | 3860000000000 | 3900000000000 | 3940000000000 | 3980000000000
BIFUbC BAU Industrial Fuel Use before CCS[nonroad vehicles 30,hard coal if] | NoSettings | 0 | 0 | 0 | 0 | 0 | 0 | 0 | 0 | 0 | 0 | 0 | 0 | 0 | 0 | 0 | 0 | 0 | 0 | 0 | 0 | 0 | 0 | 0 | 0 | 0 | 0 | 0 | 0 | 0 | 0 | 0
BIFUbC BAU Industrial Fuel Use before CCS[nonroad vehicles 30,natural gas if] | NoSettings | 3368390000000 | 3362740000000 | 3417170000000 | 3489630000000 | 3560370000000 | 3621770000000 | 3655250000000 | 3672110000000 | 3676000000000 | 3679500000000 | 3689310000000 | 3702980000000 | 3707050000000 | 3716230000000 | 3736290000000 | 3764260000000 | 3784250000000 | 3806430000000 | 3837150000000 | 3861780000000 | 3879270000000 | 3908350000000 | 3956710000000 | 4006600000000 | 4043320000000 | 4077940000000 | 4126320000000 | 4168900000000 | 4211480000000 | 4254060000000 | 4296640000000
BIFUbC BAU Industrial Fuel Use before CCS[nonroad vehicles 30,biomass if] | NoSettings | 0 | 0 | 0 | 0 | 0 | 0 | 0 | 0 | 0 | 0 | 0 | 0 | 0 | 0 | 0 | 0 | 0 | 0 | 0 | 0 | 0 | 0 | 0 | 0 | 0 | 0 | 0 | 0 | 0 | 0 | 0
BIFUbC BAU Industrial Fuel Use before CCS[nonroad vehicles 30,petroleum diesel if] | NoSettings | 0 | 0 | 0 | 0 | 0 | 0 | 0 | 0 | 0 | 0 | 0 | 0 | 0 | 0 | 0 | 0 | 0 | 0 | 0 | 0 | 0 | 0 | 0 | 0 | 0 | 0 | 0 | 0 | 0 | 0 | 0
BIFUbC BAU Industrial Fuel Use before CCS[nonroad vehicles 30,heat if] | NoSettings | 0 | 0 | 0 | 0 | 0 | 0 | 0 | 0 | 0 | 0 | 0 | 0 | 0 | 0 | 0 | 0 | 0 | 0 | 0 | 0 | 0 | 0 | 0 | 0 | 0 | 0 | 0 | 0 | 0 | 0 | 0
BIFUbC BAU Industrial Fuel Use before CCS[nonroad vehicles 30,crude oil if] | NoSettings | 0 | 0 | 0 | 0 | 0 | 0 | 0 | 0 | 0 | 0 | 0 | 0 | 0 | 0 | 0 | 0 | 0 | 0 | 0 | 0 | 0 | 0 | 0 | 0 | 0 | 0 | 0 | 0 | 0 | 0 | 0
BIFUbC BAU Industrial Fuel Use before CCS[nonroad vehicles 30,heavy or residual fuel oil if] | NoSettings | 0 | 0 | 0 | 0 | 0 | 0 | 0 | 0 | 0 | 0 | 0 | 0 | 0 | 0 | 0 | 0 | 0 | 0 | 0 | 0 | 0 | 0 | 0 | 0 | 0 | 0 | 0 | 0 | 0 | 0 | 0
BIFUbC BAU Industrial Fuel Use before CCS[nonroad vehicles 30,LPG propane or butane if] | NoSettings | 0 | 0 | 0 | 0 | 0 | 0 | 0 | 0 | 0 | 0 | 0 | 0 | 0 | 0 | 0 | 0 | 0 | 0 | 0 | 0 | 0 | 0 | 0 | 0 | 0 | 0 | 0 | 0 | 0 | 0 | 0
BIFUbC BAU Industrial Fuel Use before CCS[nonroad vehicles 30,hydrogen if] | NoSettings | 0 | 0 | 0 | 0 | 0 | 0 | 0 | 0 | 0 | 0 | 0 | 0 | 0 | 0 | 0 | 0 | 0 | 0 | 0 | 0 | 0 | 0 | 0 | 0 | 0 | 0 | 0 | 0 | 0 | 0 | 0
BIFUbC BAU Industrial Fuel Use before CCS[other manufacturing 31T33,electricity if] | NoSettings | 469000000000 | 466000000000 | 491000000000 | 502000000000 | 512000000000 | 521000000000 | 526000000000 | 528000000000 | 529000000000 | 529000000000 | 530000000000 | 532000000000 | 533000000000 | 534000000000 | 537000000000 | 541000000000 | 544000000000 | 547000000000 | 552000000000 | 555000000000 | 558000000000 | 562000000000 | 569000000000 | 576000000000 | 581000000000 | 586000000000 | 593000000000 | 599000000000 | 606000000000 | 612000000000 | 618000000000
BIFUbC BAU Industrial Fuel Use before CCS[other manufacturing 31T33,hard coal if] | NoSettings | 383136000000 | 351694000000 | 344022000000 | 332647000000 | 314093000000 | 296381000000 | 277667000000 | 259536000000 | 240175000000 | 221868000000 | 205241000000 | 191316000000 | 176278000000 | 162393000000 | 145737000000 | 146922000000 | 142256000000 | 137272000000 | 133276000000 | 129648000000 | 126739000000 | 124271000000 | 121757000000 | 119596000000 | 117689000000 | 430043000000 | 364914000000 | 425662000000 | 486410000000 | 547157000000 | 607905000000
BIFUbC BAU Industrial Fuel Use before CCS[other manufacturing 31T33,natural gas if] | NoSettings | 29679000000000 | 29629200000000 | 30108800000000 | 30747100000000 | 31370400000000 | 31911500000000 | 32206500000000 | 32355000000000 | 32389300000000 | 32420200000000 | 32506500000000 | 32627000000000 | 32662900000000 | 32743700000000 | 32920500000000 | 33166900000000 | 33343100000000 | 33538500000000 | 33809200000000 | 34026200000000 | 34180400000000 | 34436600000000 | 34862700000000 | 35302200000000 | 35625700000000 | 35930800000000 | 36357100000000 | 36732300000000 | 37107400000000 | 37482600000000 | 37857700000000
BIFUbC BAU Industrial Fuel Use before CCS[other manufacturing 31T33,biomass if] | NoSettings | 0 | 0 | 0 | 0 | 0 | 0 | 0 | 0 | 0 | 0 | 0 | 0 | 0 | 0 | 0 | 0 | 0 | 0 | 0 | 0 | 0 | 0 | 0 | 0 | 0 | 0 | 0 | 0 | 0 | 0 | 0
BIFUbC BAU Industrial Fuel Use before CCS[other manufacturing 31T33,petroleum diesel if] | NoSettings | 9762100000000 | 9166860000000 | 9482550000000 | 9850650000000 | 10027900000000 | 10280000000000 | 10433400000000 | 10528400000000 | 10608200000000 | 10702300000000 | 10844900000000 | 10972500000000 | 11081900000000 | 11245400000000 | 11371100000000 | 11438400000000 | 11480500000000 | 11571500000000 | 11672400000000 | 11786100000000 | 11864700000000 | 11993300000000 | 12184000000000 | 12439600000000 | 12648600000000 | 12785100000000 | 13024600000000 | 13229400000000 | 13434200000000 | 13639000000000 | 13843800000000
BIFUbC BAU Industrial Fuel Use before CCS[other manufacturing 31T33,heat if] | NoSettings | 0 | 0 | 0 | 0 | 0 | 0 | 0 | 0 | 0 | 0 | 0 | 0 | 0 | 0 | 0 | 0 | 0 | 0 | 0 | 0 | 0 | 0 | 0 | 0 | 0 | 0 | 0 | 0 | 0 | 0 | 0
BIFUbC BAU Industrial Fuel Use before CCS[other manufacturing 31T33,crude oil if] | NoSettings | 0 | 0 | 0 | 0 | 0 | 0 | 0 | 0 | 0 | 0 | 0 | 0 | 0 | 0 | 0 | 0 | 0 | 0 | 0 | 0 | 0 | 0 | 0 | 0 | 0 | 0 | 0 | 0 | 0 | 0 | 0
BIFUbC BAU Industrial Fuel Use before CCS[other manufacturing 31T33,heavy or residual fuel oil if] | NoSettings | 57944000000 | 54410800000 | 56284700000 | 58469600000 | 59521600000 | 61018000000 | 61928400000 | 62492700000 | 62966200000 | 63524700000 | 64370800000 | 65128200000 | 65777600000 | 66748400000 | 67494500000 | 67894000000 | 68143500000 | 68683900000 | 69282500000 | 69957600000 | 70424500000 | 71187400000 | 72319400000 | 73836400000 | 75077100000 | 75887200000 | 77308700000 | 78524400000 | 79740100000 | 80955900000 | 82171600000
BIFUbC BAU Industrial Fuel Use before CCS[other manufacturing 31T33,LPG propane or butane if] | NoSettings | 19249400000000 | 19063400000000 | 18185100000000 | 18891000000000 | 19230900000000 | 19714400000000 | 20008600000000 | 20190900000000 | 20343900000000 | 20524300000000 | 20797700000000 | 21042400000000 | 21252200000000 | 21565900000000 | 21806900000000 | 21936000000000 | 22016600000000 | 22191200000000 | 22384600000000 | 22602700000000 | 22753600000000 | 23000100000000 | 23365800000000 | 23855900000000 | 24256800000000 | 24518500000000 | 24977800000000 | 25370600000000 | 25763400000000 | 26156200000000 | 26549000000000
BIFUbC BAU Industrial Fuel Use before CCS[other manufacturing 31T33,hydrogen if] | NoSettings | 0 | 0 | 0 | 0 | 0 | 0 | 0 | 0 | 0 | 0 | 0 | 0 | 0 | 0 | 0 | 0 | 0 | 0 | 0 | 0 | 0 | 0 | 0 | 0 | 0 | 0 | 0 | 0 | 0 | 0 | 0
BIFUbC BAU Industrial Fuel Use before CCS[energy pipelines and gas processing 352T353,electricity if] | NoSettings | 0 | 0 | 0 | 0 | 0 | 0 | 0 | 0 | 0 | 0 | 0 | 0 | 0 | 0 | 0 | 0 | 0 | 0 | 0 | 0 | 0 | 0 | 0 | 0 | 0 | 0 | 0 | 0 | 0 | 0 | 0
BIFUbC BAU Industrial Fuel Use before CCS[energy pipelines and gas processing 352T353,hard coal if] | NoSettings | 0 | 0 | 0 | 0 | 0 | 0 | 0 | 0 | 0 | 0 | 0 | 0 | 0 | 0 | 0 | 0 | 0 | 0 | 0 | 0 | 0 | 0 | 0 | 0 | 0 | 0 | 0 | 0 | 0 | 0 | 0
BIFUbC BAU Industrial Fuel Use before CCS[energy pipelines and gas processing 352T353,natural gas if] | NoSettings | 20028800000000 | 19995200000000 | 20318900000000 | 20749700000000 | 21170300000000 | 21535500000000 | 21734500000000 | 21834800000000 | 21857900000000 | 21878700000000 | 21937000000000 | 22018300000000 | 22042600000000 | 22097100000000 | 22216400000000 | 22382700000000 | 22501600000000 | 22633400000000 | 22816100000000 | 22962500000000 | 23066600000000 | 23239500000000 | 23527100000000 | 23823700000000 | 24042000000000 | 24247900000000 | 24535600000000 | 24788700000000 | 25041900000000 | 25295100000000 | 25548300000000
BIFUbC BAU Industrial Fuel Use before CCS[energy pipelines and gas processing 352T353,biomass if] | NoSettings | 0 | 0 | 0 | 0 | 0 | 0 | 0 | 0 | 0 | 0 | 0 | 0 | 0 | 0 | 0 | 0 | 0 | 0 | 0 | 0 | 0 | 0 | 0 | 0 | 0 | 0 | 0 | 0 | 0 | 0 | 0
BIFUbC BAU Industrial Fuel Use before CCS[energy pipelines and gas processing 352T353,petroleum diesel if] | NoSettings | 0 | 0 | 0 | 0 | 0 | 0 | 0 | 0 | 0 | 0 | 0 | 0 | 0 | 0 | 0 | 0 | 0 | 0 | 0 | 0 | 0 | 0 | 0 | 0 | 0 | 0 | 0 | 0 | 0 | 0 | 0
BIFUbC BAU Industrial Fuel Use before CCS[energy pipelines and gas processing 352T353,heat if] | NoSettings | 0 | 0 | 0 | 0 | 0 | 0 | 0 | 0 | 0 | 0 | 0 | 0 | 0 | 0 | 0 | 0 | 0 | 0 | 0 | 0 | 0 | 0 | 0 | 0 | 0 | 0 | 0 | 0 | 0 | 0 | 0
BIFUbC BAU Industrial Fuel Use before CCS[energy pipelines and gas processing 352T353,crude oil if] | NoSettings | 0 | 0 | 0 | 0 | 0 | 0 | 0 | 0 | 0 | 0 | 0 | 0 | 0 | 0 | 0 | 0 | 0 | 0 | 0 | 0 | 0 | 0 | 0 | 0 | 0 | 0 | 0 | 0 | 0 | 0 | 0
BIFUbC BAU Industrial Fuel Use before CCS[energy pipelines and gas processing 352T353,heavy or residual fuel oil if] | NoSettings | 0 | 0 | 0 | 0 | 0 | 0 | 0 | 0 | 0 | 0 | 0 | 0 | 0 | 0 | 0 | 0 | 0 | 0 | 0 | 0 | 0 | 0 | 0 | 0 | 0 | 0 | 0 | 0 | 0 | 0 | 0
BIFUbC BAU Industrial Fuel Use before CCS[energy pipelines and gas processing 352T353,LPG propane or butane if] | NoSettings | 0 | 0 | 0 | 0 | 0 | 0 | 0 | 0 | 0 | 0 | 0 | 0 | 0 | 0 | 0 | 0 | 0 | 0 | 0 | 0 | 0 | 0 | 0 | 0 | 0 | 0 | 0 | 0 | 0 | 0 | 0
BIFUbC BAU Industrial Fuel Use before CCS[energy pipelines and gas processing 352T353,hydrogen if] | NoSettings | 0 | 0 | 0 | 0 | 0 | 0 | 0 | 0 | 0 | 0 | 0 | 0 | 0 | 0 | 0 | 0 | 0 | 0 | 0 | 0 | 0 | 0 | 0 | 0 | 0 | 0 | 0 | 0 | 0 | 0 | 0
BIFUbC BAU Industrial Fuel Use before CCS[water and waste 36T39,electricity if] | NoSettings | 51000000000000 | 50100000000000 | 51400000000000 | 51500000000000 | 51200000000000 | 51000000000000 | 50800000000000 | 50600000000000 | 50400000000000 | 50200000000000 | 50000000000000 | 49700000000000 | 49500000000000 | 49300000000000 | 49100000000000 | 48900000000000 | 48700000000000 | 48500000000000 | 48300000000000 | 48000000000000 | 47800000000000 | 47600000000000 | 47400000000000 | 47200000000000 | 47000000000000 | 46800000000000 | 46600000000000 | 46300000000000 | 46100000000000 | 45900000000000 | 45700000000000
BIFUbC BAU Industrial Fuel Use before CCS[water and waste 36T39,hard coal if] | NoSettings | 0 | 0 | 0 | 0 | 0 | 0 | 0 | 0 | 0 | 0 | 0 | 0 | 0 | 0 | 0 | 0 | 0 | 0 | 0 | 0 | 0 | 0 | 0 | 0 | 0 | 0 | 0 | 0 | 0 | 0 | 0
BIFUbC BAU Industrial Fuel Use before CCS[water and waste 36T39,natural gas if] | NoSettings | 352541000000 | 350607000000 | 370627000000 | 376861000000 | 383294000000 | 389888000000 | 396714000000 | 403771000000 | 411060000000 | 418582000000 | 426339000000 | 431851000000 | 437351000000 | 442840000000 | 448317000000 | 453783000000 | 459237000000 | 464680000000 | 470111000000 | 475530000000 | 480938000000 | 486364000000 | 491777000000 | 497179000000 | 502569000000 | 507947000000 | 513355000000 | 518751000000 | 524147000000 | 529543000000 | 534938000000
BIFUbC BAU Industrial Fuel Use before CCS[water and waste 36T39,biomass if] | NoSettings | 0 | 0 | 0 | 0 | 0 | 0 | 0 | 0 | 0 | 0 | 0 | 0 | 0 | 0 | 0 | 0 | 0 | 0 | 0 | 0 | 0 | 0 | 0 | 0 | 0 | 0 | 0 | 0 | 0 | 0 | 0
BIFUbC BAU Industrial Fuel Use before CCS[water and waste 36T39,petroleum diesel if] | NoSettings | 0 | 0 | 0 | 0 | 0 | 0 | 0 | 0 | 0 | 0 | 0 | 0 | 0 | 0 | 0 | 0 | 0 | 0 | 0 | 0 | 0 | 0 | 0 | 0 | 0 | 0 | 0 | 0 | 0 | 0 | 0
BIFUbC BAU Industrial Fuel Use before CCS[water and waste 36T39,heat if] | NoSettings | 0 | 0 | 0 | 0 | 0 | 0 | 0 | 0 | 0 | 0 | 0 | 0 | 0 | 0 | 0 | 0 | 0 | 0 | 0 | 0 | 0 | 0 | 0 | 0 | 0 | 0 | 0 | 0 | 0 | 0 | 0
BIFUbC BAU Industrial Fuel Use before CCS[water and waste 36T39,crude oil if] | NoSettings | 0 | 0 | 0 | 0 | 0 | 0 | 0 | 0 | 0 | 0 | 0 | 0 | 0 | 0 | 0 | 0 | 0 | 0 | 0 | 0 | 0 | 0 | 0 | 0 | 0 | 0 | 0 | 0 | 0 | 0 | 0
BIFUbC BAU Industrial Fuel Use before CCS[water and waste 36T39,heavy or residual fuel oil if] | NoSettings | 0 | 0 | 0 | 0 | 0 | 0 | 0 | 0 | 0 | 0 | 0 | 0 | 0 | 0 | 0 | 0 | 0 | 0 | 0 | 0 | 0 | 0 | 0 | 0 | 0 | 0 | 0 | 0 | 0 | 0 | 0
BIFUbC BAU Industrial Fuel Use before CCS[water and waste 36T39,LPG propane or butane if] | NoSettings | 0 | 0 | 0 | 0 | 0 | 0 | 0 | 0 | 0 | 0 | 0 | 0 | 0 | 0 | 0 | 0 | 0 | 0 | 0 | 0 | 0 | 0 | 0 | 0 | 0 | 0 | 0 | 0 | 0 | 0 | 0
BIFUbC BAU Industrial Fuel Use before CCS[water and waste 36T39,hydrogen if] | NoSettings | 0 | 0 | 0 | 0 | 0 | 0 | 0 | 0 | 0 | 0 | 0 | 0 | 0 | 0 | 0 | 0 | 0 | 0 | 0 | 0 | 0 | 0 | 0 | 0 | 0 | 0 | 0 | 0 | 0 | 0 | 0
BIFUbC BAU Industrial Fuel Use before CCS[construction 41T43,electricity if] | NoSettings | 3040000000000 | 3030000000000 | 3190000000000 | 3260000000000 | 3330000000000 | 3380000000000 | 3410000000000 | 3430000000000 | 3430000000000 | 3440000000000 | 3450000000000 | 3460000000000 | 3460000000000 | 3470000000000 | 3490000000000 | 3520000000000 | 3540000000000 | 3560000000000 | 3580000000000 | 3610000000000 | 3620000000000 | 3650000000000 | 3700000000000 | 3740000000000 | 3780000000000 | 3810000000000 | 3850000000000 | 3890000000000 | 3930000000000 | 3970000000000 | 4010000000000
BIFUbC BAU Industrial Fuel Use before CCS[construction 41T43,hard coal if] | NoSettings | 0 | 0 | 0 | 0 | 0 | 0 | 0 | 0 | 0 | 0 | 0 | 0 | 0 | 0 | 0 | 0 | 0 | 0 | 0 | 0 | 0 | 0 | 0 | 0 | 0 | 0 | 0 | 0 | 0 | 0 | 0
BIFUbC BAU Industrial Fuel Use before CCS[construction 41T43,natural gas if] | NoSettings | 1781270000000 | 1778280000000 | 1807060000000 | 1845380000000 | 1882790000000 | 1915260000000 | 1932970000000 | 1941880000000 | 1943930000000 | 1945790000000 | 1950970000000 | 1958200000000 | 1960360000000 | 1965210000000 | 1975820000000 | 1990610000000 | 2001180000000 | 2012910000000 | 2029160000000 | 2042180000000 | 2051430000000 | 2066810000000 | 2092380000000 | 2118770000000 | 2138180000000 | 2156490000000 | 2182080000000 | 2204590000000 | 2227110000000 | 2249620000000 | 2272140000000
BIFUbC BAU Industrial Fuel Use before CCS[construction 41T43,biomass if] | NoSettings | 0 | 0 | 0 | 0 | 0 | 0 | 0 | 0 | 0 | 0 | 0 | 0 | 0 | 0 | 0 | 0 | 0 | 0 | 0 | 0 | 0 | 0 | 0 | 0 | 0 | 0 | 0 | 0 | 0 | 0 | 0
BIFUbC BAU Industrial Fuel Use before CCS[construction 41T43,petroleum diesel if] | NoSettings | 29707700000000 | 27896300000000 | 28857000000000 | 29977200000000 | 30516500000000 | 31283700000000 | 31750500000000 | 32039800000000 | 32282600000000 | 32568900000000 | 33002700000000 | 33391000000000 | 33724000000000 | 34221700000000 | 34604200000000 | 34809100000000 | 34937000000000 | 35214000000000 | 35520900000000 | 35867000000000 | 36106400000000 | 36497600000000 | 37077900000000 | 37855700000000 | 38491800000000 | 38907100000000 | 39635900000000 | 40259200000000 | 40882500000000 | 41505800000000 | 42129100000000
BIFUbC BAU Industrial Fuel Use before CCS[construction 41T43,heat if] | NoSettings | 0 | 0 | 0 | 0 | 0 | 0 | 0 | 0 | 0 | 0 | 0 | 0 | 0 | 0 | 0 | 0 | 0 | 0 | 0 | 0 | 0 | 0 | 0 | 0 | 0 | 0 | 0 | 0 | 0 | 0 | 0
BIFUbC BAU Industrial Fuel Use before CCS[construction 41T43,crude oil if] | NoSettings | 0 | 0 | 0 | 0 | 0 | 0 | 0 | 0 | 0 | 0 | 0 | 0 | 0 | 0 | 0 | 0 | 0 | 0 | 0 | 0 | 0 | 0 | 0 | 0 | 0 | 0 | 0 | 0 | 0 | 0 | 0
BIFUbC BAU Industrial Fuel Use before CCS[construction 41T43,heavy or residual fuel oil if] | NoSettings | 0 | 0 | 0 | 0 | 0 | 0 | 0 | 0 | 0 | 0 | 0 | 0 | 0 | 0 | 0 | 0 | 0 | 0 | 0 | 0 | 0 | 0 | 0 | 0 | 0 | 0 | 0 | 0 | 0 | 0 | 0
BIFUbC BAU Industrial Fuel Use before CCS[construction 41T43,LPG propane or butane if] | NoSettings | 0 | 0 | 0 | 0 | 0 | 0 | 0 | 0 | 0 | 0 | 0 | 0 | 0 | 0 | 0 | 0 | 0 | 0 | 0 | 0 | 0 | 0 | 0 | 0 | 0 | 0 | 0 | 0 | 0 | 0 | 0
BIFUbC BAU Industrial Fuel Use before CCS[construction 41T43,hydrogen if] | NoSettings | 0 | 0 | 0 | 0 | 0 | 0 | 0 | 0 | 0 | 0 | 0 | 0 | 0 | 0 | 0 | 0 | 0 | 0 | 0 | 0 | 0 | 0 | 0 | 0 | 0 | 0 | 0 | 0 | 0 | 0 | 0
Output Energy Related CO2 Emissions by Sector[transportation sector] | NoSettings | 143.686 | 158.757 | 157.816 | 156.47 | 153.821 | 150.799 | 147.627 | 144.443 | 141.358 | 138.17 | 134.662 | 131.421 | 128.015 | 125.005 | 121.784 | 118.707 | 115.423 | 111.941 | 108.237 | 104.233 | 100.114 | 95.9036 | 91.8401 | 87.8235 | 84.1479 | 80.7901 | 77.903 | 75.3944 | 73.2568 | 71.5917 | 70.1355
Output Energy Related CO2 Emissions by Sector[electricity sector] | NoSettings | 50.5402 | 53.7641 | 48.7091 | 43.4082 | 41.1301 | 40.959 | 36.9459 | 36.4772 | 34.933 | 33.2056 | 30.8412 | 28.8946 | 27.9987 | 26.1673 | 26.2997 | 25.2263 | 22.932 | 23.4409 | 23.6505 | 22.5952 | 22.1806 | 16.5349 | 16.7826 | 15.1327 | 12.1758 | 6.9644 | 4.477 | 4.477 | 4.477 | 4.477 | 4.477
Output Energy Related CO2 Emissions by Sector[residential buildings sector] | NoSettings | 26.5809 | 27.3731 | 27.3625 | 27.4162 | 27.3486 | 27.3397 | 27.2527 | 27.1405 | 27.0056 | 26.8047 | 26.5495 | 26.3485 | 26.0369 | 25.84 | 25.5341 | 25.2382 | 25.0385 | 24.8459 | 24.5983 | 24.5137 | 24.2778 | 24.1442 | 24.0708 | 24.0055 | 23.99 | 23.9334 | 23.9096 | 23.8989 | 23.8885 | 23.9378 | 23.9816
Output Energy Related CO2 Emissions by Sector[commercial buildings sector] | NoSettings | 11.9756 | 12.1037 | 12.4926 | 12.6896 | 12.7779 | 12.796 | 12.7819 | 12.7368 | 12.6831 | 12.6241 | 12.5329 | 12.5426 | 12.4301 | 12.3387 | 12.2737 | 12.2193 | 12.1225 | 12.0787 | 12.0349 | 12.0038 | 11.9302 | 11.9099 | 11.9426 | 11.9278 | 11.9842 | 12.0415 | 12.0504 | 12.0603 | 12.1339 | 12.2023 | 12.2283
Output Energy Related CO2 Emissions by Sector[industry sector] | NoSettings | 70.7989 | 74.7048 | 74.8515 | 76.0409 | 76.5968 | 77.2954 | 77.3603 | 77.3331 | 76.9794 | 76.5485 | 76.1134 | 75.9084 | 75.4938 | 75.5163 | 75.4088 | 75.24 | 75.3329 | 75.3686 | 75.5836 | 75.8043 | 75.787 | 75.7497 | 75.9697 | 76.3218 | 76.666 | 75.2567 | 75.8959 | 75.8653 | 75.8336 | 75.7994 | 75.7724
Output Energy Related CO2 Emissions by Sector[district heat and hydrogen sector] | NoSettings | 0.012928 | 0.013785 | 0.012766 | 0.011648 | 0.010437 | 0.0091584 | 0.007849 | 0.0065486 | 0.0052409 | 0.0039288 | 0.0043419 | 0.010051 | 0.017892 | 0.029273 | 0.046685 | 0.072344 | 0.10857 | 0.1597 | 0.22829 | 0.31487 | 0.42601 | 0.56227 | 0.7303 | 0.93264 | 1.1824 | 1.4809 | 1.8391 | 2.27 | 2.7804 | 3.3834 | 4.0984
Output Energy Related CO2 Emissions by Sector[LULUCF sector] | NoSettings | 0 | 0 | 0 | 0 | 0 | 0 | 0 | 0 | 0 | 0 | 0 | 0 | 0 | 0 | 0 | 0 | 0 | 0 | 0 | 0 | 0 | 0 | 0 | 0 | 0 | 0 | 0 | 0 | 0 | 0 | 0
Output Energy Related CO2 Emissions by Sector[geoengineering sector] | NoSettings | 0 | 0 | 0 | 0 | 0 | 0 | 0 | 0 | 0 | 0 | 0 | 0 | 0 | 0 | 0 | 0 | 0 | 0 | 0 | 0 | 0 | 0 | 0 | 0 | 0 | 0 | 0 | 0 | 0 | 0 | 0
Output Energy Related CO2 Emissions from Agriculture | NoSettings | 2.516 | 2.4735 | 2.4311 | 2.3887 | 2.3462 | 2.3038 | 2.2613 | 2.2189 | 2.1764 | 2.134 | 2.0915 | 2.0491 | 2.0066 | 1.9642 | 1.9217 | 1.8793 | 1.8368 | 1.7944 | 1.7519 | 1.7095 | 1.667 | 1.6246 | 1.5822 | 1.5397 | 1.4974 | 1.4564 | 1.4137 | 1.3716 | 1.3295 | 1.2873 | 1.2554
Output Energy Related CO2 Emissions from Waste Management | NoSettings | 0.018706 | 0.018603 | 0.019665 | 0.019996 | 0.020338 | 0.020688 | 0.02105 | 0.021424 | 0.021811 | 0.02221 | 0.022621 | 0.022914 | 0.023206 | 0.023497 | 0.023788 | 0.024078 | 0.024367 | 0.024656 | 0.024944 | 0.025232 | 0.025519 | 0.025806 | 0.026094 | 0.02638 | 0.026666 | 0.026952 | 0.027239 | 0.027525 | 0.027811 | 0.028098 | 0.028384
Direct Buildings Pollutant Emissions[urban residential,electricity bf,CO2] | NoSettings | 0 | 0 | 0 | 0 | 0 | 0 | 0 | 0 | 0 | 0 | 0 | 0 | 0 | 0 | 0 | 0 | 0 | 0 | 0 | 0 | 0 | 0 | 0 | 0 | 0 | 0 | 0 | 0 | 0 | 0 | 0
Direct Buildings Pollutant Emissions[urban residential,electricity bf,VOC] | NoSettings | 0 | 0 | 0 | 0 | 0 | 0 | 0 | 0 | 0 | 0 | 0 | 0 | 0 | 0 | 0 | 0 | 0 | 0 | 0 | 0 | 0 | 0 | 0 | 0 | 0 | 0 | 0 | 0 | 0 | 0 | 0
Direct Buildings Pollutant Emissions[urban residential,electricity bf,CO] | NoSettings | 0 | 0 | 0 | 0 | 0 | 0 | 0 | 0 | 0 | 0 | 0 | 0 | 0 | 0 | 0 | 0 | 0 | 0 | 0 | 0 | 0 | 0 | 0 | 0 | 0 | 0 | 0 | 0 | 0 | 0 | 0
Direct Buildings Pollutant Emissions[urban residential,electricity bf,NOx] | NoSettings | 0 | 0 | 0 | 0 | 0 | 0 | 0 | 0 | 0 | 0 | 0 | 0 | 0 | 0 | 0 | 0 | 0 | 0 | 0 | 0 | 0 | 0 | 0 | 0 | 0 | 0 | 0 | 0 | 0 | 0 | 0
Direct Buildings Pollutant Emissions[urban residential,electricity bf,PM10] | NoSettings | 0 | 0 | 0 | 0 | 0 | 0 | 0 | 0 | 0 | 0 | 0 | 0 | 0 | 0 | 0 | 0 | 0 | 0 | 0 | 0 | 0 | 0 | 0 | 0 | 0 | 0 | 0 | 0 | 0 | 0 | 0
Direct Buildings Pollutant Emissions[urban residential,electricity bf,PM25] | NoSettings | 0 | 0 | 0 | 0 | 0 | 0 | 0 | 0 | 0 | 0 | 0 | 0 | 0 | 0 | 0 | 0 | 0 | 0 | 0 | 0 | 0 | 0 | 0 | 0 | 0 | 0 | 0 | 0 | 0 | 0 | 0
Direct Buildings Pollutant Emissions[urban residential,electricity bf,SOx] | NoSettings | 0 | 0 | 0 | 0 | 0 | 0 | 0 | 0 | 0 | 0 | 0 | 0 | 0 | 0 | 0 | 0 | 0 | 0 | 0 | 0 | 0 | 0 | 0 | 0 | 0 | 0 | 0 | 0 | 0 | 0 | 0
Direct Buildings Pollutant Emissions[urban residential,electricity bf,BC] | NoSettings | 0 | 0 | 0 | 0 | 0 | 0 | 0 | 0 | 0 | 0 | 0 | 0 | 0 | 0 | 0 | 0 | 0 | 0 | 0 | 0 | 0 | 0 | 0 | 0 | 0 | 0 | 0 | 0 | 0 | 0 | 0
Direct Buildings Pollutant Emissions[urban residential,electricity bf,OC] | NoSettings | 0 | 0 | 0 | 0 | 0 | 0 | 0 | 0 | 0 | 0 | 0 | 0 | 0 | 0 | 0 | 0 | 0 | 0 | 0 | 0 | 0 | 0 | 0 | 0 | 0 | 0 | 0 | 0 | 0 | 0 | 0
Direct Buildings Pollutant Emissions[urban residential,electricity bf,CH4] | NoSettings | 0 | 0 | 0 | 0 | 0 | 0 | 0 | 0 | 0 | 0 | 0 | 0 | 0 | 0 | 0 | 0 | 0 | 0 | 0 | 0 | 0 | 0 | 0 | 0 | 0 | 0 | 0 | 0 | 0 | 0 | 0
Direct Buildings Pollutant Emissions[urban residential,electricity bf,N2O] | NoSettings | 0 | 0 | 0 | 0 | 0 | 0 | 0 | 0 | 0 | 0 | 0 | 0 | 0 | 0 | 0 | 0 | 0 | 0 | 0 | 0 | 0 | 0 | 0 | 0 | 0 | 0 | 0 | 0 | 0 | 0 | 0
Direct Buildings Pollutant Emissions[urban residential,electricity bf,F gases] | NoSettings | 0 | 0 | 0 | 0 | 0 | 0 | 0 | 0 | 0 | 0 | 0 | 0 | 0 | 0 | 0 | 0 | 0 | 0 | 0 | 0 | 0 | 0 | 0 | 0 | 0 | 0 | 0 | 0 | 0 | 0 | 0
Direct Buildings Pollutant Emissions[urban residential,hard coal bf,CO2] | NoSettings | 0 | 0 | 0 | 0 | 0 | 0 | 0 | 0 | 0 | 0 | 0 | 0 | 0 | 0 | 0 | 0 | 0 | 0 | 0 | 0 | 0 | 0 | 0 | 0 | 0 | 0 | 0 | 0 | 0 | 0 | 0
Direct Buildings Pollutant Emissions[urban residential,hard coal bf,VOC] | NoSettings | 0 | 0 | 0 | 0 | 0 | 0 | 0 | 0 | 0 | 0 | 0 | 0 | 0 | 0 | 0 | 0 | 0 | 0 | 0 | 0 | 0 | 0 | 0 | 0 | 0 | 0 | 0 | 0 | 0 | 0 | 0
Direct Buildings Pollutant Emissions[urban residential,hard coal bf,CO] | NoSettings | 0 | 0 | 0 | 0 | 0 | 0 | 0 | 0 | 0 | 0 | 0 | 0 | 0 | 0 | 0 | 0 | 0 | 0 | 0 | 0 | 0 | 0 | 0 | 0 | 0 | 0 | 0 | 0 | 0 | 0 | 0
Direct Buildings Pollutant Emissions[urban residential,hard coal bf,NOx] | NoSettings | 0 | 0 | 0 | 0 | 0 | 0 | 0 | 0 | 0 | 0 | 0 | 0 | 0 | 0 | 0 | 0 | 0 | 0 | 0 | 0 | 0 | 0 | 0 | 0 | 0 | 0 | 0 | 0 | 0 | 0 | 0
Direct Buildings Pollutant Emissions[urban residential,hard coal bf,PM10] | NoSettings | 0 | 0 | 0 | 0 | 0 | 0 | 0 | 0 | 0 | 0 | 0 | 0 | 0 | 0 | 0 | 0 | 0 | 0 | 0 | 0 | 0 | 0 | 0 | 0 | 0 | 0 | 0 | 0 | 0 | 0 | 0
Direct Buildings Pollutant Emissions[urban residential,hard coal bf,PM25] | NoSettings | 0 | 0 | 0 | 0 | 0 | 0 | 0 | 0 | 0 | 0 | 0 | 0 | 0 | 0 | 0 | 0 | 0 | 0 | 0 | 0 | 0 | 0 | 0 | 0 | 0 | 0 | 0 | 0 | 0 | 0 | 0
Direct Buildings Pollutant Emissions[urban residential,hard coal bf,SOx] | NoSettings | 0 | 0 | 0 | 0 | 0 | 0 | 0 | 0 | 0 | 0 | 0 | 0 | 0 | 0 | 0 | 0 | 0 | 0 | 0 | 0 | 0 | 0 | 0 | 0 | 0 | 0 | 0 | 0 | 0 | 0 | 0
Direct Buildings Pollutant Emissions[urban residential,hard coal bf,BC] | NoSettings | 0 | 0 | 0 | 0 | 0 | 0 | 0 | 0 | 0 | 0 | 0 | 0 | 0 | 0 | 0 | 0 | 0 | 0 | 0 | 0 | 0 | 0 | 0 | 0 | 0 | 0 | 0 | 0 | 0 | 0 | 0
Direct Buildings Pollutant Emissions[urban residential,hard coal bf,OC] | NoSettings | 0 | 0 | 0 | 0 | 0 | 0 | 0 | 0 | 0 | 0 | 0 | 0 | 0 | 0 | 0 | 0 | 0 | 0 | 0 | 0 | 0 | 0 | 0 | 0 | 0 | 0 | 0 | 0 | 0 | 0 | 0
Direct Buildings Pollutant Emissions[urban residential,hard coal bf,CH4] | NoSettings | 0 | 0 | 0 | 0 | 0 | 0 | 0 | 0 | 0 | 0 | 0 | 0 | 0 | 0 | 0 | 0 | 0 | 0 | 0 | 0 | 0 | 0 | 0 | 0 | 0 | 0 | 0 | 0 | 0 | 0 | 0
Direct Buildings Pollutant Emissions[urban residential,hard coal bf,N2O] | NoSettings | 0 | 0 | 0 | 0 | 0 | 0 | 0 | 0 | 0 | 0 | 0 | 0 | 0 | 0 | 0 | 0 | 0 | 0 | 0 | 0 | 0 | 0 | 0 | 0 | 0 | 0 | 0 | 0 | 0 | 0 | 0
Direct Buildings Pollutant Emissions[urban residential,hard coal bf,F gases] | NoSettings | 0 | 0 | 0 | 0 | 0 | 0 | 0 | 0 | 0 | 0 | 0 | 0 | 0 | 0 | 0 | 0 | 0 | 0 | 0 | 0 | 0 | 0 | 0 | 0 | 0 | 0 | 0 | 0 | 0 | 0 | 0
Direct Buildings Pollutant Emissions[urban residential,natural gas bf,CO2] | NoSettings | 24099900000000 | 24895900000000 | 24948700000000 | 25001500000000 | 24948300000000 | 24948100000000 | 24894800000000 | 24788500000000 | 24682200000000 | 24522800000000 | 24310400000000 | 24151000000000 | 23885600000000 | 23726200000000 | 23460800000000 | 23195300000000 | 23036000000000 | 22876700000000 | 22664300000000 | 22611100000000 | 22398800000000 | 22292700000000 | 22239700000000 | 22186600000000 | 22186700000000 | 22133800000000 | 22133900000000 | 22134000000000 | 22134100000000 | 22187300000000 | 22240500000000
Direct Buildings Pollutant Emissions[urban residential,natural gas bf,VOC] | NoSettings | 1041480000 | 1075880000 | 1078160000 | 1080450000 | 1078150000 | 1078140000 | 1075830000 | 1071240000 | 1066650000 | 1059760000 | 1050580000 | 1043690000 | 1032220000 | 1025330000 | 1013860000 | 1002390000 | 995507000 | 988621000 | 979443000 | 977145000 | 967969000 | 963383000 | 961092000 | 958801000 | 958804000 | 956516000 | 956521000 | 956526000 | 956531000 | 958830000 | 961128000
Direct Buildings Pollutant Emissions[urban residential,natural gas bf,CO] | NoSettings | 10237200000 | 10575300000 | 10597800000 | 10620200000 | 10597600000 | 10597500000 | 10574900000 | 10529700000 | 10484600000 | 10416900000 | 10326600000 | 10259000000 | 10146200000 | 10078500000 | 9965740000 | 9852980000 | 9785310000 | 9717630000 | 9627420000 | 9604830000 | 9514630000 | 9469550000 | 9447030000 | 9424510000 | 9424550000 | 9402060000 | 9402110000 | 9402160000 | 9402210000 | 9424800000 | 9447390000
Direct Buildings Pollutant Emissions[urban residential,natural gas bf,NOx] | NoSettings | 16830000000 | 17385800000 | 17422700000 | 17459600000 | 17422400000 | 17422300000 | 17385100000 | 17310800000 | 17236600000 | 17125300000 | 16976900000 | 16865700000 | 16680300000 | 16569000000 | 16383600000 | 16198300000 | 16087000000 | 15975700000 | 15827400000 | 15790300000 | 15642000000 | 15567900000 | 15530900000 | 15493900000 | 15493900000 | 15456900000 | 15457000000 | 15457100000 | 15457200000 | 15494300000 | 15531500000
Direct Buildings Pollutant Emissions[urban residential,natural gas bf,PM10] | NoSettings | 1438000000 | 1485490000 | 1488650000 | 1491800000 | 1488620000 | 1488610000 | 1485430000 | 1479090000 | 1472740000 | 1463230000 | 1450560000 | 1441050000 | 1425210000 | 1415700000 | 1399860000 | 1384030000 | 1374520000 | 1365010000 | 1352340000 | 1349170000 | 1336500000 | 1330170000 | 1327000000 | 1323840000 | 1323840000 | 1320680000 | 1320690000 | 1320700000 | 1320710000 | 1323880000 | 1327050000
Direct Buildings Pollutant Emissions[urban residential,natural gas bf,PM25] | NoSettings | 1438000000 | 1485490000 | 1488650000 | 1491800000 | 1488620000 | 1488610000 | 1485430000 | 1479090000 | 1472740000 | 1463230000 | 1450560000 | 1441050000 | 1425210000 | 1415700000 | 1399860000 | 1384030000 | 1374520000 | 1365010000 | 1352340000 | 1349170000 | 1336500000 | 1330170000 | 1327000000 | 1323840000 | 1323840000 | 1320680000 | 1320690000 | 1320700000 | 1320710000 | 1323880000 | 1327050000
Direct Buildings Pollutant Emissions[urban residential,natural gas bf,SOx] | NoSettings | 109917000 | 113547000 | 113788000 | 114029000 | 113786000 | 113785000 | 113542000 | 113057000 | 112572000 | 111845000 | 110877000 | 110150000 | 108939000 | 108212000 | 107002000 | 105791000 | 105064000 | 104338000 | 103369000 | 103127000 | 102158000 | 101674000 | 101432000 | 101190000 | 101191000 | 100949000 | 100950000 | 100950000 | 100951000 | 101194000 | 101436000
Direct Buildings Pollutant Emissions[urban residential,natural gas bf,BC] | NoSettings | 237093000 | 244924000 | 245443000 | 245963000 | 245439000 | 245437000 | 244913000 | 243867000 | 242821000 | 241253000 | 239163000 | 237596000 | 234984000 | 233417000 | 230805000 | 228194000 | 226626000 | 225059000 | 222970000 | 222447000 | 220357000 | 219313000 | 218792000 | 218270000 | 218271000 | 217750000 | 217751000 | 217753000 | 217754000 | 218277000 | 218800000
Direct Buildings Pollutant Emissions[urban residential,natural gas bf,OC] | NoSettings | 615442000 | 635769000 | 637118000 | 638467000 | 637107000 | 637102000 | 635742000 | 633026000 | 630311000 | 626242000 | 620817000 | 616748000 | 609969000 | 605900000 | 599121000 | 592342000 | 588274000 | 584205000 | 578781000 | 577423000 | 572001000 | 569291000 | 567937000 | 566583000 | 566585000 | 565233000 | 565236000 | 565239000 | 565242000 | 566600000 | 567959000
Direct Buildings Pollutant Emissions[urban residential,natural gas bf,CH4] | NoSettings | 454201000 | 469202000 | 470198000 | 471194000 | 470190000 | 470186000 | 469182000 | 467178000 | 465175000 | 462171000 | 458167000 | 455164000 | 450161000 | 447159000 | 442155000 | 437153000 | 434150000 | 431148000 | 427145000 | 426143000 | 422141000 | 420141000 | 419142000 | 418143000 | 418144000 | 417146000 | 417148000 | 417151000 | 417153000 | 418155000 | 419158000
Direct Buildings Pollutant Emissions[urban residential,natural gas bf,N2O] | NoSettings | 45420100 | 46920200 | 47019800 | 47119400 | 47019000 | 47018600 | 46918200 | 46717800 | 46517500 | 46217100 | 45816700 | 45516400 | 45016100 | 44715900 | 44215500 | 43715300 | 43415000 | 43114800 | 42714500 | 42614300 | 42214100 | 42014100 | 41914200 | 41814300 | 41814400 | 41714600 | 41714800 | 41715100 | 41715300 | 41815500 | 41915800
Direct Buildings Pollutant Emissions[urban residential,natural gas bf,F gases] | NoSettings | 0 | 0 | 0 | 0 | 0 | 0 | 0 | 0 | 0 | 0 | 0 | 0 | 0 | 0 | 0 | 0 | 0 | 0 | 0 | 0 | 0 | 0 | 0 | 0 | 0 | 0 | 0 | 0 | 0 | 0 | 0
Direct Buildings Pollutant Emissions[urban residential,petroleum diesel bf,CO2] | NoSettings | 22046000000 | 22020900000 | 22072600000 | 22052700000 | 22035600000 | 21946900000 | 21936500000 | 21855900000 | 21779000000 | 21632600000 | 21562300000 | 21424000000 | 21288600000 | 21155500000 | 20882600000 | 20688800000 | 20430700000 | 20182200000 | 19801300000 | 19659300000 | 19468500000 | 19311000000 | 19140800000 | 19022500000 | 18978100000 | 18889400000 | 18763700000 | 18763700000 | 18734100000 | 18785800000 | 18734100000
Direct Buildings Pollutant Emissions[urban residential,petroleum diesel bf,VOC] | NoSettings | 334744 | 334362 | 335148 | 334845 | 334587 | 333239 | 333082 | 331858 | 330690 | 328466 | 327399 | 325299 | 323244 | 321223 | 317079 | 314137 | 310218 | 306444 | 300661 | 298505 | 295607 | 293215 | 290632 | 288836 | 288162 | 286814 | 284905 | 284905 | 284456 | 285242 | 284456
Direct Buildings Pollutant Emissions[urban residential,petroleum diesel bf,CO] | NoSettings | 6999510 | 6991530 | 7007970 | 7001630 | 6996230 | 6968050 | 6964760 | 6939170 | 6914740 | 6868250 | 6845940 | 6802030 | 6759060 | 6716790 | 6630140 | 6568620 | 6486670 | 6407770 | 6286840 | 6241750 | 6181170 | 6131150 | 6077140 | 6039570 | 6025480 | 5997300 | 5957380 | 5957380 | 5947990 | 5964430 | 5947990
Direct Buildings Pollutant Emissions[urban residential,petroleum diesel bf,NOx] | NoSettings | 18545900 | 18524800 | 18568300 | 18551500 | 18537200 | 18462600 | 18453900 | 18386000 | 18321300 | 18198100 | 18139000 | 18022700 | 17908800 | 17796800 | 17567300 | 17404200 | 17187100 | 16978000 | 16657600 | 16538200 | 16377600 | 16245100 | 16102000 | 16002500 | 15965100 | 15890500 | 15784700 | 15784700 | 15759800 | 15803400 | 15759800
Direct Buildings Pollutant Emissions[urban residential,petroleum diesel bf,PM10] | NoSettings | 2342310 | 2339640 | 2345140 | 2343020 | 2341210 | 2331780 | 2330680 | 2322120 | 2313950 | 2298390 | 2290920 | 2276230 | 2261850 | 2247700 | 2218710 | 2198120 | 2170690 | 2144290 | 2103820 | 2088730 | 2068460 | 2051720 | 2033650 | 2021080 | 2016360 | 2006930 | 1993570 | 1993570 | 1990430 | 1995930 | 1990430
Direct Buildings Pollutant Emissions[urban residential,petroleum diesel bf,PM25] | NoSettings | 2096400 | 2094010 | 2098930 | 2097030 | 2095410 | 2086970 | 2085990 | 2078320 | 2071010 | 2057080 | 2050400 | 2037250 | 2024380 | 2011720 | 1985770 | 1967340 | 1942800 | 1919170 | 1882950 | 1869440 | 1851300 | 1836320 | 1820140 | 1808890 | 1804670 | 1796230 | 1784270 | 1784270 | 1781460 | 1786380 | 1781460
Direct Buildings Pollutant Emissions[urban residential,petroleum diesel bf,SOx] | NoSettings | 151127 | 150954 | 151309 | 151172 | 151056 | 150447 | 150376 | 149824 | 149296 | 148292 | 147811 | 146863 | 145935 | 145022 | 143151 | 141823 | 140054 | 138350 | 135739 | 134766 | 133458 | 132378 | 131212 | 130400 | 130096 | 129488 | 128626 | 128626 | 128423 | 128778 | 128423
Direct Buildings Pollutant Emissions[urban residential,petroleum diesel bf,BC] | NoSettings | 209550 | 209311 | 209803 | 209614 | 209452 | 208608 | 208510 | 207744 | 207012 | 205620 | 204953 | 203638 | 202352 | 201086 | 198492 | 196650 | 194197 | 191835 | 188214 | 186864 | 185051 | 183553 | 181936 | 180812 | 180390 | 179546 | 178351 | 178351 | 178070 | 178562 | 178070
Direct Buildings Pollutant Emissions[urban residential,petroleum diesel bf,OC] | NoSettings | 524025 | 523427 | 524658 | 524183 | 523779 | 521669 | 521423 | 519507 | 517678 | 514197 | 512527 | 509240 | 506023 | 502858 | 496371 | 491765 | 485630 | 479723 | 470669 | 467294 | 462758 | 459014 | 454970 | 452158 | 451103 | 448993 | 446005 | 446005 | 445301 | 446532 | 445301
Direct Buildings Pollutant Emissions[urban residential,petroleum diesel bf,CH4] | NoSettings | 894240 | 893220 | 895320 | 894510 | 893820 | 890220 | 889800 | 886530 | 883410 | 877470 | 874620 | 869010 | 863520 | 858120 | 847050 | 839190 | 828720 | 818640 | 803190 | 797430 | 789690 | 783300 | 776400 | 771600 | 769800 | 766200 | 761100 | 761100 | 759900 | 762000 | 759900
Direct Buildings Pollutant Emissions[urban residential,petroleum diesel bf,N2O] | NoSettings | 178848 | 178644 | 179064 | 178902 | 178764 | 178044 | 177960 | 177306 | 176682 | 175494 | 174924 | 173802 | 172704 | 171624 | 169410 | 167838 | 165744 | 163728 | 160638 | 159486 | 157938 | 156660 | 155280 | 154320 | 153960 | 153240 | 152220 | 152220 | 151980 | 152400 | 151980
Direct Buildings Pollutant Emissions[urban residential,petroleum diesel bf,F gases] | NoSettings | 0 | 0 | 0 | 0 | 0 | 0 | 0 | 0 | 0 | 0 | 0 | 0 | 0 | 0 | 0 | 0 | 0 | 0 | 0 | 0 | 0 | 0 | 0 | 0 | 0 | 0 | 0 | 0 | 0 | 0 | 0
Direct Buildings Pollutant Emissions[urban residential,heat bf,CO2] | NoSettings | 0 | 0 | 0 | 0 | 0 | 0 | 0 | 0 | 0 | 0 | 0 | 0 | 0 | 0 | 0 | 0 | 0 | 0 | 0 | 0 | 0 | 0 | 0 | 0 | 0 | 0 | 0 | 0 | 0 | 0 | 0
Direct Buildings Pollutant Emissions[urban residential,heat bf,VOC] | NoSettings | 0 | 0 | 0 | 0 | 0 | 0 | 0 | 0 | 0 | 0 | 0 | 0 | 0 | 0 | 0 | 0 | 0 | 0 | 0 | 0 | 0 | 0 | 0 | 0 | 0 | 0 | 0 | 0 | 0 | 0 | 0
Direct Buildings Pollutant Emissions[urban residential,heat bf,CO] | NoSettings | 0 | 0 | 0 | 0 | 0 | 0 | 0 | 0 | 0 | 0 | 0 | 0 | 0 | 0 | 0 | 0 | 0 | 0 | 0 | 0 | 0 | 0 | 0 | 0 | 0 | 0 | 0 | 0 | 0 | 0 | 0
Direct Buildings Pollutant Emissions[urban residential,heat bf,NOx] | NoSettings | 0 | 0 | 0 | 0 | 0 | 0 | 0 | 0 | 0 | 0 | 0 | 0 | 0 | 0 | 0 | 0 | 0 | 0 | 0 | 0 | 0 | 0 | 0 | 0 | 0 | 0 | 0 | 0 | 0 | 0 | 0
Direct Buildings Pollutant Emissions[urban residential,heat bf,PM10] | NoSettings | 0 | 0 | 0 | 0 | 0 | 0 | 0 | 0 | 0 | 0 | 0 | 0 | 0 | 0 | 0 | 0 | 0 | 0 | 0 | 0 | 0 | 0 | 0 | 0 | 0 | 0 | 0 | 0 | 0 | 0 | 0
Direct Buildings Pollutant Emissions[urban residential,heat bf,PM25] | NoSettings | 0 | 0 | 0 | 0 | 0 | 0 | 0 | 0 | 0 | 0 | 0 | 0 | 0 | 0 | 0 | 0 | 0 | 0 | 0 | 0 | 0 | 0 | 0 | 0 | 0 | 0 | 0 | 0 | 0 | 0 | 0
Direct Buildings Pollutant Emissions[urban residential,heat bf,SOx] | NoSettings | 0 | 0 | 0 | 0 | 0 | 0 | 0 | 0 | 0 | 0 | 0 | 0 | 0 | 0 | 0 | 0 | 0 | 0 | 0 | 0 | 0 | 0 | 0 | 0 | 0 | 0 | 0 | 0 | 0 | 0 | 0
Direct Buildings Pollutant Emissions[urban residential,heat bf,BC] | NoSettings | 0 | 0 | 0 | 0 | 0 | 0 | 0 | 0 | 0 | 0 | 0 | 0 | 0 | 0 | 0 | 0 | 0 | 0 | 0 | 0 | 0 | 0 | 0 | 0 | 0 | 0 | 0 | 0 | 0 | 0 | 0
Direct Buildings Pollutant Emissions[urban residential,heat bf,OC] | NoSettings | 0 | 0 | 0 | 0 | 0 | 0 | 0 | 0 | 0 | 0 | 0 | 0 | 0 | 0 | 0 | 0 | 0 | 0 | 0 | 0 | 0 | 0 | 0 | 0 | 0 | 0 | 0 | 0 | 0 | 0 | 0
Direct Buildings Pollutant Emissions[urban residential,heat bf,CH4] | NoSettings | 0 | 0 | 0 | 0 | 0 | 0 | 0 | 0 | 0 | 0 | 0 | 0 | 0 | 0 | 0 | 0 | 0 | 0 | 0 | 0 | 0 | 0 | 0 | 0 | 0 | 0 | 0 | 0 | 0 | 0 | 0
Direct Buildings Pollutant Emissions[urban residential,heat bf,N2O] | NoSettings | 0 | 0 | 0 | 0 | 0 | 0 | 0 | 0 | 0 | 0 | 0 | 0 | 0 | 0 | 0 | 0 | 0 | 0 | 0 | 0 | 0 | 0 | 0 | 0 | 0 | 0 | 0 | 0 | 0 | 0 | 0
Direct Buildings Pollutant Emissions[urban residential,heat bf,F gases] | NoSettings | 0 | 0 | 0 | 0 | 0 | 0 | 0 | 0 | 0 | 0 | 0 | 0 | 0 | 0 | 0 | 0 | 0 | 0 | 0 | 0 | 0 | 0 | 0 | 0 | 0 | 0 | 0 | 0 | 0 | 0 | 0
Direct Buildings Pollutant Emissions[urban residential,biomass bf,CO2] | NoSettings | 0 | 0 | 0 | 0 | 0 | 0 | 0 | 0 | 0 | 0 | 0 | 0 | 0 | 0 | 0 | 0 | 0 | 0 | 0 | 0 | 0 | 0 | 0 | 0 | 0 | 0 | 0 | 0 | 0 | 0 | 0
Direct Buildings Pollutant Emissions[urban residential,biomass bf,VOC] | NoSettings | 10199400 | 10199400 | 10199400 | 10199400 | 10199400 | 10199400 | 10199400 | 10199400 | 10199400 | 10199400 | 10199400 | 10199400 | 10199400 | 10199400 | 10199400 | 10199400 | 10199400 | 10199400 | 10199400 | 10199400 | 10199400 | 10199400 | 10199400 | 10199400 | 10199400 | 10199400 | 10199400 | 10199400 | 10199400 | 10199400 | 10199400
Direct Buildings Pollutant Emissions[urban residential,biomass bf,CO] | NoSettings | 161731000 | 161731000 | 161731000 | 161731000 | 161731000 | 161731000 | 161731000 | 161731000 | 161731000 | 161731000 | 161731000 | 161731000 | 161731000 | 161731000 | 161731000 | 161731000 | 161731000 | 161731000 | 161731000 | 161731000 | 161731000 | 161731000 | 161731000 | 161731000 | 161731000 | 161731000 | 161731000 | 161731000 | 161731000 | 161731000 | 161731000
Direct Buildings Pollutant Emissions[urban residential,biomass bf,NOx] | NoSettings | 1064970000 | 1064970000 | 1064970000 | 1064970000 | 1064970000 | 1064970000 | 1064970000 | 1064970000 | 1064970000 | 1064970000 | 1064970000 | 1064970000 | 1064970000 | 1064970000 | 1064970000 | 1064970000 | 1064970000 | 1064970000 | 1064970000 | 1064970000 | 1064970000 | 1064970000 | 1064970000 | 1064970000 | 1064970000 | 1064970000 | 1064970000 | 1064970000 | 1064970000 | 1064970000 | 1064970000
Direct Buildings Pollutant Emissions[urban residential,biomass bf,PM10] | NoSettings | 23798600 | 23798600 | 23798600 | 23798600 | 23798600 | 23798600 | 23798600 | 23798600 | 23798600 | 23798600 | 23798600 | 23798600 | 23798600 | 23798600 | 23798600 | 23798600 | 23798600 | 23798600 | 23798600 | 23798600 | 23798600 | 23798600 | 23798600 | 23798600 | 23798600 | 23798600 | 23798600 | 23798600 | 23798600 | 23798600 | 23798600
Direct Buildings Pollutant Emissions[urban residential,biomass bf,PM25] | NoSettings | 21021800 | 21021800 | 21021800 | 21021800 | 21021800 | 21021800 | 21021800 | 21021800 | 21021800 | 21021800 | 21021800 | 21021800 | 21021800 | 21021800 | 21021800 | 21021800 | 21021800 | 21021800 | 21021800 | 21021800 | 21021800 | 21021800 | 21021800 | 21021800 | 21021800 | 21021800 | 21021800 | 21021800 | 21021800 | 21021800 | 21021800
Direct Buildings Pollutant Emissions[urban residential,biomass bf,SOx] | NoSettings | 721452000 | 721452000 | 721452000 | 721452000 | 721452000 | 721452000 | 721452000 | 721452000 | 721452000 | 721452000 | 721452000 | 721452000 | 721452000 | 721452000 | 721452000 | 721452000 | 721452000 | 721452000 | 721452000 | 721452000 | 721452000 | 721452000 | 721452000 | 721452000 | 721452000 | 721452000 | 721452000 | 721452000 | 721452000 | 721452000 | 721452000
Direct Buildings Pollutant Emissions[urban residential,biomass bf,BC] | NoSettings | 2901400 | 2901400 | 2901400 | 2901400 | 2901400 | 2901400 | 2901400 | 2901400 | 2901400 | 2901400 | 2901400 | 2901400 | 2901400 | 2901400 | 2901400 | 2901400 | 2901400 | 2901400 | 2901400 | 2901400 | 2901400 | 2901400 | 2901400 | 2901400 | 2901400 | 2901400 | 2901400 | 2901400 | 2901400 | 2901400 | 2901400
Direct Buildings Pollutant Emissions[urban residential,biomass bf,OC] | NoSettings | 6853000 | 6853000 | 6853000 | 6853000 | 6853000 | 6853000 | 6853000 | 6853000 | 6853000 | 6853000 | 6853000 | 6853000 | 6853000 | 6853000 | 6853000 | 6853000 | 6853000 | 6853000 | 6853000 | 6853000 | 6853000 | 6853000 | 6853000 | 6853000 | 6853000 | 6853000 | 6853000 | 6853000 | 6853000 | 6853000 | 6853000
Direct Buildings Pollutant Emissions[urban residential,biomass bf,CH4] | NoSettings | 0 | 0 | 0 | 0 | 0 | 0 | 0 | 0 | 0 | 0 | 0 | 0 | 0 | 0 | 0 | 0 | 0 | 0 | 0 | 0 | 0 | 0 | 0 | 0 | 0 | 0 | 0 | 0 | 0 | 0 | 0
Direct Buildings Pollutant Emissions[urban residential,biomass bf,N2O] | NoSettings | 0 | 0 | 0 | 0 | 0 | 0 | 0 | 0 | 0 | 0 | 0 | 0 | 0 | 0 | 0 | 0 | 0 | 0 | 0 | 0 | 0 | 0 | 0 | 0 | 0 | 0 | 0 | 0 | 0 | 0 | 0
Direct Buildings Pollutant Emissions[urban residential,biomass bf,F gases] | NoSettings | 0 | 0 | 0 | 0 | 0 | 0 | 0 | 0 | 0 | 0 | 0 | 0 | 0 | 0 | 0 | 0 | 0 | 0 | 0 | 0 | 0 | 0 | 0 | 0 | 0 | 0 | 0 | 0 | 0 | 0 | 0
Direct Buildings Pollutant Emissions[urban residential,kerosene bf,CO2] | NoSettings | 0 | 0 | 0 | 0 | 0 | 0 | 0 | 0 | 0 | 0 | 0 | 0 | 0 | 0 | 0 | 0 | 0 | 0 | 0 | 0 | 0 | 0 | 0 | 0 | 0 | 0 | 0 | 0 | 0 | 0 | 0
Direct Buildings Pollutant Emissions[urban residential,kerosene bf,VOC] | NoSettings | 0 | 0 | 0 | 0 | 0 | 0 | 0 | 0 | 0 | 0 | 0 | 0 | 0 | 0 | 0 | 0 | 0 | 0 | 0 | 0 | 0 | 0 | 0 | 0 | 0 | 0 | 0 | 0 | 0 | 0 | 0
Direct Buildings Pollutant Emissions[urban residential,kerosene bf,CO] | NoSettings | 0 | 0 | 0 | 0 | 0 | 0 | 0 | 0 | 0 | 0 | 0 | 0 | 0 | 0 | 0 | 0 | 0 | 0 | 0 | 0 | 0 | 0 | 0 | 0 | 0 | 0 | 0 | 0 | 0 | 0 | 0
Direct Buildings Pollutant Emissions[urban residential,kerosene bf,NOx] | NoSettings | 0 | 0 | 0 | 0 | 0 | 0 | 0 | 0 | 0 | 0 | 0 | 0 | 0 | 0 | 0 | 0 | 0 | 0 | 0 | 0 | 0 | 0 | 0 | 0 | 0 | 0 | 0 | 0 | 0 | 0 | 0
Direct Buildings Pollutant Emissions[urban residential,kerosene bf,PM10] | NoSettings | 0 | 0 | 0 | 0 | 0 | 0 | 0 | 0 | 0 | 0 | 0 | 0 | 0 | 0 | 0 | 0 | 0 | 0 | 0 | 0 | 0 | 0 | 0 | 0 | 0 | 0 | 0 | 0 | 0 | 0 | 0
Direct Buildings Pollutant Emissions[urban residential,kerosene bf,PM25] | NoSettings | 0 | 0 | 0 | 0 | 0 | 0 | 0 | 0 | 0 | 0 | 0 | 0 | 0 | 0 | 0 | 0 | 0 | 0 | 0 | 0 | 0 | 0 | 0 | 0 | 0 | 0 | 0 | 0 | 0 | 0 | 0
Direct Buildings Pollutant Emissions[urban residential,kerosene bf,SOx] | NoSettings | 0 | 0 | 0 | 0 | 0 | 0 | 0 | 0 | 0 | 0 | 0 | 0 | 0 | 0 | 0 | 0 | 0 | 0 | 0 | 0 | 0 | 0 | 0 | 0 | 0 | 0 | 0 | 0 | 0 | 0 | 0
Direct Buildings Pollutant Emissions[urban residential,kerosene bf,BC] | NoSettings | 0 | 0 | 0 | 0 | 0 | 0 | 0 | 0 | 0 | 0 | 0 | 0 | 0 | 0 | 0 | 0 | 0 | 0 | 0 | 0 | 0 | 0 | 0 | 0 | 0 | 0 | 0 | 0 | 0 | 0 | 0
Direct Buildings Pollutant Emissions[urban residential,kerosene bf,OC] | NoSettings | 0 | 0 | 0 | 0 | 0 | 0 | 0 | 0 | 0 | 0 | 0 | 0 | 0 | 0 | 0 | 0 | 0 | 0 | 0 | 0 | 0 | 0 | 0 | 0 | 0 | 0 | 0 | 0 | 0 | 0 | 0
Direct Buildings Pollutant Emissions[urban residential,kerosene bf,CH4] | NoSettings | 0 | 0 | 0 | 0 | 0 | 0 | 0 | 0 | 0 | 0 | 0 | 0 | 0 | 0 | 0 | 0 | 0 | 0 | 0 | 0 | 0 | 0 | 0 | 0 | 0 | 0 | 0 | 0 | 0 | 0 | 0
Direct Buildings Pollutant Emissions[urban residential,kerosene bf,N2O] | NoSettings | 0 | 0 | 0 | 0 | 0 | 0 | 0 | 0 | 0 | 0 | 0 | 0 | 0 | 0 | 0 | 0 | 0 | 0 | 0 | 0 | 0 | 0 | 0 | 0 | 0 | 0 | 0 | 0 | 0 | 0 | 0
Direct Buildings Pollutant Emissions[urban residential,kerosene bf,F gases] | NoSettings | 0 | 0 | 0 | 0 | 0 | 0 | 0 | 0 | 0 | 0 | 0 | 0 | 0 | 0 | 0 | 0 | 0 | 0 | 0 | 0 | 0 | 0 | 0 | 0 | 0 | 0 | 0 | 0 | 0 | 0 | 0
Direct Buildings Pollutant Emissions[urban residential,heavy or residual fuel oil bf,CO2] | NoSettings | 0 | 0 | 0 | 0 | 0 | 0 | 0 | 0 | 0 | 0 | 0 | 0 | 0 | 0 | 0 | 0 | 0 | 0 | 0 | 0 | 0 | 0 | 0 | 0 | 0 | 0 | 0 | 0 | 0 | 0 | 0
Direct Buildings Pollutant Emissions[urban residential,heavy or residual fuel oil bf,VOC] | NoSettings | 0 | 0 | 0 | 0 | 0 | 0 | 0 | 0 | 0 | 0 | 0 | 0 | 0 | 0 | 0 | 0 | 0 | 0 | 0 | 0 | 0 | 0 | 0 | 0 | 0 | 0 | 0 | 0 | 0 | 0 | 0
Direct Buildings Pollutant Emissions[urban residential,heavy or residual fuel oil bf,CO] | NoSettings | 0 | 0 | 0 | 0 | 0 | 0 | 0 | 0 | 0 | 0 | 0 | 0 | 0 | 0 | 0 | 0 | 0 | 0 | 0 | 0 | 0 | 0 | 0 | 0 | 0 | 0 | 0 | 0 | 0 | 0 | 0
Direct Buildings Pollutant Emissions[urban residential,heavy or residual fuel oil bf,NOx] | NoSettings | 0 | 0 | 0 | 0 | 0 | 0 | 0 | 0 | 0 | 0 | 0 | 0 | 0 | 0 | 0 | 0 | 0 | 0 | 0 | 0 | 0 | 0 | 0 | 0 | 0 | 0 | 0 | 0 | 0 | 0 | 0
Direct Buildings Pollutant Emissions[urban residential,heavy or residual fuel oil bf,PM10] | NoSettings | 0 | 0 | 0 | 0 | 0 | 0 | 0 | 0 | 0 | 0 | 0 | 0 | 0 | 0 | 0 | 0 | 0 | 0 | 0 | 0 | 0 | 0 | 0 | 0 | 0 | 0 | 0 | 0 | 0 | 0 | 0
Direct Buildings Pollutant Emissions[urban residential,heavy or residual fuel oil bf,PM25] | NoSettings | 0 | 0 | 0 | 0 | 0 | 0 | 0 | 0 | 0 | 0 | 0 | 0 | 0 | 0 | 0 | 0 | 0 | 0 | 0 | 0 | 0 | 0 | 0 | 0 | 0 | 0 | 0 | 0 | 0 | 0 | 0
Direct Buildings Pollutant Emissions[urban residential,heavy or residual fuel oil bf,SOx] | NoSettings | 0 | 0 | 0 | 0 | 0 | 0 | 0 | 0 | 0 | 0 | 0 | 0 | 0 | 0 | 0 | 0 | 0 | 0 | 0 | 0 | 0 | 0 | 0 | 0 | 0 | 0 | 0 | 0 | 0 | 0 | 0
Direct Buildings Pollutant Emissions[urban residential,heavy or residual fuel oil bf,BC] | NoSettings | 0 | 0 | 0 | 0 | 0 | 0 | 0 | 0 | 0 | 0 | 0 | 0 | 0 | 0 | 0 | 0 | 0 | 0 | 0 | 0 | 0 | 0 | 0 | 0 | 0 | 0 | 0 | 0 | 0 | 0 | 0
Direct Buildings Pollutant Emissions[urban residential,heavy or residual fuel oil bf,OC] | NoSettings | 0 | 0 | 0 | 0 | 0 | 0 | 0 | 0 | 0 | 0 | 0 | 0 | 0 | 0 | 0 | 0 | 0 | 0 | 0 | 0 | 0 | 0 | 0 | 0 | 0 | 0 | 0 | 0 | 0 | 0 | 0
Direct Buildings Pollutant Emissions[urban residential,heavy or residual fuel oil bf,CH4] | NoSettings | 0 | 0 | 0 | 0 | 0 | 0 | 0 | 0 | 0 | 0 | 0 | 0 | 0 | 0 | 0 | 0 | 0 | 0 | 0 | 0 | 0 | 0 | 0 | 0 | 0 | 0 | 0 | 0 | 0 | 0 | 0
Direct Buildings Pollutant Emissions[urban residential,heavy or residual fuel oil bf,N2O] | NoSettings | 0 | 0 | 0 | 0 | 0 | 0 | 0 | 0 | 0 | 0 | 0 | 0 | 0 | 0 | 0 | 0 | 0 | 0 | 0 | 0 | 0 | 0 | 0 | 0 | 0 | 0 | 0 | 0 | 0 | 0 | 0
Direct Buildings Pollutant Emissions[urban residential,heavy or residual fuel oil bf,F gases] | NoSettings | 0 | 0 | 0 | 0 | 0 | 0 | 0 | 0 | 0 | 0 | 0 | 0 | 0 | 0 | 0 | 0 | 0 | 0 | 0 | 0 | 0 | 0 | 0 | 0 | 0 | 0 | 0 | 0 | 0 | 0 | 0
Direct Buildings Pollutant Emissions[urban residential,LPG propane or butane bf,CO2] | NoSettings | 1010400000000 | 965537000000 | 905920000000 | 905920000000 | 897931000000 | 885639000000 | 865357000000 | 860440000000 | 840773000000 | 808814000000 | 786688000000 | 755958000000 | 725843000000 | 703102000000 | 682206000000 | 661310000000 | 641028000000 | 622590000000 | 602308000000 | 580797000000 | 566047000000 | 551911000000 | 539619000000 | 527327000000 | 516879000000 | 511347000000 | 496597000000 | 489222000000 | 480617000000 | 472627000000 | 465252000000
Direct Buildings Pollutant Emissions[urban residential,LPG propane or butane bf,VOC] | NoSettings | 65266800 | 62368700 | 58517800 | 58517800 | 58001700 | 57207700 | 55897600 | 55580000 | 54309600 | 52245200 | 50816000 | 48831000 | 46885700 | 45416800 | 44067000 | 42717200 | 41407100 | 40216100 | 38906000 | 37516500 | 36563700 | 35650600 | 34856600 | 34062600 | 33387700 | 33030400 | 32077600 | 31601200 | 31045400 | 30529300 | 30052900
Direct Buildings Pollutant Emissions[urban residential,LPG propane or butane bf,CO] | NoSettings | 53939600 | 51544500 | 48361900 | 48361900 | 47935400 | 47279200 | 46196500 | 45934000 | 44884100 | 43178000 | 41996800 | 40356300 | 38748600 | 37534600 | 36419100 | 35303600 | 34220800 | 33236500 | 32153800 | 31005500 | 30218000 | 29463400 | 28807200 | 28151000 | 27593200 | 27297900 | 26510500 | 26116800 | 25657400 | 25230900 | 24837200
Direct Buildings Pollutant Emissions[urban residential,LPG propane or butane bf,NOx] | NoSettings | 1060510000 | 1013420000 | 950848000 | 950848000 | 942462000 | 929560000 | 908273000 | 903112000 | 882469000 | 848925000 | 825702000 | 793448000 | 761839000 | 737972000 | 716039000 | 694106000 | 672818000 | 653466000 | 632178000 | 609601000 | 594119000 | 579282000 | 566380000 | 553479000 | 542512000 | 536707000 | 521225000 | 513484000 | 504453000 | 496067000 | 488326000
Direct Buildings Pollutant Emissions[urban residential,LPG propane or butane bf,PM10] | NoSettings | 57112600 | 54576500 | 51206800 | 51206800 | 50755100 | 50060300 | 48913900 | 48636000 | 47524300 | 45717800 | 44467200 | 42730200 | 41027900 | 39742600 | 38561400 | 37380200 | 36233800 | 35191600 | 34045200 | 32829300 | 31995500 | 31196500 | 30501700 | 29806900 | 29216300 | 28903700 | 28069900 | 27653000 | 27166700 | 26715100 | 26298200
Direct Buildings Pollutant Emissions[urban residential,LPG propane or butane bf,PM25] | NoSettings | 57112600 | 54576500 | 51206800 | 51206800 | 50755100 | 50060300 | 48913900 | 48636000 | 47524300 | 45717800 | 44467200 | 42730200 | 41027900 | 39742600 | 38561400 | 37380200 | 36233800 | 35191600 | 34045200 | 32829300 | 31995500 | 31196500 | 30501700 | 29806900 | 29216300 | 28903700 | 28069900 | 27653000 | 27166700 | 26715100 | 26298200
Direct Buildings Pollutant Emissions[urban residential,LPG propane or butane bf,SOx] | NoSettings | 0 | 0 | 0 | 0 | 0 | 0 | 0 | 0 | 0 | 0 | 0 | 0 | 0 | 0 | 0 | 0 | 0 | 0 | 0 | 0 | 0 | 0 | 0 | 0 | 0 | 0 | 0 | 0 | 0 | 0 | 0
Direct Buildings Pollutant Emissions[urban residential,LPG propane or butane bf,BC] | NoSettings | 9420120 | 9001830 | 8446020 | 8446020 | 8371530 | 8256930 | 8067840 | 8022000 | 7838640 | 7540680 | 7334400 | 7047900 | 6767130 | 6555120 | 6360300 | 6165480 | 5976390 | 5804490 | 5615400 | 5414850 | 5277330 | 5145540 | 5030940 | 4916340 | 4818930 | 4767360 | 4629840 | 4561080 | 4480860 | 4406370 | 4337610
Direct Buildings Pollutant Emissions[urban residential,LPG propane or butane bf,OC] | NoSettings | 24446300 | 23360800 | 21918400 | 21918400 | 21725100 | 21427700 | 20937000 | 20818000 | 20342200 | 19568900 | 19033600 | 18290100 | 17561500 | 17011300 | 16505700 | 16000100 | 15509400 | 15063300 | 14572600 | 14052200 | 13695300 | 13353300 | 13055900 | 12758500 | 12505700 | 12371800 | 12015000 | 11836500 | 11628300 | 11435000 | 11256600
Direct Buildings Pollutant Emissions[urban residential,LPG propane or butane bf,CH4] | NoSettings | 49320000 | 47130000 | 44220000 | 44220000 | 43830000 | 43230000 | 42240000 | 42000000 | 41040000 | 39480000 | 38400000 | 36900000 | 35430000 | 34320000 | 33300000 | 32280000 | 31290000 | 30390000 | 29400000 | 28350000 | 27630000 | 26940000 | 26340000 | 25740000 | 25230000 | 24960000 | 24240000 | 23880000 | 23460000 | 23070000 | 22710000
Direct Buildings Pollutant Emissions[urban residential,LPG propane or butane bf,N2O] | NoSettings | 9864000 | 9426000 | 8844000 | 8844000 | 8766000 | 8646000 | 8448000 | 8400000 | 8208000 | 7896000 | 7680000 | 7380000 | 7086000 | 6864000 | 6660000 | 6456000 | 6258000 | 6078000 | 5880000 | 5670000 | 5526000 | 5388000 | 5268000 | 5148000 | 5046000 | 4992000 | 4848000 | 4776000 | 4692000 | 4614000 | 4542000
Direct Buildings Pollutant Emissions[urban residential,LPG propane or butane bf,F gases] | NoSettings | 0 | 0 | 0 | 0 | 0 | 0 | 0 | 0 | 0 | 0 | 0 | 0 | 0 | 0 | 0 | 0 | 0 | 0 | 0 | 0 | 0 | 0 | 0 | 0 | 0 | 0 | 0 | 0 | 0 | 0 | 0
Direct Buildings Pollutant Emissions[urban residential,hydrogen bf,CO2] | NoSettings | 0 | 0 | 0 | 0 | 0 | 0 | 0 | 0 | 0 | 0 | 0 | 0 | 0 | 0 | 0 | 0 | 0 | 0 | 0 | 0 | 0 | 0 | 0 | 0 | 0 | 0 | 0 | 0 | 0 | 0 | 0
Direct Buildings Pollutant Emissions[urban residential,hydrogen bf,VOC] | NoSettings | 0 | 0 | 0 | 0 | 0 | 0 | 0 | 0 | 0 | 0 | 0 | 0 | 0 | 0 | 0 | 0 | 0 | 0 | 0 | 0 | 0 | 0 | 0 | 0 | 0 | 0 | 0 | 0 | 0 | 0 | 0
Direct Buildings Pollutant Emissions[urban residential,hydrogen bf,CO] | NoSettings | 0 | 0 | 0 | 0 | 0 | 0 | 0 | 0 | 0 | 0 | 0 | 0 | 0 | 0 | 0 | 0 | 0 | 0 | 0 | 0 | 0 | 0 | 0 | 0 | 0 | 0 | 0 | 0 | 0 | 0 | 0
Direct Buildings Pollutant Emissions[urban residential,hydrogen bf,NOx] | NoSettings | 0 | 0 | 0 | 0 | 0 | 0 | 0 | 0 | 0 | 0 | 0 | 0 | 0 | 0 | 0 | 0 | 0 | 0 | 0 | 0 | 0 | 0 | 0 | 0 | 0 | 0 | 0 | 0 | 0 | 0 | 0
Direct Buildings Pollutant Emissions[urban residential,hydrogen bf,PM10] | NoSettings | 0 | 0 | 0 | 0 | 0 | 0 | 0 | 0 | 0 | 0 | 0 | 0 | 0 | 0 | 0 | 0 | 0 | 0 | 0 | 0 | 0 | 0 | 0 | 0 | 0 | 0 | 0 | 0 | 0 | 0 | 0
Direct Buildings Pollutant Emissions[urban residential,hydrogen bf,PM25] | NoSettings | 0 | 0 | 0 | 0 | 0 | 0 | 0 | 0 | 0 | 0 | 0 | 0 | 0 | 0 | 0 | 0 | 0 | 0 | 0 | 0 | 0 | 0 | 0 | 0 | 0 | 0 | 0 | 0 | 0 | 0 | 0
Direct Buildings Pollutant Emissions[urban residential,hydrogen bf,SOx] | NoSettings | 0 | 0 | 0 | 0 | 0 | 0 | 0 | 0 | 0 | 0 | 0 | 0 | 0 | 0 | 0 | 0 | 0 | 0 | 0 | 0 | 0 | 0 | 0 | 0 | 0 | 0 | 0 | 0 | 0 | 0 | 0
Direct Buildings Pollutant Emissions[urban residential,hydrogen bf,BC] | NoSettings | 0 | 0 | 0 | 0 | 0 | 0 | 0 | 0 | 0 | 0 | 0 | 0 | 0 | 0 | 0 | 0 | 0 | 0 | 0 | 0 | 0 | 0 | 0 | 0 | 0 | 0 | 0 | 0 | 0 | 0 | 0
Direct Buildings Pollutant Emissions[urban residential,hydrogen bf,OC] | NoSettings | 0 | 0 | 0 | 0 | 0 | 0 | 0 | 0 | 0 | 0 | 0 | 0 | 0 | 0 | 0 | 0 | 0 | 0 | 0 | 0 | 0 | 0 | 0 | 0 | 0 | 0 | 0 | 0 | 0 | 0 | 0
Direct Buildings Pollutant Emissions[urban residential,hydrogen bf,CH4] | NoSettings | 0 | 0 | 0 | 0 | 0 | 0 | 0 | 0 | 0 | 0 | 0 | 0 | 0 | 0 | 0 | 0 | 0 | 0 | 0 | 0 | 0 | 0 | 0 | 0 | 0 | 0 | 0 | 0 | 0 | 0 | 0
Direct Buildings Pollutant Emissions[urban residential,hydrogen bf,N2O] | NoSettings | 0 | 0 | 0 | 0 | 0 | 0 | 0 | 0 | 0 | 0 | 0 | 0 | 0 | 0 | 0 | 0 | 0 | 0 | 0 | 0 | 0 | 0 | 0 | 0 | 0 | 0 | 0 | 0 | 0 | 0 | 0
Direct Buildings Pollutant Emissions[urban residential,hydrogen bf,F gases] | NoSettings | 0 | 0 | 0 | 0 | 0 | 0 | 0 | 0 | 0 | 0 | 0 | 0 | 0 | 0 | 0 | 0 | 0 | 0 | 0 | 0 | 0 | 0 | 0 | 0 | 0 | 0 | 0 | 0 | 0 | 0 | 0
Direct Buildings Pollutant Emissions[rural residential,electricity bf,CO2] | NoSettings | 0 | 0 | 0 | 0 | 0 | 0 | 0 | 0 | 0 | 0 | 0 | 0 | 0 | 0 | 0 | 0 | 0 | 0 | 0 | 0 | 0 | 0 | 0 | 0 | 0 | 0 | 0 | 0 | 0 | 0 | 0
Direct Buildings Pollutant Emissions[rural residential,electricity bf,VOC] | NoSettings | 0 | 0 | 0 | 0 | 0 | 0 | 0 | 0 | 0 | 0 | 0 | 0 | 0 | 0 | 0 | 0 | 0 | 0 | 0 | 0 | 0 | 0 | 0 | 0 | 0 | 0 | 0 | 0 | 0 | 0 | 0
Direct Buildings Pollutant Emissions[rural residential,electricity bf,CO] | NoSettings | 0 | 0 | 0 | 0 | 0 | 0 | 0 | 0 | 0 | 0 | 0 | 0 | 0 | 0 | 0 | 0 | 0 | 0 | 0 | 0 | 0 | 0 | 0 | 0 | 0 | 0 | 0 | 0 | 0 | 0 | 0
Direct Buildings Pollutant Emissions[rural residential,electricity bf,NOx] | NoSettings | 0 | 0 | 0 | 0 | 0 | 0 | 0 | 0 | 0 | 0 | 0 | 0 | 0 | 0 | 0 | 0 | 0 | 0 | 0 | 0 | 0 | 0 | 0 | 0 | 0 | 0 | 0 | 0 | 0 | 0 | 0
Direct Buildings Pollutant Emissions[rural residential,electricity bf,PM10] | NoSettings | 0 | 0 | 0 | 0 | 0 | 0 | 0 | 0 | 0 | 0 | 0 | 0 | 0 | 0 | 0 | 0 | 0 | 0 | 0 | 0 | 0 | 0 | 0 | 0 | 0 | 0 | 0 | 0 | 0 | 0 | 0
Direct Buildings Pollutant Emissions[rural residential,electricity bf,PM25] | NoSettings | 0 | 0 | 0 | 0 | 0 | 0 | 0 | 0 | 0 | 0 | 0 | 0 | 0 | 0 | 0 | 0 | 0 | 0 | 0 | 0 | 0 | 0 | 0 | 0 | 0 | 0 | 0 | 0 | 0 | 0 | 0
Direct Buildings Pollutant Emissions[rural residential,electricity bf,SOx] | NoSettings | 0 | 0 | 0 | 0 | 0 | 0 | 0 | 0 | 0 | 0 | 0 | 0 | 0 | 0 | 0 | 0 | 0 | 0 | 0 | 0 | 0 | 0 | 0 | 0 | 0 | 0 | 0 | 0 | 0 | 0 | 0
Direct Buildings Pollutant Emissions[rural residential,electricity bf,BC] | NoSettings | 0 | 0 | 0 | 0 | 0 | 0 | 0 | 0 | 0 | 0 | 0 | 0 | 0 | 0 | 0 | 0 | 0 | 0 | 0 | 0 | 0 | 0 | 0 | 0 | 0 | 0 | 0 | 0 | 0 | 0 | 0
Direct Buildings Pollutant Emissions[rural residential,electricity bf,OC] | NoSettings | 0 | 0 | 0 | 0 | 0 | 0 | 0 | 0 | 0 | 0 | 0 | 0 | 0 | 0 | 0 | 0 | 0 | 0 | 0 | 0 | 0 | 0 | 0 | 0 | 0 | 0 | 0 | 0 | 0 | 0 | 0
Direct Buildings Pollutant Emissions[rural residential,electricity bf,CH4] | NoSettings | 0 | 0 | 0 | 0 | 0 | 0 | 0 | 0 | 0 | 0 | 0 | 0 | 0 | 0 | 0 | 0 | 0 | 0 | 0 | 0 | 0 | 0 | 0 | 0 | 0 | 0 | 0 | 0 | 0 | 0 | 0
Direct Buildings Pollutant Emissions[rural residential,electricity bf,N2O] | NoSettings | 0 | 0 | 0 | 0 | 0 | 0 | 0 | 0 | 0 | 0 | 0 | 0 | 0 | 0 | 0 | 0 | 0 | 0 | 0 | 0 | 0 | 0 | 0 | 0 | 0 | 0 | 0 | 0 | 0 | 0 | 0
Direct Buildings Pollutant Emissions[rural residential,electricity bf,F gases] | NoSettings | 0 | 0 | 0 | 0 | 0 | 0 | 0 | 0 | 0 | 0 | 0 | 0 | 0 | 0 | 0 | 0 | 0 | 0 | 0 | 0 | 0 | 0 | 0 | 0 | 0 | 0 | 0 | 0 | 0 | 0 | 0
Direct Buildings Pollutant Emissions[rural residential,hard coal bf,CO2] | NoSettings | 0 | 0 | 0 | 0 | 0 | 0 | 0 | 0 | 0 | 0 | 0 | 0 | 0 | 0 | 0 | 0 | 0 | 0 | 0 | 0 | 0 | 0 | 0 | 0 | 0 | 0 | 0 | 0 | 0 | 0 | 0
Direct Buildings Pollutant Emissions[rural residential,hard coal bf,VOC] | NoSettings | 0 | 0 | 0 | 0 | 0 | 0 | 0 | 0 | 0 | 0 | 0 | 0 | 0 | 0 | 0 | 0 | 0 | 0 | 0 | 0 | 0 | 0 | 0 | 0 | 0 | 0 | 0 | 0 | 0 | 0 | 0
Direct Buildings Pollutant Emissions[rural residential,hard coal bf,CO] | NoSettings | 0 | 0 | 0 | 0 | 0 | 0 | 0 | 0 | 0 | 0 | 0 | 0 | 0 | 0 | 0 | 0 | 0 | 0 | 0 | 0 | 0 | 0 | 0 | 0 | 0 | 0 | 0 | 0 | 0 | 0 | 0
Direct Buildings Pollutant Emissions[rural residential,hard coal bf,NOx] | NoSettings | 0 | 0 | 0 | 0 | 0 | 0 | 0 | 0 | 0 | 0 | 0 | 0 | 0 | 0 | 0 | 0 | 0 | 0 | 0 | 0 | 0 | 0 | 0 | 0 | 0 | 0 | 0 | 0 | 0 | 0 | 0
Direct Buildings Pollutant Emissions[rural residential,hard coal bf,PM10] | NoSettings | 0 | 0 | 0 | 0 | 0 | 0 | 0 | 0 | 0 | 0 | 0 | 0 | 0 | 0 | 0 | 0 | 0 | 0 | 0 | 0 | 0 | 0 | 0 | 0 | 0 | 0 | 0 | 0 | 0 | 0 | 0
Direct Buildings Pollutant Emissions[rural residential,hard coal bf,PM25] | NoSettings | 0 | 0 | 0 | 0 | 0 | 0 | 0 | 0 | 0 | 0 | 0 | 0 | 0 | 0 | 0 | 0 | 0 | 0 | 0 | 0 | 0 | 0 | 0 | 0 | 0 | 0 | 0 | 0 | 0 | 0 | 0
Direct Buildings Pollutant Emissions[rural residential,hard coal bf,SOx] | NoSettings | 0 | 0 | 0 | 0 | 0 | 0 | 0 | 0 | 0 | 0 | 0 | 0 | 0 | 0 | 0 | 0 | 0 | 0 | 0 | 0 | 0 | 0 | 0 | 0 | 0 | 0 | 0 | 0 | 0 | 0 | 0
Direct Buildings Pollutant Emissions[rural residential,hard coal bf,BC] | NoSettings | 0 | 0 | 0 | 0 | 0 | 0 | 0 | 0 | 0 | 0 | 0 | 0 | 0 | 0 | 0 | 0 | 0 | 0 | 0 | 0 | 0 | 0 | 0 | 0 | 0 | 0 | 0 | 0 | 0 | 0 | 0
Direct Buildings Pollutant Emissions[rural residential,hard coal bf,OC] | NoSettings | 0 | 0 | 0 | 0 | 0 | 0 | 0 | 0 | 0 | 0 | 0 | 0 | 0 | 0 | 0 | 0 | 0 | 0 | 0 | 0 | 0 | 0 | 0 | 0 | 0 | 0 | 0 | 0 | 0 | 0 | 0
Direct Buildings Pollutant Emissions[rural residential,hard coal bf,CH4] | NoSettings | 0 | 0 | 0 | 0 | 0 | 0 | 0 | 0 | 0 | 0 | 0 | 0 | 0 | 0 | 0 | 0 | 0 | 0 | 0 | 0 | 0 | 0 | 0 | 0 | 0 | 0 | 0 | 0 | 0 | 0 | 0
Direct Buildings Pollutant Emissions[rural residential,hard coal bf,N2O] | NoSettings | 0 | 0 | 0 | 0 | 0 | 0 | 0 | 0 | 0 | 0 | 0 | 0 | 0 | 0 | 0 | 0 | 0 | 0 | 0 | 0 | 0 | 0 | 0 | 0 | 0 | 0 | 0 | 0 | 0 | 0 | 0
Direct Buildings Pollutant Emissions[rural residential,hard coal bf,F gases] | NoSettings | 0 | 0 | 0 | 0 | 0 | 0 | 0 | 0 | 0 | 0 | 0 | 0 | 0 | 0 | 0 | 0 | 0 | 0 | 0 | 0 | 0 | 0 | 0 | 0 | 0 | 0 | 0 | 0 | 0 | 0 | 0
Direct Buildings Pollutant Emissions[rural residential,natural gas bf,CO2] | NoSettings | 1263390000000 | 1311140000000 | 1316440000000 | 1316430000000 | 1311110000000 | 1316410000000 | 1305780000000 | 1305770000000 | 1300460000000 | 1295140000000 | 1279210000000 | 1273900000000 | 1263280000000 | 1252660000000 | 1236730000000 | 1231420000000 | 1215490000000 | 1204870000000 | 1194250000000 | 1188940000000 | 1183630000000 | 1173020000000 | 1167720000000 | 1170370000000 | 1167190000000 | 1170380000000 | 1164020000000 | 1162430000000 | 1161910000000 | 1167220000000 | 1167230000000
Direct Buildings Pollutant Emissions[rural residential,natural gas bf,VOC] | NoSettings | 54597700 | 56661400 | 56890200 | 56889800 | 56660000 | 56888800 | 56429800 | 56429300 | 56199600 | 55969900 | 55281500 | 55051900 | 54592900 | 54133900 | 53445700 | 53216000 | 52527800 | 52068900 | 51610000 | 51380400 | 51150900 | 50692300 | 50463100 | 50577800 | 50440500 | 50578300 | 50303400 | 50234900 | 50212200 | 50441800 | 50442100
Direct Buildings Pollutant Emissions[rural residential,natural gas bf,CO] | NoSettings | 536667000 | 556952000 | 559202000 | 559197000 | 556938000 | 559188000 | 554675000 | 554671000 | 552413000 | 550155000 | 543389000 | 541131000 | 536620000 | 532109000 | 525343000 | 523086000 | 516321000 | 511810000 | 507299000 | 505043000 | 502787000 | 498279000 | 496026000 | 497154000 | 495804000 | 497158000 | 494456000 | 493783000 | 493560000 | 495817000 | 495820000
Direct Buildings Pollutant Emissions[rural residential,natural gas bf,NOx] | NoSettings | 882278000 | 915627000 | 919325000 | 919317000 | 915603000 | 919302000 | 911883000 | 911876000 | 908164000 | 904451000 | 893328000 | 889617000 | 882201000 | 874784000 | 863661000 | 859950000 | 848830000 | 841413000 | 833998000 | 830288000 | 826579000 | 819168000 | 815464000 | 817319000 | 815099000 | 817326000 | 812883000 | 811776000 | 811410000 | 815120000 | 815125000
Direct Buildings Pollutant Emissions[rural residential,natural gas bf,PM10] | NoSettings | 75384400 | 78233800 | 78549700 | 78549100 | 78231800 | 78547800 | 77913900 | 77913300 | 77596100 | 77278900 | 76328500 | 76011400 | 75377700 | 74744000 | 73793700 | 73476600 | 72526400 | 71892800 | 71259200 | 70942200 | 70625300 | 69992100 | 69675600 | 69834000 | 69644400 | 69834600 | 69455100 | 69360500 | 69329200 | 69646200 | 69646600
Direct Buildings Pollutant Emissions[rural residential,natural gas bf,PM25] | NoSettings | 75384400 | 78233800 | 78549700 | 78549100 | 78231800 | 78547800 | 77913900 | 77913300 | 77596100 | 77278900 | 76328500 | 76011400 | 75377700 | 74744000 | 73793700 | 73476600 | 72526400 | 71892800 | 71259200 | 70942200 | 70625300 | 69992100 | 69675600 | 69834000 | 69644400 | 69834600 | 69455100 | 69360500 | 69329200 | 69646200 | 69646600
Direct Buildings Pollutant Emissions[rural residential,natural gas bf,SOx] | NoSettings | 5762170 | 5979970 | 6004120 | 6004070 | 5979810 | 6003970 | 5955520 | 5955470 | 5931220 | 5906980 | 5834330 | 5810100 | 5761660 | 5713220 | 5640580 | 5616340 | 5543710 | 5495280 | 5446850 | 5422620 | 5398390 | 5349990 | 5325800 | 5337920 | 5323420 | 5337960 | 5308950 | 5301720 | 5299330 | 5323560 | 5323590
Direct Buildings Pollutant Emissions[rural residential,natural gas bf,BC] | NoSettings | 12429100 | 12898900 | 12951000 | 12950900 | 12898600 | 12950700 | 12846200 | 12846100 | 12793800 | 12741500 | 12584800 | 12532500 | 12428000 | 12323600 | 12166900 | 12114600 | 11957900 | 11853500 | 11749000 | 11696700 | 11644500 | 11540100 | 11487900 | 11514000 | 11482700 | 11514100 | 11451500 | 11435900 | 11430800 | 11483000 | 11483100
Direct Buildings Pollutant Emissions[rural residential,natural gas bf,OC] | NoSettings | 32263400 | 33482900 | 33618100 | 33617800 | 33482000 | 33617300 | 33346000 | 33345700 | 33210000 | 33074200 | 32667500 | 32531700 | 32260500 | 31989300 | 31582600 | 31446900 | 31040200 | 30769000 | 30497800 | 30362200 | 30226500 | 29955500 | 29820100 | 29887900 | 29806700 | 29888200 | 29725700 | 29685200 | 29671800 | 29807500 | 29807700
Direct Buildings Pollutant Emissions[rural residential,natural gas bf,CH4] | NoSettings | 23810600 | 24710600 | 24810400 | 24810200 | 24710000 | 24809800 | 24609600 | 24609400 | 24509200 | 24409000 | 24108800 | 24008700 | 23808500 | 23608400 | 23308200 | 23208000 | 22907900 | 22707800 | 22507600 | 22407500 | 22307400 | 22107400 | 22007500 | 22057500 | 21997600 | 22057700 | 21937800 | 21907900 | 21898000 | 21998200 | 21998300
Direct Buildings Pollutant Emissions[rural residential,natural gas bf,N2O] | NoSettings | 2381060 | 2471060 | 2481040 | 2481020 | 2471000 | 2480980 | 2460960 | 2460940 | 2450920 | 2440900 | 2410880 | 2400870 | 2380850 | 2360840 | 2330820 | 2320800 | 2290790 | 2270780 | 2250760 | 2240750 | 2230740 | 2210740 | 2200750 | 2205750 | 2199760 | 2205770 | 2193780 | 2190790 | 2189800 | 2199820 | 2199830
Direct Buildings Pollutant Emissions[rural residential,natural gas bf,F gases] | NoSettings | 0 | 0 | 0 | 0 | 0 | 0 | 0 | 0 | 0 | 0 | 0 | 0 | 0 | 0 | 0 | 0 | 0 | 0 | 0 | 0 | 0 | 0 | 0 | 0 | 0 | 0 | 0 | 0 | 0 | 0 | 0
Direct Buildings Pollutant Emissions[rural residential,petroleum diesel bf,CO2] | NoSettings | 1162280000 | 1160950000 | 1159770000 | 1158730000 | 1157840000 | 1157100000 | 1149120000 | 1156140000 | 1155920000 | 1148600000 | 1141500000 | 1134550000 | 1127820000 | 1121230000 | 1115020000 | 1101780000 | 1081520000 | 1069240000 | 1042910000 | 1039730000 | 1030480000 | 1023310000 | 1011030000 | 1002010000 | 996981000 | 997720000 | 989585000 | 986626000 | 984408000 | 989585000 | 985887000
Direct Buildings Pollutant Emissions[rural residential,petroleum diesel bf,VOC] | NoSettings | 17647.9 | 17627.7 | 17609.8 | 17594 | 17580.6 | 17569.3 | 17448.1 | 17554.7 | 17551.4 | 17440.2 | 17332.4 | 17226.8 | 17124.6 | 17024.7 | 16930.3 | 16729.3 | 16421.6 | 16235.2 | 15835.4 | 15787.1 | 15646.8 | 15537.8 | 15351.4 | 15214.4 | 15138 | 15149.3 | 15025.7 | 14980.8 | 14947.1 | 15025.7 | 14969.6
Direct Buildings Pollutant Emissions[rural residential,petroleum diesel bf,CO] | NoSettings | 369020 | 368597 | 368221 | 367892 | 367611 | 367376 | 364840 | 367071 | 367000 | 364675 | 362421 | 360214 | 358077 | 355987 | 354015 | 349811 | 343377 | 339479 | 331120 | 330110 | 327175 | 324897 | 320999 | 318134 | 316537 | 316772 | 314189 | 313250 | 312545 | 314189 | 313015
Direct Buildings Pollutant Emissions[rural residential,petroleum diesel bf,NOx] | NoSettings | 977756 | 976636 | 975640 | 974769 | 974023 | 973401 | 966681 | 972592 | 972405 | 966246 | 960273 | 954424 | 948762 | 943225 | 937999 | 926862 | 909814 | 899486 | 877336 | 874661 | 866883 | 860848 | 850520 | 842929 | 838699 | 839321 | 832477 | 829988 | 828122 | 832477 | 829366
Direct Buildings Pollutant Emissions[rural residential,petroleum diesel bf,PM10] | NoSettings | 123488 | 123347 | 123221 | 123111 | 123017 | 122938 | 122090 | 122836 | 122813 | 122035 | 121280 | 120542 | 119827 | 119127 | 118467 | 117061 | 114908 | 113603 | 110806 | 110468 | 109486 | 108723 | 107419 | 106460 | 105926 | 106004 | 105140 | 104826 | 104590 | 105140 | 104747
Direct Buildings Pollutant Emissions[rural residential,petroleum diesel bf,PM25] | NoSettings | 110524 | 110397 | 110284 | 110186 | 110102 | 110031 | 109272 | 109940 | 109919 | 109222 | 108547 | 107886 | 107246 | 106620 | 106030 | 104771 | 102844 | 101676 | 99172.3 | 98869.9 | 97990.8 | 97308.6 | 96141.1 | 95283.1 | 94804.8 | 94875.2 | 94101.5 | 93820.2 | 93609.2 | 94101.5 | 93749.9
Direct Buildings Pollutant Emissions[rural residential,petroleum diesel bf,SOx] | NoSettings | 7967.5 | 7958.38 | 7950.27 | 7943.17 | 7937.09 | 7932.01 | 7877.26 | 7925.42 | 7923.9 | 7873.71 | 7825.04 | 7777.38 | 7731.24 | 7686.12 | 7643.53 | 7552.78 | 7413.86 | 7329.7 | 7149.21 | 7127.41 | 7064.03 | 7014.85 | 6930.69 | 6868.84 | 6834.36 | 6839.43 | 6783.66 | 6763.38 | 6748.17 | 6783.66 | 6758.31
Direct Buildings Pollutant Emissions[rural residential,petroleum diesel bf,BC] | NoSettings | 11047.6 | 11035 | 11023.7 | 11013.9 | 11005.5 | 10998.4 | 10922.5 | 10989.3 | 10987.2 | 10917.6 | 10850.1 | 10784 | 10720 | 10657.5 | 10598.4 | 10472.6 | 10280 | 10163.3 | 9913 | 9882.77 | 9794.9 | 9726.71 | 9610.01 | 9524.24 | 9476.44 | 9483.47 | 9406.14 | 9378.02 | 9356.93 | 9406.14 | 9370.99
Direct Buildings Pollutant Emissions[rural residential,petroleum diesel bf,OC] | NoSettings | 27627 | 27595.3 | 27567.2 | 27542.6 | 27521.5 | 27503.9 | 27314 | 27481.1 | 27475.8 | 27301.7 | 27133 | 26967.7 | 26807.7 | 26651.3 | 26503.6 | 26188.9 | 25707.2 | 25415.4 | 24789.6 | 24714 | 24494.2 | 24323.7 | 24031.9 | 23817.4 | 23697.8 | 23715.4 | 23522 | 23451.7 | 23399 | 23522 | 23434.1
Direct Buildings Pollutant Emissions[rural residential,petroleum diesel bf,CH4] | NoSettings | 47145 | 47091 | 47043 | 47001 | 46965 | 46935 | 46611 | 46896 | 46887 | 46590 | 46302 | 46020 | 45747 | 45480 | 45228 | 44691 | 43869 | 43371 | 42303 | 42174 | 41799 | 41508 | 41010 | 40644 | 40440 | 40470 | 40140 | 40020 | 39930 | 40140 | 39990
Direct Buildings Pollutant Emissions[rural residential,petroleum diesel bf,N2O] | NoSettings | 9429 | 9418.2 | 9408.6 | 9400.2 | 9393 | 9387 | 9322.2 | 9379.2 | 9377.4 | 9318 | 9260.4 | 9204 | 9149.4 | 9096 | 9045.6 | 8938.2 | 8773.8 | 8674.2 | 8460.6 | 8434.8 | 8359.8 | 8301.6 | 8202 | 8128.8 | 8088 | 8094 | 8028 | 8004 | 7986 | 8028 | 7998
Direct Buildings Pollutant Emissions[rural residential,petroleum diesel bf,F gases] | NoSettings | 0 | 0 | 0 | 0 | 0 | 0 | 0 | 0 | 0 | 0 | 0 | 0 | 0 | 0 | 0 | 0 | 0 | 0 | 0 | 0 | 0 | 0 | 0 | 0 | 0 | 0 | 0 | 0 | 0 | 0 | 0
Direct Buildings Pollutant Emissions[rural residential,heat bf,CO2] | NoSettings | 0 | 0 | 0 | 0 | 0 | 0 | 0 | 0 | 0 | 0 | 0 | 0 | 0 | 0 | 0 | 0 | 0 | 0 | 0 | 0 | 0 | 0 | 0 | 0 | 0 | 0 | 0 | 0 | 0 | 0 | 0
Direct Buildings Pollutant Emissions[rural residential,heat bf,VOC] | NoSettings | 0 | 0 | 0 | 0 | 0 | 0 | 0 | 0 | 0 | 0 | 0 | 0 | 0 | 0 | 0 | 0 | 0 | 0 | 0 | 0 | 0 | 0 | 0 | 0 | 0 | 0 | 0 | 0 | 0 | 0 | 0
Direct Buildings Pollutant Emissions[rural residential,heat bf,CO] | NoSettings | 0 | 0 | 0 | 0 | 0 | 0 | 0 | 0 | 0 | 0 | 0 | 0 | 0 | 0 | 0 | 0 | 0 | 0 | 0 | 0 | 0 | 0 | 0 | 0 | 0 | 0 | 0 | 0 | 0 | 0 | 0
Direct Buildings Pollutant Emissions[rural residential,heat bf,NOx] | NoSettings | 0 | 0 | 0 | 0 | 0 | 0 | 0 | 0 | 0 | 0 | 0 | 0 | 0 | 0 | 0 | 0 | 0 | 0 | 0 | 0 | 0 | 0 | 0 | 0 | 0 | 0 | 0 | 0 | 0 | 0 | 0
Direct Buildings Pollutant Emissions[rural residential,heat bf,PM10] | NoSettings | 0 | 0 | 0 | 0 | 0 | 0 | 0 | 0 | 0 | 0 | 0 | 0 | 0 | 0 | 0 | 0 | 0 | 0 | 0 | 0 | 0 | 0 | 0 | 0 | 0 | 0 | 0 | 0 | 0 | 0 | 0
Direct Buildings Pollutant Emissions[rural residential,heat bf,PM25] | NoSettings | 0 | 0 | 0 | 0 | 0 | 0 | 0 | 0 | 0 | 0 | 0 | 0 | 0 | 0 | 0 | 0 | 0 | 0 | 0 | 0 | 0 | 0 | 0 | 0 | 0 | 0 | 0 | 0 | 0 | 0 | 0
Direct Buildings Pollutant Emissions[rural residential,heat bf,SOx] | NoSettings | 0 | 0 | 0 | 0 | 0 | 0 | 0 | 0 | 0 | 0 | 0 | 0 | 0 | 0 | 0 | 0 | 0 | 0 | 0 | 0 | 0 | 0 | 0 | 0 | 0 | 0 | 0 | 0 | 0 | 0 | 0
Direct Buildings Pollutant Emissions[rural residential,heat bf,BC] | NoSettings | 0 | 0 | 0 | 0 | 0 | 0 | 0 | 0 | 0 | 0 | 0 | 0 | 0 | 0 | 0 | 0 | 0 | 0 | 0 | 0 | 0 | 0 | 0 | 0 | 0 | 0 | 0 | 0 | 0 | 0 | 0
Direct Buildings Pollutant Emissions[rural residential,heat bf,OC] | NoSettings | 0 | 0 | 0 | 0 | 0 | 0 | 0 | 0 | 0 | 0 | 0 | 0 | 0 | 0 | 0 | 0 | 0 | 0 | 0 | 0 | 0 | 0 | 0 | 0 | 0 | 0 | 0 | 0 | 0 | 0 | 0
Direct Buildings Pollutant Emissions[rural residential,heat bf,CH4] | NoSettings | 0 | 0 | 0 | 0 | 0 | 0 | 0 | 0 | 0 | 0 | 0 | 0 | 0 | 0 | 0 | 0 | 0 | 0 | 0 | 0 | 0 | 0 | 0 | 0 | 0 | 0 | 0 | 0 | 0 | 0 | 0
Direct Buildings Pollutant Emissions[rural residential,heat bf,N2O] | NoSettings | 0 | 0 | 0 | 0 | 0 | 0 | 0 | 0 | 0 | 0 | 0 | 0 | 0 | 0 | 0 | 0 | 0 | 0 | 0 | 0 | 0 | 0 | 0 | 0 | 0 | 0 | 0 | 0 | 0 | 0 | 0
Direct Buildings Pollutant Emissions[rural residential,heat bf,F gases] | NoSettings | 0 | 0 | 0 | 0 | 0 | 0 | 0 | 0 | 0 | 0 | 0 | 0 | 0 | 0 | 0 | 0 | 0 | 0 | 0 | 0 | 0 | 0 | 0 | 0 | 0 | 0 | 0 | 0 | 0 | 0 | 0
Direct Buildings Pollutant Emissions[rural residential,biomass bf,CO2] | NoSettings | 0 | 0 | 0 | 0 | 0 | 0 | 0 | 0 | 0 | 0 | 0 | 0 | 0 | 0 | 0 | 0 | 0 | 0 | 0 | 0 | 0 | 0 | 0 | 0 | 0 | 0 | 0 | 0 | 0 | 0 | 0
Direct Buildings Pollutant Emissions[rural residential,biomass bf,VOC] | NoSettings | 2343570 | 2343570 | 2343570 | 2343570 | 2343570 | 2343570 | 2343570 | 2343570 | 2343570 | 2343570 | 2343570 | 2343570 | 2343570 | 2343570 | 2343570 | 2343570 | 2343570 | 2343570 | 2343570 | 2343570 | 2343570 | 2343570 | 2343570 | 2343570 | 2343570 | 2343570 | 2343570 | 2343570 | 2343570 | 2343570 | 2343570
Direct Buildings Pollutant Emissions[rural residential,biomass bf,CO] | NoSettings | 37161700 | 37161700 | 37161700 | 37161700 | 37161700 | 37161700 | 37161700 | 37161700 | 37161700 | 37161700 | 37161700 | 37161700 | 37161700 | 37161700 | 37161700 | 37161700 | 37161700 | 37161700 | 37161700 | 37161700 | 37161700 | 37161700 | 37161700 | 37161700 | 37161700 | 37161700 | 37161700 | 37161700 | 37161700 | 37161700 | 37161700
Direct Buildings Pollutant Emissions[rural residential,biomass bf,NOx] | NoSettings | 244705000 | 244705000 | 244705000 | 244705000 | 244705000 | 244705000 | 244705000 | 244705000 | 244705000 | 244705000 | 244705000 | 244705000 | 244705000 | 244705000 | 244705000 | 244705000 | 244705000 | 244705000 | 244705000 | 244705000 | 244705000 | 244705000 | 244705000 | 244705000 | 244705000 | 244705000 | 244705000 | 244705000 | 244705000 | 244705000 | 244705000
Direct Buildings Pollutant Emissions[rural residential,biomass bf,PM10] | NoSettings | 5468330 | 5468330 | 5468330 | 5468330 | 5468330 | 5468330 | 5468330 | 5468330 | 5468330 | 5468330 | 5468330 | 5468330 | 5468330 | 5468330 | 5468330 | 5468330 | 5468330 | 5468330 | 5468330 | 5468330 | 5468330 | 5468330 | 5468330 | 5468330 | 5468330 | 5468330 | 5468330 | 5468330 | 5468330 | 5468330 | 5468330
Direct Buildings Pollutant Emissions[rural residential,biomass bf,PM25] | NoSettings | 4830290 | 4830290 | 4830290 | 4830290 | 4830290 | 4830290 | 4830290 | 4830290 | 4830290 | 4830290 | 4830290 | 4830290 | 4830290 | 4830290 | 4830290 | 4830290 | 4830290 | 4830290 | 4830290 | 4830290 | 4830290 | 4830290 | 4830290 | 4830290 | 4830290 | 4830290 | 4830290 | 4830290 | 4830290 | 4830290 | 4830290
Direct Buildings Pollutant Emissions[rural residential,biomass bf,SOx] | NoSettings | 165772000 | 165772000 | 165772000 | 165772000 | 165772000 | 165772000 | 165772000 | 165772000 | 165772000 | 165772000 | 165772000 | 165772000 | 165772000 | 165772000 | 165772000 | 165772000 | 165772000 | 165772000 | 165772000 | 165772000 | 165772000 | 165772000 | 165772000 | 165772000 | 165772000 | 165772000 | 165772000 | 165772000 | 165772000 | 165772000 | 165772000
Direct Buildings Pollutant Emissions[rural residential,biomass bf,BC] | NoSettings | 666670 | 666670 | 666670 | 666670 | 666670 | 666670 | 666670 | 666670 | 666670 | 666670 | 666670 | 666670 | 666670 | 666670 | 666670 | 666670 | 666670 | 666670 | 666670 | 666670 | 666670 | 666670 | 666670 | 666670 | 666670 | 666670 | 666670 | 666670 | 666670 | 666670 | 666670
Direct Buildings Pollutant Emissions[rural residential,biomass bf,OC] | NoSettings | 1574650 | 1574650 | 1574650 | 1574650 | 1574650 | 1574650 | 1574650 | 1574650 | 1574650 | 1574650 | 1574650 | 1574650 | 1574650 | 1574650 | 1574650 | 1574650 | 1574650 | 1574650 | 1574650 | 1574650 | 1574650 | 1574650 | 1574650 | 1574650 | 1574650 | 1574650 | 1574650 | 1574650 | 1574650 | 1574650 | 1574650
Direct Buildings Pollutant Emissions[rural residential,biomass bf,CH4] | NoSettings | 0 | 0 | 0 | 0 | 0 | 0 | 0 | 0 | 0 | 0 | 0 | 0 | 0 | 0 | 0 | 0 | 0 | 0 | 0 | 0 | 0 | 0 | 0 | 0 | 0 | 0 | 0 | 0 | 0 | 0 | 0
Direct Buildings Pollutant Emissions[rural residential,biomass bf,N2O] | NoSettings | 0 | 0 | 0 | 0 | 0 | 0 | 0 | 0 | 0 | 0 | 0 | 0 | 0 | 0 | 0 | 0 | 0 | 0 | 0 | 0 | 0 | 0 | 0 | 0 | 0 | 0 | 0 | 0 | 0 | 0 | 0
Direct Buildings Pollutant Emissions[rural residential,biomass bf,F gases] | NoSettings | 0 | 0 | 0 | 0 | 0 | 0 | 0 | 0 | 0 | 0 | 0 | 0 | 0 | 0 | 0 | 0 | 0 | 0 | 0 | 0 | 0 | 0 | 0 | 0 | 0 | 0 | 0 | 0 | 0 | 0 | 0
Direct Buildings Pollutant Emissions[rural residential,kerosene bf,CO2] | NoSettings | 0 | 0 | 0 | 0 | 0 | 0 | 0 | 0 | 0 | 0 | 0 | 0 | 0 | 0 | 0 | 0 | 0 | 0 | 0 | 0 | 0 | 0 | 0 | 0 | 0 | 0 | 0 | 0 | 0 | 0 | 0
Direct Buildings Pollutant Emissions[rural residential,kerosene bf,VOC] | NoSettings | 0 | 0 | 0 | 0 | 0 | 0 | 0 | 0 | 0 | 0 | 0 | 0 | 0 | 0 | 0 | 0 | 0 | 0 | 0 | 0 | 0 | 0 | 0 | 0 | 0 | 0 | 0 | 0 | 0 | 0 | 0
Direct Buildings Pollutant Emissions[rural residential,kerosene bf,CO] | NoSettings | 0 | 0 | 0 | 0 | 0 | 0 | 0 | 0 | 0 | 0 | 0 | 0 | 0 | 0 | 0 | 0 | 0 | 0 | 0 | 0 | 0 | 0 | 0 | 0 | 0 | 0 | 0 | 0 | 0 | 0 | 0
Direct Buildings Pollutant Emissions[rural residential,kerosene bf,NOx] | NoSettings | 0 | 0 | 0 | 0 | 0 | 0 | 0 | 0 | 0 | 0 | 0 | 0 | 0 | 0 | 0 | 0 | 0 | 0 | 0 | 0 | 0 | 0 | 0 | 0 | 0 | 0 | 0 | 0 | 0 | 0 | 0
Direct Buildings Pollutant Emissions[rural residential,kerosene bf,PM10] | NoSettings | 0 | 0 | 0 | 0 | 0 | 0 | 0 | 0 | 0 | 0 | 0 | 0 | 0 | 0 | 0 | 0 | 0 | 0 | 0 | 0 | 0 | 0 | 0 | 0 | 0 | 0 | 0 | 0 | 0 | 0 | 0
Direct Buildings Pollutant Emissions[rural residential,kerosene bf,PM25] | NoSettings | 0 | 0 | 0 | 0 | 0 | 0 | 0 | 0 | 0 | 0 | 0 | 0 | 0 | 0 | 0 | 0 | 0 | 0 | 0 | 0 | 0 | 0 | 0 | 0 | 0 | 0 | 0 | 0 | 0 | 0 | 0
Direct Buildings Pollutant Emissions[rural residential,kerosene bf,SOx] | NoSettings | 0 | 0 | 0 | 0 | 0 | 0 | 0 | 0 | 0 | 0 | 0 | 0 | 0 | 0 | 0 | 0 | 0 | 0 | 0 | 0 | 0 | 0 | 0 | 0 | 0 | 0 | 0 | 0 | 0 | 0 | 0
Direct Buildings Pollutant Emissions[rural residential,kerosene bf,BC] | NoSettings | 0 | 0 | 0 | 0 | 0 | 0 | 0 | 0 | 0 | 0 | 0 | 0 | 0 | 0 | 0 | 0 | 0 | 0 | 0 | 0 | 0 | 0 | 0 | 0 | 0 | 0 | 0 | 0 | 0 | 0 | 0
Direct Buildings Pollutant Emissions[rural residential,kerosene bf,OC] | NoSettings | 0 | 0 | 0 | 0 | 0 | 0 | 0 | 0 | 0 | 0 | 0 | 0 | 0 | 0 | 0 | 0 | 0 | 0 | 0 | 0 | 0 | 0 | 0 | 0 | 0 | 0 | 0 | 0 | 0 | 0 | 0
Direct Buildings Pollutant Emissions[rural residential,kerosene bf,CH4] | NoSettings | 0 | 0 | 0 | 0 | 0 | 0 | 0 | 0 | 0 | 0 | 0 | 0 | 0 | 0 | 0 | 0 | 0 | 0 | 0 | 0 | 0 | 0 | 0 | 0 | 0 | 0 | 0 | 0 | 0 | 0 | 0
Direct Buildings Pollutant Emissions[rural residential,kerosene bf,N2O] | NoSettings | 0 | 0 | 0 | 0 | 0 | 0 | 0 | 0 | 0 | 0 | 0 | 0 | 0 | 0 | 0 | 0 | 0 | 0 | 0 | 0 | 0 | 0 | 0 | 0 | 0 | 0 | 0 | 0 | 0 | 0 | 0
Direct Buildings Pollutant Emissions[rural residential,kerosene bf,F gases] | NoSettings | 0 | 0 | 0 | 0 | 0 | 0 | 0 | 0 | 0 | 0 | 0 | 0 | 0 | 0 | 0 | 0 | 0 | 0 | 0 | 0 | 0 | 0 | 0 | 0 | 0 | 0 | 0 | 0 | 0 | 0 | 0
Direct Buildings Pollutant Emissions[rural residential,heavy or residual fuel oil bf,CO2] | NoSettings | 0 | 0 | 0 | 0 | 0 | 0 | 0 | 0 | 0 | 0 | 0 | 0 | 0 | 0 | 0 | 0 | 0 | 0 | 0 | 0 | 0 | 0 | 0 | 0 | 0 | 0 | 0 | 0 | 0 | 0 | 0
Direct Buildings Pollutant Emissions[rural residential,heavy or residual fuel oil bf,VOC] | NoSettings | 0 | 0 | 0 | 0 | 0 | 0 | 0 | 0 | 0 | 0 | 0 | 0 | 0 | 0 | 0 | 0 | 0 | 0 | 0 | 0 | 0 | 0 | 0 | 0 | 0 | 0 | 0 | 0 | 0 | 0 | 0
Direct Buildings Pollutant Emissions[rural residential,heavy or residual fuel oil bf,CO] | NoSettings | 0 | 0 | 0 | 0 | 0 | 0 | 0 | 0 | 0 | 0 | 0 | 0 | 0 | 0 | 0 | 0 | 0 | 0 | 0 | 0 | 0 | 0 | 0 | 0 | 0 | 0 | 0 | 0 | 0 | 0 | 0
Direct Buildings Pollutant Emissions[rural residential,heavy or residual fuel oil bf,NOx] | NoSettings | 0 | 0 | 0 | 0 | 0 | 0 | 0 | 0 | 0 | 0 | 0 | 0 | 0 | 0 | 0 | 0 | 0 | 0 | 0 | 0 | 0 | 0 | 0 | 0 | 0 | 0 | 0 | 0 | 0 | 0 | 0
Direct Buildings Pollutant Emissions[rural residential,heavy or residual fuel oil bf,PM10] | NoSettings | 0 | 0 | 0 | 0 | 0 | 0 | 0 | 0 | 0 | 0 | 0 | 0 | 0 | 0 | 0 | 0 | 0 | 0 | 0 | 0 | 0 | 0 | 0 | 0 | 0 | 0 | 0 | 0 | 0 | 0 | 0
Direct Buildings Pollutant Emissions[rural residential,heavy or residual fuel oil bf,PM25] | NoSettings | 0 | 0 | 0 | 0 | 0 | 0 | 0 | 0 | 0 | 0 | 0 | 0 | 0 | 0 | 0 | 0 | 0 | 0 | 0 | 0 | 0 | 0 | 0 | 0 | 0 | 0 | 0 | 0 | 0 | 0 | 0
Direct Buildings Pollutant Emissions[rural residential,heavy or residual fuel oil bf,SOx] | NoSettings | 0 | 0 | 0 | 0 | 0 | 0 | 0 | 0 | 0 | 0 | 0 | 0 | 0 | 0 | 0 | 0 | 0 | 0 | 0 | 0 | 0 | 0 | 0 | 0 | 0 | 0 | 0 | 0 | 0 | 0 | 0
Direct Buildings Pollutant Emissions[rural residential,heavy or residual fuel oil bf,BC] | NoSettings | 0 | 0 | 0 | 0 | 0 | 0 | 0 | 0 | 0 | 0 | 0 | 0 | 0 | 0 | 0 | 0 | 0 | 0 | 0 | 0 | 0 | 0 | 0 | 0 | 0 | 0 | 0 | 0 | 0 | 0 | 0
Direct Buildings Pollutant Emissions[rural residential,heavy or residual fuel oil bf,OC] | NoSettings | 0 | 0 | 0 | 0 | 0 | 0 | 0 | 0 | 0 | 0 | 0 | 0 | 0 | 0 | 0 | 0 | 0 | 0 | 0 | 0 | 0 | 0 | 0 | 0 | 0 | 0 | 0 | 0 | 0 | 0 | 0
Direct Buildings Pollutant Emissions[rural residential,heavy or residual fuel oil bf,CH4] | NoSettings | 0 | 0 | 0 | 0 | 0 | 0 | 0 | 0 | 0 | 0 | 0 | 0 | 0 | 0 | 0 | 0 | 0 | 0 | 0 | 0 | 0 | 0 | 0 | 0 | 0 | 0 | 0 | 0 | 0 | 0 | 0
Direct Buildings Pollutant Emissions[rural residential,heavy or residual fuel oil bf,N2O] | NoSettings | 0 | 0 | 0 | 0 | 0 | 0 | 0 | 0 | 0 | 0 | 0 | 0 | 0 | 0 | 0 | 0 | 0 | 0 | 0 | 0 | 0 | 0 | 0 | 0 | 0 | 0 | 0 | 0 | 0 | 0 | 0
Direct Buildings Pollutant Emissions[rural residential,heavy or residual fuel oil bf,F gases] | NoSettings | 0 | 0 | 0 | 0 | 0 | 0 | 0 | 0 | 0 | 0 | 0 | 0 | 0 | 0 | 0 | 0 | 0 | 0 | 0 | 0 | 0 | 0 | 0 | 0 | 0 | 0 | 0 | 0 | 0 | 0 | 0
Direct Buildings Pollutant Emissions[rural residential,LPG propane or butane bf,CO2] | NoSettings | 184011000000 | 177374000000 | 168216000000 | 169076000000 | 168093000000 | 166495000000 | 163668000000 | 162808000000 | 159304000000 | 155187000000 | 150516000000 | 145107000000 | 139822000000 | 135765000000 | 132385000000 | 128390000000 | 124457000000 | 120523000000 | 116590000000 | 112103000000 | 108846000000 | 106277000000 | 103689000000 | 101169000000 | 99221000000 | 97991800000 | 95373600000 | 93480700000 | 92147000000 | 90862500000 | 88914200000
Direct Buildings Pollutant Emissions[rural residential,LPG propane or butane bf,VOC] | NoSettings | 11886200 | 11457400 | 10865900 | 10921500 | 10858000 | 10754700 | 10572100 | 10516500 | 10290200 | 10024300 | 9722530 | 9373170 | 9031750 | 8769730 | 8551380 | 8293330 | 8039250 | 7785170 | 7531090 | 7241280 | 7030870 | 6864920 | 6697790 | 6535020 | 6409170 | 6329770 | 6160650 | 6038370 | 5952220 | 5869250 | 5743400
Direct Buildings Pollutant Emissions[rural residential,LPG propane or butane bf,CO] | NoSettings | 9823310 | 9468970 | 8980100 | 9026030 | 8973540 | 8888230 | 8737300 | 8691370 | 8504350 | 8284530 | 8035170 | 7746440 | 7464280 | 7247730 | 7067270 | 6854010 | 6644030 | 6434040 | 6224060 | 5984540 | 5810650 | 5673510 | 5535380 | 5400850 | 5296850 | 5231230 | 5091460 | 4990400 | 4919200 | 4850630 | 4746620
Direct Buildings Pollutant Emissions[rural residential,LPG propane or butane bf,NOx] | NoSettings | 193137000 | 186170000 | 176558000 | 177462000 | 176429000 | 174752000 | 171785000 | 170882000 | 167205000 | 162883000 | 157980000 | 152303000 | 146756000 | 142498000 | 138950000 | 134757000 | 130629000 | 126500000 | 122372000 | 117663000 | 114244000 | 111547000 | 108831000 | 106187000 | 104142000 | 102852000 | 100104000 | 98116700 | 96716800 | 95368600 | 93323700
Direct Buildings Pollutant Emissions[rural residential,LPG propane or butane bf,PM10] | NoSettings | 10401200 | 10026000 | 9508340 | 9556970 | 9501390 | 9411070 | 9251260 | 9202630 | 9004610 | 8771850 | 8507830 | 8202110 | 7903350 | 7674070 | 7483000 | 7257190 | 7034850 | 6812510 | 6590180 | 6336580 | 6152450 | 6007240 | 5860990 | 5718550 | 5608430 | 5538950 | 5390950 | 5283950 | 5208570 | 5135960 | 5025840
Direct Buildings Pollutant Emissions[rural residential,LPG propane or butane bf,PM25] | NoSettings | 10401200 | 10026000 | 9508340 | 9556970 | 9501390 | 9411070 | 9251260 | 9202630 | 9004610 | 8771850 | 8507830 | 8202110 | 7903350 | 7674070 | 7483000 | 7257190 | 7034850 | 6812510 | 6590180 | 6336580 | 6152450 | 6007240 | 5860990 | 5718550 | 5608430 | 5538950 | 5390950 | 5283950 | 5208570 | 5135960 | 5025840
Direct Buildings Pollutant Emissions[rural residential,LPG propane or butane bf,SOx] | NoSettings | 0 | 0 | 0 | 0 | 0 | 0 | 0 | 0 | 0 | 0 | 0 | 0 | 0 | 0 | 0 | 0 | 0 | 0 | 0 | 0 | 0 | 0 | 0 | 0 | 0 | 0 | 0 | 0 | 0 | 0 | 0
Direct Buildings Pollutant Emissions[rural residential,LPG propane or butane bf,BC] | NoSettings | 1715560 | 1653680 | 1568300 | 1576320 | 1567150 | 1552260 | 1525900 | 1517880 | 1485220 | 1446830 | 1403280 | 1352850 | 1303580 | 1265760 | 1234240 | 1197000 | 1160330 | 1123650 | 1086980 | 1045150 | 1014780 | 990832 | 966708 | 943215 | 925051 | 913591 | 889181 | 871533 | 859099 | 847123 | 828959
Direct Buildings Pollutant Emissions[rural residential,LPG propane or butane bf,OC] | NoSettings | 4452080 | 4291480 | 4069920 | 4090740 | 4066940 | 4028280 | 3959880 | 3939060 | 3854300 | 3754680 | 3641660 | 3510810 | 3382930 | 3284780 | 3203000 | 3106340 | 3011180 | 2916010 | 2820840 | 2712290 | 2633480 | 2571320 | 2508720 | 2447750 | 2400610 | 2370870 | 2307530 | 2261730 | 2229460 | 2198380 | 2151240
Direct Buildings Pollutant Emissions[rural residential,LPG propane or butane bf,CH4] | NoSettings | 8982000 | 8658000 | 8211000 | 8253000 | 8205000 | 8127000 | 7989000 | 7947000 | 7776000 | 7575000 | 7347000 | 7083000 | 6825000 | 6627000 | 6462000 | 6267000 | 6075000 | 5883000 | 5691000 | 5472000 | 5313000 | 5187600 | 5061300 | 4938300 | 4843200 | 4783200 | 4655400 | 4563000 | 4497900 | 4435200 | 4340100
Direct Buildings Pollutant Emissions[rural residential,LPG propane or butane bf,N2O] | NoSettings | 1796400 | 1731600 | 1642200 | 1650600 | 1641000 | 1625400 | 1597800 | 1589400 | 1555200 | 1515000 | 1469400 | 1416600 | 1365000 | 1325400 | 1292400 | 1253400 | 1215000 | 1176600 | 1138200 | 1094400 | 1062600 | 1037520 | 1012260 | 987660 | 968640 | 956640 | 931080 | 912600 | 899580 | 887040 | 868020
Direct Buildings Pollutant Emissions[rural residential,LPG propane or butane bf,F gases] | NoSettings | 0 | 0 | 0 | 0 | 0 | 0 | 0 | 0 | 0 | 0 | 0 | 0 | 0 | 0 | 0 | 0 | 0 | 0 | 0 | 0 | 0 | 0 | 0 | 0 | 0 | 0 | 0 | 0 | 0 | 0 | 0
Direct Buildings Pollutant Emissions[rural residential,hydrogen bf,CO2] | NoSettings | 0 | 0 | 0 | 0 | 0 | 0 | 0 | 0 | 0 | 0 | 0 | 0 | 0 | 0 | 0 | 0 | 0 | 0 | 0 | 0 | 0 | 0 | 0 | 0 | 0 | 0 | 0 | 0 | 0 | 0 | 0
Direct Buildings Pollutant Emissions[rural residential,hydrogen bf,VOC] | NoSettings | 0 | 0 | 0 | 0 | 0 | 0 | 0 | 0 | 0 | 0 | 0 | 0 | 0 | 0 | 0 | 0 | 0 | 0 | 0 | 0 | 0 | 0 | 0 | 0 | 0 | 0 | 0 | 0 | 0 | 0 | 0
Direct Buildings Pollutant Emissions[rural residential,hydrogen bf,CO] | NoSettings | 0 | 0 | 0 | 0 | 0 | 0 | 0 | 0 | 0 | 0 | 0 | 0 | 0 | 0 | 0 | 0 | 0 | 0 | 0 | 0 | 0 | 0 | 0 | 0 | 0 | 0 | 0 | 0 | 0 | 0 | 0
Direct Buildings Pollutant Emissions[rural residential,hydrogen bf,NOx] | NoSettings | 0 | 0 | 0 | 0 | 0 | 0 | 0 | 0 | 0 | 0 | 0 | 0 | 0 | 0 | 0 | 0 | 0 | 0 | 0 | 0 | 0 | 0 | 0 | 0 | 0 | 0 | 0 | 0 | 0 | 0 | 0
Direct Buildings Pollutant Emissions[rural residential,hydrogen bf,PM10] | NoSettings | 0 | 0 | 0 | 0 | 0 | 0 | 0 | 0 | 0 | 0 | 0 | 0 | 0 | 0 | 0 | 0 | 0 | 0 | 0 | 0 | 0 | 0 | 0 | 0 | 0 | 0 | 0 | 0 | 0 | 0 | 0
Direct Buildings Pollutant Emissions[rural residential,hydrogen bf,PM25] | NoSettings | 0 | 0 | 0 | 0 | 0 | 0 | 0 | 0 | 0 | 0 | 0 | 0 | 0 | 0 | 0 | 0 | 0 | 0 | 0 | 0 | 0 | 0 | 0 | 0 | 0 | 0 | 0 | 0 | 0 | 0 | 0
Direct Buildings Pollutant Emissions[rural residential,hydrogen bf,SOx] | NoSettings | 0 | 0 | 0 | 0 | 0 | 0 | 0 | 0 | 0 | 0 | 0 | 0 | 0 | 0 | 0 | 0 | 0 | 0 | 0 | 0 | 0 | 0 | 0 | 0 | 0 | 0 | 0 | 0 | 0 | 0 | 0
Direct Buildings Pollutant Emissions[rural residential,hydrogen bf,BC] | NoSettings | 0 | 0 | 0 | 0 | 0 | 0 | 0 | 0 | 0 | 0 | 0 | 0 | 0 | 0 | 0 | 0 | 0 | 0 | 0 | 0 | 0 | 0 | 0 | 0 | 0 | 0 | 0 | 0 | 0 | 0 | 0
Direct Buildings Pollutant Emissions[rural residential,hydrogen bf,OC] | NoSettings | 0 | 0 | 0 | 0 | 0 | 0 | 0 | 0 | 0 | 0 | 0 | 0 | 0 | 0 | 0 | 0 | 0 | 0 | 0 | 0 | 0 | 0 | 0 | 0 | 0 | 0 | 0 | 0 | 0 | 0 | 0
Direct Buildings Pollutant Emissions[rural residential,hydrogen bf,CH4] | NoSettings | 0 | 0 | 0 | 0 | 0 | 0 | 0 | 0 | 0 | 0 | 0 | 0 | 0 | 0 | 0 | 0 | 0 | 0 | 0 | 0 | 0 | 0 | 0 | 0 | 0 | 0 | 0 | 0 | 0 | 0 | 0
Direct Buildings Pollutant Emissions[rural residential,hydrogen bf,N2O] | NoSettings | 0 | 0 | 0 | 0 | 0 | 0 | 0 | 0 | 0 | 0 | 0 | 0 | 0 | 0 | 0 | 0 | 0 | 0 | 0 | 0 | 0 | 0 | 0 | 0 | 0 | 0 | 0 | 0 | 0 | 0 | 0
Direct Buildings Pollutant Emissions[rural residential,hydrogen bf,F gases] | NoSettings | 0 | 0 | 0 | 0 | 0 | 0 | 0 | 0 | 0 | 0 | 0 | 0 | 0 | 0 | 0 | 0 | 0 | 0 | 0 | 0 | 0 | 0 | 0 | 0 | 0 | 0 | 0 | 0 | 0 | 0 | 0
Direct Buildings Pollutant Emissions[commercial,electricity bf,CO2] | NoSettings | 0 | 0 | 0 | 0 | 0 | 0 | 0 | 0 | 0 | 0 | 0 | 0 | 0 | 0 | 0 | 0 | 0 | 0 | 0 | 0 | 0 | 0 | 0 | 0 | 0 | 0 | 0 | 0 | 0 | 0 | 0
Direct Buildings Pollutant Emissions[commercial,electricity bf,VOC] | NoSettings | 0 | 0 | 0 | 0 | 0 | 0 | 0 | 0 | 0 | 0 | 0 | 0 | 0 | 0 | 0 | 0 | 0 | 0 | 0 | 0 | 0 | 0 | 0 | 0 | 0 | 0 | 0 | 0 | 0 | 0 | 0
Direct Buildings Pollutant Emissions[commercial,electricity bf,CO] | NoSettings | 0 | 0 | 0 | 0 | 0 | 0 | 0 | 0 | 0 | 0 | 0 | 0 | 0 | 0 | 0 | 0 | 0 | 0 | 0 | 0 | 0 | 0 | 0 | 0 | 0 | 0 | 0 | 0 | 0 | 0 | 0
Direct Buildings Pollutant Emissions[commercial,electricity bf,NOx] | NoSettings | 0 | 0 | 0 | 0 | 0 | 0 | 0 | 0 | 0 | 0 | 0 | 0 | 0 | 0 | 0 | 0 | 0 | 0 | 0 | 0 | 0 | 0 | 0 | 0 | 0 | 0 | 0 | 0 | 0 | 0 | 0
Direct Buildings Pollutant Emissions[commercial,electricity bf,PM10] | NoSettings | 0 | 0 | 0 | 0 | 0 | 0 | 0 | 0 | 0 | 0 | 0 | 0 | 0 | 0 | 0 | 0 | 0 | 0 | 0 | 0 | 0 | 0 | 0 | 0 | 0 | 0 | 0 | 0 | 0 | 0 | 0
Direct Buildings Pollutant Emissions[commercial,electricity bf,PM25] | NoSettings | 0 | 0 | 0 | 0 | 0 | 0 | 0 | 0 | 0 | 0 | 0 | 0 | 0 | 0 | 0 | 0 | 0 | 0 | 0 | 0 | 0 | 0 | 0 | 0 | 0 | 0 | 0 | 0 | 0 | 0 | 0
Direct Buildings Pollutant Emissions[commercial,electricity bf,SOx] | NoSettings | 0 | 0 | 0 | 0 | 0 | 0 | 0 | 0 | 0 | 0 | 0 | 0 | 0 | 0 | 0 | 0 | 0 | 0 | 0 | 0 | 0 | 0 | 0 | 0 | 0 | 0 | 0 | 0 | 0 | 0 | 0
Direct Buildings Pollutant Emissions[commercial,electricity bf,BC] | NoSettings | 0 | 0 | 0 | 0 | 0 | 0 | 0 | 0 | 0 | 0 | 0 | 0 | 0 | 0 | 0 | 0 | 0 | 0 | 0 | 0 | 0 | 0 | 0 | 0 | 0 | 0 | 0 | 0 | 0 | 0 | 0
Direct Buildings Pollutant Emissions[commercial,electricity bf,OC] | NoSettings | 0 | 0 | 0 | 0 | 0 | 0 | 0 | 0 | 0 | 0 | 0 | 0 | 0 | 0 | 0 | 0 | 0 | 0 | 0 | 0 | 0 | 0 | 0 | 0 | 0 | 0 | 0 | 0 | 0 | 0 | 0
Direct Buildings Pollutant Emissions[commercial,electricity bf,CH4] | NoSettings | 0 | 0 | 0 | 0 | 0 | 0 | 0 | 0 | 0 | 0 | 0 | 0 | 0 | 0 | 0 | 0 | 0 | 0 | 0 | 0 | 0 | 0 | 0 | 0 | 0 | 0 | 0 | 0 | 0 | 0 | 0
Direct Buildings Pollutant Emissions[commercial,electricity bf,N2O] | NoSettings | 0 | 0 | 0 | 0 | 0 | 0 | 0 | 0 | 0 | 0 | 0 | 0 | 0 | 0 | 0 | 0 | 0 | 0 | 0 | 0 | 0 | 0 | 0 | 0 | 0 | 0 | 0 | 0 | 0 | 0 | 0
Direct Buildings Pollutant Emissions[commercial,electricity bf,F gases] | NoSettings | 0 | 0 | 0 | 0 | 0 | 0 | 0 | 0 | 0 | 0 | 0 | 0 | 0 | 0 | 0 | 0 | 0 | 0 | 0 | 0 | 0 | 0 | 0 | 0 | 0 | 0 | 0 | 0 | 0 | 0 | 0
Direct Buildings Pollutant Emissions[commercial,hard coal bf,CO2] | NoSettings | 0 | 0 | 0 | 0 | 0 | 0 | 0 | 0 | 0 | 0 | 0 | 0 | 0 | 0 | 0 | 0 | 0 | 0 | 0 | 0 | 0 | 0 | 0 | 0 | 0 | 0 | 0 | 0 | 0 | 0 | 0
Direct Buildings Pollutant Emissions[commercial,hard coal bf,VOC] | NoSettings | 0 | 0 | 0 | 0 | 0 | 0 | 0 | 0 | 0 | 0 | 0 | 0 | 0 | 0 | 0 | 0 | 0 | 0 | 0 | 0 | 0 | 0 | 0 | 0 | 0 | 0 | 0 | 0 | 0 | 0 | 0
Direct Buildings Pollutant Emissions[commercial,hard coal bf,CO] | NoSettings | 0 | 0 | 0 | 0 | 0 | 0 | 0 | 0 | 0 | 0 | 0 | 0 | 0 | 0 | 0 | 0 | 0 | 0 | 0 | 0 | 0 | 0 | 0 | 0 | 0 | 0 | 0 | 0 | 0 | 0 | 0
Direct Buildings Pollutant Emissions[commercial,hard coal bf,NOx] | NoSettings | 0 | 0 | 0 | 0 | 0 | 0 | 0 | 0 | 0 | 0 | 0 | 0 | 0 | 0 | 0 | 0 | 0 | 0 | 0 | 0 | 0 | 0 | 0 | 0 | 0 | 0 | 0 | 0 | 0 | 0 | 0
Direct Buildings Pollutant Emissions[commercial,hard coal bf,PM10] | NoSettings | 0 | 0 | 0 | 0 | 0 | 0 | 0 | 0 | 0 | 0 | 0 | 0 | 0 | 0 | 0 | 0 | 0 | 0 | 0 | 0 | 0 | 0 | 0 | 0 | 0 | 0 | 0 | 0 | 0 | 0 | 0
Direct Buildings Pollutant Emissions[commercial,hard coal bf,PM25] | NoSettings | 0 | 0 | 0 | 0 | 0 | 0 | 0 | 0 | 0 | 0 | 0 | 0 | 0 | 0 | 0 | 0 | 0 | 0 | 0 | 0 | 0 | 0 | 0 | 0 | 0 | 0 | 0 | 0 | 0 | 0 | 0
Direct Buildings Pollutant Emissions[commercial,hard coal bf,SOx] | NoSettings | 0 | 0 | 0 | 0 | 0 | 0 | 0 | 0 | 0 | 0 | 0 | 0 | 0 | 0 | 0 | 0 | 0 | 0 | 0 | 0 | 0 | 0 | 0 | 0 | 0 | 0 | 0 | 0 | 0 | 0 | 0
Direct Buildings Pollutant Emissions[commercial,hard coal bf,BC] | NoSettings | 0 | 0 | 0 | 0 | 0 | 0 | 0 | 0 | 0 | 0 | 0 | 0 | 0 | 0 | 0 | 0 | 0 | 0 | 0 | 0 | 0 | 0 | 0 | 0 | 0 | 0 | 0 | 0 | 0 | 0 | 0
Direct Buildings Pollutant Emissions[commercial,hard coal bf,OC] | NoSettings | 0 | 0 | 0 | 0 | 0 | 0 | 0 | 0 | 0 | 0 | 0 | 0 | 0 | 0 | 0 | 0 | 0 | 0 | 0 | 0 | 0 | 0 | 0 | 0 | 0 | 0 | 0 | 0 | 0 | 0 | 0
Direct Buildings Pollutant Emissions[commercial,hard coal bf,CH4] | NoSettings | 0 | 0 | 0 | 0 | 0 | 0 | 0 | 0 | 0 | 0 | 0 | 0 | 0 | 0 | 0 | 0 | 0 | 0 | 0 | 0 | 0 | 0 | 0 | 0 | 0 | 0 | 0 | 0 | 0 | 0 | 0
Direct Buildings Pollutant Emissions[commercial,hard coal bf,N2O] | NoSettings | 0 | 0 | 0 | 0 | 0 | 0 | 0 | 0 | 0 | 0 | 0 | 0 | 0 | 0 | 0 | 0 | 0 | 0 | 0 | 0 | 0 | 0 | 0 | 0 | 0 | 0 | 0 | 0 | 0 | 0 | 0
Direct Buildings Pollutant Emissions[commercial,hard coal bf,F gases] | NoSettings | 0 | 0 | 0 | 0 | 0 | 0 | 0 | 0 | 0 | 0 | 0 | 0 | 0 | 0 | 0 | 0 | 0 | 0 | 0 | 0 | 0 | 0 | 0 | 0 | 0 | 0 | 0 | 0 | 0 | 0 | 0
Direct Buildings Pollutant Emissions[commercial,natural gas bf,CO2] | NoSettings | 9626990000000 | 9755190000000 | 10144100000000 | 10341100000000 | 10436800000000 | 10468400000000 | 10467900000000 | 10430200000000 | 10397500000000 | 10359400000000 | 10289200000000 | 10319800000000 | 10228200000000 | 10157800000000 | 10113700000000 | 10080300000000 | 10004400000000 | 9981540000000 | 9958620000000 | 9941060000000 | 9881050000000 | 9874250000000 | 9920520000000 | 9919250000000 | 9981810000000 | 10039100000000 | 10054200000000 | 10064000000000 | 10137600000000 | 10206000000000 | 10232100000000
Direct Buildings Pollutant Emissions[commercial,natural gas bf,VOC] | NoSettings | 416033000 | 421573000 | 438378000 | 446892000 | 451029000 | 452395000 | 452375000 | 450742000 | 449329000 | 447683000 | 444649000 | 445972000 | 442015000 | 438970000 | 437066000 | 435622000 | 432343000 | 431355000 | 430364000 | 429605000 | 427012000 | 426718000 | 428718000 | 428663000 | 431366000 | 433842000 | 434494000 | 434920000 | 438101000 | 441056000 | 442182000
Direct Buildings Pollutant Emissions[commercial,natural gas bf,CO] | NoSettings | 4089390000 | 4143840000 | 4309030000 | 4392720000 | 4433380000 | 4446810000 | 4446610000 | 4430560000 | 4416670000 | 4400490000 | 4370670000 | 4383680000 | 4344780000 | 4314840000 | 4296140000 | 4281940000 | 4249710000 | 4239990000 | 4230250000 | 4222790000 | 4197300000 | 4194420000 | 4214070000 | 4213530000 | 4240100000 | 4264450000 | 4270850000 | 4275040000 | 4306300000 | 4335350000 | 4346420000
Direct Buildings Pollutant Emissions[commercial,natural gas bf,NOx] | NoSettings | 6722930000 | 6812450000 | 7084020000 | 7221600000 | 7288450000 | 7310530000 | 7310200000 | 7283820000 | 7260990000 | 7234390000 | 7185360000 | 7206740000 | 7142790000 | 7093580000 | 7062830000 | 7039480000 | 6986490000 | 6970520000 | 6954520000 | 6942250000 | 6900340000 | 6895600000 | 6927910000 | 6927020000 | 6970710000 | 7010730000 | 7021250000 | 7028140000 | 7079540000 | 7127300000 | 7145490000
Direct Buildings Pollutant Emissions[commercial,natural gas bf,PM10] | NoSettings | 574426000 | 582075000 | 605279000 | 617034000 | 622746000 | 624633000 | 624604000 | 622350000 | 620400000 | 618127000 | 613938000 | 615765000 | 610300000 | 606096000 | 603468000 | 601474000 | 596946000 | 595582000 | 594214000 | 593166000 | 589585000 | 589180000 | 591941000 | 591865000 | 595597000 | 599017000 | 599916000 | 600505000 | 604896000 | 608977000 | 610531000
Direct Buildings Pollutant Emissions[commercial,natural gas bf,PM25] | NoSettings | 574426000 | 582075000 | 605279000 | 617034000 | 622746000 | 624633000 | 624604000 | 622350000 | 620400000 | 618127000 | 613938000 | 615765000 | 610300000 | 606096000 | 603468000 | 601474000 | 596946000 | 595582000 | 594214000 | 593166000 | 589585000 | 589180000 | 591941000 | 591865000 | 595597000 | 599017000 | 599916000 | 600505000 | 604896000 | 608977000 | 610531000
Direct Buildings Pollutant Emissions[commercial,natural gas bf,SOx] | NoSettings | 43907500 | 44492200 | 46265800 | 47164300 | 47600900 | 47745100 | 47743000 | 47570700 | 47421600 | 47247800 | 46927700 | 47067300 | 46649600 | 46328200 | 46127400 | 45974900 | 45628900 | 45524600 | 45420000 | 45339900 | 45066200 | 45035200 | 45246300 | 45240400 | 45525800 | 45787100 | 45855900 | 45900900 | 46236500 | 46548500 | 46667300
Direct Buildings Pollutant Emissions[commercial,natural gas bf,BC] | NoSettings | 94709600 | 95970700 | 99796500 | 101735000 | 102676000 | 102987000 | 102983000 | 102611000 | 102290000 | 101915000 | 101224000 | 101525000 | 100624000 | 99931200 | 99497900 | 99169000 | 98422600 | 98197600 | 97972100 | 97799300 | 97208900 | 97142100 | 97597300 | 97584800 | 98200200 | 98764000 | 98912200 | 99009300 | 99733300 | 100406000 | 100662000
Direct Buildings Pollutant Emissions[commercial,natural gas bf,OC] | NoSettings | 245846000 | 249119000 | 259050000 | 264081000 | 266526000 | 267333000 | 267321000 | 266356000 | 265522000 | 264549000 | 262756000 | 263538000 | 261199000 | 259400000 | 258275000 | 257422000 | 255484000 | 254900000 | 254315000 | 253866000 | 252334000 | 252160000 | 253342000 | 253309000 | 254907000 | 256370000 | 256755000 | 257007000 | 258886000 | 260633000 | 261298000
Direct Buildings Pollutant Emissions[commercial,natural gas bf,CH4] | NoSettings | 181436000 | 183852000 | 191181000 | 194894000 | 196698000 | 197294000 | 197285000 | 196573000 | 195957000 | 195239000 | 193916000 | 194493000 | 192767000 | 191439000 | 190609000 | 189979000 | 188549000 | 188118000 | 187686000 | 187355000 | 186224000 | 186096000 | 186968000 | 186944000 | 188123000 | 189203000 | 189487000 | 189673000 | 191060000 | 192349000 | 192840000
Direct Buildings Pollutant Emissions[commercial,natural gas bf,N2O] | NoSettings | 18143600 | 18385200 | 19118100 | 19489400 | 19669800 | 19729400 | 19728500 | 19657300 | 19595700 | 19523900 | 19391600 | 19449300 | 19276700 | 19143900 | 19060900 | 18997900 | 18854900 | 18811800 | 18768600 | 18735500 | 18622400 | 18609600 | 18696800 | 18694400 | 18812300 | 18920300 | 18948700 | 18967300 | 19106000 | 19234900 | 19284000
Direct Buildings Pollutant Emissions[commercial,natural gas bf,F gases] | NoSettings | 0 | 0 | 0 | 0 | 0 | 0 | 0 | 0 | 0 | 0 | 0 | 0 | 0 | 0 | 0 | 0 | 0 | 0 | 0 | 0 | 0 | 0 | 0 | 0 | 0 | 0 | 0 | 0 | 0 | 0 | 0
Direct Buildings Pollutant Emissions[commercial,petroleum diesel bf,CO2] | NoSettings | 1531140000000 | 1531130000000 | 1531110000000 | 1531100000000 | 1523690000000 | 1516280000000 | 1508870000000 | 1501470000000 | 1486670000000 | 1471870000000 | 1457070000000 | 1442280000000 | 1427480000000 | 1412690000000 | 1397900000000 | 1383100000000 | 1368310000000 | 1353520000000 | 1338720000000 | 1331330000000 | 1323930000000 | 1316530000000 | 1309140000000 | 1301740000000 | 1301740000000 | 1301740000000 | 1301740000000 | 1301740000000 | 1301740000000 | 1301730000000 | 1301730000000
Direct Buildings Pollutant Emissions[commercial,petroleum diesel bf,VOC] | NoSettings | 23248700 | 23248500 | 23248200 | 23248000 | 23135500 | 23023000 | 22910600 | 22798100 | 22573400 | 22348700 | 22124100 | 21899400 | 21674800 | 21450100 | 21225500 | 21000900 | 20776300 | 20551600 | 20327000 | 20214700 | 20102400 | 19990100 | 19877800 | 19765400 | 19765400 | 19765400 | 19765400 | 19765400 | 19765400 | 19765400 | 19765400
Direct Buildings Pollutant Emissions[commercial,petroleum diesel bf,CO] | NoSettings | 486131000 | 486127000 | 486122000 | 486117000 | 483765000 | 481413000 | 479062000 | 476710000 | 472012000 | 467313000 | 462615000 | 457918000 | 453221000 | 448524000 | 443827000 | 439130000 | 434433000 | 429736000 | 425039000 | 422691000 | 420342000 | 417994000 | 415645000 | 413297000 | 413297000 | 413296000 | 413296000 | 413296000 | 413296000 | 413295000 | 413295000
Direct Buildings Pollutant Emissions[commercial,petroleum diesel bf,NOx] | NoSettings | 1288060000 | 1288040000 | 1288030000 | 1288020000 | 1281790000 | 1275550000 | 1269320000 | 1263090000 | 1250640000 | 1238190000 | 1225750000 | 1213300000 | 1200860000 | 1188410000 | 1175960000 | 1163520000 | 1151080000 | 1138630000 | 1126190000 | 1119960000 | 1113740000 | 1107520000 | 1101300000 | 1095070000 | 1095070000 | 1095070000 | 1095070000 | 1095070000 | 1095070000 | 1095070000 | 1095070000
Direct Buildings Pollutant Emissions[commercial,petroleum diesel bf,PM10] | NoSettings | 162679000 | 162677000 | 162675000 | 162674000 | 161887000 | 161100000 | 160313000 | 159526000 | 157954000 | 156381000 | 154809000 | 153237000 | 151665000 | 150094000 | 148522000 | 146950000 | 145378000 | 143807000 | 142235000 | 141449000 | 140663000 | 139877000 | 139091000 | 138305000 | 138305000 | 138305000 | 138305000 | 138305000 | 138305000 | 138305000 | 138305000
Direct Buildings Pollutant Emissions[commercial,petroleum diesel bf,PM25] | NoSettings | 145599000 | 145598000 | 145596000 | 145595000 | 144890000 | 144186000 | 143482000 | 142778000 | 141370000 | 139963000 | 138556000 | 137149000 | 135742000 | 134336000 | 132929000 | 131522000 | 130115000 | 128709000 | 127302000 | 126598000 | 125895000 | 125192000 | 124488000 | 123785000 | 123785000 | 123785000 | 123785000 | 123785000 | 123785000 | 123784000 | 123784000
Direct Buildings Pollutant Emissions[commercial,petroleum diesel bf,SOx] | NoSettings | 10496100 | 10496000 | 10495900 | 10495800 | 10445000 | 10394200 | 10343400 | 10292700 | 10191200 | 10089800 | 9988330 | 9886910 | 9785490 | 9684080 | 9582660 | 9481250 | 9379840 | 9278440 | 9177030 | 9126320 | 9075610 | 9024910 | 8974200 | 8923490 | 8923490 | 8923480 | 8923480 | 8923470 | 8923470 | 8923460 | 8923460
Direct Buildings Pollutant Emissions[commercial,petroleum diesel bf,BC] | NoSettings | 14553700 | 14553600 | 14553400 | 14553300 | 14482900 | 14412500 | 14342100 | 14271700 | 14131000 | 13990300 | 13849700 | 13709100 | 13568400 | 13427800 | 13287200 | 13146600 | 13006000 | 12865400 | 12724800 | 12654400 | 12584100 | 12513800 | 12443500 | 12373200 | 12373200 | 12373200 | 12373200 | 12373200 | 12373200 | 12373200 | 12373200
Direct Buildings Pollutant Emissions[commercial,petroleum diesel bf,OC] | NoSettings | 36394600 | 36394300 | 36393900 | 36393600 | 36217500 | 36041400 | 35865400 | 35689300 | 35337600 | 34985800 | 34634100 | 34282400 | 33930800 | 33579100 | 33227500 | 32875800 | 32524200 | 32172600 | 31820900 | 31645100 | 31469300 | 31293500 | 31117600 | 30941800 | 30941800 | 30941800 | 30941800 | 30941700 | 30941700 | 30941700 | 30941700
Direct Buildings Pollutant Emissions[commercial,petroleum diesel bf,CH4] | NoSettings | 62106900 | 62106300 | 62105700 | 62105100 | 61804600 | 61504100 | 61203700 | 60903300 | 60303000 | 59702700 | 59102500 | 58502400 | 57902300 | 57302200 | 56702200 | 56102100 | 55502000 | 54902000 | 54301900 | 54001900 | 53701800 | 53401800 | 53101800 | 52801700 | 52801700 | 52801700 | 52801600 | 52801600 | 52801600 | 52801600 | 52801500
Direct Buildings Pollutant Emissions[commercial,petroleum diesel bf,N2O] | NoSettings | 12421400 | 12421300 | 12421100 | 12421000 | 12360900 | 12300800 | 12240700 | 12180700 | 12060600 | 11940500 | 11820500 | 11700500 | 11580500 | 11460400 | 11340400 | 11220400 | 11100400 | 10980400 | 10860400 | 10800400 | 10740400 | 10680400 | 10620400 | 10560300 | 10560300 | 10560300 | 10560300 | 10560300 | 10560300 | 10560300 | 10560300
Direct Buildings Pollutant Emissions[commercial,petroleum diesel bf,F gases] | NoSettings | 0 | 0 | 0 | 0 | 0 | 0 | 0 | 0 | 0 | 0 | 0 | 0 | 0 | 0 | 0 | 0 | 0 | 0 | 0 | 0 | 0 | 0 | 0 | 0 | 0 | 0 | 0 | 0 | 0 | 0 | 0
Direct Buildings Pollutant Emissions[commercial,heat bf,CO2] | NoSettings | 0 | 0 | 0 | 0 | 0 | 0 | 0 | 0 | 0 | 0 | 0 | 0 | 0 | 0 | 0 | 0 | 0 | 0 | 0 | 0 | 0 | 0 | 0 | 0 | 0 | 0 | 0 | 0 | 0 | 0 | 0
Direct Buildings Pollutant Emissions[commercial,heat bf,VOC] | NoSettings | 0 | 0 | 0 | 0 | 0 | 0 | 0 | 0 | 0 | 0 | 0 | 0 | 0 | 0 | 0 | 0 | 0 | 0 | 0 | 0 | 0 | 0 | 0 | 0 | 0 | 0 | 0 | 0 | 0 | 0 | 0
Direct Buildings Pollutant Emissions[commercial,heat bf,CO] | NoSettings | 0 | 0 | 0 | 0 | 0 | 0 | 0 | 0 | 0 | 0 | 0 | 0 | 0 | 0 | 0 | 0 | 0 | 0 | 0 | 0 | 0 | 0 | 0 | 0 | 0 | 0 | 0 | 0 | 0 | 0 | 0
Direct Buildings Pollutant Emissions[commercial,heat bf,NOx] | NoSettings | 0 | 0 | 0 | 0 | 0 | 0 | 0 | 0 | 0 | 0 | 0 | 0 | 0 | 0 | 0 | 0 | 0 | 0 | 0 | 0 | 0 | 0 | 0 | 0 | 0 | 0 | 0 | 0 | 0 | 0 | 0
Direct Buildings Pollutant Emissions[commercial,heat bf,PM10] | NoSettings | 0 | 0 | 0 | 0 | 0 | 0 | 0 | 0 | 0 | 0 | 0 | 0 | 0 | 0 | 0 | 0 | 0 | 0 | 0 | 0 | 0 | 0 | 0 | 0 | 0 | 0 | 0 | 0 | 0 | 0 | 0
Direct Buildings Pollutant Emissions[commercial,heat bf,PM25] | NoSettings | 0 | 0 | 0 | 0 | 0 | 0 | 0 | 0 | 0 | 0 | 0 | 0 | 0 | 0 | 0 | 0 | 0 | 0 | 0 | 0 | 0 | 0 | 0 | 0 | 0 | 0 | 0 | 0 | 0 | 0 | 0
Direct Buildings Pollutant Emissions[commercial,heat bf,SOx] | NoSettings | 0 | 0 | 0 | 0 | 0 | 0 | 0 | 0 | 0 | 0 | 0 | 0 | 0 | 0 | 0 | 0 | 0 | 0 | 0 | 0 | 0 | 0 | 0 | 0 | 0 | 0 | 0 | 0 | 0 | 0 | 0
Direct Buildings Pollutant Emissions[commercial,heat bf,BC] | NoSettings | 0 | 0 | 0 | 0 | 0 | 0 | 0 | 0 | 0 | 0 | 0 | 0 | 0 | 0 | 0 | 0 | 0 | 0 | 0 | 0 | 0 | 0 | 0 | 0 | 0 | 0 | 0 | 0 | 0 | 0 | 0
Direct Buildings Pollutant Emissions[commercial,heat bf,OC] | NoSettings | 0 | 0 | 0 | 0 | 0 | 0 | 0 | 0 | 0 | 0 | 0 | 0 | 0 | 0 | 0 | 0 | 0 | 0 | 0 | 0 | 0 | 0 | 0 | 0 | 0 | 0 | 0 | 0 | 0 | 0 | 0
Direct Buildings Pollutant Emissions[commercial,heat bf,CH4] | NoSettings | 0 | 0 | 0 | 0 | 0 | 0 | 0 | 0 | 0 | 0 | 0 | 0 | 0 | 0 | 0 | 0 | 0 | 0 | 0 | 0 | 0 | 0 | 0 | 0 | 0 | 0 | 0 | 0 | 0 | 0 | 0
Direct Buildings Pollutant Emissions[commercial,heat bf,N2O] | NoSettings | 0 | 0 | 0 | 0 | 0 | 0 | 0 | 0 | 0 | 0 | 0 | 0 | 0 | 0 | 0 | 0 | 0 | 0 | 0 | 0 | 0 | 0 | 0 | 0 | 0 | 0 | 0 | 0 | 0 | 0 | 0
Direct Buildings Pollutant Emissions[commercial,heat bf,F gases] | NoSettings | 0 | 0 | 0 | 0 | 0 | 0 | 0 | 0 | 0 | 0 | 0 | 0 | 0 | 0 | 0 | 0 | 0 | 0 | 0 | 0 | 0 | 0 | 0 | 0 | 0 | 0 | 0 | 0 | 0 | 0 | 0
Direct Buildings Pollutant Emissions[commercial,biomass bf,CO2] | NoSettings | 0 | 0 | 0 | 0 | 0 | 0 | 0 | 0 | 0 | 0 | 0 | 0 | 0 | 0 | 0 | 0 | 0 | 0 | 0 | 0 | 0 | 0 | 0 | 0 | 0 | 0 | 0 | 0 | 0 | 0 | 0
Direct Buildings Pollutant Emissions[commercial,biomass bf,VOC] | NoSettings | 2194590 | 2194590 | 2194590 | 2194590 | 2194590 | 2194590 | 2194590 | 2194590 | 2194590 | 2194590 | 2194590 | 2194590 | 2194590 | 2194590 | 2194590 | 2194590 | 2194590 | 2194590 | 2194590 | 2194590 | 2194590 | 2194590 | 2194590 | 2194590 | 2194590 | 2194590 | 2194590 | 2194590 | 2194590 | 2194590 | 2194590
Direct Buildings Pollutant Emissions[commercial,biomass bf,CO] | NoSettings | 34799400 | 34799400 | 34799400 | 34799400 | 34799400 | 34799400 | 34799400 | 34799400 | 34799400 | 34799400 | 34799400 | 34799400 | 34799400 | 34799400 | 34799400 | 34799400 | 34799400 | 34799400 | 34799400 | 34799400 | 34799400 | 34799400 | 34799400 | 34799400 | 34799400 | 34799400 | 34799400 | 34799400 | 34799400 | 34799400 | 34799400
Direct Buildings Pollutant Emissions[commercial,biomass bf,NOx] | NoSettings | 229149000 | 229149000 | 229149000 | 229149000 | 229149000 | 229149000 | 229149000 | 229149000 | 229149000 | 229149000 | 229149000 | 229149000 | 229149000 | 229149000 | 229149000 | 229149000 | 229149000 | 229149000 | 229149000 | 229149000 | 229149000 | 229149000 | 229149000 | 229149000 | 229149000 | 229149000 | 229149000 | 229149000 | 229149000 | 229149000 | 229149000
Direct Buildings Pollutant Emissions[commercial,biomass bf,PM10] | NoSettings | 5120710 | 5120710 | 5120710 | 5120710 | 5120710 | 5120710 | 5120710 | 5120710 | 5120710 | 5120710 | 5120710 | 5120710 | 5120710 | 5120710 | 5120710 | 5120710 | 5120710 | 5120710 | 5120710 | 5120710 | 5120710 | 5120710 | 5120710 | 5120710 | 5120710 | 5120710 | 5120710 | 5120710 | 5120710 | 5120710 | 5120710
Direct Buildings Pollutant Emissions[commercial,biomass bf,PM25] | NoSettings | 4523230 | 4523230 | 4523230 | 4523230 | 4523230 | 4523230 | 4523230 | 4523230 | 4523230 | 4523230 | 4523230 | 4523230 | 4523230 | 4523230 | 4523230 | 4523230 | 4523230 | 4523230 | 4523230 | 4523230 | 4523230 | 4523230 | 4523230 | 4523230 | 4523230 | 4523230 | 4523230 | 4523230 | 4523230 | 4523230 | 4523230
Direct Buildings Pollutant Emissions[commercial,biomass bf,SOx] | NoSettings | 155234000 | 155234000 | 155234000 | 155234000 | 155234000 | 155234000 | 155234000 | 155234000 | 155234000 | 155234000 | 155234000 | 155234000 | 155234000 | 155234000 | 155234000 | 155234000 | 155234000 | 155234000 | 155234000 | 155234000 | 155234000 | 155234000 | 155234000 | 155234000 | 155234000 | 155234000 | 155234000 | 155234000 | 155234000 | 155234000 | 155234000
Direct Buildings Pollutant Emissions[commercial,biomass bf,BC] | NoSettings | 624290 | 624290 | 624290 | 624290 | 624290 | 624290 | 624290 | 624290 | 624290 | 624290 | 624290 | 624290 | 624290 | 624290 | 624290 | 624290 | 624290 | 624290 | 624290 | 624290 | 624290 | 624290 | 624290 | 624290 | 624290 | 624290 | 624290 | 624290 | 624290 | 624290 | 624290
Direct Buildings Pollutant Emissions[commercial,biomass bf,OC] | NoSettings | 1474550 | 1474550 | 1474550 | 1474550 | 1474550 | 1474550 | 1474550 | 1474550 | 1474550 | 1474550 | 1474550 | 1474550 | 1474550 | 1474550 | 1474550 | 1474550 | 1474550 | 1474550 | 1474550 | 1474550 | 1474550 | 1474550 | 1474550 | 1474550 | 1474550 | 1474550 | 1474550 | 1474550 | 1474550 | 1474550 | 1474550
Direct Buildings Pollutant Emissions[commercial,biomass bf,CH4] | NoSettings | 0 | 0 | 0 | 0 | 0 | 0 | 0 | 0 | 0 | 0 | 0 | 0 | 0 | 0 | 0 | 0 | 0 | 0 | 0 | 0 | 0 | 0 | 0 | 0 | 0 | 0 | 0 | 0 | 0 | 0 | 0
Direct Buildings Pollutant Emissions[commercial,biomass bf,N2O] | NoSettings | 0 | 0 | 0 | 0 | 0 | 0 | 0 | 0 | 0 | 0 | 0 | 0 | 0 | 0 | 0 | 0 | 0 | 0 | 0 | 0 | 0 | 0 | 0 | 0 | 0 | 0 | 0 | 0 | 0 | 0 | 0
Direct Buildings Pollutant Emissions[commercial,biomass bf,F gases] | NoSettings | 0 | 0 | 0 | 0 | 0 | 0 | 0 | 0 | 0 | 0 | 0 | 0 | 0 | 0 | 0 | 0 | 0 | 0 | 0 | 0 | 0 | 0 | 0 | 0 | 0 | 0 | 0 | 0 | 0 | 0 | 0
Direct Buildings Pollutant Emissions[commercial,kerosene bf,CO2] | NoSettings | 0 | 0 | 0 | 0 | 0 | 0 | 0 | 0 | 0 | 0 | 0 | 0 | 0 | 0 | 0 | 0 | 0 | 0 | 0 | 0 | 0 | 0 | 0 | 0 | 0 | 0 | 0 | 0 | 0 | 0 | 0
Direct Buildings Pollutant Emissions[commercial,kerosene bf,VOC] | NoSettings | 0 | 0 | 0 | 0 | 0 | 0 | 0 | 0 | 0 | 0 | 0 | 0 | 0 | 0 | 0 | 0 | 0 | 0 | 0 | 0 | 0 | 0 | 0 | 0 | 0 | 0 | 0 | 0 | 0 | 0 | 0
Direct Buildings Pollutant Emissions[commercial,kerosene bf,CO] | NoSettings | 0 | 0 | 0 | 0 | 0 | 0 | 0 | 0 | 0 | 0 | 0 | 0 | 0 | 0 | 0 | 0 | 0 | 0 | 0 | 0 | 0 | 0 | 0 | 0 | 0 | 0 | 0 | 0 | 0 | 0 | 0
Direct Buildings Pollutant Emissions[commercial,kerosene bf,NOx] | NoSettings | 0 | 0 | 0 | 0 | 0 | 0 | 0 | 0 | 0 | 0 | 0 | 0 | 0 | 0 | 0 | 0 | 0 | 0 | 0 | 0 | 0 | 0 | 0 | 0 | 0 | 0 | 0 | 0 | 0 | 0 | 0
Direct Buildings Pollutant Emissions[commercial,kerosene bf,PM10] | NoSettings | 0 | 0 | 0 | 0 | 0 | 0 | 0 | 0 | 0 | 0 | 0 | 0 | 0 | 0 | 0 | 0 | 0 | 0 | 0 | 0 | 0 | 0 | 0 | 0 | 0 | 0 | 0 | 0 | 0 | 0 | 0
Direct Buildings Pollutant Emissions[commercial,kerosene bf,PM25] | NoSettings | 0 | 0 | 0 | 0 | 0 | 0 | 0 | 0 | 0 | 0 | 0 | 0 | 0 | 0 | 0 | 0 | 0 | 0 | 0 | 0 | 0 | 0 | 0 | 0 | 0 | 0 | 0 | 0 | 0 | 0 | 0
Direct Buildings Pollutant Emissions[commercial,kerosene bf,SOx] | NoSettings | 0 | 0 | 0 | 0 | 0 | 0 | 0 | 0 | 0 | 0 | 0 | 0 | 0 | 0 | 0 | 0 | 0 | 0 | 0 | 0 | 0 | 0 | 0 | 0 | 0 | 0 | 0 | 0 | 0 | 0 | 0
Direct Buildings Pollutant Emissions[commercial,kerosene bf,BC] | NoSettings | 0 | 0 | 0 | 0 | 0 | 0 | 0 | 0 | 0 | 0 | 0 | 0 | 0 | 0 | 0 | 0 | 0 | 0 | 0 | 0 | 0 | 0 | 0 | 0 | 0 | 0 | 0 | 0 | 0 | 0 | 0
Direct Buildings Pollutant Emissions[commercial,kerosene bf,OC] | NoSettings | 0 | 0 | 0 | 0 | 0 | 0 | 0 | 0 | 0 | 0 | 0 | 0 | 0 | 0 | 0 | 0 | 0 | 0 | 0 | 0 | 0 | 0 | 0 | 0 | 0 | 0 | 0 | 0 | 0 | 0 | 0
Direct Buildings Pollutant Emissions[commercial,kerosene bf,CH4] | NoSettings | 0 | 0 | 0 | 0 | 0 | 0 | 0 | 0 | 0 | 0 | 0 | 0 | 0 | 0 | 0 | 0 | 0 | 0 | 0 | 0 | 0 | 0 | 0 | 0 | 0 | 0 | 0 | 0 | 0 | 0 | 0
Direct Buildings Pollutant Emissions[commercial,kerosene bf,N2O] | NoSettings | 0 | 0 | 0 | 0 | 0 | 0 | 0 | 0 | 0 | 0 | 0 | 0 | 0 | 0 | 0 | 0 | 0 | 0 | 0 | 0 | 0 | 0 | 0 | 0 | 0 | 0 | 0 | 0 | 0 | 0 | 0
Direct Buildings Pollutant Emissions[commercial,kerosene bf,F gases] | NoSettings | 0 | 0 | 0 | 0 | 0 | 0 | 0 | 0 | 0 | 0 | 0 | 0 | 0 | 0 | 0 | 0 | 0 | 0 | 0 | 0 | 0 | 0 | 0 | 0 | 0 | 0 | 0 | 0 | 0 | 0 | 0
Direct Buildings Pollutant Emissions[commercial,heavy or residual fuel oil bf,CO2] | NoSettings | 0 | 0 | 0 | 0 | 0 | 0 | 0 | 0 | 0 | 0 | 0 | 0 | 0 | 0 | 0 | 0 | 0 | 0 | 0 | 0 | 0 | 0 | 0 | 0 | 0 | 0 | 0 | 0 | 0 | 0 | 0
Direct Buildings Pollutant Emissions[commercial,heavy or residual fuel oil bf,VOC] | NoSettings | 0 | 0 | 0 | 0 | 0 | 0 | 0 | 0 | 0 | 0 | 0 | 0 | 0 | 0 | 0 | 0 | 0 | 0 | 0 | 0 | 0 | 0 | 0 | 0 | 0 | 0 | 0 | 0 | 0 | 0 | 0
Direct Buildings Pollutant Emissions[commercial,heavy or residual fuel oil bf,CO] | NoSettings | 0 | 0 | 0 | 0 | 0 | 0 | 0 | 0 | 0 | 0 | 0 | 0 | 0 | 0 | 0 | 0 | 0 | 0 | 0 | 0 | 0 | 0 | 0 | 0 | 0 | 0 | 0 | 0 | 0 | 0 | 0
Direct Buildings Pollutant Emissions[commercial,heavy or residual fuel oil bf,NOx] | NoSettings | 0 | 0 | 0 | 0 | 0 | 0 | 0 | 0 | 0 | 0 | 0 | 0 | 0 | 0 | 0 | 0 | 0 | 0 | 0 | 0 | 0 | 0 | 0 | 0 | 0 | 0 | 0 | 0 | 0 | 0 | 0
Direct Buildings Pollutant Emissions[commercial,heavy or residual fuel oil bf,PM10] | NoSettings | 0 | 0 | 0 | 0 | 0 | 0 | 0 | 0 | 0 | 0 | 0 | 0 | 0 | 0 | 0 | 0 | 0 | 0 | 0 | 0 | 0 | 0 | 0 | 0 | 0 | 0 | 0 | 0 | 0 | 0 | 0
Direct Buildings Pollutant Emissions[commercial,heavy or residual fuel oil bf,PM25] | NoSettings | 0 | 0 | 0 | 0 | 0 | 0 | 0 | 0 | 0 | 0 | 0 | 0 | 0 | 0 | 0 | 0 | 0 | 0 | 0 | 0 | 0 | 0 | 0 | 0 | 0 | 0 | 0 | 0 | 0 | 0 | 0
Direct Buildings Pollutant Emissions[commercial,heavy or residual fuel oil bf,SOx] | NoSettings | 0 | 0 | 0 | 0 | 0 | 0 | 0 | 0 | 0 | 0 | 0 | 0 | 0 | 0 | 0 | 0 | 0 | 0 | 0 | 0 | 0 | 0 | 0 | 0 | 0 | 0 | 0 | 0 | 0 | 0 | 0
Direct Buildings Pollutant Emissions[commercial,heavy or residual fuel oil bf,BC] | NoSettings | 0 | 0 | 0 | 0 | 0 | 0 | 0 | 0 | 0 | 0 | 0 | 0 | 0 | 0 | 0 | 0 | 0 | 0 | 0 | 0 | 0 | 0 | 0 | 0 | 0 | 0 | 0 | 0 | 0 | 0 | 0
Direct Buildings Pollutant Emissions[commercial,heavy or residual fuel oil bf,OC] | NoSettings | 0 | 0 | 0 | 0 | 0 | 0 | 0 | 0 | 0 | 0 | 0 | 0 | 0 | 0 | 0 | 0 | 0 | 0 | 0 | 0 | 0 | 0 | 0 | 0 | 0 | 0 | 0 | 0 | 0 | 0 | 0
Direct Buildings Pollutant Emissions[commercial,heavy or residual fuel oil bf,CH4] | NoSettings | 0 | 0 | 0 | 0 | 0 | 0 | 0 | 0 | 0 | 0 | 0 | 0 | 0 | 0 | 0 | 0 | 0 | 0 | 0 | 0 | 0 | 0 | 0 | 0 | 0 | 0 | 0 | 0 | 0 | 0 | 0
Direct Buildings Pollutant Emissions[commercial,heavy or residual fuel oil bf,N2O] | NoSettings | 0 | 0 | 0 | 0 | 0 | 0 | 0 | 0 | 0 | 0 | 0 | 0 | 0 | 0 | 0 | 0 | 0 | 0 | 0 | 0 | 0 | 0 | 0 | 0 | 0 | 0 | 0 | 0 | 0 | 0 | 0
Direct Buildings Pollutant Emissions[commercial,heavy or residual fuel oil bf,F gases] | NoSettings | 0 | 0 | 0 | 0 | 0 | 0 | 0 | 0 | 0 | 0 | 0 | 0 | 0 | 0 | 0 | 0 | 0 | 0 | 0 | 0 | 0 | 0 | 0 | 0 | 0 | 0 | 0 | 0 | 0 | 0 | 0
Direct Buildings Pollutant Emissions[commercial,LPG propane or butane bf,CO2] | NoSettings | 817418000000 | 817418000000 | 817418000000 | 817418000000 | 817418000000 | 811272000000 | 805126000000 | 805126000000 | 798980000000 | 792834000000 | 786688000000 | 780542000000 | 774396000000 | 768250000000 | 762104000000 | 755958000000 | 749812000000 | 743666000000 | 737520000000 | 731374000000 | 725228000000 | 719082000000 | 712936000000 | 706790000000 | 700644000000 | 700644000000 | 694498000000 | 694498000000 | 694498000000 | 694498000000 | 694498000000
Direct Buildings Pollutant Emissions[commercial,LPG propane or butane bf,VOC] | NoSettings | 52801000 | 52801000 | 52801000 | 52801000 | 52801000 | 52404000 | 52007000 | 52007000 | 51610000 | 51213000 | 50816000 | 50419000 | 50022000 | 49625000 | 49228000 | 48831000 | 48434000 | 48037000 | 47640000 | 47243000 | 46846000 | 46449000 | 46052000 | 45655000 | 45258000 | 45258000 | 44861000 | 44861000 | 44861000 | 44861000 | 44861000
Direct Buildings Pollutant Emissions[commercial,LPG propane or butane bf,CO] | NoSettings | 43637300 | 43637300 | 43637300 | 43637300 | 43637300 | 43309200 | 42981100 | 42981100 | 42653000 | 42324900 | 41996800 | 41668700 | 41340600 | 41012500 | 40684400 | 40356300 | 40028200 | 39700100 | 39372000 | 39043900 | 38715800 | 38387700 | 38059600 | 37731500 | 37403400 | 37403400 | 37075300 | 37075300 | 37075300 | 37075300 | 37075300
Direct Buildings Pollutant Emissions[commercial,LPG propane or butane bf,NOx] | NoSettings | 857956000 | 857956000 | 857956000 | 857956000 | 857956000 | 851506000 | 845055000 | 845055000 | 838604000 | 832153000 | 825702000 | 819252000 | 812801000 | 806350000 | 799899000 | 793448000 | 786998000 | 780547000 | 774096000 | 767645000 | 761194000 | 754744000 | 748293000 | 741842000 | 735391000 | 735391000 | 728940000 | 728940000 | 728940000 | 728940000 | 728940000
Direct Buildings Pollutant Emissions[commercial,LPG propane or butane bf,PM10] | NoSettings | 46204200 | 46204200 | 46204200 | 46204200 | 46204200 | 45856800 | 45509400 | 45509400 | 45162000 | 44814600 | 44467200 | 44119800 | 43772400 | 43425000 | 43077600 | 42730200 | 42382800 | 42035400 | 41688000 | 41340600 | 40993200 | 40645800 | 40298400 | 39951000 | 39603600 | 39603600 | 39256200 | 39256200 | 39256200 | 39256200 | 39256200
Direct Buildings Pollutant Emissions[commercial,LPG propane or butane bf,PM25] | NoSettings | 46204200 | 46204200 | 46204200 | 46204200 | 46204200 | 45856800 | 45509400 | 45509400 | 45162000 | 44814600 | 44467200 | 44119800 | 43772400 | 43425000 | 43077600 | 42730200 | 42382800 | 42035400 | 41688000 | 41340600 | 40993200 | 40645800 | 40298400 | 39951000 | 39603600 | 39603600 | 39256200 | 39256200 | 39256200 | 39256200 | 39256200
Direct Buildings Pollutant Emissions[commercial,LPG propane or butane bf,SOx] | NoSettings | 0 | 0 | 0 | 0 | 0 | 0 | 0 | 0 | 0 | 0 | 0 | 0 | 0 | 0 | 0 | 0 | 0 | 0 | 0 | 0 | 0 | 0 | 0 | 0 | 0 | 0 | 0 | 0 | 0 | 0 | 0
Direct Buildings Pollutant Emissions[commercial,LPG propane or butane bf,BC] | NoSettings | 7620900 | 7620900 | 7620900 | 7620900 | 7620900 | 7563600 | 7506300 | 7506300 | 7449000 | 7391700 | 7334400 | 7277100 | 7219800 | 7162500 | 7105200 | 7047900 | 6990600 | 6933300 | 6876000 | 6818700 | 6761400 | 6704100 | 6646800 | 6589500 | 6532200 | 6532200 | 6474900 | 6474900 | 6474900 | 6474900 | 6474900
Direct Buildings Pollutant Emissions[commercial,LPG propane or butane bf,OC] | NoSettings | 19777100 | 19777100 | 19777100 | 19777100 | 19777100 | 19628400 | 19479700 | 19479700 | 19331000 | 19182300 | 19033600 | 18884900 | 18736200 | 18587500 | 18438800 | 18290100 | 18141400 | 17992700 | 17844000 | 17695300 | 17546600 | 17397900 | 17249200 | 17100500 | 16951800 | 16951800 | 16803100 | 16803100 | 16803100 | 16803100 | 16803100
Direct Buildings Pollutant Emissions[commercial,LPG propane or butane bf,CH4] | NoSettings | 39900000 | 39900000 | 39900000 | 39900000 | 39900000 | 39600000 | 39300000 | 39300000 | 39000000 | 38700000 | 38400000 | 38100000 | 37800000 | 37500000 | 37200000 | 36900000 | 36600000 | 36300000 | 36000000 | 35700000 | 35400000 | 35100000 | 34800000 | 34500000 | 34200000 | 34200000 | 33900000 | 33900000 | 33900000 | 33900000 | 33900000
Direct Buildings Pollutant Emissions[commercial,LPG propane or butane bf,N2O] | NoSettings | 7980000 | 7980000 | 7980000 | 7980000 | 7980000 | 7920000 | 7860000 | 7860000 | 7800000 | 7740000 | 7680000 | 7620000 | 7560000 | 7500000 | 7440000 | 7380000 | 7320000 | 7260000 | 7200000 | 7140000 | 7080000 | 7020000 | 6960000 | 6900000 | 6840000 | 6840000 | 6780000 | 6780000 | 6780000 | 6780000 | 6780000
Direct Buildings Pollutant Emissions[commercial,LPG propane or butane bf,F gases] | NoSettings | 0 | 0 | 0 | 0 | 0 | 0 | 0 | 0 | 0 | 0 | 0 | 0 | 0 | 0 | 0 | 0 | 0 | 0 | 0 | 0 | 0 | 0 | 0 | 0 | 0 | 0 | 0 | 0 | 0 | 0 | 0
Direct Buildings Pollutant Emissions[commercial,hydrogen bf,CO2] | NoSettings | 0 | 0 | 0 | 0 | 0 | 0 | 0 | 0 | 0 | 0 | 0 | 0 | 0 | 0 | 0 | 0 | 0 | 0 | 0 | 0 | 0 | 0 | 0 | 0 | 0 | 0 | 0 | 0 | 0 | 0 | 0
Direct Buildings Pollutant Emissions[commercial,hydrogen bf,VOC] | NoSettings | 0 | 0 | 0 | 0 | 0 | 0 | 0 | 0 | 0 | 0 | 0 | 0 | 0 | 0 | 0 | 0 | 0 | 0 | 0 | 0 | 0 | 0 | 0 | 0 | 0 | 0 | 0 | 0 | 0 | 0 | 0
Direct Buildings Pollutant Emissions[commercial,hydrogen bf,CO] | NoSettings | 0 | 0 | 0 | 0 | 0 | 0 | 0 | 0 | 0 | 0 | 0 | 0 | 0 | 0 | 0 | 0 | 0 | 0 | 0 | 0 | 0 | 0 | 0 | 0 | 0 | 0 | 0 | 0 | 0 | 0 | 0
Direct Buildings Pollutant Emissions[commercial,hydrogen bf,NOx] | NoSettings | 0 | 0 | 0 | 0 | 0 | 0 | 0 | 0 | 0 | 0 | 0 | 0 | 0 | 0 | 0 | 0 | 0 | 0 | 0 | 0 | 0 | 0 | 0 | 0 | 0 | 0 | 0 | 0 | 0 | 0 | 0
Direct Buildings Pollutant Emissions[commercial,hydrogen bf,PM10] | NoSettings | 0 | 0 | 0 | 0 | 0 | 0 | 0 | 0 | 0 | 0 | 0 | 0 | 0 | 0 | 0 | 0 | 0 | 0 | 0 | 0 | 0 | 0 | 0 | 0 | 0 | 0 | 0 | 0 | 0 | 0 | 0
Direct Buildings Pollutant Emissions[commercial,hydrogen bf,PM25] | NoSettings | 0 | 0 | 0 | 0 | 0 | 0 | 0 | 0 | 0 | 0 | 0 | 0 | 0 | 0 | 0 | 0 | 0 | 0 | 0 | 0 | 0 | 0 | 0 | 0 | 0 | 0 | 0 | 0 | 0 | 0 | 0
Direct Buildings Pollutant Emissions[commercial,hydrogen bf,SOx] | NoSettings | 0 | 0 | 0 | 0 | 0 | 0 | 0 | 0 | 0 | 0 | 0 | 0 | 0 | 0 | 0 | 0 | 0 | 0 | 0 | 0 | 0 | 0 | 0 | 0 | 0 | 0 | 0 | 0 | 0 | 0 | 0
Direct Buildings Pollutant Emissions[commercial,hydrogen bf,BC] | NoSettings | 0 | 0 | 0 | 0 | 0 | 0 | 0 | 0 | 0 | 0 | 0 | 0 | 0 | 0 | 0 | 0 | 0 | 0 | 0 | 0 | 0 | 0 | 0 | 0 | 0 | 0 | 0 | 0 | 0 | 0 | 0
Direct Buildings Pollutant Emissions[commercial,hydrogen bf,OC] | NoSettings | 0 | 0 | 0 | 0 | 0 | 0 | 0 | 0 | 0 | 0 | 0 | 0 | 0 | 0 | 0 | 0 | 0 | 0 | 0 | 0 | 0 | 0 | 0 | 0 | 0 | 0 | 0 | 0 | 0 | 0 | 0
Direct Buildings Pollutant Emissions[commercial,hydrogen bf,CH4] | NoSettings | 0 | 0 | 0 | 0 | 0 | 0 | 0 | 0 | 0 | 0 | 0 | 0 | 0 | 0 | 0 | 0 | 0 | 0 | 0 | 0 | 0 | 0 | 0 | 0 | 0 | 0 | 0 | 0 | 0 | 0 | 0
Direct Buildings Pollutant Emissions[commercial,hydrogen bf,N2O] | NoSettings | 0 | 0 | 0 | 0 | 0 | 0 | 0 | 0 | 0 | 0 | 0 | 0 | 0 | 0 | 0 | 0 | 0 | 0 | 0 | 0 | 0 | 0 | 0 | 0 | 0 | 0 | 0 | 0 | 0 | 0 | 0
Direct Buildings Pollutant Emissions[commercial,hydrogen bf,F gases] | NoSettings | 0 | 0 | 0 | 0 | 0 | 0 | 0 | 0 | 0 | 0 | 0 | 0 | 0 | 0 | 0 | 0 | 0 | 0 | 0 | 0 | 0 | 0 | 0 | 0 | 0 | 0 | 0 | 0 | 0 | 0 | 0
Transportation Pollutant Emissions Disaggregated[LDVs,CO2,passenger,electricity tf] | NoSettings | 0 | 0 | 0 | 0 | 0 | 0 | 0 | 0 | 0 | 0 | 0 | 0 | 0 | 0 | 0 | 0 | 0 | 0 | 0 | 0 | 0 | 0 | 0 | 0 | 0 | 0 | 0 | 0 | 0 | 0 | 0
Transportation Pollutant Emissions Disaggregated[LDVs,CO2,passenger,natural gas tf] | NoSettings | 24574400000 | 24063500000 | 20295700000 | 16696200000 | 13323200000 | 10248600000 | 7542990000 | 5254670000 | 3371200000 | 1899640000 | 845247000 | 211417000 | 0 | 0 | 0 | 0 | 0 | 0 | 0 | 0 | 0 | 0 | 0 | 0 | 0 | 0 | 0 | 0 | 0 | 0 | 0
Transportation Pollutant Emissions Disaggregated[LDVs,CO2,passenger,petroleum gasoline tf] | NoSettings | 100064000000000 | 113093000000000 | 112249000000000 | 111296000000000 | 109272000000000 | 106939000000000 | 104477000000000 | 102083000000000 | 99799300000000 | 97481100000000 | 94866700000000 | 91814500000000 | 88598800000000 | 85777900000000 | 82889300000000 | 80106500000000 | 77108500000000 | 73950700000000 | 70571100000000 | 66846100000000 | 62947500000000 | 58923900000000 | 54904400000000 | 50934100000000 | 47190700000000 | 43720000000000 | 40590900000000 | 37801600000000 | 35338700000000 | 33180000000000 | 31298500000000
Transportation Pollutant Emissions Disaggregated[LDVs,CO2,passenger,petroleum diesel tf] | NoSettings | 402884000000 | 411844000000 | 366909000000 | 322898000000 | 277259000000 | 233561000000 | 191945000000 | 152299000000 | 115238000000 | 80666000000 | 48243000000 | 19564500000 | 0 | 0 | 0 | 0 | 0 | 0 | 0 | 0 | 0 | 0 | 0 | 0 | 0 | 0 | 0 | 0 | 0 | 0 | 0
Transportation Pollutant Emissions Disaggregated[LDVs,CO2,passenger,biofuel gasoline tf] | NoSettings | 0 | 0 | 0 | 0 | 0 | 0 | 0 | 0 | 0 | 0 | 0 | 0 | 0 | 0 | 0 | 0 | 0 | 0 | 0 | 0 | 0 | 0 | 0 | 0 | 0 | 0 | 0 | 0 | 0 | 0 | 0
Transportation Pollutant Emissions Disaggregated[LDVs,CO2,passenger,biofuel diesel tf] | NoSettings | 0 | 0 | 0 | 0 | 0 | 0 | 0 | 0 | 0 | 0 | 0 | 0 | 0 | 0 | 0 | 0 | 0 | 0 | 0 | 0 | 0 | 0 | 0 | 0 | 0 | 0 | 0 | 0 | 0 | 0 | 0
Transportation Pollutant Emissions Disaggregated[LDVs,CO2,passenger,jet fuel tf] | NoSettings | 0 | 0 | 0 | 0 | 0 | 0 | 0 | 0 | 0 | 0 | 0 | 0 | 0 | 0 | 0 | 0 | 0 | 0 | 0 | 0 | 0 | 0 | 0 | 0 | 0 | 0 | 0 | 0 | 0 | 0 | 0
Transportation Pollutant Emissions Disaggregated[LDVs,CO2,passenger,heavy or residual fuel oil tf] | NoSettings | 0 | 0 | 0 | 0 | 0 | 0 | 0 | 0 | 0 | 0 | 0 | 0 | 0 | 0 | 0 | 0 | 0 | 0 | 0 | 0 | 0 | 0 | 0 | 0 | 0 | 0 | 0 | 0 | 0 | 0 | 0
Transportation Pollutant Emissions Disaggregated[LDVs,CO2,passenger,LPG propane or butane tf] | NoSettings | 0 | 0 | 0 | 0 | 0 | 0 | 0 | 0 | 0 | 0 | 0 | 0 | 0 | 0 | 0 | 0 | 0 | 0 | 0 | 0 | 0 | 0 | 0 | 0 | 0 | 0 | 0 | 0 | 0 | 0 | 0
Transportation Pollutant Emissions Disaggregated[LDVs,CO2,passenger,hydrogen tf] | NoSettings | 0 | 0 | 0 | 0 | 0 | 0 | 0 | 0 | 0 | 0 | 0 | 0 | 0 | 0 | 0 | 0 | 0 | 0 | 0 | 0 | 0 | 0 | 0 | 0 | 0 | 0 | 0 | 0 | 0 | 0 | 0
Transportation Pollutant Emissions Disaggregated[LDVs,CO2,freight,electricity tf] | NoSettings | 0 | 0 | 0 | 0 | 0 | 0 | 0 | 0 | 0 | 0 | 0 | 0 | 0 | 0 | 0 | 0 | 0 | 0 | 0 | 0 | 0 | 0 | 0 | 0 | 0 | 0 | 0 | 0 | 0 | 0 | 0
Transportation Pollutant Emissions Disaggregated[LDVs,CO2,freight,natural gas tf] | NoSettings | 17550200000 | 17319300000 | 15652200000 | 13925200000 | 12181200000 | 10466100000 | 8829470000 | 7316530000 | 5911550000 | 4621790000 | 3456880000 | 2441450000 | 1585410000 | 888712000 | 794211000 | 671920000 | 521547000 | 418158000 | 331472000 | 266345000 | 219721000 | 176861000 | 143293000 | 112810000 | 89835500 | 73157000 | 58029300 | 44519300 | 32670700 | 24919300 | 18164700
Transportation Pollutant Emissions Disaggregated[LDVs,CO2,freight,petroleum gasoline tf] | NoSettings | 7311480000000 | 7939330000000 | 7898450000000 | 7870330000000 | 7815320000000 | 7737360000000 | 7676290000000 | 7590490000000 | 7488830000000 | 7377270000000 | 7237470000000 | 7113430000000 | 6970920000000 | 6844200000000 | 6513640000000 | 6242900000000 | 5981400000000 | 5695400000000 | 5430270000000 | 5165800000000 | 4914750000000 | 4699870000000 | 4521990000000 | 4383450000000 | 4285330000000 | 4215610000000 | 4176220000000 | 4166290000000 | 4185430000000 | 4234410000000 | 4285080000000
Transportation Pollutant Emissions Disaggregated[LDVs,CO2,freight,petroleum diesel tf] | NoSettings | 7289940000000 | 7631840000000 | 7294480000000 | 6952480000000 | 6588870000000 | 6204130000000 | 5841240000000 | 5477300000000 | 5123300000000 | 4774350000000 | 4427870000000 | 4230930000000 | 4025470000000 | 3809630000000 | 3654010000000 | 3467440000000 | 3285520000000 | 3124060000000 | 2970480000000 | 2832080000000 | 2702960000000 | 2587450000000 | 2489240000000 | 2408910000000 | 2341930000000 | 2291360000000 | 2255470000000 | 2236590000000 | 2234080000000 | 2251830000000 | 2271000000000
Transportation Pollutant Emissions Disaggregated[LDVs,CO2,freight,biofuel gasoline tf] | NoSettings | 0 | 0 | 0 | 0 | 0 | 0 | 0 | 0 | 0 | 0 | 0 | 0 | 0 | 0 | 0 | 0 | 0 | 0 | 0 | 0 | 0 | 0 | 0 | 0 | 0 | 0 | 0 | 0 | 0 | 0 | 0
Transportation Pollutant Emissions Disaggregated[LDVs,CO2,freight,biofuel diesel tf] | NoSettings | 0 | 0 | 0 | 0 | 0 | 0 | 0 | 0 | 0 | 0 | 0 | 0 | 0 | 0 | 0 | 0 | 0 | 0 | 0 | 0 | 0 | 0 | 0 | 0 | 0 | 0 | 0 | 0 | 0 | 0 | 0
Transportation Pollutant Emissions Disaggregated[LDVs,CO2,freight,jet fuel tf] | NoSettings | 0 | 0 | 0 | 0 | 0 | 0 | 0 | 0 | 0 | 0 | 0 | 0 | 0 | 0 | 0 | 0 | 0 | 0 | 0 | 0 | 0 | 0 | 0 | 0 | 0 | 0 | 0 | 0 | 0 | 0 | 0
Transportation Pollutant Emissions Disaggregated[LDVs,CO2,freight,heavy or residual fuel oil tf] | NoSettings | 0 | 0 | 0 | 0 | 0 | 0 | 0 | 0 | 0 | 0 | 0 | 0 | 0 | 0 | 0 | 0 | 0 | 0 | 0 | 0 | 0 | 0 | 0 | 0 | 0 | 0 | 0 | 0 | 0 | 0 | 0
Transportation Pollutant Emissions Disaggregated[LDVs,CO2,freight,LPG propane or butane tf] | NoSettings | 0 | 0 | 0 | 0 | 0 | 0 | 0 | 0 | 0 | 0 | 0 | 0 | 0 | 0 | 0 | 0 | 0 | 0 | 0 | 0 | 0 | 0 | 0 | 0 | 0 | 0 | 0 | 0 | 0 | 0 | 0
Transportation Pollutant Emissions Disaggregated[LDVs,CO2,freight,hydrogen tf] | NoSettings | 0 | 0 | 0 | 0 | 0 | 0 | 0 | 0 | 0 | 0 | 0 | 0 | 0 | 0 | 0 | 0 | 0 | 0 | 0 | 0 | 0 | 0 | 0 | 0 | 0 | 0 | 0 | 0 | 0 | 0 | 0
Transportation Pollutant Emissions Disaggregated[LDVs,VOC,passenger,electricity tf] | NoSettings | 0 | 0 | 0 | 0 | 0 | 0 | 0 | 0 | 0 | 0 | 0 | 0 | 0 | 0 | 0 | 0 | 0 | 0 | 0 | 0 | 0 | 0 | 0 | 0 | 0 | 0 | 0 | 0 | 0 | 0 | 0
Transportation Pollutant Emissions Disaggregated[LDVs,VOC,passenger,natural gas tf] | NoSettings | 16091800 | 15757300 | 13290000 | 10933000 | 8724290 | 6711000 | 4939300 | 3440860 | 2207530 | 1243920 | 553484 | 138440 | 0 | 0 | 0 | 0 | 0 | 0 | 0 | 0 | 0 | 0 | 0 | 0 | 0 | 0 | 0 | 0 | 0 | 0 | 0
Transportation Pollutant Emissions Disaggregated[LDVs,VOC,passenger,petroleum gasoline tf] | NoSettings | 70985500000 | 80228000000 | 79629700000 | 78953500000 | 77517700000 | 75862900000 | 74115700000 | 72417400000 | 70797700000 | 69153200000 | 67298500000 | 65133200000 | 62852100000 | 60850900000 | 58801800000 | 56827600000 | 54700800000 | 52460700000 | 50063200000 | 47420700000 | 44655000000 | 41800700000 | 38949200000 | 36132700000 | 33477100000 | 31015000000 | 28795200000 | 26816500000 | 25069300000 | 23537900000 | 22203200000
Transportation Pollutant Emissions Disaggregated[LDVs,VOC,passenger,petroleum diesel tf] | NoSettings | 173768000 | 177632000 | 158251000 | 139269000 | 119584000 | 100737000 | 82787600 | 65688000 | 49703000 | 34791900 | 20807600 | 8438340 | 0 | 0 | 0 | 0 | 0 | 0 | 0 | 0 | 0 | 0 | 0 | 0 | 0 | 0 | 0 | 0 | 0 | 0 | 0
Transportation Pollutant Emissions Disaggregated[LDVs,VOC,passenger,biofuel gasoline tf] | NoSettings | 4959250000 | 5621830000 | 5596660000 | 5565750000 | 5480860000 | 5379840000 | 5271560000 | 5165980000 | 5065370000 | 4955040000 | 4836350000 | 4680750000 | 4516820000 | 4373010000 | 4225750000 | 4083880000 | 3931040000 | 3770050000 | 3597760000 | 3407860000 | 3209110000 | 3003980000 | 2799070000 | 2596660000 | 2405820000 | 2228870000 | 2069350000 | 1927150000 | 1801590000 | 1691540000 | 1595620000
Transportation Pollutant Emissions Disaggregated[LDVs,VOC,passenger,biofuel diesel tf] | NoSettings | 40333300 | 46339800 | 46064500 | 44963100 | 42607400 | 39444300 | 35498400 | 30752300 | 25341200 | 19277800 | 12507600 | 5072320 | 0 | 0 | 0 | 0 | 0 | 0 | 0 | 0 | 0 | 0 | 0 | 0 | 0 | 0 | 0 | 0 | 0 | 0 | 0
Transportation Pollutant Emissions Disaggregated[LDVs,VOC,passenger,jet fuel tf] | NoSettings | 0 | 0 | 0 | 0 | 0 | 0 | 0 | 0 | 0 | 0 | 0 | 0 | 0 | 0 | 0 | 0 | 0 | 0 | 0 | 0 | 0 | 0 | 0 | 0 | 0 | 0 | 0 | 0 | 0 | 0 | 0
Transportation Pollutant Emissions Disaggregated[LDVs,VOC,passenger,heavy or residual fuel oil tf] | NoSettings | 0 | 0 | 0 | 0 | 0 | 0 | 0 | 0 | 0 | 0 | 0 | 0 | 0 | 0 | 0 | 0 | 0 | 0 | 0 | 0 | 0 | 0 | 0 | 0 | 0 | 0 | 0 | 0 | 0 | 0 | 0
Transportation Pollutant Emissions Disaggregated[LDVs,VOC,passenger,LPG propane or butane tf] | NoSettings | 0 | 0 | 0 | 0 | 0 | 0 | 0 | 0 | 0 | 0 | 0 | 0 | 0 | 0 | 0 | 0 | 0 | 0 | 0 | 0 | 0 | 0 | 0 | 0 | 0 | 0 | 0 | 0 | 0 | 0 | 0
Transportation Pollutant Emissions Disaggregated[LDVs,VOC,passenger,hydrogen tf] | NoSettings | 0 | 0 | 0 | 0 | 0 | 0 | 0 | 0 | 0 | 0 | 0 | 0 | 0 | 0 | 0 | 0 | 0 | 0 | 0 | 0 | 0 | 0 | 0 | 0 | 0 | 0 | 0 | 0 | 0 | 0 | 0
Transportation Pollutant Emissions Disaggregated[LDVs,VOC,freight,electricity tf] | NoSettings | 0 | 0 | 0 | 0 | 0 | 0 | 0 | 0 | 0 | 0 | 0 | 0 | 0 | 0 | 0 | 0 | 0 | 0 | 0 | 0 | 0 | 0 | 0 | 0 | 0 | 0 | 0 | 0 | 0 | 0 | 0
Transportation Pollutant Emissions Disaggregated[LDVs,VOC,freight,natural gas tf] | NoSettings | 11492200 | 11341000 | 10249400 | 9118470 | 7976490 | 6853410 | 5781710 | 4791010 | 3871000 | 3026440 | 2263630 | 1598710 | 1038160 | 581946 | 520065 | 439987 | 341519 | 273818 | 217055 | 174408 | 143878 | 115812 | 93830.8 | 73870.1 | 58826 | 47904.6 | 37998.7 | 29152.1 | 21393.4 | 16317.6 | 11894.6
Transportation Pollutant Emissions Disaggregated[LDVs,VOC,freight,petroleum gasoline tf] | NoSettings | 5186770000 | 5632170000 | 5603170000 | 5583220000 | 5544190000 | 5488890000 | 5445570000 | 5384700000 | 5312580000 | 5233440000 | 5134260000 | 5046270000 | 4945180000 | 4855280000 | 4620780000 | 4428720000 | 4243210000 | 4040320000 | 3852230000 | 3664620000 | 3486520000 | 3334090000 | 3207900000 | 3109620000 | 3040020000 | 2990550000 | 2962610000 | 2955570000 | 2969150000 | 3003890000 | 3039840000
Transportation Pollutant Emissions Disaggregated[LDVs,VOC,freight,petroleum diesel tf] | NoSettings | 3144210000 | 3291680000 | 3146170000 | 2998670000 | 2841840000 | 2675890000 | 2519380000 | 2362410000 | 2209720000 | 2059220000 | 1909780000 | 1824840000 | 1736220000 | 1643130000 | 1576010000 | 1495540000 | 1417070000 | 1347440000 | 1281190000 | 1221500000 | 1165810000 | 1115990000 | 1073630000 | 1038980000 | 1010100000 | 988285000 | 972802000 | 964659000 | 963579000 | 971233000 | 979503000
Transportation Pollutant Emissions Disaggregated[LDVs,VOC,freight,biofuel gasoline tf] | NoSettings | 362363000 | 394664000 | 393810000 | 393583000 | 391999000 | 389245000 | 387320000 | 384126000 | 380102000 | 374991000 | 368968000 | 362645000 | 355380000 | 348919000 | 332068000 | 318265000 | 304933000 | 290353000 | 276837000 | 263354000 | 250555000 | 239601000 | 230532000 | 223470000 | 218468000 | 214913000 | 212905000 | 212399000 | 213374000 | 215872000 | 218455000
Transportation Pollutant Emissions Disaggregated[LDVs,VOC,freight,biofuel diesel tf] | NoSettings | 729805000 | 858719000 | 915805000 | 968123000 | 1012540000 | 1047770000 | 1080280000 | 1105980000 | 1126630000 | 1140990000 | 1147980000 | 1096920000 | 1043650000 | 987689000 | 947343000 | 898973000 | 851809000 | 809949000 | 770131000 | 734250000 | 700774000 | 670827000 | 645364000 | 624536000 | 607173000 | 594062000 | 584755000 | 579861000 | 579211000 | 583812000 | 588783000
Transportation Pollutant Emissions Disaggregated[LDVs,VOC,freight,jet fuel tf] | NoSettings | 0 | 0 | 0 | 0 | 0 | 0 | 0 | 0 | 0 | 0 | 0 | 0 | 0 | 0 | 0 | 0 | 0 | 0 | 0 | 0 | 0 | 0 | 0 | 0 | 0 | 0 | 0 | 0 | 0 | 0 | 0
Transportation Pollutant Emissions Disaggregated[LDVs,VOC,freight,heavy or residual fuel oil tf] | NoSettings | 0 | 0 | 0 | 0 | 0 | 0 | 0 | 0 | 0 | 0 | 0 | 0 | 0 | 0 | 0 | 0 | 0 | 0 | 0 | 0 | 0 | 0 | 0 | 0 | 0 | 0 | 0 | 0 | 0 | 0 | 0
Transportation Pollutant Emissions Disaggregated[LDVs,VOC,freight,LPG propane or butane tf] | NoSettings | 0 | 0 | 0 | 0 | 0 | 0 | 0 | 0 | 0 | 0 | 0 | 0 | 0 | 0 | 0 | 0 | 0 | 0 | 0 | 0 | 0 | 0 | 0 | 0 | 0 | 0 | 0 | 0 | 0 | 0 | 0
Transportation Pollutant Emissions Disaggregated[LDVs,VOC,freight,hydrogen tf] | NoSettings | 0 | 0 | 0 | 0 | 0 | 0 | 0 | 0 | 0 | 0 | 0 | 0 | 0 | 0 | 0 | 0 | 0 | 0 | 0 | 0 | 0 | 0 | 0 | 0 | 0 | 0 | 0 | 0 | 0 | 0 | 0
Transportation Pollutant Emissions Disaggregated[LDVs,CO,passenger,electricity tf] | NoSettings | 0 | 0 | 0 | 0 | 0 | 0 | 0 | 0 | 0 | 0 | 0 | 0 | 0 | 0 | 0 | 0 | 0 | 0 | 0 | 0 | 0 | 0 | 0 | 0 | 0 | 0 | 0 | 0 | 0 | 0 | 0
Transportation Pollutant Emissions Disaggregated[LDVs,CO,passenger,natural gas tf] | NoSettings | 251049000 | 245829000 | 207338000 | 170565000 | 136108000 | 104698000 | 77058100 | 53680900 | 34439700 | 19406400 | 8634910 | 2159800 | 0 | 0 | 0 | 0 | 0 | 0 | 0 | 0 | 0 | 0 | 0 | 0 | 0 | 0 | 0 | 0 | 0 | 0 | 0
Transportation Pollutant Emissions Disaggregated[LDVs,CO,passenger,petroleum gasoline tf] | NoSettings | 803329000000 | 907924000000 | 901153000000 | 893501000000 | 877252000000 | 858525000000 | 838753000000 | 819534000000 | 801203000000 | 782592000000 | 761604000000 | 737100000000 | 711284000000 | 688637000000 | 665448000000 | 643106000000 | 619038000000 | 593687000000 | 566555000000 | 536650000000 | 505352000000 | 473050000000 | 440781000000 | 408906000000 | 378854000000 | 350990000000 | 325869000000 | 303477000000 | 283704000000 | 266374000000 | 251269000000
Transportation Pollutant Emissions Disaggregated[LDVs,CO,passenger,petroleum diesel tf] | NoSettings | 3973250000 | 4061610000 | 3618460000 | 3184420000 | 2734330000 | 2303380000 | 1892970000 | 1501980000 | 1136480000 | 795529000 | 475773000 | 192945000 | 0 | 0 | 0 | 0 | 0 | 0 | 0 | 0 | 0 | 0 | 0 | 0 | 0 | 0 | 0 | 0 | 0 | 0 | 0
Transportation Pollutant Emissions Disaggregated[LDVs,CO,passenger,biofuel gasoline tf] | NoSettings | 60055500000 | 68079200000 | 67774300000 | 67400100000 | 66372100000 | 65148700000 | 63837500000 | 62559000000 | 61340500000 | 60004500000 | 58567300000 | 56682900000 | 54697800000 | 52956200000 | 51172900000 | 49454900000 | 47604100000 | 45654600000 | 43568200000 | 41268500000 | 38861700000 | 36377600000 | 33896100000 | 31445000000 | 29133900000 | 26991200000 | 25059400000 | 23337400000 | 21816900000 | 20484200000 | 19322700000
Transportation Pollutant Emissions Disaggregated[LDVs,CO,passenger,biofuel diesel tf] | NoSettings | 977950000 | 1123590000 | 1116910000 | 1090210000 | 1033090000 | 956396000 | 860719000 | 745641000 | 614441000 | 467424000 | 303267000 | 122987000 | 0 | 0 | 0 | 0 | 0 | 0 | 0 | 0 | 0 | 0 | 0 | 0 | 0 | 0 | 0 | 0 | 0 | 0 | 0
Transportation Pollutant Emissions Disaggregated[LDVs,CO,passenger,jet fuel tf] | NoSettings | 0 | 0 | 0 | 0 | 0 | 0 | 0 | 0 | 0 | 0 | 0 | 0 | 0 | 0 | 0 | 0 | 0 | 0 | 0 | 0 | 0 | 0 | 0 | 0 | 0 | 0 | 0 | 0 | 0 | 0 | 0
Transportation Pollutant Emissions Disaggregated[LDVs,CO,passenger,heavy or residual fuel oil tf] | NoSettings | 0 | 0 | 0 | 0 | 0 | 0 | 0 | 0 | 0 | 0 | 0 | 0 | 0 | 0 | 0 | 0 | 0 | 0 | 0 | 0 | 0 | 0 | 0 | 0 | 0 | 0 | 0 | 0 | 0 | 0 | 0
Transportation Pollutant Emissions Disaggregated[LDVs,CO,passenger,LPG propane or butane tf] | NoSettings | 0 | 0 | 0 | 0 | 0 | 0 | 0 | 0 | 0 | 0 | 0 | 0 | 0 | 0 | 0 | 0 | 0 | 0 | 0 | 0 | 0 | 0 | 0 | 0 | 0 | 0 | 0 | 0 | 0 | 0 | 0
Transportation Pollutant Emissions Disaggregated[LDVs,CO,passenger,hydrogen tf] | NoSettings | 0 | 0 | 0 | 0 | 0 | 0 | 0 | 0 | 0 | 0 | 0 | 0 | 0 | 0 | 0 | 0 | 0 | 0 | 0 | 0 | 0 | 0 | 0 | 0 | 0 | 0 | 0 | 0 | 0 | 0 | 0
Transportation Pollutant Emissions Disaggregated[LDVs,CO,freight,electricity tf] | NoSettings | 0 | 0 | 0 | 0 | 0 | 0 | 0 | 0 | 0 | 0 | 0 | 0 | 0 | 0 | 0 | 0 | 0 | 0 | 0 | 0 | 0 | 0 | 0 | 0 | 0 | 0 | 0 | 0 | 0 | 0 | 0
Transportation Pollutant Emissions Disaggregated[LDVs,CO,freight,natural gas tf] | NoSettings | 179290000 | 176931000 | 159901000 | 142257000 | 124441000 | 106920000 | 90200600 | 74744600 | 60391500 | 47215500 | 35314900 | 24941500 | 16196300 | 9078950 | 8113540 | 6864240 | 5328050 | 4271840 | 3386270 | 2720940 | 2244640 | 1806780 | 1463860 | 1152450 | 917746 | 747361 | 592819 | 454803 | 333759 | 254572 | 185568
Transportation Pollutant Emissions Disaggregated[LDVs,CO,freight,petroleum gasoline tf] | NoSettings | 58697600000 | 63738100000 | 63409900000 | 63184200000 | 62742500000 | 62116700000 | 61626400000 | 60937600000 | 60121400000 | 59225800000 | 58103400000 | 57107700000 | 55963600000 | 54946200000 | 52292500000 | 50118900000 | 48019500000 | 45723500000 | 43595000000 | 41471800000 | 39456300000 | 37731200000 | 36303200000 | 35191000000 | 34403300000 | 33843500000 | 33527300000 | 33447600000 | 33601200000 | 33994500000 | 34401300000
Transportation Pollutant Emissions Disaggregated[LDVs,CO,freight,petroleum diesel tf] | NoSettings | 71893500000 | 75265300000 | 71938300000 | 68565500000 | 64979600000 | 61185200000 | 57606400000 | 54017200000 | 50526000000 | 47084700000 | 43667700000 | 41725500000 | 39699200000 | 37570600000 | 36035900000 | 34195900000 | 32401900000 | 30809500000 | 29294900000 | 27930000000 | 26656700000 | 25517500000 | 24548900000 | 23756700000 | 23096200000 | 22597500000 | 22243400000 | 22057300000 | 22032500000 | 22207500000 | 22396600000
Transportation Pollutant Emissions Disaggregated[LDVs,CO,freight,biofuel gasoline tf] | NoSettings | 4388140000 | 4779300000 | 4768960000 | 4766210000 | 4747030000 | 4713680000 | 4690370000 | 4651690000 | 4602950000 | 4541060000 | 4468130000 | 4391560000 | 4303580000 | 4225340000 | 4021270000 | 3854120000 | 3692680000 | 3516120000 | 3352440000 | 3189160000 | 3034170000 | 2901510000 | 2791700000 | 2706170000 | 2645600000 | 2602550000 | 2578240000 | 2572110000 | 2583920000 | 2614160000 | 2645440000
Transportation Pollutant Emissions Disaggregated[LDVs,CO,freight,biofuel diesel tf] | NoSettings | 17695400000 | 20821100000 | 22205300000 | 23473800000 | 24550700000 | 25405000000 | 26193300000 | 26816300000 | 27317100000 | 27665200000 | 27834700000 | 26596700000 | 25305100000 | 23948200000 | 22970000000 | 21797200000 | 20653600000 | 19638600000 | 18673200000 | 17803200000 | 16991500000 | 16265400000 | 15648000000 | 15143000000 | 14721900000 | 14404100000 | 14178400000 | 14059700000 | 14044000000 | 14155500000 | 14276100000
Transportation Pollutant Emissions Disaggregated[LDVs,CO,freight,jet fuel tf] | NoSettings | 0 | 0 | 0 | 0 | 0 | 0 | 0 | 0 | 0 | 0 | 0 | 0 | 0 | 0 | 0 | 0 | 0 | 0 | 0 | 0 | 0 | 0 | 0 | 0 | 0 | 0 | 0 | 0 | 0 | 0 | 0
Transportation Pollutant Emissions Disaggregated[LDVs,CO,freight,heavy or residual fuel oil tf] | NoSettings | 0 | 0 | 0 | 0 | 0 | 0 | 0 | 0 | 0 | 0 | 0 | 0 | 0 | 0 | 0 | 0 | 0 | 0 | 0 | 0 | 0 | 0 | 0 | 0 | 0 | 0 | 0 | 0 | 0 | 0 | 0
Transportation Pollutant Emissions Disaggregated[LDVs,CO,freight,LPG propane or butane tf] | NoSettings | 0 | 0 | 0 | 0 | 0 | 0 | 0 | 0 | 0 | 0 | 0 | 0 | 0 | 0 | 0 | 0 | 0 | 0 | 0 | 0 | 0 | 0 | 0 | 0 | 0 | 0 | 0 | 0 | 0 | 0 | 0
Transportation Pollutant Emissions Disaggregated[LDVs,CO,freight,hydrogen tf] | NoSettings | 0 | 0 | 0 | 0 | 0 | 0 | 0 | 0 | 0 | 0 | 0 | 0 | 0 | 0 | 0 | 0 | 0 | 0 | 0 | 0 | 0 | 0 | 0 | 0 | 0 | 0 | 0 | 0 | 0 | 0 | 0
Transportation Pollutant Emissions Disaggregated[LDVs,NOx,passenger,electricity tf] | NoSettings | 0 | 0 | 0 | 0 | 0 | 0 | 0 | 0 | 0 | 0 | 0 | 0 | 0 | 0 | 0 | 0 | 0 | 0 | 0 | 0 | 0 | 0 | 0 | 0 | 0 | 0 | 0 | 0 | 0 | 0 | 0
Transportation Pollutant Emissions Disaggregated[LDVs,NOx,passenger,natural gas tf] | NoSettings | 11146800 | 10915100 | 9206030 | 7573290 | 6043330 | 4648720 | 3421460 | 2383490 | 1529160 | 861666 | 383399 | 95897.5 | 0 | 0 | 0 | 0 | 0 | 0 | 0 | 0 | 0 | 0 | 0 | 0 | 0 | 0 | 0 | 0 | 0 | 0 | 0
Transportation Pollutant Emissions Disaggregated[LDVs,NOx,passenger,petroleum gasoline tf] | NoSettings | 35668400000 | 40312500000 | 40011900000 | 39672100000 | 38950700000 | 38119100000 | 37241300000 | 36387900000 | 35574000000 | 34747700000 | 33815800000 | 32727800000 | 31581600000 | 30576000000 | 29546400000 | 28554400000 | 27485800000 | 26360100000 | 25155500000 | 23827700000 | 22438000000 | 21003800000 | 19571000000 | 18155700000 | 16821400000 | 15584200000 | 14468900000 | 13474600000 | 12596700000 | 11827200000 | 11156500000
Transportation Pollutant Emissions Disaggregated[LDVs,NOx,passenger,petroleum diesel tf] | NoSettings | 186085000 | 190223000 | 169468000 | 149141000 | 128061000 | 107877000 | 88656000 | 70344200 | 53226200 | 37258100 | 22282600 | 9036480 | 0 | 0 | 0 | 0 | 0 | 0 | 0 | 0 | 0 | 0 | 0 | 0 | 0 | 0 | 0 | 0 | 0 | 0 | 0
Transportation Pollutant Emissions Disaggregated[LDVs,NOx,passenger,biofuel gasoline tf] | NoSettings | 2666570000 | 3022840000 | 3009300000 | 2992680000 | 2947040000 | 2892720000 | 2834500000 | 2777730000 | 2723630000 | 2664310000 | 2600490000 | 2516820000 | 2428680000 | 2351350000 | 2272170000 | 2195890000 | 2113710000 | 2027150000 | 1934500000 | 1832400000 | 1725530000 | 1615230000 | 1505050000 | 1396210000 | 1293600000 | 1198460000 | 1112680000 | 1036220000 | 968711000 | 909536000 | 857960000
Transportation Pollutant Emissions Disaggregated[LDVs,NOx,passenger,biofuel diesel tf] | NoSettings | 45802300 | 52623400 | 52310700 | 51059900 | 48384800 | 44792800 | 40311800 | 34922200 | 28777400 | 21891800 | 14203500 | 5760110 | 0 | 0 | 0 | 0 | 0 | 0 | 0 | 0 | 0 | 0 | 0 | 0 | 0 | 0 | 0 | 0 | 0 | 0 | 0
Transportation Pollutant Emissions Disaggregated[LDVs,NOx,passenger,jet fuel tf] | NoSettings | 0 | 0 | 0 | 0 | 0 | 0 | 0 | 0 | 0 | 0 | 0 | 0 | 0 | 0 | 0 | 0 | 0 | 0 | 0 | 0 | 0 | 0 | 0 | 0 | 0 | 0 | 0 | 0 | 0 | 0 | 0
Transportation Pollutant Emissions Disaggregated[LDVs,NOx,passenger,heavy or residual fuel oil tf] | NoSettings | 0 | 0 | 0 | 0 | 0 | 0 | 0 | 0 | 0 | 0 | 0 | 0 | 0 | 0 | 0 | 0 | 0 | 0 | 0 | 0 | 0 | 0 | 0 | 0 | 0 | 0 | 0 | 0 | 0 | 0 | 0
Transportation Pollutant Emissions Disaggregated[LDVs,NOx,passenger,LPG propane or butane tf] | NoSettings | 0 | 0 | 0 | 0 | 0 | 0 | 0 | 0 | 0 | 0 | 0 | 0 | 0 | 0 | 0 | 0 | 0 | 0 | 0 | 0 | 0 | 0 | 0 | 0 | 0 | 0 | 0 | 0 | 0 | 0 | 0
Transportation Pollutant Emissions Disaggregated[LDVs,NOx,passenger,hydrogen tf] | NoSettings | 0 | 0 | 0 | 0 | 0 | 0 | 0 | 0 | 0 | 0 | 0 | 0 | 0 | 0 | 0 | 0 | 0 | 0 | 0 | 0 | 0 | 0 | 0 | 0 | 0 | 0 | 0 | 0 | 0 | 0 | 0
Transportation Pollutant Emissions Disaggregated[LDVs,NOx,freight,electricity tf] | NoSettings | 0 | 0 | 0 | 0 | 0 | 0 | 0 | 0 | 0 | 0 | 0 | 0 | 0 | 0 | 0 | 0 | 0 | 0 | 0 | 0 | 0 | 0 | 0 | 0 | 0 | 0 | 0 | 0 | 0 | 0 | 0
Transportation Pollutant Emissions Disaggregated[LDVs,NOx,freight,natural gas tf] | NoSettings | 7960670 | 7855930 | 7099770 | 6316380 | 5525330 | 4747370 | 4005000 | 3318740 | 2681450 | 2096420 | 1568020 | 1107430 | 719132 | 403115 | 360250 | 304780 | 236571 | 189674 | 150354 | 120813 | 99664.4 | 80223.2 | 64996.8 | 51170 | 40748.9 | 33183.6 | 26321.8 | 20193.7 | 14819.3 | 11303.3 | 8239.4
Transportation Pollutant Emissions Disaggregated[LDVs,NOx,freight,petroleum gasoline tf] | NoSettings | 2606220000 | 2830020000 | 2815450000 | 2805420000 | 2785820000 | 2758030000 | 2736260000 | 2705670000 | 2669440000 | 2629670000 | 2579840000 | 2535620000 | 2484820000 | 2439650000 | 2321830000 | 2225320000 | 2132100000 | 2030160000 | 1935650000 | 1841380000 | 1751890000 | 1675290000 | 1611890000 | 1562510000 | 1527530000 | 1502680000 | 1488640000 | 1485100000 | 1491920000 | 1509380000 | 1527440000
Transportation Pollutant Emissions Disaggregated[LDVs,NOx,freight,petroleum diesel tf] | NoSettings | 3367090000 | 3525010000 | 3369190000 | 3211220000 | 3043280000 | 2865570000 | 2697960000 | 2529860000 | 2366360000 | 2205180000 | 2045150000 | 1954190000 | 1859290000 | 1759600000 | 1687720000 | 1601550000 | 1517520000 | 1442950000 | 1372010000 | 1308090000 | 1248450000 | 1195100000 | 1149730000 | 1112630000 | 1081700000 | 1058340000 | 1041760000 | 1033040000 | 1031880000 | 1040080000 | 1048930000
Transportation Pollutant Emissions Disaggregated[LDVs,NOx,freight,biofuel gasoline tf] | NoSettings | 194841000 | 212209000 | 211750000 | 211628000 | 210777000 | 209296000 | 208261000 | 206543000 | 204379000 | 201631000 | 198393000 | 194993000 | 191087000 | 187613000 | 178552000 | 171130000 | 163962000 | 156122000 | 148854000 | 141605000 | 134723000 | 128832000 | 123956000 | 120159000 | 117469000 | 115558000 | 114478000 | 114206000 | 114731000 | 116073000 | 117462000
Transportation Pollutant Emissions Disaggregated[LDVs,NOx,freight,biofuel diesel tf] | NoSettings | 828764000 | 975158000 | 1039990000 | 1099400000 | 1149830000 | 1189840000 | 1226760000 | 1255940000 | 1279400000 | 1295700000 | 1303640000 | 1245660000 | 1185160000 | 1121620000 | 1075800000 | 1020870000 | 967311000 | 919775000 | 874558000 | 833811000 | 795797000 | 761789000 | 732873000 | 709221000 | 689503000 | 674615000 | 664046000 | 658488000 | 657750000 | 662975000 | 668620000
Transportation Pollutant Emissions Disaggregated[LDVs,NOx,freight,jet fuel tf] | NoSettings | 0 | 0 | 0 | 0 | 0 | 0 | 0 | 0 | 0 | 0 | 0 | 0 | 0 | 0 | 0 | 0 | 0 | 0 | 0 | 0 | 0 | 0 | 0 | 0 | 0 | 0 | 0 | 0 | 0 | 0 | 0
Transportation Pollutant Emissions Disaggregated[LDVs,NOx,freight,heavy or residual fuel oil tf] | NoSettings | 0 | 0 | 0 | 0 | 0 | 0 | 0 | 0 | 0 | 0 | 0 | 0 | 0 | 0 | 0 | 0 | 0 | 0 | 0 | 0 | 0 | 0 | 0 | 0 | 0 | 0 | 0 | 0 | 0 | 0 | 0
Transportation Pollutant Emissions Disaggregated[LDVs,NOx,freight,LPG propane or butane tf] | NoSettings | 0 | 0 | 0 | 0 | 0 | 0 | 0 | 0 | 0 | 0 | 0 | 0 | 0 | 0 | 0 | 0 | 0 | 0 | 0 | 0 | 0 | 0 | 0 | 0 | 0 | 0 | 0 | 0 | 0 | 0 | 0
Transportation Pollutant Emissions Disaggregated[LDVs,NOx,freight,hydrogen tf] | NoSettings | 0 | 0 | 0 | 0 | 0 | 0 | 0 | 0 | 0 | 0 | 0 | 0 | 0 | 0 | 0 | 0 | 0 | 0 | 0 | 0 | 0 | 0 | 0 | 0 | 0 | 0 | 0 | 0 | 0 | 0 | 0
Transportation Pollutant Emissions Disaggregated[LDVs,PM10,passenger,electricity tf] | NoSettings | 0 | 0 | 0 | 0 | 0 | 0 | 0 | 0 | 0 | 0 | 0 | 0 | 0 | 0 | 0 | 0 | 0 | 0 | 0 | 0 | 0 | 0 | 0 | 0 | 0 | 0 | 0 | 0 | 0 | 0 | 0
Transportation Pollutant Emissions Disaggregated[LDVs,PM10,passenger,natural gas tf] | NoSettings | 2173650 | 2128460 | 1795190 | 1476800 | 1178460 | 906509 | 667191 | 464784 | 298188 | 168026 | 74763.5 | 18700.2 | 0 | 0 | 0 | 0 | 0 | 0 | 0 | 0 | 0 | 0 | 0 | 0 | 0 | 0 | 0 | 0 | 0 | 0 | 0
Transportation Pollutant Emissions Disaggregated[LDVs,PM10,passenger,petroleum gasoline tf] | NoSettings | 6954470000 | 7859960000 | 7801340000 | 7735090000 | 7594430000 | 7432300000 | 7261140000 | 7094750000 | 6936070000 | 6774950000 | 6593250000 | 6381120000 | 6157630000 | 5961570000 | 5760820000 | 5567410000 | 5359050000 | 5139580000 | 4904700000 | 4645820000 | 4374860000 | 4095220000 | 3815860000 | 3539930000 | 3279760000 | 3038540000 | 2821070000 | 2627220000 | 2456050000 | 2306020000 | 2175250000
Transportation Pollutant Emissions Disaggregated[LDVs,PM10,passenger,petroleum diesel tf] | NoSettings | 33331200 | 34072500 | 30354900 | 26713800 | 22938000 | 19322800 | 15879900 | 12599900 | 9533790 | 6673620 | 3991220 | 1618600 | 0 | 0 | 0 | 0 | 0 | 0 | 0 | 0 | 0 | 0 | 0 | 0 | 0 | 0 | 0 | 0 | 0 | 0 | 0
Transportation Pollutant Emissions Disaggregated[LDVs,PM10,passenger,biofuel gasoline tf] | NoSettings | 519938000 | 589404000 | 586764000 | 583524000 | 574624000 | 564033000 | 552681000 | 541612000 | 531063000 | 519496000 | 507053000 | 490739000 | 473552000 | 458475000 | 443036000 | 428162000 | 412138000 | 395260000 | 377197000 | 357287000 | 336449000 | 314944000 | 293460000 | 272239000 | 252230000 | 233680000 | 216955000 | 202046000 | 188883000 | 177345000 | 167288000
Transportation Pollutant Emissions Disaggregated[LDVs,PM10,passenger,biofuel diesel tf] | NoSettings | 8203580 | 9425280 | 9369290 | 9145260 | 8666130 | 8022770 | 7220190 | 6254850 | 5154270 | 3921010 | 2543970 | 1031680 | 0 | 0 | 0 | 0 | 0 | 0 | 0 | 0 | 0 | 0 | 0 | 0 | 0 | 0 | 0 | 0 | 0 | 0 | 0
Transportation Pollutant Emissions Disaggregated[LDVs,PM10,passenger,jet fuel tf] | NoSettings | 0 | 0 | 0 | 0 | 0 | 0 | 0 | 0 | 0 | 0 | 0 | 0 | 0 | 0 | 0 | 0 | 0 | 0 | 0 | 0 | 0 | 0 | 0 | 0 | 0 | 0 | 0 | 0 | 0 | 0 | 0
Transportation Pollutant Emissions Disaggregated[LDVs,PM10,passenger,heavy or residual fuel oil tf] | NoSettings | 0 | 0 | 0 | 0 | 0 | 0 | 0 | 0 | 0 | 0 | 0 | 0 | 0 | 0 | 0 | 0 | 0 | 0 | 0 | 0 | 0 | 0 | 0 | 0 | 0 | 0 | 0 | 0 | 0 | 0 | 0
Transportation Pollutant Emissions Disaggregated[LDVs,PM10,passenger,LPG propane or butane tf] | NoSettings | 0 | 0 | 0 | 0 | 0 | 0 | 0 | 0 | 0 | 0 | 0 | 0 | 0 | 0 | 0 | 0 | 0 | 0 | 0 | 0 | 0 | 0 | 0 | 0 | 0 | 0 | 0 | 0 | 0 | 0 | 0
Transportation Pollutant Emissions Disaggregated[LDVs,PM10,passenger,hydrogen tf] | NoSettings | 0 | 0 | 0 | 0 | 0 | 0 | 0 | 0 | 0 | 0 | 0 | 0 | 0 | 0 | 0 | 0 | 0 | 0 | 0 | 0 | 0 | 0 | 0 | 0 | 0 | 0 | 0 | 0 | 0 | 0 | 0
Transportation Pollutant Emissions Disaggregated[LDVs,PM10,freight,electricity tf] | NoSettings | 0 | 0 | 0 | 0 | 0 | 0 | 0 | 0 | 0 | 0 | 0 | 0 | 0 | 0 | 0 | 0 | 0 | 0 | 0 | 0 | 0 | 0 | 0 | 0 | 0 | 0 | 0 | 0 | 0 | 0 | 0
Transportation Pollutant Emissions Disaggregated[LDVs,PM10,freight,natural gas tf] | NoSettings | 1552340 | 1531920 | 1384470 | 1231710 | 1077450 | 925745 | 780982 | 647160 | 522887 | 408805 | 305767 | 215951 | 140232 | 78608.1 | 70249.3 | 59432.5 | 46131.7 | 36986.8 | 29319.3 | 23558.7 | 19434.7 | 15643.7 | 12674.5 | 9978.23 | 7946.11 | 6470.86 | 5132.79 | 3937.81 | 2889.78 | 2204.15 | 1606.7
Transportation Pollutant Emissions Disaggregated[LDVs,PM10,freight,petroleum gasoline tf] | NoSettings | 508149000 | 551785000 | 548943000 | 546989000 | 543166000 | 537748000 | 533504000 | 527540000 | 520475000 | 512721000 | 503005000 | 494385000 | 484480000 | 475673000 | 452699000 | 433882000 | 415708000 | 395831000 | 377404000 | 359024000 | 341576000 | 326641000 | 314279000 | 304651000 | 297831000 | 292985000 | 290248000 | 289558000 | 290888000 | 294292000 | 297814000
Transportation Pollutant Emissions Disaggregated[LDVs,PM10,freight,petroleum diesel tf] | NoSettings | 603108000 | 631393000 | 603483000 | 575189000 | 545107000 | 513277000 | 483255000 | 453145000 | 423858000 | 394989000 | 366324000 | 350032000 | 333033000 | 315176000 | 302302000 | 286866000 | 271816000 | 258458000 | 245752000 | 234302000 | 223620000 | 214064000 | 205938000 | 199292000 | 193752000 | 189568000 | 186598000 | 185036000 | 184829000 | 186297000 | 187883000
Transportation Pollutant Emissions Disaggregated[LDVs,PM10,freight,biofuel gasoline tf] | NoSettings | 37990900 | 41377300 | 41287800 | 41264000 | 41098000 | 40809200 | 40607400 | 40272500 | 39850600 | 39314800 | 38683400 | 38020400 | 37258700 | 36581400 | 34814600 | 33367500 | 31969800 | 30441200 | 29024100 | 27610500 | 26268700 | 25120200 | 24169500 | 23429000 | 22904600 | 22531900 | 22321400 | 22268300 | 22370600 | 22632400 | 22903300
Transportation Pollutant Emissions Disaggregated[LDVs,PM10,freight,biofuel diesel tf] | NoSettings | 148439000 | 174659000 | 186270000 | 196911000 | 205945000 | 213111000 | 219723000 | 224950000 | 229151000 | 232071000 | 233492000 | 223107000 | 212273000 | 200891000 | 192685000 | 182847000 | 173254000 | 164739000 | 156641000 | 149343000 | 142534000 | 136443000 | 131264000 | 127027000 | 123496000 | 120829000 | 118936000 | 117941000 | 117809000 | 118744000 | 119755000
Transportation Pollutant Emissions Disaggregated[LDVs,PM10,freight,jet fuel tf] | NoSettings | 0 | 0 | 0 | 0 | 0 | 0 | 0 | 0 | 0 | 0 | 0 | 0 | 0 | 0 | 0 | 0 | 0 | 0 | 0 | 0 | 0 | 0 | 0 | 0 | 0 | 0 | 0 | 0 | 0 | 0 | 0
Transportation Pollutant Emissions Disaggregated[LDVs,PM10,freight,heavy or residual fuel oil tf] | NoSettings | 0 | 0 | 0 | 0 | 0 | 0 | 0 | 0 | 0 | 0 | 0 | 0 | 0 | 0 | 0 | 0 | 0 | 0 | 0 | 0 | 0 | 0 | 0 | 0 | 0 | 0 | 0 | 0 | 0 | 0 | 0
Transportation Pollutant Emissions Disaggregated[LDVs,PM10,freight,LPG propane or butane tf] | NoSettings | 0 | 0 | 0 | 0 | 0 | 0 | 0 | 0 | 0 | 0 | 0 | 0 | 0 | 0 | 0 | 0 | 0 | 0 | 0 | 0 | 0 | 0 | 0 | 0 | 0 | 0 | 0 | 0 | 0 | 0 | 0
Transportation Pollutant Emissions Disaggregated[LDVs,PM10,freight,hydrogen tf] | NoSettings | 0 | 0 | 0 | 0 | 0 | 0 | 0 | 0 | 0 | 0 | 0 | 0 | 0 | 0 | 0 | 0 | 0 | 0 | 0 | 0 | 0 | 0 | 0 | 0 | 0 | 0 | 0 | 0 | 0 | 0 | 0
Transportation Pollutant Emissions Disaggregated[LDVs,PM25,passenger,electricity tf] | NoSettings | 0 | 0 | 0 | 0 | 0 | 0 | 0 | 0 | 0 | 0 | 0 | 0 | 0 | 0 | 0 | 0 | 0 | 0 | 0 | 0 | 0 | 0 | 0 | 0 | 0 | 0 | 0 | 0 | 0 | 0 | 0
Transportation Pollutant Emissions Disaggregated[LDVs,PM25,passenger,natural gas tf] | NoSettings | 871138 | 853026 | 719462 | 591861 | 472293 | 363303 | 267391 | 186272 | 119505 | 67340.2 | 29963.1 | 7494.5 | 0 | 0 | 0 | 0 | 0 | 0 | 0 | 0 | 0 | 0 | 0 | 0 | 0 | 0 | 0 | 0 | 0 | 0 | 0
Transportation Pollutant Emissions Disaggregated[LDVs,PM25,passenger,petroleum gasoline tf] | NoSettings | 2788370000 | 3151430000 | 3127920000 | 3101360000 | 3044960000 | 2979960000 | 2911330000 | 2844620000 | 2781000000 | 2716400000 | 2643540000 | 2558490000 | 2468880000 | 2390280000 | 2309780000 | 2232240000 | 2148700000 | 2060700000 | 1966530000 | 1862730000 | 1754090000 | 1641970000 | 1529960000 | 1419320000 | 1315010000 | 1218300000 | 1131100000 | 1053370000 | 984744000 | 924590000 | 872161000
Transportation Pollutant Emissions Disaggregated[LDVs,PM25,passenger,petroleum diesel tf] | NoSettings | 13728800 | 14034100 | 12502900 | 11003100 | 9447930 | 7958870 | 6540770 | 5189780 | 3926870 | 2748790 | 1643940 | 666684 | 0 | 0 | 0 | 0 | 0 | 0 | 0 | 0 | 0 | 0 | 0 | 0 | 0 | 0 | 0 | 0 | 0 | 0 | 0
Transportation Pollutant Emissions Disaggregated[LDVs,PM25,passenger,biofuel gasoline tf] | NoSettings | 208377000 | 236217000 | 235160000 | 233861000 | 230294000 | 226049000 | 221500000 | 217064000 | 212836000 | 208200000 | 203213000 | 196675000 | 189787000 | 183744000 | 177557000 | 171596000 | 165174000 | 158410000 | 151170000 | 143191000 | 134840000 | 126221000 | 117611000 | 109106000 | 101087000 | 93652600 | 86949800 | 80974900 | 75699100 | 71075000 | 67044700
Transportation Pollutant Emissions Disaggregated[LDVs,PM25,passenger,biofuel diesel tf] | NoSettings | 3379050 | 3882260 | 3859200 | 3766920 | 3569570 | 3304570 | 2973990 | 2576370 | 2123040 | 1615060 | 1047860 | 424949 | 0 | 0 | 0 | 0 | 0 | 0 | 0 | 0 | 0 | 0 | 0 | 0 | 0 | 0 | 0 | 0 | 0 | 0 | 0
Transportation Pollutant Emissions Disaggregated[LDVs,PM25,passenger,jet fuel tf] | NoSettings | 0 | 0 | 0 | 0 | 0 | 0 | 0 | 0 | 0 | 0 | 0 | 0 | 0 | 0 | 0 | 0 | 0 | 0 | 0 | 0 | 0 | 0 | 0 | 0 | 0 | 0 | 0 | 0 | 0 | 0 | 0
Transportation Pollutant Emissions Disaggregated[LDVs,PM25,passenger,heavy or residual fuel oil tf] | NoSettings | 0 | 0 | 0 | 0 | 0 | 0 | 0 | 0 | 0 | 0 | 0 | 0 | 0 | 0 | 0 | 0 | 0 | 0 | 0 | 0 | 0 | 0 | 0 | 0 | 0 | 0 | 0 | 0 | 0 | 0 | 0
Transportation Pollutant Emissions Disaggregated[LDVs,PM25,passenger,LPG propane or butane tf] | NoSettings | 0 | 0 | 0 | 0 | 0 | 0 | 0 | 0 | 0 | 0 | 0 | 0 | 0 | 0 | 0 | 0 | 0 | 0 | 0 | 0 | 0 | 0 | 0 | 0 | 0 | 0 | 0 | 0 | 0 | 0 | 0
Transportation Pollutant Emissions Disaggregated[LDVs,PM25,passenger,hydrogen tf] | NoSettings | 0 | 0 | 0 | 0 | 0 | 0 | 0 | 0 | 0 | 0 | 0 | 0 | 0 | 0 | 0 | 0 | 0 | 0 | 0 | 0 | 0 | 0 | 0 | 0 | 0 | 0 | 0 | 0 | 0 | 0 | 0
Transportation Pollutant Emissions Disaggregated[LDVs,PM25,freight,electricity tf] | NoSettings | 0 | 0 | 0 | 0 | 0 | 0 | 0 | 0 | 0 | 0 | 0 | 0 | 0 | 0 | 0 | 0 | 0 | 0 | 0 | 0 | 0 | 0 | 0 | 0 | 0 | 0 | 0 | 0 | 0 | 0 | 0
Transportation Pollutant Emissions Disaggregated[LDVs,PM25,freight,natural gas tf] | NoSettings | 622136 | 613950 | 554855 | 493632 | 431811 | 371012 | 312995 | 259363 | 209558 | 163837 | 122543 | 86546.8 | 56201 | 31503.9 | 28153.9 | 23818.9 | 18488.3 | 14823.3 | 11750.3 | 9441.66 | 7788.88 | 6269.53 | 5079.57 | 3998.99 | 3184.57 | 2593.34 | 2057.08 | 1578.16 | 1158.14 | 883.362 | 643.918
Transportation Pollutant Emissions Disaggregated[LDVs,PM25,freight,petroleum gasoline tf] | NoSettings | 203741000 | 221236000 | 220097000 | 219314000 | 217781000 | 215608000 | 213907000 | 211516000 | 208683000 | 205574000 | 201678000 | 198222000 | 194251000 | 190720000 | 181508000 | 173964000 | 166677000 | 158707000 | 151319000 | 143949000 | 136954000 | 130966000 | 126009000 | 122149000 | 119415000 | 117472000 | 116374000 | 116097000 | 116631000 | 117996000 | 119408000
Transportation Pollutant Emissions Disaggregated[LDVs,PM25,freight,petroleum diesel tf] | NoSettings | 248414000 | 260064000 | 248568000 | 236914000 | 224524000 | 211413000 | 199047000 | 186645000 | 174583000 | 162692000 | 150885000 | 144174000 | 137173000 | 129818000 | 124515000 | 118157000 | 111958000 | 106456000 | 101223000 | 96506700 | 92106800 | 88170700 | 84823800 | 82086400 | 79804200 | 78081000 | 76857700 | 76214400 | 76129000 | 76733800 | 77387100
Transportation Pollutant Emissions Disaggregated[LDVs,PM25,freight,biofuel gasoline tf] | NoSettings | 15225700 | 16582900 | 16547100 | 16537500 | 16471000 | 16355300 | 16274400 | 16140200 | 15971100 | 15756300 | 15503300 | 15237600 | 14932300 | 14660900 | 13952800 | 13372800 | 12812700 | 12200000 | 11632100 | 11065600 | 10527800 | 10067500 | 9686480 | 9389730 | 9179540 | 9030190 | 8945820 | 8924550 | 8965540 | 9070470 | 9179020
Transportation Pollutant Emissions Disaggregated[LDVs,PM25,freight,biofuel diesel tf] | NoSettings | 61141700 | 71941900 | 76724500 | 81107600 | 84828500 | 87780100 | 90503900 | 92656600 | 94387100 | 95589900 | 96175300 | 91897700 | 87435000 | 82746800 | 79366600 | 75314300 | 71363000 | 67856000 | 64520100 | 61514100 | 58709600 | 56200600 | 54067400 | 52322500 | 50867800 | 49769400 | 48989700 | 48579600 | 48525200 | 48910700 | 49327100
Transportation Pollutant Emissions Disaggregated[LDVs,PM25,freight,jet fuel tf] | NoSettings | 0 | 0 | 0 | 0 | 0 | 0 | 0 | 0 | 0 | 0 | 0 | 0 | 0 | 0 | 0 | 0 | 0 | 0 | 0 | 0 | 0 | 0 | 0 | 0 | 0 | 0 | 0 | 0 | 0 | 0 | 0
Transportation Pollutant Emissions Disaggregated[LDVs,PM25,freight,heavy or residual fuel oil tf] | NoSettings | 0 | 0 | 0 | 0 | 0 | 0 | 0 | 0 | 0 | 0 | 0 | 0 | 0 | 0 | 0 | 0 | 0 | 0 | 0 | 0 | 0 | 0 | 0 | 0 | 0 | 0 | 0 | 0 | 0 | 0 | 0
Transportation Pollutant Emissions Disaggregated[LDVs,PM25,freight,LPG propane or butane tf] | NoSettings | 0 | 0 | 0 | 0 | 0 | 0 | 0 | 0 | 0 | 0 | 0 | 0 | 0 | 0 | 0 | 0 | 0 | 0 | 0 | 0 | 0 | 0 | 0 | 0 | 0 | 0 | 0 | 0 | 0 | 0 | 0
Transportation Pollutant Emissions Disaggregated[LDVs,PM25,freight,hydrogen tf] | NoSettings | 0 | 0 | 0 | 0 | 0 | 0 | 0 | 0 | 0 | 0 | 0 | 0 | 0 | 0 | 0 | 0 | 0 | 0 | 0 | 0 | 0 | 0 | 0 | 0 | 0 | 0 | 0 | 0 | 0 | 0 | 0
Transportation Pollutant Emissions Disaggregated[LDVs,SOx,passenger,electricity tf] | NoSettings | 0 | 0 | 0 | 0 | 0 | 0 | 0 | 0 | 0 | 0 | 0 | 0 | 0 | 0 | 0 | 0 | 0 | 0 | 0 | 0 | 0 | 0 | 0 | 0 | 0 | 0 | 0 | 0 | 0 | 0 | 0
Transportation Pollutant Emissions Disaggregated[LDVs,SOx,passenger,natural gas tf] | NoSettings | 112736 | 110392 | 93106.8 | 76593.7 | 61120.3 | 47015.7 | 34603.5 | 24105.8 | 15465.4 | 8714.61 | 3877.58 | 969.876 | 0 | 0 | 0 | 0 | 0 | 0 | 0 | 0 | 0 | 0 | 0 | 0 | 0 | 0 | 0 | 0 | 0 | 0 | 0
Transportation Pollutant Emissions Disaggregated[LDVs,SOx,passenger,petroleum gasoline tf] | NoSettings | 583198000 | 659132000 | 654216000 | 648661000 | 636865000 | 623269000 | 608915000 | 594963000 | 581655000 | 568144000 | 552907000 | 535118000 | 516376000 | 499935000 | 483100000 | 466880000 | 449408000 | 431003000 | 411306000 | 389596000 | 366874000 | 343423000 | 319997000 | 296857000 | 275039000 | 254811000 | 236574000 | 220317000 | 205963000 | 193381000 | 182416000
Transportation Pollutant Emissions Disaggregated[LDVs,SOx,passenger,petroleum diesel tf] | NoSettings | 2763130 | 2824570 | 2516390 | 2214550 | 1901540 | 1601840 | 1316430 | 1044520 | 790342 | 553236 | 330868 | 134180 | 0 | 0 | 0 | 0 | 0 | 0 | 0 | 0 | 0 | 0 | 0 | 0 | 0 | 0 | 0 | 0 | 0 | 0 | 0
Transportation Pollutant Emissions Disaggregated[LDVs,SOx,passenger,biofuel gasoline tf] | NoSettings | 14075300 | 15955800 | 15884300 | 15796600 | 15555700 | 15269000 | 14961600 | 14662000 | 14376400 | 14063300 | 13726500 | 13284800 | 12819600 | 12411400 | 11993400 | 11590800 | 11157000 | 10700100 | 10211100 | 9672130 | 9108030 | 8525850 | 7944250 | 7369780 | 6828140 | 6325950 | 5873200 | 5469610 | 5113250 | 4800900 | 4528660
Transportation Pollutant Emissions Disaggregated[LDVs,SOx,passenger,biofuel diesel tf] | NoSettings | 0 | 0 | 0 | 0 | 0 | 0 | 0 | 0 | 0 | 0 | 0 | 0 | 0 | 0 | 0 | 0 | 0 | 0 | 0 | 0 | 0 | 0 | 0 | 0 | 0 | 0 | 0 | 0 | 0 | 0 | 0
Transportation Pollutant Emissions Disaggregated[LDVs,SOx,passenger,jet fuel tf] | NoSettings | 0 | 0 | 0 | 0 | 0 | 0 | 0 | 0 | 0 | 0 | 0 | 0 | 0 | 0 | 0 | 0 | 0 | 0 | 0 | 0 | 0 | 0 | 0 | 0 | 0 | 0 | 0 | 0 | 0 | 0 | 0
Transportation Pollutant Emissions Disaggregated[LDVs,SOx,passenger,heavy or residual fuel oil tf] | NoSettings | 0 | 0 | 0 | 0 | 0 | 0 | 0 | 0 | 0 | 0 | 0 | 0 | 0 | 0 | 0 | 0 | 0 | 0 | 0 | 0 | 0 | 0 | 0 | 0 | 0 | 0 | 0 | 0 | 0 | 0 | 0
Transportation Pollutant Emissions Disaggregated[LDVs,SOx,passenger,LPG propane or butane tf] | NoSettings | 0 | 0 | 0 | 0 | 0 | 0 | 0 | 0 | 0 | 0 | 0 | 0 | 0 | 0 | 0 | 0 | 0 | 0 | 0 | 0 | 0 | 0 | 0 | 0 | 0 | 0 | 0 | 0 | 0 | 0 | 0
Transportation Pollutant Emissions Disaggregated[LDVs,SOx,passenger,hydrogen tf] | NoSettings | 0 | 0 | 0 | 0 | 0 | 0 | 0 | 0 | 0 | 0 | 0 | 0 | 0 | 0 | 0 | 0 | 0 | 0 | 0 | 0 | 0 | 0 | 0 | 0 | 0 | 0 | 0 | 0 | 0 | 0 | 0
Transportation Pollutant Emissions Disaggregated[LDVs,SOx,freight,electricity tf] | NoSettings | 0 | 0 | 0 | 0 | 0 | 0 | 0 | 0 | 0 | 0 | 0 | 0 | 0 | 0 | 0 | 0 | 0 | 0 | 0 | 0 | 0 | 0 | 0 | 0 | 0 | 0 | 0 | 0 | 0 | 0 | 0
Transportation Pollutant Emissions Disaggregated[LDVs,SOx,freight,natural gas tf] | NoSettings | 80511.7 | 79452.4 | 71804.8 | 63881.8 | 55881.4 | 48013.3 | 40505.3 | 33564.6 | 27119.3 | 21202.5 | 15858.5 | 11200.2 | 7273.07 | 4076.97 | 3643.45 | 3082.44 | 2392.6 | 1918.31 | 1520.63 | 1221.86 | 1007.97 | 811.351 | 657.356 | 517.516 | 412.121 | 335.608 | 266.21 | 204.233 | 149.877 | 114.317 | 83.3306
Transportation Pollutant Emissions Disaggregated[LDVs,SOx,freight,petroleum gasoline tf] | NoSettings | 42613100 | 46272400 | 46034100 | 45870300 | 45549600 | 45095300 | 44739400 | 44239300 | 43646800 | 42996500 | 42181800 | 41458800 | 40628300 | 39889700 | 37963100 | 36385200 | 34861100 | 33194200 | 31648900 | 30107500 | 28644400 | 27392000 | 26355300 | 25547900 | 24976000 | 24569600 | 24340000 | 24282200 | 24393700 | 24679200 | 24974500
Transportation Pollutant Emissions Disaggregated[LDVs,SOx,freight,petroleum diesel tf] | NoSettings | 49997000 | 52341900 | 50028200 | 47682600 | 45188900 | 42550100 | 40061300 | 37565300 | 35137400 | 32744200 | 30367900 | 29017300 | 27608100 | 26127800 | 25060500 | 23781000 | 22533300 | 21425900 | 20372600 | 19423400 | 18537900 | 17745700 | 17072100 | 16521100 | 16061800 | 15715000 | 15468800 | 15339300 | 15322100 | 15443800 | 15575300
Transportation Pollutant Emissions Disaggregated[LDVs,SOx,freight,biofuel gasoline tf] | NoSettings | 1028450 | 1120130 | 1117700 | 1117060 | 1112560 | 1104750 | 1099290 | 1090220 | 1078800 | 1064290 | 1047200 | 1029250 | 1008630 | 990296 | 942468 | 903294 | 865456 | 824076 | 785713 | 747446 | 711122 | 680030 | 654293 | 634248 | 620051 | 609962 | 604263 | 602826 | 605595 | 612683 | 620015
Transportation Pollutant Emissions Disaggregated[LDVs,SOx,freight,biofuel diesel tf] | NoSettings | 0 | 0 | 0 | 0 | 0 | 0 | 0 | 0 | 0 | 0 | 0 | 0 | 0 | 0 | 0 | 0 | 0 | 0 | 0 | 0 | 0 | 0 | 0 | 0 | 0 | 0 | 0 | 0 | 0 | 0 | 0
Transportation Pollutant Emissions Disaggregated[LDVs,SOx,freight,jet fuel tf] | NoSettings | 0 | 0 | 0 | 0 | 0 | 0 | 0 | 0 | 0 | 0 | 0 | 0 | 0 | 0 | 0 | 0 | 0 | 0 | 0 | 0 | 0 | 0 | 0 | 0 | 0 | 0 | 0 | 0 | 0 | 0 | 0
Transportation Pollutant Emissions Disaggregated[LDVs,SOx,freight,heavy or residual fuel oil tf] | NoSettings | 0 | 0 | 0 | 0 | 0 | 0 | 0 | 0 | 0 | 0 | 0 | 0 | 0 | 0 | 0 | 0 | 0 | 0 | 0 | 0 | 0 | 0 | 0 | 0 | 0 | 0 | 0 | 0 | 0 | 0 | 0
Transportation Pollutant Emissions Disaggregated[LDVs,SOx,freight,LPG propane or butane tf] | NoSettings | 0 | 0 | 0 | 0 | 0 | 0 | 0 | 0 | 0 | 0 | 0 | 0 | 0 | 0 | 0 | 0 | 0 | 0 | 0 | 0 | 0 | 0 | 0 | 0 | 0 | 0 | 0 | 0 | 0 | 0 | 0
Transportation Pollutant Emissions Disaggregated[LDVs,SOx,freight,hydrogen tf] | NoSettings | 0 | 0 | 0 | 0 | 0 | 0 | 0 | 0 | 0 | 0 | 0 | 0 | 0 | 0 | 0 | 0 | 0 | 0 | 0 | 0 | 0 | 0 | 0 | 0 | 0 | 0 | 0 | 0 | 0 | 0 | 0
Transportation Pollutant Emissions Disaggregated[LDVs,BC,passenger,electricity tf] | NoSettings | 0 | 0 | 0 | 0 | 0 | 0 | 0 | 0 | 0 | 0 | 0 | 0 | 0 | 0 | 0 | 0 | 0 | 0 | 0 | 0 | 0 | 0 | 0 | 0 | 0 | 0 | 0 | 0 | 0 | 0 | 0
Transportation Pollutant Emissions Disaggregated[LDVs,BC,passenger,natural gas tf] | NoSettings | 161650 | 158289 | 133504 | 109827 | 87639.4 | 67415 | 49617.5 | 34565 | 22175.6 | 12495.7 | 5560 | 1390.69 | 0 | 0 | 0 | 0 | 0 | 0 | 0 | 0 | 0 | 0 | 0 | 0 | 0 | 0 | 0 | 0 | 0 | 0 | 0
Transportation Pollutant Emissions Disaggregated[LDVs,BC,passenger,petroleum gasoline tf] | NoSettings | 515959000 | 583138000 | 578789000 | 573874000 | 563438000 | 551410000 | 538711000 | 526367000 | 514594000 | 502640000 | 489160000 | 473422000 | 456841000 | 442295000 | 427401000 | 413052000 | 397594000 | 381311000 | 363885000 | 344678000 | 324576000 | 303829000 | 283103000 | 262631000 | 243329000 | 225433000 | 209298000 | 194916000 | 182216000 | 171086000 | 161384000
Transportation Pollutant Emissions Disaggregated[LDVs,BC,passenger,petroleum diesel tf] | NoSettings | 2279990 | 2330690 | 2076390 | 1827330 | 1569050 | 1321760 | 1086250 | 861885 | 652149 | 456502 | 273015 | 110719 | 0 | 0 | 0 | 0 | 0 | 0 | 0 | 0 | 0 | 0 | 0 | 0 | 0 | 0 | 0 | 0 | 0 | 0 | 0
Transportation Pollutant Emissions Disaggregated[LDVs,BC,passenger,biofuel gasoline tf] | NoSettings | 38627600 | 43788400 | 43592300 | 43351600 | 42690400 | 41903500 | 41060200 | 40237800 | 39454100 | 38594700 | 37670300 | 36458400 | 35181500 | 34061300 | 32914300 | 31809300 | 30618900 | 29364900 | 28022900 | 26543800 | 24995700 | 23398000 | 21801900 | 20225300 | 18738900 | 17360700 | 16118200 | 15010600 | 14032600 | 13175400 | 12428300
Transportation Pollutant Emissions Disaggregated[LDVs,BC,passenger,biofuel diesel tf] | NoSettings | 561614 | 645252 | 641419 | 626081 | 593280 | 549236 | 494292 | 428205 | 352860 | 268431 | 174160 | 70628.7 | 0 | 0 | 0 | 0 | 0 | 0 | 0 | 0 | 0 | 0 | 0 | 0 | 0 | 0 | 0 | 0 | 0 | 0 | 0
Transportation Pollutant Emissions Disaggregated[LDVs,BC,passenger,jet fuel tf] | NoSettings | 0 | 0 | 0 | 0 | 0 | 0 | 0 | 0 | 0 | 0 | 0 | 0 | 0 | 0 | 0 | 0 | 0 | 0 | 0 | 0 | 0 | 0 | 0 | 0 | 0 | 0 | 0 | 0 | 0 | 0 | 0
Transportation Pollutant Emissions Disaggregated[LDVs,BC,passenger,heavy or residual fuel oil tf] | NoSettings | 0 | 0 | 0 | 0 | 0 | 0 | 0 | 0 | 0 | 0 | 0 | 0 | 0 | 0 | 0 | 0 | 0 | 0 | 0 | 0 | 0 | 0 | 0 | 0 | 0 | 0 | 0 | 0 | 0 | 0 | 0
Transportation Pollutant Emissions Disaggregated[LDVs,BC,passenger,LPG propane or butane tf] | NoSettings | 0 | 0 | 0 | 0 | 0 | 0 | 0 | 0 | 0 | 0 | 0 | 0 | 0 | 0 | 0 | 0 | 0 | 0 | 0 | 0 | 0 | 0 | 0 | 0 | 0 | 0 | 0 | 0 | 0 | 0 | 0
Transportation Pollutant Emissions Disaggregated[LDVs,BC,passenger,hydrogen tf] | NoSettings | 0 | 0 | 0 | 0 | 0 | 0 | 0 | 0 | 0 | 0 | 0 | 0 | 0 | 0 | 0 | 0 | 0 | 0 | 0 | 0 | 0 | 0 | 0 | 0 | 0 | 0 | 0 | 0 | 0 | 0 | 0
Transportation Pollutant Emissions Disaggregated[LDVs,BC,freight,electricity tf] | NoSettings | 0 | 0 | 0 | 0 | 0 | 0 | 0 | 0 | 0 | 0 | 0 | 0 | 0 | 0 | 0 | 0 | 0 | 0 | 0 | 0 | 0 | 0 | 0 | 0 | 0 | 0 | 0 | 0 | 0 | 0 | 0
Transportation Pollutant Emissions Disaggregated[LDVs,BC,freight,natural gas tf] | NoSettings | 115444 | 113926 | 102960 | 91599.2 | 80127.4 | 68845.6 | 58079.9 | 48127.8 | 38885.9 | 30401.9 | 22739.2 | 16059.8 | 10428.7 | 5845.91 | 5224.28 | 4419.86 | 3430.71 | 2750.63 | 2180.41 | 1752.01 | 1445.32 | 1163.38 | 942.573 | 742.059 | 590.934 | 481.223 | 381.714 | 292.846 | 214.907 | 163.918 | 119.486
Transportation Pollutant Emissions Disaggregated[LDVs,BC,freight,petroleum gasoline tf] | NoSettings | 37700100 | 40937500 | 40726700 | 40581700 | 40298000 | 39896100 | 39581200 | 39138700 | 38614500 | 38039300 | 37318500 | 36678900 | 35944100 | 35290600 | 33586200 | 32190200 | 30841800 | 29367100 | 28000000 | 26636300 | 25341800 | 24233900 | 23316700 | 22602300 | 22096400 | 21736900 | 21533800 | 21482600 | 21581300 | 21833800 | 22095100
Transportation Pollutant Emissions Disaggregated[LDVs,BC,freight,petroleum diesel tf] | NoSettings | 41254900 | 43189800 | 41280600 | 39345200 | 37287500 | 35110100 | 33056500 | 30996900 | 28993500 | 27018800 | 25058000 | 23943500 | 22780800 | 21559300 | 20678600 | 19622800 | 18593300 | 17679600 | 16810400 | 16027200 | 15296500 | 14642800 | 14087000 | 13632400 | 13253400 | 12967200 | 12764000 | 12657200 | 12643000 | 12743400 | 12852000
Transportation Pollutant Emissions Disaggregated[LDVs,BC,freight,biofuel gasoline tf] | NoSettings | 2822440 | 3074030 | 3067390 | 3065620 | 3053280 | 3031830 | 3016840 | 2991950 | 2960610 | 2920800 | 2873890 | 2824640 | 2768050 | 2717730 | 2586470 | 2478960 | 2375120 | 2261560 | 2156280 | 2051260 | 1951570 | 1866250 | 1795620 | 1740610 | 1701640 | 1673960 | 1658320 | 1654370 | 1661970 | 1681420 | 1701540
Transportation Pollutant Emissions Disaggregated[LDVs,BC,freight,biofuel diesel tf] | NoSettings | 10162100 | 11957100 | 12752000 | 13480500 | 14098900 | 14589500 | 15042200 | 15400000 | 15687600 | 15887500 | 15984800 | 15273900 | 14532100 | 13752900 | 13191100 | 12517600 | 11860900 | 11278000 | 10723600 | 10223900 | 9757820 | 9340830 | 8986260 | 8696260 | 8454480 | 8271930 | 8142330 | 8074180 | 8065130 | 8129200 | 8198420
Transportation Pollutant Emissions Disaggregated[LDVs,BC,freight,jet fuel tf] | NoSettings | 0 | 0 | 0 | 0 | 0 | 0 | 0 | 0 | 0 | 0 | 0 | 0 | 0 | 0 | 0 | 0 | 0 | 0 | 0 | 0 | 0 | 0 | 0 | 0 | 0 | 0 | 0 | 0 | 0 | 0 | 0
Transportation Pollutant Emissions Disaggregated[LDVs,BC,freight,heavy or residual fuel oil tf] | NoSettings | 0 | 0 | 0 | 0 | 0 | 0 | 0 | 0 | 0 | 0 | 0 | 0 | 0 | 0 | 0 | 0 | 0 | 0 | 0 | 0 | 0 | 0 | 0 | 0 | 0 | 0 | 0 | 0 | 0 | 0 | 0
Transportation Pollutant Emissions Disaggregated[LDVs,BC,freight,LPG propane or butane tf] | NoSettings | 0 | 0 | 0 | 0 | 0 | 0 | 0 | 0 | 0 | 0 | 0 | 0 | 0 | 0 | 0 | 0 | 0 | 0 | 0 | 0 | 0 | 0 | 0 | 0 | 0 | 0 | 0 | 0 | 0 | 0 | 0
Transportation Pollutant Emissions Disaggregated[LDVs,BC,freight,hydrogen tf] | NoSettings | 0 | 0 | 0 | 0 | 0 | 0 | 0 | 0 | 0 | 0 | 0 | 0 | 0 | 0 | 0 | 0 | 0 | 0 | 0 | 0 | 0 | 0 | 0 | 0 | 0 | 0 | 0 | 0 | 0 | 0 | 0
Transportation Pollutant Emissions Disaggregated[LDVs,OC,passenger,electricity tf] | NoSettings | 0 | 0 | 0 | 0 | 0 | 0 | 0 | 0 | 0 | 0 | 0 | 0 | 0 | 0 | 0 | 0 | 0 | 0 | 0 | 0 | 0 | 0 | 0 | 0 | 0 | 0 | 0 | 0 | 0 | 0 | 0
Transportation Pollutant Emissions Disaggregated[LDVs,OC,passenger,natural gas tf] | NoSettings | 305131 | 298787 | 252004 | 207310 | 165429 | 127253 | 93658.3 | 65245.1 | 41858.8 | 23587.1 | 10495.1 | 2625.08 | 0 | 0 | 0 | 0 | 0 | 0 | 0 | 0 | 0 | 0 | 0 | 0 | 0 | 0 | 0 | 0 | 0 | 0 | 0
Transportation Pollutant Emissions Disaggregated[LDVs,OC,passenger,petroleum gasoline tf] | NoSettings | 977029000 | 1104240000 | 1096000000 | 1086700000 | 1066940000 | 1044160000 | 1020110000 | 996737000 | 974443000 | 951809000 | 926281000 | 896479000 | 865082000 | 837538000 | 809334000 | 782162000 | 752890000 | 722057000 | 689059000 | 652688000 | 614622000 | 575335000 | 536088000 | 497322000 | 460771000 | 426883000 | 396331000 | 369096000 | 345048000 | 323971000 | 305600000
Transportation Pollutant Emissions Disaggregated[LDVs,OC,passenger,petroleum diesel tf] | NoSettings | 2117130 | 2164210 | 1928080 | 1696810 | 1456980 | 1227350 | 1008660 | 800322 | 605567 | 423894 | 253514 | 102810 | 0 | 0 | 0 | 0 | 0 | 0 | 0 | 0 | 0 | 0 | 0 | 0 | 0 | 0 | 0 | 0 | 0 | 0 | 0
Transportation Pollutant Emissions Disaggregated[LDVs,OC,passenger,biofuel gasoline tf] | NoSettings | 73022000 | 82778100 | 82407400 | 81952300 | 80702300 | 79214900 | 77620600 | 76066000 | 74584500 | 72959900 | 71212400 | 68921300 | 66507500 | 64389900 | 62221600 | 60132600 | 57882200 | 55511800 | 52974900 | 50178700 | 47252200 | 44231800 | 41214600 | 38234200 | 35424200 | 32818800 | 30470000 | 28376200 | 26527400 | 24906900 | 23494600
Transportation Pollutant Emissions Disaggregated[LDVs,OC,passenger,biofuel diesel tf] | NoSettings | 521499 | 599162 | 595603 | 581361 | 550903 | 510005 | 458985 | 397619 | 327655 | 249257 | 161720 | 65583.8 | 0 | 0 | 0 | 0 | 0 | 0 | 0 | 0 | 0 | 0 | 0 | 0 | 0 | 0 | 0 | 0 | 0 | 0 | 0
Transportation Pollutant Emissions Disaggregated[LDVs,OC,passenger,jet fuel tf] | NoSettings | 0 | 0 | 0 | 0 | 0 | 0 | 0 | 0 | 0 | 0 | 0 | 0 | 0 | 0 | 0 | 0 | 0 | 0 | 0 | 0 | 0 | 0 | 0 | 0 | 0 | 0 | 0 | 0 | 0 | 0 | 0
Transportation Pollutant Emissions Disaggregated[LDVs,OC,passenger,heavy or residual fuel oil tf] | NoSettings | 0 | 0 | 0 | 0 | 0 | 0 | 0 | 0 | 0 | 0 | 0 | 0 | 0 | 0 | 0 | 0 | 0 | 0 | 0 | 0 | 0 | 0 | 0 | 0 | 0 | 0 | 0 | 0 | 0 | 0 | 0
Transportation Pollutant Emissions Disaggregated[LDVs,OC,passenger,LPG propane or butane tf] | NoSettings | 0 | 0 | 0 | 0 | 0 | 0 | 0 | 0 | 0 | 0 | 0 | 0 | 0 | 0 | 0 | 0 | 0 | 0 | 0 | 0 | 0 | 0 | 0 | 0 | 0 | 0 | 0 | 0 | 0 | 0 | 0
Transportation Pollutant Emissions Disaggregated[LDVs,OC,passenger,hydrogen tf] | NoSettings | 0 | 0 | 0 | 0 | 0 | 0 | 0 | 0 | 0 | 0 | 0 | 0 | 0 | 0 | 0 | 0 | 0 | 0 | 0 | 0 | 0 | 0 | 0 | 0 | 0 | 0 | 0 | 0 | 0 | 0 | 0
Transportation Pollutant Emissions Disaggregated[LDVs,OC,freight,electricity tf] | NoSettings | 0 | 0 | 0 | 0 | 0 | 0 | 0 | 0 | 0 | 0 | 0 | 0 | 0 | 0 | 0 | 0 | 0 | 0 | 0 | 0 | 0 | 0 | 0 | 0 | 0 | 0 | 0 | 0 | 0 | 0 | 0
Transportation Pollutant Emissions Disaggregated[LDVs,OC,freight,natural gas tf] | NoSettings | 217914 | 215047 | 194348 | 172903 | 151249 | 129953 | 109632 | 90846.5 | 73401.4 | 57386.9 | 42922.7 | 30314.5 | 19685.4 | 11034.8 | 9861.4 | 8342.97 | 6475.84 | 5192.11 | 4115.76 | 3307.1 | 2728.19 | 2196.01 | 1779.21 | 1400.72 | 1115.45 | 908.361 | 720.527 | 552.779 | 405.66 | 309.413 | 225.544
Transportation Pollutant Emissions Disaggregated[LDVs,OC,freight,petroleum gasoline tf] | NoSettings | 71389500 | 77519900 | 77120700 | 76846200 | 76309000 | 75547800 | 74951600 | 74113800 | 73121200 | 72031900 | 70666900 | 69455800 | 68064300 | 66826900 | 63599400 | 60955800 | 58402500 | 55610100 | 53021300 | 50439000 | 47987700 | 45889600 | 44152800 | 42800200 | 41842100 | 41161300 | 40776700 | 40679800 | 40866600 | 41344900 | 41839700
Transportation Pollutant Emissions Disaggregated[LDVs,OC,freight,petroleum diesel tf] | NoSettings | 38308100 | 40104800 | 38332000 | 36534800 | 34624100 | 32602300 | 30695300 | 28782800 | 26922600 | 25088900 | 23268200 | 22233300 | 21153600 | 20019300 | 19201600 | 18221200 | 17265200 | 16416700 | 15609700 | 14882400 | 14203900 | 13596900 | 13080800 | 12658600 | 12306700 | 12041000 | 11852300 | 11753100 | 11739900 | 11833200 | 11934000
Transportation Pollutant Emissions Disaggregated[LDVs,OC,freight,biofuel gasoline tf] | NoSettings | 5335580 | 5811190 | 5798620 | 5795280 | 5771950 | 5731400 | 5703060 | 5656020 | 5596770 | 5521520 | 5432840 | 5339730 | 5232750 | 5137630 | 4889500 | 4686260 | 4489960 | 4275280 | 4076250 | 3877730 | 3689280 | 3527980 | 3394450 | 3290460 | 3216800 | 3164460 | 3134900 | 3127440 | 3141810 | 3178580 | 3216620
Transportation Pollutant Emissions Disaggregated[LDVs,OC,freight,biofuel diesel tf] | NoSettings | 9436190 | 11103000 | 11841100 | 12517600 | 13091900 | 13547400 | 13967700 | 14300000 | 14567100 | 14752700 | 14843000 | 14182900 | 13494100 | 12770600 | 12248900 | 11623500 | 11013700 | 10472400 | 9957600 | 9493660 | 9060840 | 8673620 | 8344390 | 8075100 | 7850590 | 7681070 | 7560740 | 7497450 | 7489050 | 7548540 | 7612820
Transportation Pollutant Emissions Disaggregated[LDVs,OC,freight,jet fuel tf] | NoSettings | 0 | 0 | 0 | 0 | 0 | 0 | 0 | 0 | 0 | 0 | 0 | 0 | 0 | 0 | 0 | 0 | 0 | 0 | 0 | 0 | 0 | 0 | 0 | 0 | 0 | 0 | 0 | 0 | 0 | 0 | 0
Transportation Pollutant Emissions Disaggregated[LDVs,OC,freight,heavy or residual fuel oil tf] | NoSettings | 0 | 0 | 0 | 0 | 0 | 0 | 0 | 0 | 0 | 0 | 0 | 0 | 0 | 0 | 0 | 0 | 0 | 0 | 0 | 0 | 0 | 0 | 0 | 0 | 0 | 0 | 0 | 0 | 0 | 0 | 0
Transportation Pollutant Emissions Disaggregated[LDVs,OC,freight,LPG propane or butane tf] | NoSettings | 0 | 0 | 0 | 0 | 0 | 0 | 0 | 0 | 0 | 0 | 0 | 0 | 0 | 0 | 0 | 0 | 0 | 0 | 0 | 0 | 0 | 0 | 0 | 0 | 0 | 0 | 0 | 0 | 0 | 0 | 0
Transportation Pollutant Emissions Disaggregated[LDVs,OC,freight,hydrogen tf] | NoSettings | 0 | 0 | 0 | 0 | 0 | 0 | 0 | 0 | 0 | 0 | 0 | 0 | 0 | 0 | 0 | 0 | 0 | 0 | 0 | 0 | 0 | 0 | 0 | 0 | 0 | 0 | 0 | 0 | 0 | 0 | 0
Transportation Pollutant Emissions Disaggregated[LDVs,CH4,passenger,electricity tf] | NoSettings | 0 | 0 | 0 | 0 | 0 | 0 | 0 | 0 | 0 | 0 | 0 | 0 | 0 | 0 | 0 | 0 | 0 | 0 | 0 | 0 | 0 | 0 | 0 | 0 | 0 | 0 | 0 | 0 | 0 | 0 | 0
Transportation Pollutant Emissions Disaggregated[LDVs,CH4,passenger,natural gas tf] | NoSettings | 465849 | 456164 | 384739 | 316503 | 252563 | 194280 | 142990 | 99610.8 | 63906.6 | 36010.8 | 16023 | 4007.75 | 0 | 0 | 0 | 0 | 0 | 0 | 0 | 0 | 0 | 0 | 0 | 0 | 0 | 0 | 0 | 0 | 0 | 0 | 0
Transportation Pollutant Emissions Disaggregated[LDVs,CH4,passenger,petroleum gasoline tf] | NoSettings | 4116690000 | 4652700000 | 4618000000 | 4578780000 | 4495520000 | 4399550000 | 4298230000 | 4199740000 | 4105800000 | 4010430000 | 3902870000 | 3777300000 | 3645010000 | 3528950000 | 3410120000 | 3295630000 | 3172290000 | 3042370000 | 2903340000 | 2750090000 | 2589700000 | 2424160000 | 2258800000 | 2095460000 | 1941450000 | 1798660000 | 1669930000 | 1555180000 | 1453850000 | 1365040000 | 1287640000
Transportation Pollutant Emissions Disaggregated[LDVs,CH4,passenger,petroleum diesel tf] | NoSettings | 16285600 | 16647800 | 14831400 | 13052400 | 11207500 | 9441120 | 7758920 | 6156320 | 4658200 | 3260730 | 1950110 | 790847 | 0 | 0 | 0 | 0 | 0 | 0 | 0 | 0 | 0 | 0 | 0 | 0 | 0 | 0 | 0 | 0 | 0 | 0 | 0
Transportation Pollutant Emissions Disaggregated[LDVs,CH4,passenger,biofuel gasoline tf] | NoSettings | 0 | 0 | 0 | 0 | 0 | 0 | 0 | 0 | 0 | 0 | 0 | 0 | 0 | 0 | 0 | 0 | 0 | 0 | 0 | 0 | 0 | 0 | 0 | 0 | 0 | 0 | 0 | 0 | 0 | 0 | 0
Transportation Pollutant Emissions Disaggregated[LDVs,CH4,passenger,biofuel diesel tf] | NoSettings | 0 | 0 | 0 | 0 | 0 | 0 | 0 | 0 | 0 | 0 | 0 | 0 | 0 | 0 | 0 | 0 | 0 | 0 | 0 | 0 | 0 | 0 | 0 | 0 | 0 | 0 | 0 | 0 | 0 | 0 | 0
Transportation Pollutant Emissions Disaggregated[LDVs,CH4,passenger,jet fuel tf] | NoSettings | 0 | 0 | 0 | 0 | 0 | 0 | 0 | 0 | 0 | 0 | 0 | 0 | 0 | 0 | 0 | 0 | 0 | 0 | 0 | 0 | 0 | 0 | 0 | 0 | 0 | 0 | 0 | 0 | 0 | 0 | 0
Transportation Pollutant Emissions Disaggregated[LDVs,CH4,passenger,heavy or residual fuel oil tf] | NoSettings | 0 | 0 | 0 | 0 | 0 | 0 | 0 | 0 | 0 | 0 | 0 | 0 | 0 | 0 | 0 | 0 | 0 | 0 | 0 | 0 | 0 | 0 | 0 | 0 | 0 | 0 | 0 | 0 | 0 | 0 | 0
Transportation Pollutant Emissions Disaggregated[LDVs,CH4,passenger,LPG propane or butane tf] | NoSettings | 0 | 0 | 0 | 0 | 0 | 0 | 0 | 0 | 0 | 0 | 0 | 0 | 0 | 0 | 0 | 0 | 0 | 0 | 0 | 0 | 0 | 0 | 0 | 0 | 0 | 0 | 0 | 0 | 0 | 0 | 0
Transportation Pollutant Emissions Disaggregated[LDVs,CH4,passenger,hydrogen tf] | NoSettings | 0 | 0 | 0 | 0 | 0 | 0 | 0 | 0 | 0 | 0 | 0 | 0 | 0 | 0 | 0 | 0 | 0 | 0 | 0 | 0 | 0 | 0 | 0 | 0 | 0 | 0 | 0 | 0 | 0 | 0 | 0
Transportation Pollutant Emissions Disaggregated[LDVs,CH4,freight,electricity tf] | NoSettings | 0 | 0 | 0 | 0 | 0 | 0 | 0 | 0 | 0 | 0 | 0 | 0 | 0 | 0 | 0 | 0 | 0 | 0 | 0 | 0 | 0 | 0 | 0 | 0 | 0 | 0 | 0 | 0 | 0 | 0 | 0
Transportation Pollutant Emissions Disaggregated[LDVs,CH4,freight,natural gas tf] | NoSettings | 332693 | 328316 | 296714 | 263975 | 230915 | 198402 | 167377 | 138697 | 112063 | 87613.6 | 65530.8 | 46281.7 | 30054 | 16847 | 15055.6 | 12737.4 | 9886.79 | 7926.88 | 6283.61 | 5049.01 | 4165.18 | 3352.69 | 2716.35 | 2138.5 | 1702.98 | 1386.81 | 1100.04 | 843.937 | 619.328 | 472.386 | 344.341
Transportation Pollutant Emissions Disaggregated[LDVs,CH4,freight,petroleum gasoline tf] | NoSettings | 300799000 | 326629000 | 324947000 | 323790000 | 321527000 | 318320000 | 315807000 | 312277000 | 308095000 | 303505000 | 297754000 | 292651000 | 286788000 | 281574000 | 267975000 | 256836000 | 246078000 | 234312000 | 223404000 | 212524000 | 202196000 | 193355000 | 186037000 | 180338000 | 176301000 | 173433000 | 171812000 | 171404000 | 172191000 | 174206000 | 176291000
Transportation Pollutant Emissions Disaggregated[LDVs,CH4,freight,petroleum diesel tf] | NoSettings | 294678000 | 308498000 | 294862000 | 281037000 | 266339000 | 250787000 | 236118000 | 221406000 | 207097000 | 192991000 | 178986000 | 171025000 | 162720000 | 153995000 | 147704000 | 140163000 | 132809000 | 126283000 | 120074000 | 114480000 | 109261000 | 104592000 | 100621000 | 97374100 | 94666900 | 92622800 | 91171700 | 90408600 | 90307300 | 91024600 | 91799700
Transportation Pollutant Emissions Disaggregated[LDVs,CH4,freight,biofuel gasoline tf] | NoSettings | 0 | 0 | 0 | 0 | 0 | 0 | 0 | 0 | 0 | 0 | 0 | 0 | 0 | 0 | 0 | 0 | 0 | 0 | 0 | 0 | 0 | 0 | 0 | 0 | 0 | 0 | 0 | 0 | 0 | 0 | 0
Transportation Pollutant Emissions Disaggregated[LDVs,CH4,freight,biofuel diesel tf] | NoSettings | 0 | 0 | 0 | 0 | 0 | 0 | 0 | 0 | 0 | 0 | 0 | 0 | 0 | 0 | 0 | 0 | 0 | 0 | 0 | 0 | 0 | 0 | 0 | 0 | 0 | 0 | 0 | 0 | 0 | 0 | 0
Transportation Pollutant Emissions Disaggregated[LDVs,CH4,freight,jet fuel tf] | NoSettings | 0 | 0 | 0 | 0 | 0 | 0 | 0 | 0 | 0 | 0 | 0 | 0 | 0 | 0 | 0 | 0 | 0 | 0 | 0 | 0 | 0 | 0 | 0 | 0 | 0 | 0 | 0 | 0 | 0 | 0 | 0
Transportation Pollutant Emissions Disaggregated[LDVs,CH4,freight,heavy or residual fuel oil tf] | NoSettings | 0 | 0 | 0 | 0 | 0 | 0 | 0 | 0 | 0 | 0 | 0 | 0 | 0 | 0 | 0 | 0 | 0 | 0 | 0 | 0 | 0 | 0 | 0 | 0 | 0 | 0 | 0 | 0 | 0 | 0 | 0
Transportation Pollutant Emissions Disaggregated[LDVs,CH4,freight,LPG propane or butane tf] | NoSettings | 0 | 0 | 0 | 0 | 0 | 0 | 0 | 0 | 0 | 0 | 0 | 0 | 0 | 0 | 0 | 0 | 0 | 0 | 0 | 0 | 0 | 0 | 0 | 0 | 0 | 0 | 0 | 0 | 0 | 0 | 0
Transportation Pollutant Emissions Disaggregated[LDVs,CH4,freight,hydrogen tf] | NoSettings | 0 | 0 | 0 | 0 | 0 | 0 | 0 | 0 | 0 | 0 | 0 | 0 | 0 | 0 | 0 | 0 | 0 | 0 | 0 | 0 | 0 | 0 | 0 | 0 | 0 | 0 | 0 | 0 | 0 | 0 | 0
Transportation Pollutant Emissions Disaggregated[LDVs,N2O,passenger,electricity tf] | NoSettings | 0 | 0 | 0 | 0 | 0 | 0 | 0 | 0 | 0 | 0 | 0 | 0 | 0 | 0 | 0 | 0 | 0 | 0 | 0 | 0 | 0 | 0 | 0 | 0 | 0 | 0 | 0 | 0 | 0 | 0 | 0
Transportation Pollutant Emissions Disaggregated[LDVs,N2O,passenger,natural gas tf] | NoSettings | 46584.9 | 45616.4 | 38473.9 | 31650.3 | 25256.3 | 19428 | 14299 | 9961.08 | 6390.66 | 3601.08 | 1602.3 | 400.775 | 0 | 0 | 0 | 0 | 0 | 0 | 0 | 0 | 0 | 0 | 0 | 0 | 0 | 0 | 0 | 0 | 0 | 0 | 0
Transportation Pollutant Emissions Disaggregated[LDVs,N2O,passenger,petroleum gasoline tf] | NoSettings | 823339000 | 930539000 | 923600000 | 915757000 | 899103000 | 879909000 | 859645000 | 839947000 | 821160000 | 802086000 | 780574000 | 755460000 | 729001000 | 705790000 | 682023000 | 659125000 | 634458000 | 608475000 | 580667000 | 550018000 | 517940000 | 484833000 | 451760000 | 419092000 | 388290000 | 359733000 | 333986000 | 311036000 | 290771000 | 273009000 | 257528000
Transportation Pollutant Emissions Disaggregated[LDVs,N2O,passenger,petroleum diesel tf] | NoSettings | 3257120 | 3329560 | 2966280 | 2610470 | 2241500 | 1888220 | 1551780 | 1231260 | 931641 | 652145 | 390021 | 158169 | 0 | 0 | 0 | 0 | 0 | 0 | 0 | 0 | 0 | 0 | 0 | 0 | 0 | 0 | 0 | 0 | 0 | 0 | 0
Transportation Pollutant Emissions Disaggregated[LDVs,N2O,passenger,biofuel gasoline tf] | NoSettings | 0 | 0 | 0 | 0 | 0 | 0 | 0 | 0 | 0 | 0 | 0 | 0 | 0 | 0 | 0 | 0 | 0 | 0 | 0 | 0 | 0 | 0 | 0 | 0 | 0 | 0 | 0 | 0 | 0 | 0 | 0
Transportation Pollutant Emissions Disaggregated[LDVs,N2O,passenger,biofuel diesel tf] | NoSettings | 0 | 0 | 0 | 0 | 0 | 0 | 0 | 0 | 0 | 0 | 0 | 0 | 0 | 0 | 0 | 0 | 0 | 0 | 0 | 0 | 0 | 0 | 0 | 0 | 0 | 0 | 0 | 0 | 0 | 0 | 0
Transportation Pollutant Emissions Disaggregated[LDVs,N2O,passenger,jet fuel tf] | NoSettings | 0 | 0 | 0 | 0 | 0 | 0 | 0 | 0 | 0 | 0 | 0 | 0 | 0 | 0 | 0 | 0 | 0 | 0 | 0 | 0 | 0 | 0 | 0 | 0 | 0 | 0 | 0 | 0 | 0 | 0 | 0
Transportation Pollutant Emissions Disaggregated[LDVs,N2O,passenger,heavy or residual fuel oil tf] | NoSettings | 0 | 0 | 0 | 0 | 0 | 0 | 0 | 0 | 0 | 0 | 0 | 0 | 0 | 0 | 0 | 0 | 0 | 0 | 0 | 0 | 0 | 0 | 0 | 0 | 0 | 0 | 0 | 0 | 0 | 0 | 0
Transportation Pollutant Emissions Disaggregated[LDVs,N2O,passenger,LPG propane or butane tf] | NoSettings | 0 | 0 | 0 | 0 | 0 | 0 | 0 | 0 | 0 | 0 | 0 | 0 | 0 | 0 | 0 | 0 | 0 | 0 | 0 | 0 | 0 | 0 | 0 | 0 | 0 | 0 | 0 | 0 | 0 | 0 | 0
Transportation Pollutant Emissions Disaggregated[LDVs,N2O,passenger,hydrogen tf] | NoSettings | 0 | 0 | 0 | 0 | 0 | 0 | 0 | 0 | 0 | 0 | 0 | 0 | 0 | 0 | 0 | 0 | 0 | 0 | 0 | 0 | 0 | 0 | 0 | 0 | 0 | 0 | 0 | 0 | 0 | 0 | 0
Transportation Pollutant Emissions Disaggregated[LDVs,N2O,freight,electricity tf] | NoSettings | 0 | 0 | 0 | 0 | 0 | 0 | 0 | 0 | 0 | 0 | 0 | 0 | 0 | 0 | 0 | 0 | 0 | 0 | 0 | 0 | 0 | 0 | 0 | 0 | 0 | 0 | 0 | 0 | 0 | 0 | 0
Transportation Pollutant Emissions Disaggregated[LDVs,N2O,freight,natural gas tf] | NoSettings | 33269.3 | 32831.6 | 29671.4 | 26397.5 | 23091.5 | 19840.2 | 16737.7 | 13869.7 | 11206.3 | 8761.36 | 6553.08 | 4628.17 | 3005.4 | 1684.7 | 1505.56 | 1273.74 | 988.679 | 792.688 | 628.361 | 504.901 | 416.518 | 335.269 | 271.635 | 213.85 | 170.298 | 138.681 | 110.004 | 84.3937 | 61.9328 | 47.2386 | 34.4341
Transportation Pollutant Emissions Disaggregated[LDVs,N2O,freight,petroleum gasoline tf] | NoSettings | 60159700 | 65325700 | 64989400 | 64758000 | 64305400 | 63663900 | 63161400 | 62455400 | 61619000 | 60701000 | 59550700 | 58530100 | 57357500 | 56314800 | 53595000 | 51367300 | 49215600 | 46862400 | 44680900 | 42504800 | 40439100 | 38671000 | 37207400 | 36067600 | 35260200 | 34686500 | 34362400 | 34280700 | 34438200 | 34841200 | 35258200
Transportation Pollutant Emissions Disaggregated[LDVs,N2O,freight,petroleum diesel tf] | NoSettings | 58935600 | 61699700 | 58972300 | 56207400 | 53267800 | 50157300 | 47223600 | 44281300 | 41419300 | 38598300 | 35797200 | 34205000 | 32544000 | 30799000 | 29540900 | 28032600 | 26561800 | 25256500 | 24014900 | 22896000 | 21852100 | 20918300 | 20124300 | 19474800 | 18933400 | 18524600 | 18234300 | 18081700 | 18061500 | 18204900 | 18359900
Transportation Pollutant Emissions Disaggregated[LDVs,N2O,freight,biofuel gasoline tf] | NoSettings | 0 | 0 | 0 | 0 | 0 | 0 | 0 | 0 | 0 | 0 | 0 | 0 | 0 | 0 | 0 | 0 | 0 | 0 | 0 | 0 | 0 | 0 | 0 | 0 | 0 | 0 | 0 | 0 | 0 | 0 | 0
Transportation Pollutant Emissions Disaggregated[LDVs,N2O,freight,biofuel diesel tf] | NoSettings | 0 | 0 | 0 | 0 | 0 | 0 | 0 | 0 | 0 | 0 | 0 | 0 | 0 | 0 | 0 | 0 | 0 | 0 | 0 | 0 | 0 | 0 | 0 | 0 | 0 | 0 | 0 | 0 | 0 | 0 | 0
Transportation Pollutant Emissions Disaggregated[LDVs,N2O,freight,jet fuel tf] | NoSettings | 0 | 0 | 0 | 0 | 0 | 0 | 0 | 0 | 0 | 0 | 0 | 0 | 0 | 0 | 0 | 0 | 0 | 0 | 0 | 0 | 0 | 0 | 0 | 0 | 0 | 0 | 0 | 0 | 0 | 0 | 0
Transportation Pollutant Emissions Disaggregated[LDVs,N2O,freight,heavy or residual fuel oil tf] | NoSettings | 0 | 0 | 0 | 0 | 0 | 0 | 0 | 0 | 0 | 0 | 0 | 0 | 0 | 0 | 0 | 0 | 0 | 0 | 0 | 0 | 0 | 0 | 0 | 0 | 0 | 0 | 0 | 0 | 0 | 0 | 0
Transportation Pollutant Emissions Disaggregated[LDVs,N2O,freight,LPG propane or butane tf] | NoSettings | 0 | 0 | 0 | 0 | 0 | 0 | 0 | 0 | 0 | 0 | 0 | 0 | 0 | 0 | 0 | 0 | 0 | 0 | 0 | 0 | 0 | 0 | 0 | 0 | 0 | 0 | 0 | 0 | 0 | 0 | 0
Transportation Pollutant Emissions Disaggregated[LDVs,N2O,freight,hydrogen tf] | NoSettings | 0 | 0 | 0 | 0 | 0 | 0 | 0 | 0 | 0 | 0 | 0 | 0 | 0 | 0 | 0 | 0 | 0 | 0 | 0 | 0 | 0 | 0 | 0 | 0 | 0 | 0 | 0 | 0 | 0 | 0 | 0
Transportation Pollutant Emissions Disaggregated[LDVs,F gases,passenger,electricity tf] | NoSettings | 0 | 0 | 0 | 0 | 0 | 0 | 0 | 0 | 0 | 0 | 0 | 0 | 0 | 0 | 0 | 0 | 0 | 0 | 0 | 0 | 0 | 0 | 0 | 0 | 0 | 0 | 0 | 0 | 0 | 0 | 0
Transportation Pollutant Emissions Disaggregated[LDVs,F gases,passenger,natural gas tf] | NoSettings | 0 | 0 | 0 | 0 | 0 | 0 | 0 | 0 | 0 | 0 | 0 | 0 | 0 | 0 | 0 | 0 | 0 | 0 | 0 | 0 | 0 | 0 | 0 | 0 | 0 | 0 | 0 | 0 | 0 | 0 | 0
Transportation Pollutant Emissions Disaggregated[LDVs,F gases,passenger,petroleum gasoline tf] | NoSettings | 0 | 0 | 0 | 0 | 0 | 0 | 0 | 0 | 0 | 0 | 0 | 0 | 0 | 0 | 0 | 0 | 0 | 0 | 0 | 0 | 0 | 0 | 0 | 0 | 0 | 0 | 0 | 0 | 0 | 0 | 0
Transportation Pollutant Emissions Disaggregated[LDVs,F gases,passenger,petroleum diesel tf] | NoSettings | 0 | 0 | 0 | 0 | 0 | 0 | 0 | 0 | 0 | 0 | 0 | 0 | 0 | 0 | 0 | 0 | 0 | 0 | 0 | 0 | 0 | 0 | 0 | 0 | 0 | 0 | 0 | 0 | 0 | 0 | 0
Transportation Pollutant Emissions Disaggregated[LDVs,F gases,passenger,biofuel gasoline tf] | NoSettings | 0 | 0 | 0 | 0 | 0 | 0 | 0 | 0 | 0 | 0 | 0 | 0 | 0 | 0 | 0 | 0 | 0 | 0 | 0 | 0 | 0 | 0 | 0 | 0 | 0 | 0 | 0 | 0 | 0 | 0 | 0
Transportation Pollutant Emissions Disaggregated[LDVs,F gases,passenger,biofuel diesel tf] | NoSettings | 0 | 0 | 0 | 0 | 0 | 0 | 0 | 0 | 0 | 0 | 0 | 0 | 0 | 0 | 0 | 0 | 0 | 0 | 0 | 0 | 0 | 0 | 0 | 0 | 0 | 0 | 0 | 0 | 0 | 0 | 0
Transportation Pollutant Emissions Disaggregated[LDVs,F gases,passenger,jet fuel tf] | NoSettings | 0 | 0 | 0 | 0 | 0 | 0 | 0 | 0 | 0 | 0 | 0 | 0 | 0 | 0 | 0 | 0 | 0 | 0 | 0 | 0 | 0 | 0 | 0 | 0 | 0 | 0 | 0 | 0 | 0 | 0 | 0
Transportation Pollutant Emissions Disaggregated[LDVs,F gases,passenger,heavy or residual fuel oil tf] | NoSettings | 0 | 0 | 0 | 0 | 0 | 0 | 0 | 0 | 0 | 0 | 0 | 0 | 0 | 0 | 0 | 0 | 0 | 0 | 0 | 0 | 0 | 0 | 0 | 0 | 0 | 0 | 0 | 0 | 0 | 0 | 0
Transportation Pollutant Emissions Disaggregated[LDVs,F gases,passenger,LPG propane or butane tf] | NoSettings | 0 | 0 | 0 | 0 | 0 | 0 | 0 | 0 | 0 | 0 | 0 | 0 | 0 | 0 | 0 | 0 | 0 | 0 | 0 | 0 | 0 | 0 | 0 | 0 | 0 | 0 | 0 | 0 | 0 | 0 | 0
Transportation Pollutant Emissions Disaggregated[LDVs,F gases,passenger,hydrogen tf] | NoSettings | 0 | 0 | 0 | 0 | 0 | 0 | 0 | 0 | 0 | 0 | 0 | 0 | 0 | 0 | 0 | 0 | 0 | 0 | 0 | 0 | 0 | 0 | 0 | 0 | 0 | 0 | 0 | 0 | 0 | 0 | 0
Transportation Pollutant Emissions Disaggregated[LDVs,F gases,freight,electricity tf] | NoSettings | 0 | 0 | 0 | 0 | 0 | 0 | 0 | 0 | 0 | 0 | 0 | 0 | 0 | 0 | 0 | 0 | 0 | 0 | 0 | 0 | 0 | 0 | 0 | 0 | 0 | 0 | 0 | 0 | 0 | 0 | 0
Transportation Pollutant Emissions Disaggregated[LDVs,F gases,freight,natural gas tf] | NoSettings | 0 | 0 | 0 | 0 | 0 | 0 | 0 | 0 | 0 | 0 | 0 | 0 | 0 | 0 | 0 | 0 | 0 | 0 | 0 | 0 | 0 | 0 | 0 | 0 | 0 | 0 | 0 | 0 | 0 | 0 | 0
Transportation Pollutant Emissions Disaggregated[LDVs,F gases,freight,petroleum gasoline tf] | NoSettings | 0 | 0 | 0 | 0 | 0 | 0 | 0 | 0 | 0 | 0 | 0 | 0 | 0 | 0 | 0 | 0 | 0 | 0 | 0 | 0 | 0 | 0 | 0 | 0 | 0 | 0 | 0 | 0 | 0 | 0 | 0
Transportation Pollutant Emissions Disaggregated[LDVs,F gases,freight,petroleum diesel tf] | NoSettings | 0 | 0 | 0 | 0 | 0 | 0 | 0 | 0 | 0 | 0 | 0 | 0 | 0 | 0 | 0 | 0 | 0 | 0 | 0 | 0 | 0 | 0 | 0 | 0 | 0 | 0 | 0 | 0 | 0 | 0 | 0
Transportation Pollutant Emissions Disaggregated[LDVs,F gases,freight,biofuel gasoline tf] | NoSettings | 0 | 0 | 0 | 0 | 0 | 0 | 0 | 0 | 0 | 0 | 0 | 0 | 0 | 0 | 0 | 0 | 0 | 0 | 0 | 0 | 0 | 0 | 0 | 0 | 0 | 0 | 0 | 0 | 0 | 0 | 0
Transportation Pollutant Emissions Disaggregated[LDVs,F gases,freight,biofuel diesel tf] | NoSettings | 0 | 0 | 0 | 0 | 0 | 0 | 0 | 0 | 0 | 0 | 0 | 0 | 0 | 0 | 0 | 0 | 0 | 0 | 0 | 0 | 0 | 0 | 0 | 0 | 0 | 0 | 0 | 0 | 0 | 0 | 0
Transportation Pollutant Emissions Disaggregated[LDVs,F gases,freight,jet fuel tf] | NoSettings | 0 | 0 | 0 | 0 | 0 | 0 | 0 | 0 | 0 | 0 | 0 | 0 | 0 | 0 | 0 | 0 | 0 | 0 | 0 | 0 | 0 | 0 | 0 | 0 | 0 | 0 | 0 | 0 | 0 | 0 | 0
Transportation Pollutant Emissions Disaggregated[LDVs,F gases,freight,heavy or residual fuel oil tf] | NoSettings | 0 | 0 | 0 | 0 | 0 | 0 | 0 | 0 | 0 | 0 | 0 | 0 | 0 | 0 | 0 | 0 | 0 | 0 | 0 | 0 | 0 | 0 | 0 | 0 | 0 | 0 | 0 | 0 | 0 | 0 | 0
Transportation Pollutant Emissions Disaggregated[LDVs,F gases,freight,LPG propane or butane tf] | NoSettings | 0 | 0 | 0 | 0 | 0 | 0 | 0 | 0 | 0 | 0 | 0 | 0 | 0 | 0 | 0 | 0 | 0 | 0 | 0 | 0 | 0 | 0 | 0 | 0 | 0 | 0 | 0 | 0 | 0 | 0 | 0
Transportation Pollutant Emissions Disaggregated[LDVs,F gases,freight,hydrogen tf] | NoSettings | 0 | 0 | 0 | 0 | 0 | 0 | 0 | 0 | 0 | 0 | 0 | 0 | 0 | 0 | 0 | 0 | 0 | 0 | 0 | 0 | 0 | 0 | 0 | 0 | 0 | 0 | 0 | 0 | 0 | 0 | 0
Transportation Pollutant Emissions Disaggregated[HDVs,CO2,passenger,electricity tf] | NoSettings | 0 | 0 | 0 | 0 | 0 | 0 | 0 | 0 | 0 | 0 | 0 | 0 | 0 | 0 | 0 | 0 | 0 | 0 | 0 | 0 | 0 | 0 | 0 | 0 | 0 | 0 | 0 | 0 | 0 | 0 | 0
Transportation Pollutant Emissions Disaggregated[HDVs,CO2,passenger,natural gas tf] | NoSettings | 557484000000 | 543883000000 | 514604000000 | 485472000000 | 455569000000 | 426756000000 | 397844000000 | 370767000000 | 345108000000 | 317303000000 | 289935000000 | 263616000000 | 238766000000 | 214966000000 | 192215000000 | 170398000000 | 151393000000 | 133368000000 | 116383000000 | 100506000000 | 85852600000 | 72320000000 | 60027700000 | 53458900000 | 47409600000 | 40878500000 | 34109800000 | 28671900000 | 23667200000 | 19596200000 | 16701500000
Transportation Pollutant Emissions Disaggregated[HDVs,CO2,passenger,petroleum gasoline tf] | NoSettings | 1209400000000 | 1203380000000 | 1150160000000 | 1097820000000 | 1045490000000 | 993864000000 | 943505000000 | 892952000000 | 844648000000 | 794527000000 | 743791000000 | 692820000000 | 642157000000 | 591247000000 | 540306000000 | 488329000000 | 440840000000 | 392433000000 | 342289000000 | 293116000000 | 243328000000 | 193418000000 | 143277000000 | 134245000000 | 126989000000 | 120753000000 | 112711000000 | 104149000000 | 95361900000 | 87108300000 | 78396200000
Transportation Pollutant Emissions Disaggregated[HDVs,CO2,passenger,petroleum diesel tf] | NoSettings | 1276890000000 | 1303090000000 | 1280680000000 | 1257540000000 | 1225540000000 | 1193390000000 | 1157050000000 | 1117780000000 | 1076260000000 | 1022880000000 | 964386000000 | 933618000000 | 904147000000 | 870978000000 | 840642000000 | 808962000000 | 782388000000 | 755031000000 | 724899000000 | 699135000000 | 674900000000 | 648124000000 | 622685000000 | 573650000000 | 529072000000 | 483077000000 | 437815000000 | 397896000000 | 357293000000 | 322606000000 | 292186000000
Transportation Pollutant Emissions Disaggregated[HDVs,CO2,passenger,biofuel gasoline tf] | NoSettings | 0 | 0 | 0 | 0 | 0 | 0 | 0 | 0 | 0 | 0 | 0 | 0 | 0 | 0 | 0 | 0 | 0 | 0 | 0 | 0 | 0 | 0 | 0 | 0 | 0 | 0 | 0 | 0 | 0 | 0 | 0
Transportation Pollutant Emissions Disaggregated[HDVs,CO2,passenger,biofuel diesel tf] | NoSettings | 0 | 0 | 0 | 0 | 0 | 0 | 0 | 0 | 0 | 0 | 0 | 0 | 0 | 0 | 0 | 0 | 0 | 0 | 0 | 0 | 0 | 0 | 0 | 0 | 0 | 0 | 0 | 0 | 0 | 0 | 0
Transportation Pollutant Emissions Disaggregated[HDVs,CO2,passenger,jet fuel tf] | NoSettings | 0 | 0 | 0 | 0 | 0 | 0 | 0 | 0 | 0 | 0 | 0 | 0 | 0 | 0 | 0 | 0 | 0 | 0 | 0 | 0 | 0 | 0 | 0 | 0 | 0 | 0 | 0 | 0 | 0 | 0 | 0
Transportation Pollutant Emissions Disaggregated[HDVs,CO2,passenger,heavy or residual fuel oil tf] | NoSettings | 0 | 0 | 0 | 0 | 0 | 0 | 0 | 0 | 0 | 0 | 0 | 0 | 0 | 0 | 0 | 0 | 0 | 0 | 0 | 0 | 0 | 0 | 0 | 0 | 0 | 0 | 0 | 0 | 0 | 0 | 0
Transportation Pollutant Emissions Disaggregated[HDVs,CO2,passenger,LPG propane or butane tf] | NoSettings | 0 | 0 | 0 | 0 | 0 | 0 | 0 | 0 | 0 | 0 | 0 | 0 | 0 | 0 | 0 | 0 | 0 | 0 | 0 | 0 | 0 | 0 | 0 | 0 | 0 | 0 | 0 | 0 | 0 | 0 | 0
Transportation Pollutant Emissions Disaggregated[HDVs,CO2,passenger,hydrogen tf] | NoSettings | 0 | 0 | 0 | 0 | 0 | 0 | 0 | 0 | 0 | 0 | 0 | 0 | 0 | 0 | 0 | 0 | 0 | 0 | 0 | 0 | 0 | 0 | 0 | 0 | 0 | 0 | 0 | 0 | 0 | 0 | 0
Transportation Pollutant Emissions Disaggregated[HDVs,CO2,freight,electricity tf] | NoSettings | 0 | 0 | 0 | 0 | 0 | 0 | 0 | 0 | 0 | 0 | 0 | 0 | 0 | 0 | 0 | 0 | 0 | 0 | 0 | 0 | 0 | 0 | 0 | 0 | 0 | 0 | 0 | 0 | 0 | 0 | 0
Transportation Pollutant Emissions Disaggregated[HDVs,CO2,freight,natural gas tf] | NoSettings | 98698300000 | 93643600000 | 89317900000 | 84747400000 | 79895800000 | 75091600000 | 70196000000 | 65368700000 | 60625400000 | 56125900000 | 51734100000 | 48044900000 | 44609400000 | 41366000000 | 38465600000 | 35908200000 | 33824600000 | 32201000000 | 30886000000 | 29865900000 | 29259100000 | 28922900000 | 28716900000 | 28894000000 | 29318700000 | 33476500000 | 37947800000 | 41990300000 | 46578000000 | 51744100000 | 57188300000
Transportation Pollutant Emissions Disaggregated[HDVs,CO2,freight,petroleum gasoline tf] | NoSettings | 0 | 0 | 0 | 0 | 0 | 0 | 0 | 0 | 0 | 0 | 0 | 0 | 0 | 0 | 0 | 0 | 0 | 0 | 0 | 0 | 0 | 0 | 0 | 0 | 0 | 0 | 0 | 0 | 0 | 0 | 0
Transportation Pollutant Emissions Disaggregated[HDVs,CO2,freight,petroleum diesel tf] | NoSettings | 5111750000000 | 5064400000000 | 5014170000000 | 4962250000000 | 4884970000000 | 4803340000000 | 4715690000000 | 4609630000000 | 4494770000000 | 4369560000000 | 4234060000000 | 4260640000000 | 4276730000000 | 4288810000000 | 4297420000000 | 4302470000000 | 4300780000000 | 4282710000000 | 4261750000000 | 4239380000000 | 4222860000000 | 4203900000000 | 4194090000000 | 4168010000000 | 4141640000000 | 4120550000000 | 4121460000000 | 4122900000000 | 4123160000000 | 4143850000000 | 4167390000000
Transportation Pollutant Emissions Disaggregated[HDVs,CO2,freight,biofuel gasoline tf] | NoSettings | 0 | 0 | 0 | 0 | 0 | 0 | 0 | 0 | 0 | 0 | 0 | 0 | 0 | 0 | 0 | 0 | 0 | 0 | 0 | 0 | 0 | 0 | 0 | 0 | 0 | 0 | 0 | 0 | 0 | 0 | 0
Transportation Pollutant Emissions Disaggregated[HDVs,CO2,freight,biofuel diesel tf] | NoSettings | 0 | 0 | 0 | 0 | 0 | 0 | 0 | 0 | 0 | 0 | 0 | 0 | 0 | 0 | 0 | 0 | 0 | 0 | 0 | 0 | 0 | 0 | 0 | 0 | 0 | 0 | 0 | 0 | 0 | 0 | 0
Transportation Pollutant Emissions Disaggregated[HDVs,CO2,freight,jet fuel tf] | NoSettings | 0 | 0 | 0 | 0 | 0 | 0 | 0 | 0 | 0 | 0 | 0 | 0 | 0 | 0 | 0 | 0 | 0 | 0 | 0 | 0 | 0 | 0 | 0 | 0 | 0 | 0 | 0 | 0 | 0 | 0 | 0
Transportation Pollutant Emissions Disaggregated[HDVs,CO2,freight,heavy or residual fuel oil tf] | NoSettings | 0 | 0 | 0 | 0 | 0 | 0 | 0 | 0 | 0 | 0 | 0 | 0 | 0 | 0 | 0 | 0 | 0 | 0 | 0 | 0 | 0 | 0 | 0 | 0 | 0 | 0 | 0 | 0 | 0 | 0 | 0
Transportation Pollutant Emissions Disaggregated[HDVs,CO2,freight,LPG propane or butane tf] | NoSettings | 0 | 0 | 0 | 0 | 0 | 0 | 0 | 0 | 0 | 0 | 0 | 0 | 0 | 0 | 0 | 0 | 0 | 0 | 0 | 0 | 0 | 0 | 0 | 0 | 0 | 0 | 0 | 0 | 0 | 0 | 0
Transportation Pollutant Emissions Disaggregated[HDVs,CO2,freight,hydrogen tf] | NoSettings | 0 | 0 | 0 | 0 | 0 | 0 | 0 | 0 | 0 | 0 | 0 | 0 | 0 | 0 | 0 | 0 | 0 | 0 | 0 | 0 | 0 | 0 | 0 | 0 | 0 | 0 | 0 | 0 | 0 | 0 | 0
Transportation Pollutant Emissions Disaggregated[HDVs,VOC,passenger,electricity tf] | NoSettings | 0 | 0 | 0 | 0 | 0 | 0 | 0 | 0 | 0 | 0 | 0 | 0 | 0 | 0 | 0 | 0 | 0 | 0 | 0 | 0 | 0 | 0 | 0 | 0 | 0 | 0 | 0 | 0 | 0 | 0 | 0
Transportation Pollutant Emissions Disaggregated[HDVs,VOC,passenger,natural gas tf] | NoSettings | 212597000 | 207410000 | 196245000 | 185135000 | 173732000 | 162744000 | 151718000 | 141392000 | 131607000 | 121004000 | 110567000 | 100530000 | 91053600 | 81977600 | 73301200 | 64981300 | 57733800 | 50860000 | 44382900 | 38328000 | 32740000 | 27579300 | 22891600 | 20386600 | 18079700 | 15589100 | 13007800 | 10934000 | 9025500 | 7473040 | 6369120
Transportation Pollutant Emissions Disaggregated[HDVs,VOC,passenger,petroleum gasoline tf] | NoSettings | 857950000 | 853681000 | 815922000 | 778795000 | 741669000 | 705048000 | 669323000 | 633461000 | 599194000 | 563638000 | 527646000 | 491487000 | 455547000 | 419431000 | 383293000 | 346421000 | 312732000 | 278392000 | 242820000 | 207937000 | 172617000 | 137211000 | 101641000 | 95233300 | 90085800 | 85662000 | 79957600 | 73883600 | 67649800 | 61794700 | 55614300
Transportation Pollutant Emissions Disaggregated[HDVs,VOC,passenger,petroleum diesel tf] | NoSettings | 323284000 | 329915000 | 324243000 | 318385000 | 310281000 | 302142000 | 292942000 | 283000000 | 272489000 | 258972000 | 244163000 | 236373000 | 228912000 | 220514000 | 212834000 | 204813000 | 198085000 | 191159000 | 183530000 | 177007000 | 170871000 | 164092000 | 157651000 | 145237000 | 133950000 | 122305000 | 110846000 | 100739000 | 90459400 | 81677200 | 73975600
Transportation Pollutant Emissions Disaggregated[HDVs,VOC,passenger,biofuel gasoline tf] | NoSettings | 23222600 | 23176800 | 22222400 | 21270500 | 20307600 | 19359100 | 18431600 | 17494500 | 16591000 | 15644300 | 14677300 | 13671500 | 12671800 | 11667100 | 10661900 | 9636250 | 8699140 | 7743920 | 6754420 | 5784100 | 4801610 | 3816750 | 2827300 | 2649060 | 2505880 | 2382820 | 2224150 | 2055190 | 1881790 | 1718920 | 1547000
Transportation Pollutant Emissions Disaggregated[HDVs,VOC,passenger,biofuel diesel tf] | NoSettings | 79573100 | 91269000 | 100087000 | 109004000 | 117234000 | 125457000 | 133202000 | 140497000 | 147326000 | 152167000 | 155639000 | 150673000 | 145917000 | 140564000 | 135668000 | 130555000 | 126267000 | 121852000 | 116989000 | 112831000 | 108920000 | 104598000 | 100493000 | 92579200 | 85384900 | 77962000 | 70657300 | 64214900 | 57662100 | 52064100 | 47154800
Transportation Pollutant Emissions Disaggregated[HDVs,VOC,passenger,jet fuel tf] | NoSettings | 0 | 0 | 0 | 0 | 0 | 0 | 0 | 0 | 0 | 0 | 0 | 0 | 0 | 0 | 0 | 0 | 0 | 0 | 0 | 0 | 0 | 0 | 0 | 0 | 0 | 0 | 0 | 0 | 0 | 0 | 0
Transportation Pollutant Emissions Disaggregated[HDVs,VOC,passenger,heavy or residual fuel oil tf] | NoSettings | 0 | 0 | 0 | 0 | 0 | 0 | 0 | 0 | 0 | 0 | 0 | 0 | 0 | 0 | 0 | 0 | 0 | 0 | 0 | 0 | 0 | 0 | 0 | 0 | 0 | 0 | 0 | 0 | 0 | 0 | 0
Transportation Pollutant Emissions Disaggregated[HDVs,VOC,passenger,LPG propane or butane tf] | NoSettings | 0 | 0 | 0 | 0 | 0 | 0 | 0 | 0 | 0 | 0 | 0 | 0 | 0 | 0 | 0 | 0 | 0 | 0 | 0 | 0 | 0 | 0 | 0 | 0 | 0 | 0 | 0 | 0 | 0 | 0 | 0
Transportation Pollutant Emissions Disaggregated[HDVs,VOC,passenger,hydrogen tf] | NoSettings | 0 | 0 | 0 | 0 | 0 | 0 | 0 | 0 | 0 | 0 | 0 | 0 | 0 | 0 | 0 | 0 | 0 | 0 | 0 | 0 | 0 | 0 | 0 | 0 | 0 | 0 | 0 | 0 | 0 | 0 | 0
Transportation Pollutant Emissions Disaggregated[HDVs,VOC,freight,electricity tf] | NoSettings | 0 | 0 | 0 | 0 | 0 | 0 | 0 | 0 | 0 | 0 | 0 | 0 | 0 | 0 | 0 | 0 | 0 | 0 | 0 | 0 | 0 | 0 | 0 | 0 | 0 | 0 | 0 | 0 | 0 | 0 | 0
Transportation Pollutant Emissions Disaggregated[HDVs,VOC,freight,natural gas tf] | NoSettings | 37638700 | 35711100 | 34061500 | 32318500 | 30468300 | 28636300 | 26769300 | 24928400 | 23119600 | 21403700 | 19728900 | 18322000 | 17011800 | 15774900 | 14668900 | 13693600 | 12899100 | 12279900 | 11778400 | 11389400 | 11158000 | 11029800 | 10951200 | 11018800 | 11180700 | 12766300 | 14471400 | 16013000 | 17762600 | 19732700 | 21808800
Transportation Pollutant Emissions Disaggregated[HDVs,VOC,freight,petroleum gasoline tf] | NoSettings | 0 | 0 | 0 | 0 | 0 | 0 | 0 | 0 | 0 | 0 | 0 | 0 | 0 | 0 | 0 | 0 | 0 | 0 | 0 | 0 | 0 | 0 | 0 | 0 | 0 | 0 | 0 | 0 | 0 | 0 | 0
Transportation Pollutant Emissions Disaggregated[HDVs,VOC,freight,petroleum diesel tf] | NoSettings | 1294190000 | 1282210000 | 1269490000 | 1256340000 | 1236780000 | 1216110000 | 1193920000 | 1167070000 | 1137990000 | 1106290000 | 1071980000 | 1078710000 | 1082780000 | 1085840000 | 1088020000 | 1089300000 | 1088870000 | 1084300000 | 1078990000 | 1073320000 | 1069140000 | 1064340000 | 1061860000 | 1055260000 | 1048580000 | 1043240000 | 1043470000 | 1043840000 | 1043900000 | 1049140000 | 1055100000
Transportation Pollutant Emissions Disaggregated[HDVs,VOC,freight,biofuel gasoline tf] | NoSettings | 0 | 0 | 0 | 0 | 0 | 0 | 0 | 0 | 0 | 0 | 0 | 0 | 0 | 0 | 0 | 0 | 0 | 0 | 0 | 0 | 0 | 0 | 0 | 0 | 0 | 0 | 0 | 0 | 0 | 0 | 0
Transportation Pollutant Emissions Disaggregated[HDVs,VOC,freight,biofuel diesel tf] | NoSettings | 318552000 | 354714000 | 391865000 | 430128000 | 467294000 | 504960000 | 542881000 | 579394000 | 615274000 | 650030000 | 683319000 | 687608000 | 690204000 | 692155000 | 693544000 | 694359000 | 694087000 | 691170000 | 687788000 | 684177000 | 681512000 | 678451000 | 676868000 | 672659000 | 668404000 | 665000000 | 665146000 | 665379000 | 665420000 | 668760000 | 672558000
Transportation Pollutant Emissions Disaggregated[HDVs,VOC,freight,jet fuel tf] | NoSettings | 0 | 0 | 0 | 0 | 0 | 0 | 0 | 0 | 0 | 0 | 0 | 0 | 0 | 0 | 0 | 0 | 0 | 0 | 0 | 0 | 0 | 0 | 0 | 0 | 0 | 0 | 0 | 0 | 0 | 0 | 0
Transportation Pollutant Emissions Disaggregated[HDVs,VOC,freight,heavy or residual fuel oil tf] | NoSettings | 0 | 0 | 0 | 0 | 0 | 0 | 0 | 0 | 0 | 0 | 0 | 0 | 0 | 0 | 0 | 0 | 0 | 0 | 0 | 0 | 0 | 0 | 0 | 0 | 0 | 0 | 0 | 0 | 0 | 0 | 0
Transportation Pollutant Emissions Disaggregated[HDVs,VOC,freight,LPG propane or butane tf] | NoSettings | 0 | 0 | 0 | 0 | 0 | 0 | 0 | 0 | 0 | 0 | 0 | 0 | 0 | 0 | 0 | 0 | 0 | 0 | 0 | 0 | 0 | 0 | 0 | 0 | 0 | 0 | 0 | 0 | 0 | 0 | 0
Transportation Pollutant Emissions Disaggregated[HDVs,VOC,freight,hydrogen tf] | NoSettings | 0 | 0 | 0 | 0 | 0 | 0 | 0 | 0 | 0 | 0 | 0 | 0 | 0 | 0 | 0 | 0 | 0 | 0 | 0 | 0 | 0 | 0 | 0 | 0 | 0 | 0 | 0 | 0 | 0 | 0 | 0
Transportation Pollutant Emissions Disaggregated[HDVs,CO,passenger,electricity tf] | NoSettings | 0 | 0 | 0 | 0 | 0 | 0 | 0 | 0 | 0 | 0 | 0 | 0 | 0 | 0 | 0 | 0 | 0 | 0 | 0 | 0 | 0 | 0 | 0 | 0 | 0 | 0 | 0 | 0 | 0 | 0 | 0
Transportation Pollutant Emissions Disaggregated[HDVs,CO,passenger,natural gas tf] | NoSettings | 11773500000 | 11486300000 | 10867900000 | 10252700000 | 9621180000 | 9012680000 | 8402080000 | 7830250000 | 7288350000 | 6701130000 | 6123140000 | 5567310000 | 5042510000 | 4539880000 | 4059380000 | 3598630000 | 3197270000 | 2816600000 | 2457900000 | 2122590000 | 1813120000 | 1527330000 | 1267730000 | 1129000000 | 1001250000 | 863314000 | 720367000 | 605522000 | 499828000 | 413854000 | 352719000
Transportation Pollutant Emissions Disaggregated[HDVs,CO,passenger,petroleum gasoline tf] | NoSettings | 9709250000 | 9660930000 | 9233620000 | 8813460000 | 8393320000 | 7978890000 | 7574590000 | 7168750000 | 6780960000 | 6378580000 | 5971260000 | 5562060000 | 5155330000 | 4746610000 | 4337650000 | 3920380000 | 3539130000 | 3150510000 | 2747940000 | 2353180000 | 1953470000 | 1552790000 | 1150250000 | 1077740000 | 1019480000 | 969420000 | 904864000 | 836126000 | 765579000 | 699318000 | 629376000
Transportation Pollutant Emissions Disaggregated[HDVs,CO,passenger,petroleum diesel tf] | NoSettings | 1110020000 | 1132790000 | 1113310000 | 1093200000 | 1065370000 | 1037430000 | 1005840000 | 971705000 | 935612000 | 889202000 | 838354000 | 811607000 | 785988000 | 757154000 | 730782000 | 703242000 | 680141000 | 656359000 | 630165000 | 607768000 | 586700000 | 563423000 | 541309000 | 498682000 | 459930000 | 419946000 | 380599000 | 345896000 | 310600000 | 280445000 | 254001000
Transportation Pollutant Emissions Disaggregated[HDVs,CO,passenger,biofuel gasoline tf] | NoSettings | 79735200 | 79577700 | 76300900 | 73032500 | 69726300 | 66469900 | 63285200 | 60067800 | 56965400 | 53715000 | 50394700 | 46941300 | 43508700 | 40059300 | 36607800 | 33086200 | 29868600 | 26588900 | 23191400 | 19859800 | 16486400 | 13104900 | 9707570 | 9095600 | 8603970 | 8181460 | 7636640 | 7056520 | 6461140 | 5901930 | 5311650
Transportation Pollutant Emissions Disaggregated[HDVs,CO,passenger,biofuel diesel tf] | NoSettings | 273213000 | 313370000 | 343647000 | 374263000 | 402521000 | 430753000 | 457347000 | 482392000 | 505842000 | 522461000 | 534382000 | 517333000 | 501002000 | 482623000 | 465813000 | 448259000 | 433534000 | 418375000 | 401678000 | 387402000 | 373973000 | 359136000 | 345040000 | 317869000 | 293167000 | 267681000 | 242600000 | 220480000 | 197982000 | 178761000 | 161905000
Transportation Pollutant Emissions Disaggregated[HDVs,CO,passenger,jet fuel tf] | NoSettings | 0 | 0 | 0 | 0 | 0 | 0 | 0 | 0 | 0 | 0 | 0 | 0 | 0 | 0 | 0 | 0 | 0 | 0 | 0 | 0 | 0 | 0 | 0 | 0 | 0 | 0 | 0 | 0 | 0 | 0 | 0
Transportation Pollutant Emissions Disaggregated[HDVs,CO,passenger,heavy or residual fuel oil tf] | NoSettings | 0 | 0 | 0 | 0 | 0 | 0 | 0 | 0 | 0 | 0 | 0 | 0 | 0 | 0 | 0 | 0 | 0 | 0 | 0 | 0 | 0 | 0 | 0 | 0 | 0 | 0 | 0 | 0 | 0 | 0 | 0
Transportation Pollutant Emissions Disaggregated[HDVs,CO,passenger,LPG propane or butane tf] | NoSettings | 0 | 0 | 0 | 0 | 0 | 0 | 0 | 0 | 0 | 0 | 0 | 0 | 0 | 0 | 0 | 0 | 0 | 0 | 0 | 0 | 0 | 0 | 0 | 0 | 0 | 0 | 0 | 0 | 0 | 0 | 0
Transportation Pollutant Emissions Disaggregated[HDVs,CO,passenger,hydrogen tf] | NoSettings | 0 | 0 | 0 | 0 | 0 | 0 | 0 | 0 | 0 | 0 | 0 | 0 | 0 | 0 | 0 | 0 | 0 | 0 | 0 | 0 | 0 | 0 | 0 | 0 | 0 | 0 | 0 | 0 | 0 | 0 | 0
Transportation Pollutant Emissions Disaggregated[HDVs,CO,freight,electricity tf] | NoSettings | 0 | 0 | 0 | 0 | 0 | 0 | 0 | 0 | 0 | 0 | 0 | 0 | 0 | 0 | 0 | 0 | 0 | 0 | 0 | 0 | 0 | 0 | 0 | 0 | 0 | 0 | 0 | 0 | 0 | 0 | 0
Transportation Pollutant Emissions Disaggregated[HDVs,CO,freight,natural gas tf] | NoSettings | 2084410000 | 1977660000 | 1886310000 | 1789780000 | 1687320000 | 1585860000 | 1482470000 | 1380520000 | 1280350000 | 1185320000 | 1092580000 | 1014660000 | 942107000 | 873609000 | 812356000 | 758347000 | 714344000 | 680054000 | 652282000 | 630738000 | 617925000 | 610823000 | 606473000 | 610214000 | 619183000 | 706991000 | 801422000 | 886795000 | 983683000 | 1092790000 | 1207760000
Transportation Pollutant Emissions Disaggregated[HDVs,CO,freight,petroleum gasoline tf] | NoSettings | 0 | 0 | 0 | 0 | 0 | 0 | 0 | 0 | 0 | 0 | 0 | 0 | 0 | 0 | 0 | 0 | 0 | 0 | 0 | 0 | 0 | 0 | 0 | 0 | 0 | 0 | 0 | 0 | 0 | 0 | 0
Transportation Pollutant Emissions Disaggregated[HDVs,CO,freight,petroleum diesel tf] | NoSettings | 4443710000 | 4402560000 | 4358890000 | 4313760000 | 4246570000 | 4175610000 | 4099410000 | 4007220000 | 3907370000 | 3798520000 | 3680730000 | 3703830000 | 3717820000 | 3728320000 | 3735810000 | 3740200000 | 3738730000 | 3723020000 | 3704800000 | 3685350000 | 3670990000 | 3654510000 | 3645980000 | 3623310000 | 3600390000 | 3582050000 | 3582840000 | 3584100000 | 3584320000 | 3602310000 | 3622770000
Transportation Pollutant Emissions Disaggregated[HDVs,CO,freight,biofuel gasoline tf] | NoSettings | 0 | 0 | 0 | 0 | 0 | 0 | 0 | 0 | 0 | 0 | 0 | 0 | 0 | 0 | 0 | 0 | 0 | 0 | 0 | 0 | 0 | 0 | 0 | 0 | 0 | 0 | 0 | 0 | 0 | 0 | 0
Transportation Pollutant Emissions Disaggregated[HDVs,CO,freight,biofuel diesel tf] | NoSettings | 1093740000 | 1217900000 | 1345460000 | 1476840000 | 1604450000 | 1733770000 | 1863970000 | 1989340000 | 2112530000 | 2231860000 | 2346160000 | 2360890000 | 2369800000 | 2376500000 | 2381270000 | 2384070000 | 2383130000 | 2373120000 | 2361500000 | 2349110000 | 2339960000 | 2329450000 | 2324010000 | 2309560000 | 2294950000 | 2283260000 | 2283770000 | 2284570000 | 2284710000 | 2296170000 | 2309220000
Transportation Pollutant Emissions Disaggregated[HDVs,CO,freight,jet fuel tf] | NoSettings | 0 | 0 | 0 | 0 | 0 | 0 | 0 | 0 | 0 | 0 | 0 | 0 | 0 | 0 | 0 | 0 | 0 | 0 | 0 | 0 | 0 | 0 | 0 | 0 | 0 | 0 | 0 | 0 | 0 | 0 | 0
Transportation Pollutant Emissions Disaggregated[HDVs,CO,freight,heavy or residual fuel oil tf] | NoSettings | 0 | 0 | 0 | 0 | 0 | 0 | 0 | 0 | 0 | 0 | 0 | 0 | 0 | 0 | 0 | 0 | 0 | 0 | 0 | 0 | 0 | 0 | 0 | 0 | 0 | 0 | 0 | 0 | 0 | 0 | 0
Transportation Pollutant Emissions Disaggregated[HDVs,CO,freight,LPG propane or butane tf] | NoSettings | 0 | 0 | 0 | 0 | 0 | 0 | 0 | 0 | 0 | 0 | 0 | 0 | 0 | 0 | 0 | 0 | 0 | 0 | 0 | 0 | 0 | 0 | 0 | 0 | 0 | 0 | 0 | 0 | 0 | 0 | 0
Transportation Pollutant Emissions Disaggregated[HDVs,CO,freight,hydrogen tf] | NoSettings | 0 | 0 | 0 | 0 | 0 | 0 | 0 | 0 | 0 | 0 | 0 | 0 | 0 | 0 | 0 | 0 | 0 | 0 | 0 | 0 | 0 | 0 | 0 | 0 | 0 | 0 | 0 | 0 | 0 | 0 | 0
Transportation Pollutant Emissions Disaggregated[HDVs,NOx,passenger,electricity tf] | NoSettings | 0 | 0 | 0 | 0 | 0 | 0 | 0 | 0 | 0 | 0 | 0 | 0 | 0 | 0 | 0 | 0 | 0 | 0 | 0 | 0 | 0 | 0 | 0 | 0 | 0 | 0 | 0 | 0 | 0 | 0 | 0
Transportation Pollutant Emissions Disaggregated[HDVs,NOx,passenger,natural gas tf] | NoSettings | 666822000 | 650553000 | 615532000 | 580686000 | 544919000 | 510454000 | 475872000 | 443485000 | 412793000 | 379534000 | 346798000 | 315318000 | 285594000 | 257127000 | 229913000 | 203817000 | 181085000 | 159525000 | 139209000 | 120218000 | 102691000 | 86503800 | 71800700 | 63943600 | 56707900 | 48895900 | 40799700 | 34295200 | 28308900 | 23439600 | 19977100
Transportation Pollutant Emissions Disaggregated[HDVs,NOx,passenger,petroleum gasoline tf] | NoSettings | 431098000 | 428953000 | 409980000 | 391324000 | 372670000 | 354269000 | 336318000 | 318298000 | 301080000 | 283214000 | 265128000 | 246960000 | 228901000 | 210753000 | 192595000 | 174068000 | 157140000 | 139885000 | 122011000 | 104483000 | 86735500 | 68945100 | 51071800 | 47852300 | 45265800 | 43043000 | 40176600 | 37124600 | 33992300 | 31050200 | 27944800
Transportation Pollutant Emissions Disaggregated[HDVs,NOx,passenger,petroleum diesel tf] | NoSettings | 2718340000 | 2774100000 | 2726400000 | 2677150000 | 2609000000 | 2540560000 | 2463210000 | 2379610000 | 2291230000 | 2177570000 | 2053050000 | 1987550000 | 1924810000 | 1854200000 | 1789610000 | 1722170000 | 1665600000 | 1607360000 | 1543210000 | 1488370000 | 1436770000 | 1379770000 | 1325610000 | 1221220000 | 1126320000 | 1028410000 | 932050000 | 847067000 | 760629000 | 686784000 | 622025000
Transportation Pollutant Emissions Disaggregated[HDVs,NOx,passenger,biofuel gasoline tf] | NoSettings | 195266000 | 194880000 | 186856000 | 178851000 | 170755000 | 162780000 | 154981000 | 147102000 | 139504000 | 131544000 | 123413000 | 114956000 | 106550000 | 98102400 | 89650100 | 81025900 | 73146300 | 65114300 | 56794100 | 48635200 | 40374100 | 32092900 | 23773200 | 22274500 | 21070500 | 20035800 | 18701600 | 17280900 | 15822900 | 14453400 | 13007900
Transportation Pollutant Emissions Disaggregated[HDVs,NOx,passenger,biofuel diesel tf] | NoSettings | 669074000 | 767416000 | 841561000 | 916537000 | 985739000 | 1054880000 | 1120000000 | 1181340000 | 1238760000 | 1279460000 | 1308650000 | 1266900000 | 1226910000 | 1181900000 | 1140730000 | 1097750000 | 1061690000 | 1024560000 | 983674000 | 948713000 | 915826000 | 879492000 | 844972000 | 778432000 | 717941000 | 655527000 | 594107000 | 539937000 | 484840000 | 437770000 | 396491000
Transportation Pollutant Emissions Disaggregated[HDVs,NOx,passenger,jet fuel tf] | NoSettings | 0 | 0 | 0 | 0 | 0 | 0 | 0 | 0 | 0 | 0 | 0 | 0 | 0 | 0 | 0 | 0 | 0 | 0 | 0 | 0 | 0 | 0 | 0 | 0 | 0 | 0 | 0 | 0 | 0 | 0 | 0
Transportation Pollutant Emissions Disaggregated[HDVs,NOx,passenger,heavy or residual fuel oil tf] | NoSettings | 0 | 0 | 0 | 0 | 0 | 0 | 0 | 0 | 0 | 0 | 0 | 0 | 0 | 0 | 0 | 0 | 0 | 0 | 0 | 0 | 0 | 0 | 0 | 0 | 0 | 0 | 0 | 0 | 0 | 0 | 0
Transportation Pollutant Emissions Disaggregated[HDVs,NOx,passenger,LPG propane or butane tf] | NoSettings | 0 | 0 | 0 | 0 | 0 | 0 | 0 | 0 | 0 | 0 | 0 | 0 | 0 | 0 | 0 | 0 | 0 | 0 | 0 | 0 | 0 | 0 | 0 | 0 | 0 | 0 | 0 | 0 | 0 | 0 | 0
Transportation Pollutant Emissions Disaggregated[HDVs,NOx,passenger,hydrogen tf] | NoSettings | 0 | 0 | 0 | 0 | 0 | 0 | 0 | 0 | 0 | 0 | 0 | 0 | 0 | 0 | 0 | 0 | 0 | 0 | 0 | 0 | 0 | 0 | 0 | 0 | 0 | 0 | 0 | 0 | 0 | 0 | 0
Transportation Pollutant Emissions Disaggregated[HDVs,NOx,freight,electricity tf] | NoSettings | 0 | 0 | 0 | 0 | 0 | 0 | 0 | 0 | 0 | 0 | 0 | 0 | 0 | 0 | 0 | 0 | 0 | 0 | 0 | 0 | 0 | 0 | 0 | 0 | 0 | 0 | 0 | 0 | 0 | 0 | 0
Transportation Pollutant Emissions Disaggregated[HDVs,NOx,freight,natural gas tf] | NoSettings | 118056000 | 112010000 | 106836000 | 101369000 | 95565500 | 89819100 | 83963300 | 78189200 | 72515700 | 67133700 | 61880600 | 57467800 | 53358500 | 49478900 | 46009700 | 42950800 | 40458500 | 38516400 | 36943500 | 35723300 | 34997600 | 34595400 | 34349000 | 34560900 | 35068900 | 40042100 | 45390400 | 50225700 | 55713200 | 61892500 | 68404500
Transportation Pollutant Emissions Disaggregated[HDVs,NOx,freight,petroleum gasoline tf] | NoSettings | 0 | 0 | 0 | 0 | 0 | 0 | 0 | 0 | 0 | 0 | 0 | 0 | 0 | 0 | 0 | 0 | 0 | 0 | 0 | 0 | 0 | 0 | 0 | 0 | 0 | 0 | 0 | 0 | 0 | 0 | 0
Transportation Pollutant Emissions Disaggregated[HDVs,NOx,freight,petroleum diesel tf] | NoSettings | 10882200000 | 10781400000 | 10674500000 | 10564000000 | 10399500000 | 10225700000 | 10039100000 | 9813300000 | 9568770000 | 9302220000 | 9013760000 | 9070330000 | 9104580000 | 9130310000 | 9148640000 | 9159390000 | 9155800000 | 9117320000 | 9072700000 | 9025070000 | 8989920000 | 8949540000 | 8928660000 | 8873140000 | 8817000000 | 8772100000 | 8774030000 | 8777110000 | 8777650000 | 8821710000 | 8871810000
Transportation Pollutant Emissions Disaggregated[HDVs,NOx,freight,biofuel gasoline tf] | NoSettings | 0 | 0 | 0 | 0 | 0 | 0 | 0 | 0 | 0 | 0 | 0 | 0 | 0 | 0 | 0 | 0 | 0 | 0 | 0 | 0 | 0 | 0 | 0 | 0 | 0 | 0 | 0 | 0 | 0 | 0 | 0
Transportation Pollutant Emissions Disaggregated[HDVs,NOx,freight,biofuel diesel tf] | NoSettings | 2678480000 | 2982540000 | 3294910000 | 3616640000 | 3929140000 | 4245850000 | 4564700000 | 4871710000 | 5173400000 | 5465640000 | 5745540000 | 5781600000 | 5803440000 | 5819840000 | 5831520000 | 5838370000 | 5836080000 | 5811560000 | 5783120000 | 5752750000 | 5730350000 | 5704610000 | 5691300000 | 5655910000 | 5620130000 | 5591510000 | 5592740000 | 5594700000 | 5595050000 | 5623130000 | 5655060000
Transportation Pollutant Emissions Disaggregated[HDVs,NOx,freight,jet fuel tf] | NoSettings | 0 | 0 | 0 | 0 | 0 | 0 | 0 | 0 | 0 | 0 | 0 | 0 | 0 | 0 | 0 | 0 | 0 | 0 | 0 | 0 | 0 | 0 | 0 | 0 | 0 | 0 | 0 | 0 | 0 | 0 | 0
Transportation Pollutant Emissions Disaggregated[HDVs,NOx,freight,heavy or residual fuel oil tf] | NoSettings | 0 | 0 | 0 | 0 | 0 | 0 | 0 | 0 | 0 | 0 | 0 | 0 | 0 | 0 | 0 | 0 | 0 | 0 | 0 | 0 | 0 | 0 | 0 | 0 | 0 | 0 | 0 | 0 | 0 | 0 | 0
Transportation Pollutant Emissions Disaggregated[HDVs,NOx,freight,LPG propane or butane tf] | NoSettings | 0 | 0 | 0 | 0 | 0 | 0 | 0 | 0 | 0 | 0 | 0 | 0 | 0 | 0 | 0 | 0 | 0 | 0 | 0 | 0 | 0 | 0 | 0 | 0 | 0 | 0 | 0 | 0 | 0 | 0 | 0
Transportation Pollutant Emissions Disaggregated[HDVs,NOx,freight,hydrogen tf] | NoSettings | 0 | 0 | 0 | 0 | 0 | 0 | 0 | 0 | 0 | 0 | 0 | 0 | 0 | 0 | 0 | 0 | 0 | 0 | 0 | 0 | 0 | 0 | 0 | 0 | 0 | 0 | 0 | 0 | 0 | 0 | 0
Transportation Pollutant Emissions Disaggregated[HDVs,PM10,passenger,electricity tf] | NoSettings | 0 | 0 | 0 | 0 | 0 | 0 | 0 | 0 | 0 | 0 | 0 | 0 | 0 | 0 | 0 | 0 | 0 | 0 | 0 | 0 | 0 | 0 | 0 | 0 | 0 | 0 | 0 | 0 | 0 | 0 | 0
Transportation Pollutant Emissions Disaggregated[HDVs,PM10,passenger,natural gas tf] | NoSettings | 60111000 | 58644400 | 55487400 | 52346200 | 49121900 | 46015100 | 42897700 | 39978100 | 37211400 | 34213300 | 31262300 | 28424500 | 25745000 | 23178800 | 20725600 | 18373200 | 16324000 | 14380500 | 12549100 | 10837100 | 9257090 | 7797930 | 6472510 | 5764230 | 5111960 | 4407740 | 3677910 | 3091550 | 2551920 | 2112970 | 1800840
Transportation Pollutant Emissions Disaggregated[HDVs,PM10,passenger,petroleum gasoline tf] | NoSettings | 84053600 | 83635300 | 79936100 | 76298700 | 72661500 | 69073700 | 65573700 | 62060300 | 58703200 | 55219700 | 51693600 | 48151100 | 44630000 | 41091700 | 37551300 | 33939000 | 30638500 | 27274200 | 23789100 | 20371600 | 16911300 | 13442600 | 9957760 | 9330030 | 8825720 | 8392330 | 7833460 | 7238390 | 6627670 | 6054040 | 5448550
Transportation Pollutant Emissions Disaggregated[HDVs,PM10,passenger,petroleum diesel tf] | NoSettings | 91410800 | 93285800 | 91681800 | 90025500 | 87734000 | 85432600 | 82831300 | 80020300 | 77048000 | 73226100 | 69038800 | 66836200 | 64726400 | 62351900 | 60180100 | 57912300 | 56009900 | 54051400 | 51894300 | 50049900 | 48315000 | 46398100 | 44577000 | 41066600 | 37875400 | 34582700 | 31342400 | 28484700 | 25578000 | 23094800 | 20917100
Transportation Pollutant Emissions Disaggregated[HDVs,PM10,passenger,biofuel gasoline tf] | NoSettings | 6566120 | 6553140 | 6283300 | 6014150 | 5741890 | 5473730 | 5211470 | 4946520 | 4691040 | 4423380 | 4149950 | 3865570 | 3582890 | 3298840 | 3014620 | 2724620 | 2459650 | 2189570 | 1909790 | 1635430 | 1357640 | 1079170 | 799408 | 749014 | 708528 | 673735 | 628869 | 581097 | 532068 | 486018 | 437409
Transportation Pollutant Emissions Disaggregated[HDVs,PM10,passenger,biofuel diesel tf] | NoSettings | 22499700 | 25806700 | 28300100 | 30821400 | 33148500 | 35473500 | 37663600 | 39726000 | 41657200 | 43025800 | 44007500 | 42603500 | 41258600 | 39745100 | 38360700 | 36915100 | 35702500 | 34454100 | 33079100 | 31903400 | 30797500 | 29575600 | 28414800 | 26177200 | 24143000 | 22044100 | 19978700 | 18157100 | 16304200 | 14721400 | 13333200
Transportation Pollutant Emissions Disaggregated[HDVs,PM10,passenger,jet fuel tf] | NoSettings | 0 | 0 | 0 | 0 | 0 | 0 | 0 | 0 | 0 | 0 | 0 | 0 | 0 | 0 | 0 | 0 | 0 | 0 | 0 | 0 | 0 | 0 | 0 | 0 | 0 | 0 | 0 | 0 | 0 | 0 | 0
Transportation Pollutant Emissions Disaggregated[HDVs,PM10,passenger,heavy or residual fuel oil tf] | NoSettings | 0 | 0 | 0 | 0 | 0 | 0 | 0 | 0 | 0 | 0 | 0 | 0 | 0 | 0 | 0 | 0 | 0 | 0 | 0 | 0 | 0 | 0 | 0 | 0 | 0 | 0 | 0 | 0 | 0 | 0 | 0
Transportation Pollutant Emissions Disaggregated[HDVs,PM10,passenger,LPG propane or butane tf] | NoSettings | 0 | 0 | 0 | 0 | 0 | 0 | 0 | 0 | 0 | 0 | 0 | 0 | 0 | 0 | 0 | 0 | 0 | 0 | 0 | 0 | 0 | 0 | 0 | 0 | 0 | 0 | 0 | 0 | 0 | 0 | 0
Transportation Pollutant Emissions Disaggregated[HDVs,PM10,passenger,hydrogen tf] | NoSettings | 0 | 0 | 0 | 0 | 0 | 0 | 0 | 0 | 0 | 0 | 0 | 0 | 0 | 0 | 0 | 0 | 0 | 0 | 0 | 0 | 0 | 0 | 0 | 0 | 0 | 0 | 0 | 0 | 0 | 0 | 0
Transportation Pollutant Emissions Disaggregated[HDVs,PM10,freight,electricity tf] | NoSettings | 0 | 0 | 0 | 0 | 0 | 0 | 0 | 0 | 0 | 0 | 0 | 0 | 0 | 0 | 0 | 0 | 0 | 0 | 0 | 0 | 0 | 0 | 0 | 0 | 0 | 0 | 0 | 0 | 0 | 0 | 0
Transportation Pollutant Emissions Disaggregated[HDVs,PM10,freight,natural gas tf] | NoSettings | 10642200 | 10097200 | 9630740 | 9137920 | 8614800 | 8096790 | 7568910 | 7048400 | 6536960 | 6051800 | 5578260 | 5180460 | 4810030 | 4460300 | 4147570 | 3871820 | 3647160 | 3472080 | 3330290 | 3220300 | 3154880 | 3118620 | 3096410 | 3115510 | 3161300 | 3609610 | 4091740 | 4527620 | 5022300 | 5579330 | 6166350
Transportation Pollutant Emissions Disaggregated[HDVs,PM10,freight,petroleum gasoline tf] | NoSettings | 0 | 0 | 0 | 0 | 0 | 0 | 0 | 0 | 0 | 0 | 0 | 0 | 0 | 0 | 0 | 0 | 0 | 0 | 0 | 0 | 0 | 0 | 0 | 0 | 0 | 0 | 0 | 0 | 0 | 0 | 0
Transportation Pollutant Emissions Disaggregated[HDVs,PM10,freight,petroleum diesel tf] | NoSettings | 365942000 | 362552000 | 358956000 | 355240000 | 349707000 | 343863000 | 337588000 | 329996000 | 321773000 | 312810000 | 303110000 | 305012000 | 306164000 | 307029000 | 307645000 | 308007000 | 307886000 | 306592000 | 305092000 | 303490000 | 302308000 | 300950000 | 300248000 | 298381000 | 296493000 | 294983000 | 295048000 | 295152000 | 295170000 | 296651000 | 298336000
Transportation Pollutant Emissions Disaggregated[HDVs,PM10,freight,biofuel gasoline tf] | NoSettings | 0 | 0 | 0 | 0 | 0 | 0 | 0 | 0 | 0 | 0 | 0 | 0 | 0 | 0 | 0 | 0 | 0 | 0 | 0 | 0 | 0 | 0 | 0 | 0 | 0 | 0 | 0 | 0 | 0 | 0 | 0
Transportation Pollutant Emissions Disaggregated[HDVs,PM10,freight,biofuel diesel tf] | NoSettings | 90072100 | 100297000 | 110802000 | 121621000 | 132130000 | 142780000 | 153502000 | 163826000 | 173972000 | 183799000 | 193212000 | 194424000 | 195158000 | 195710000 | 196103000 | 196333000 | 196256000 | 195432000 | 194475000 | 193454000 | 192701000 | 191835000 | 191387000 | 190197000 | 188994000 | 188032000 | 188073000 | 188139000 | 188151000 | 189095000 | 190169000
Transportation Pollutant Emissions Disaggregated[HDVs,PM10,freight,jet fuel tf] | NoSettings | 0 | 0 | 0 | 0 | 0 | 0 | 0 | 0 | 0 | 0 | 0 | 0 | 0 | 0 | 0 | 0 | 0 | 0 | 0 | 0 | 0 | 0 | 0 | 0 | 0 | 0 | 0 | 0 | 0 | 0 | 0
Transportation Pollutant Emissions Disaggregated[HDVs,PM10,freight,heavy or residual fuel oil tf] | NoSettings | 0 | 0 | 0 | 0 | 0 | 0 | 0 | 0 | 0 | 0 | 0 | 0 | 0 | 0 | 0 | 0 | 0 | 0 | 0 | 0 | 0 | 0 | 0 | 0 | 0 | 0 | 0 | 0 | 0 | 0 | 0
Transportation Pollutant Emissions Disaggregated[HDVs,PM10,freight,LPG propane or butane tf] | NoSettings | 0 | 0 | 0 | 0 | 0 | 0 | 0 | 0 | 0 | 0 | 0 | 0 | 0 | 0 | 0 | 0 | 0 | 0 | 0 | 0 | 0 | 0 | 0 | 0 | 0 | 0 | 0 | 0 | 0 | 0 | 0
Transportation Pollutant Emissions Disaggregated[HDVs,PM10,freight,hydrogen tf] | NoSettings | 0 | 0 | 0 | 0 | 0 | 0 | 0 | 0 | 0 | 0 | 0 | 0 | 0 | 0 | 0 | 0 | 0 | 0 | 0 | 0 | 0 | 0 | 0 | 0 | 0 | 0 | 0 | 0 | 0 | 0 | 0
Transportation Pollutant Emissions Disaggregated[HDVs,PM25,passenger,electricity tf] | NoSettings | 0 | 0 | 0 | 0 | 0 | 0 | 0 | 0 | 0 | 0 | 0 | 0 | 0 | 0 | 0 | 0 | 0 | 0 | 0 | 0 | 0 | 0 | 0 | 0 | 0 | 0 | 0 | 0 | 0 | 0 | 0
Transportation Pollutant Emissions Disaggregated[HDVs,PM25,passenger,natural gas tf] | NoSettings | 29315700 | 28600500 | 27060800 | 25528900 | 23956400 | 22441300 | 20920900 | 19497100 | 18147800 | 16685600 | 15246400 | 13862400 | 12555700 | 11304200 | 10107700 | 8960490 | 7961100 | 7013250 | 6120100 | 5285180 | 4514620 | 3803000 | 3156600 | 2811170 | 2493070 | 2149630 | 1793690 | 1507730 | 1244560 | 1030480 | 878259
Transportation Pollutant Emissions Disaggregated[HDVs,PM25,passenger,petroleum gasoline tf] | NoSettings | 33701000 | 33533300 | 32050100 | 30591700 | 29133400 | 27694900 | 26291600 | 24882900 | 23536900 | 22140200 | 20726400 | 19306100 | 17894300 | 16475600 | 15056100 | 13607700 | 12284400 | 10935500 | 9538170 | 8167950 | 6780540 | 5389780 | 3992540 | 3740850 | 3538650 | 3364880 | 3140800 | 2902210 | 2657340 | 2427350 | 2184580
Transportation Pollutant Emissions Disaggregated[HDVs,PM25,passenger,petroleum diesel tf] | NoSettings | 44578500 | 45492800 | 44710600 | 43902900 | 42785400 | 41663000 | 40394500 | 39023600 | 37574100 | 35710300 | 33668300 | 32594100 | 31565200 | 30407300 | 29348200 | 28242200 | 27314400 | 26359400 | 25307400 | 24407900 | 23561800 | 22627000 | 21738900 | 20027000 | 18470800 | 16865000 | 15284800 | 13891200 | 12473700 | 11262700 | 10200700
Transportation Pollutant Emissions Disaggregated[HDVs,PM25,passenger,biofuel gasoline tf] | NoSettings | 3201800 | 3195470 | 3063890 | 2932640 | 2799890 | 2669120 | 2541240 | 2412040 | 2287460 | 2156950 | 2023620 | 1884940 | 1747110 | 1608590 | 1470000 | 1328590 | 1199390 | 1067690 | 931259 | 797477 | 662017 | 526230 | 389811 | 365237 | 345496 | 328530 | 306652 | 283357 | 259449 | 236994 | 213291
Transportation Pollutant Emissions Disaggregated[HDVs,PM25,passenger,biofuel diesel tf] | NoSettings | 10972200 | 12585000 | 13800900 | 15030400 | 16165300 | 17299100 | 18367100 | 19372900 | 20314600 | 20982100 | 21460800 | 20776100 | 20120300 | 19382200 | 18707100 | 18002100 | 17410800 | 16802000 | 16131400 | 15558100 | 15018800 | 14422900 | 13856800 | 12765600 | 11773600 | 10750100 | 9742840 | 8854510 | 7950960 | 7179050 | 6502110
Transportation Pollutant Emissions Disaggregated[HDVs,PM25,passenger,jet fuel tf] | NoSettings | 0 | 0 | 0 | 0 | 0 | 0 | 0 | 0 | 0 | 0 | 0 | 0 | 0 | 0 | 0 | 0 | 0 | 0 | 0 | 0 | 0 | 0 | 0 | 0 | 0 | 0 | 0 | 0 | 0 | 0 | 0
Transportation Pollutant Emissions Disaggregated[HDVs,PM25,passenger,heavy or residual fuel oil tf] | NoSettings | 0 | 0 | 0 | 0 | 0 | 0 | 0 | 0 | 0 | 0 | 0 | 0 | 0 | 0 | 0 | 0 | 0 | 0 | 0 | 0 | 0 | 0 | 0 | 0 | 0 | 0 | 0 | 0 | 0 | 0 | 0
Transportation Pollutant Emissions Disaggregated[HDVs,PM25,passenger,LPG propane or butane tf] | NoSettings | 0 | 0 | 0 | 0 | 0 | 0 | 0 | 0 | 0 | 0 | 0 | 0 | 0 | 0 | 0 | 0 | 0 | 0 | 0 | 0 | 0 | 0 | 0 | 0 | 0 | 0 | 0 | 0 | 0 | 0 | 0
Transportation Pollutant Emissions Disaggregated[HDVs,PM25,passenger,hydrogen tf] | NoSettings | 0 | 0 | 0 | 0 | 0 | 0 | 0 | 0 | 0 | 0 | 0 | 0 | 0 | 0 | 0 | 0 | 0 | 0 | 0 | 0 | 0 | 0 | 0 | 0 | 0 | 0 | 0 | 0 | 0 | 0 | 0
Transportation Pollutant Emissions Disaggregated[HDVs,PM25,freight,electricity tf] | NoSettings | 0 | 0 | 0 | 0 | 0 | 0 | 0 | 0 | 0 | 0 | 0 | 0 | 0 | 0 | 0 | 0 | 0 | 0 | 0 | 0 | 0 | 0 | 0 | 0 | 0 | 0 | 0 | 0 | 0 | 0 | 0
Transportation Pollutant Emissions Disaggregated[HDVs,PM25,freight,natural gas tf] | NoSettings | 5190130 | 4924320 | 4696850 | 4456500 | 4201380 | 3948750 | 3691310 | 3437460 | 3188030 | 2951420 | 2720480 | 2526480 | 2345820 | 2175260 | 2022740 | 1888260 | 1778690 | 1693310 | 1624160 | 1570520 | 1538610 | 1520930 | 1510100 | 1519410 | 1541750 | 1760380 | 1995520 | 2208090 | 2449340 | 2721000 | 3007290
Transportation Pollutant Emissions Disaggregated[HDVs,PM25,freight,petroleum gasoline tf] | NoSettings | 0 | 0 | 0 | 0 | 0 | 0 | 0 | 0 | 0 | 0 | 0 | 0 | 0 | 0 | 0 | 0 | 0 | 0 | 0 | 0 | 0 | 0 | 0 | 0 | 0 | 0 | 0 | 0 | 0 | 0 | 0
Transportation Pollutant Emissions Disaggregated[HDVs,PM25,freight,petroleum diesel tf] | NoSettings | 178459000 | 176807000 | 175053000 | 173240000 | 170542000 | 167692000 | 164632000 | 160930000 | 156920000 | 152548000 | 147818000 | 148746000 | 149307000 | 149729000 | 150030000 | 150206000 | 150147000 | 149516000 | 148785000 | 148003000 | 147427000 | 146765000 | 146422000 | 145512000 | 144591000 | 143855000 | 143887000 | 143937000 | 143946000 | 144669000 | 145490000
Transportation Pollutant Emissions Disaggregated[HDVs,PM25,freight,biofuel gasoline tf] | NoSettings | 0 | 0 | 0 | 0 | 0 | 0 | 0 | 0 | 0 | 0 | 0 | 0 | 0 | 0 | 0 | 0 | 0 | 0 | 0 | 0 | 0 | 0 | 0 | 0 | 0 | 0 | 0 | 0 | 0 | 0 | 0
Transportation Pollutant Emissions Disaggregated[HDVs,PM25,freight,biofuel diesel tf] | NoSettings | 43924800 | 48911100 | 54033700 | 59309900 | 64434600 | 69628300 | 74857200 | 79892000 | 84839400 | 89631900 | 94222100 | 94813400 | 95171400 | 95440400 | 95632000 | 95744400 | 95706800 | 95304600 | 94838200 | 94340300 | 93972900 | 93550800 | 93332500 | 92752200 | 92165400 | 91696000 | 91716200 | 91748300 | 91754000 | 92214600 | 92738300
Transportation Pollutant Emissions Disaggregated[HDVs,PM25,freight,jet fuel tf] | NoSettings | 0 | 0 | 0 | 0 | 0 | 0 | 0 | 0 | 0 | 0 | 0 | 0 | 0 | 0 | 0 | 0 | 0 | 0 | 0 | 0 | 0 | 0 | 0 | 0 | 0 | 0 | 0 | 0 | 0 | 0 | 0
Transportation Pollutant Emissions Disaggregated[HDVs,PM25,freight,heavy or residual fuel oil tf] | NoSettings | 0 | 0 | 0 | 0 | 0 | 0 | 0 | 0 | 0 | 0 | 0 | 0 | 0 | 0 | 0 | 0 | 0 | 0 | 0 | 0 | 0 | 0 | 0 | 0 | 0 | 0 | 0 | 0 | 0 | 0 | 0
Transportation Pollutant Emissions Disaggregated[HDVs,PM25,freight,LPG propane or butane tf] | NoSettings | 0 | 0 | 0 | 0 | 0 | 0 | 0 | 0 | 0 | 0 | 0 | 0 | 0 | 0 | 0 | 0 | 0 | 0 | 0 | 0 | 0 | 0 | 0 | 0 | 0 | 0 | 0 | 0 | 0 | 0 | 0
Transportation Pollutant Emissions Disaggregated[HDVs,PM25,freight,hydrogen tf] | NoSettings | 0 | 0 | 0 | 0 | 0 | 0 | 0 | 0 | 0 | 0 | 0 | 0 | 0 | 0 | 0 | 0 | 0 | 0 | 0 | 0 | 0 | 0 | 0 | 0 | 0 | 0 | 0 | 0 | 0 | 0 | 0
Transportation Pollutant Emissions Disaggregated[HDVs,SOx,passenger,electricity tf] | NoSettings | 0 | 0 | 0 | 0 | 0 | 0 | 0 | 0 | 0 | 0 | 0 | 0 | 0 | 0 | 0 | 0 | 0 | 0 | 0 | 0 | 0 | 0 | 0 | 0 | 0 | 0 | 0 | 0 | 0 | 0 | 0
Transportation Pollutant Emissions Disaggregated[HDVs,SOx,passenger,natural gas tf] | NoSettings | 0 | 0 | 0 | 0 | 0 | 0 | 0 | 0 | 0 | 0 | 0 | 0 | 0 | 0 | 0 | 0 | 0 | 0 | 0 | 0 | 0 | 0 | 0 | 0 | 0 | 0 | 0 | 0 | 0 | 0 | 0
Transportation Pollutant Emissions Disaggregated[HDVs,SOx,passenger,petroleum gasoline tf] | NoSettings | 7048690 | 7013610 | 6703400 | 6398370 | 6093350 | 5792490 | 5498980 | 5204340 | 4922820 | 4630700 | 4335000 | 4037930 | 3742650 | 3445930 | 3149040 | 2846100 | 2569330 | 2287200 | 1994940 | 1708350 | 1418170 | 1127290 | 835053 | 782412 | 740121 | 703776 | 656910 | 607008 | 555793 | 507689 | 456912
Transportation Pollutant Emissions Disaggregated[HDVs,SOx,passenger,petroleum diesel tf] | NoSettings | 8757400 | 8937040 | 8783370 | 8624690 | 8405160 | 8184670 | 7935460 | 7666160 | 7381410 | 7015260 | 6614110 | 6403090 | 6200960 | 5973480 | 5765420 | 5548150 | 5365900 | 5178280 | 4971620 | 4794920 | 4628710 | 4445060 | 4270600 | 3934300 | 3628570 | 3313120 | 3002690 | 2728910 | 2450440 | 2212540 | 2003920
Transportation Pollutant Emissions Disaggregated[HDVs,SOx,passenger,biofuel gasoline tf] | NoSettings | 0 | 0 | 0 | 0 | 0 | 0 | 0 | 0 | 0 | 0 | 0 | 0 | 0 | 0 | 0 | 0 | 0 | 0 | 0 | 0 | 0 | 0 | 0 | 0 | 0 | 0 | 0 | 0 | 0 | 0 | 0
Transportation Pollutant Emissions Disaggregated[HDVs,SOx,passenger,biofuel diesel tf] | NoSettings | 0 | 0 | 0 | 0 | 0 | 0 | 0 | 0 | 0 | 0 | 0 | 0 | 0 | 0 | 0 | 0 | 0 | 0 | 0 | 0 | 0 | 0 | 0 | 0 | 0 | 0 | 0 | 0 | 0 | 0 | 0
Transportation Pollutant Emissions Disaggregated[HDVs,SOx,passenger,jet fuel tf] | NoSettings | 0 | 0 | 0 | 0 | 0 | 0 | 0 | 0 | 0 | 0 | 0 | 0 | 0 | 0 | 0 | 0 | 0 | 0 | 0 | 0 | 0 | 0 | 0 | 0 | 0 | 0 | 0 | 0 | 0 | 0 | 0
Transportation Pollutant Emissions Disaggregated[HDVs,SOx,passenger,heavy or residual fuel oil tf] | NoSettings | 0 | 0 | 0 | 0 | 0 | 0 | 0 | 0 | 0 | 0 | 0 | 0 | 0 | 0 | 0 | 0 | 0 | 0 | 0 | 0 | 0 | 0 | 0 | 0 | 0 | 0 | 0 | 0 | 0 | 0 | 0
Transportation Pollutant Emissions Disaggregated[HDVs,SOx,passenger,LPG propane or butane tf] | NoSettings | 0 | 0 | 0 | 0 | 0 | 0 | 0 | 0 | 0 | 0 | 0 | 0 | 0 | 0 | 0 | 0 | 0 | 0 | 0 | 0 | 0 | 0 | 0 | 0 | 0 | 0 | 0 | 0 | 0 | 0 | 0
Transportation Pollutant Emissions Disaggregated[HDVs,SOx,passenger,hydrogen tf] | NoSettings | 0 | 0 | 0 | 0 | 0 | 0 | 0 | 0 | 0 | 0 | 0 | 0 | 0 | 0 | 0 | 0 | 0 | 0 | 0 | 0 | 0 | 0 | 0 | 0 | 0 | 0 | 0 | 0 | 0 | 0 | 0
Transportation Pollutant Emissions Disaggregated[HDVs,SOx,freight,electricity tf] | NoSettings | 0 | 0 | 0 | 0 | 0 | 0 | 0 | 0 | 0 | 0 | 0 | 0 | 0 | 0 | 0 | 0 | 0 | 0 | 0 | 0 | 0 | 0 | 0 | 0 | 0 | 0 | 0 | 0 | 0 | 0 | 0
Transportation Pollutant Emissions Disaggregated[HDVs,SOx,freight,natural gas tf] | NoSettings | 0 | 0 | 0 | 0 | 0 | 0 | 0 | 0 | 0 | 0 | 0 | 0 | 0 | 0 | 0 | 0 | 0 | 0 | 0 | 0 | 0 | 0 | 0 | 0 | 0 | 0 | 0 | 0 | 0 | 0 | 0
Transportation Pollutant Emissions Disaggregated[HDVs,SOx,freight,petroleum gasoline tf] | NoSettings | 0 | 0 | 0 | 0 | 0 | 0 | 0 | 0 | 0 | 0 | 0 | 0 | 0 | 0 | 0 | 0 | 0 | 0 | 0 | 0 | 0 | 0 | 0 | 0 | 0 | 0 | 0 | 0 | 0 | 0 | 0
Transportation Pollutant Emissions Disaggregated[HDVs,SOx,freight,petroleum diesel tf] | NoSettings | 35058200 | 34733500 | 34389000 | 34032900 | 33502900 | 32943100 | 32341900 | 31614500 | 30826700 | 29968000 | 29038700 | 29221000 | 29331300 | 29414200 | 29473300 | 29507900 | 29496300 | 29372400 | 29228600 | 29075200 | 28961900 | 28831800 | 28764600 | 28585700 | 28404900 | 28260200 | 28266400 | 28276300 | 28278100 | 28420000 | 28581400
Transportation Pollutant Emissions Disaggregated[HDVs,SOx,freight,biofuel gasoline tf] | NoSettings | 0 | 0 | 0 | 0 | 0 | 0 | 0 | 0 | 0 | 0 | 0 | 0 | 0 | 0 | 0 | 0 | 0 | 0 | 0 | 0 | 0 | 0 | 0 | 0 | 0 | 0 | 0 | 0 | 0 | 0 | 0
Transportation Pollutant Emissions Disaggregated[HDVs,SOx,freight,biofuel diesel tf] | NoSettings | 0 | 0 | 0 | 0 | 0 | 0 | 0 | 0 | 0 | 0 | 0 | 0 | 0 | 0 | 0 | 0 | 0 | 0 | 0 | 0 | 0 | 0 | 0 | 0 | 0 | 0 | 0 | 0 | 0 | 0 | 0
Transportation Pollutant Emissions Disaggregated[HDVs,SOx,freight,jet fuel tf] | NoSettings | 0 | 0 | 0 | 0 | 0 | 0 | 0 | 0 | 0 | 0 | 0 | 0 | 0 | 0 | 0 | 0 | 0 | 0 | 0 | 0 | 0 | 0 | 0 | 0 | 0 | 0 | 0 | 0 | 0 | 0 | 0
Transportation Pollutant Emissions Disaggregated[HDVs,SOx,freight,heavy or residual fuel oil tf] | NoSettings | 0 | 0 | 0 | 0 | 0 | 0 | 0 | 0 | 0 | 0 | 0 | 0 | 0 | 0 | 0 | 0 | 0 | 0 | 0 | 0 | 0 | 0 | 0 | 0 | 0 | 0 | 0 | 0 | 0 | 0 | 0
Transportation Pollutant Emissions Disaggregated[HDVs,SOx,freight,LPG propane or butane tf] | NoSettings | 0 | 0 | 0 | 0 | 0 | 0 | 0 | 0 | 0 | 0 | 0 | 0 | 0 | 0 | 0 | 0 | 0 | 0 | 0 | 0 | 0 | 0 | 0 | 0 | 0 | 0 | 0 | 0 | 0 | 0 | 0
Transportation Pollutant Emissions Disaggregated[HDVs,SOx,freight,hydrogen tf] | NoSettings | 0 | 0 | 0 | 0 | 0 | 0 | 0 | 0 | 0 | 0 | 0 | 0 | 0 | 0 | 0 | 0 | 0 | 0 | 0 | 0 | 0 | 0 | 0 | 0 | 0 | 0 | 0 | 0 | 0 | 0 | 0
Transportation Pollutant Emissions Disaggregated[HDVs,BC,passenger,electricity tf] | NoSettings | 0 | 0 | 0 | 0 | 0 | 0 | 0 | 0 | 0 | 0 | 0 | 0 | 0 | 0 | 0 | 0 | 0 | 0 | 0 | 0 | 0 | 0 | 0 | 0 | 0 | 0 | 0 | 0 | 0 | 0 | 0
Transportation Pollutant Emissions Disaggregated[HDVs,BC,passenger,natural gas tf] | NoSettings | 2324970 | 2268240 | 2146140 | 2024640 | 1899930 | 1779770 | 1659190 | 1546270 | 1439260 | 1323300 | 1209160 | 1099400 | 995765 | 896509 | 801623 | 710637 | 631378 | 556206 | 485372 | 419156 | 358045 | 301608 | 250343 | 222948 | 197720 | 170482 | 142254 | 119575 | 98703.1 | 81725.4 | 69652.8
Transportation Pollutant Emissions Disaggregated[HDVs,BC,passenger,petroleum gasoline tf] | NoSettings | 6236020 | 6204990 | 5930540 | 5660680 | 5390830 | 5124650 | 4864980 | 4604310 | 4355250 | 4096810 | 3835200 | 3572380 | 3311150 | 3048640 | 2785970 | 2517970 | 2273100 | 2023500 | 1764940 | 1511390 | 1254670 | 997321 | 738776 | 692204 | 654789 | 622635 | 581172 | 537024 | 491713 | 449155 | 404233
Transportation Pollutant Emissions Disaggregated[HDVs,BC,passenger,petroleum diesel tf] | NoSettings | 3544250 | 3616950 | 3554760 | 3490540 | 3401700 | 3312460 | 3211600 | 3102610 | 2987370 | 2839180 | 2676830 | 2591430 | 2509620 | 2417560 | 2333350 | 2245420 | 2171660 | 2095730 | 2012090 | 1940580 | 1873310 | 1798980 | 1728380 | 1592270 | 1468540 | 1340870 | 1215230 | 1104430 | 991732 | 895450 | 811015
Transportation Pollutant Emissions Disaggregated[HDVs,BC,passenger,biofuel gasoline tf] | NoSettings | 254659 | 254156 | 243691 | 233252 | 222693 | 212292 | 202121 | 191845 | 181937 | 171556 | 160951 | 149922 | 138958 | 127942 | 116919 | 105671 | 95394.8 | 84919.9 | 74068.9 | 63428.4 | 52654.5 | 41854.4 | 31004.1 | 29049.6 | 27479.5 | 26130 | 24390 | 22537.2 | 20635.7 | 18849.6 | 16964.4
Transportation Pollutant Emissions Disaggregated[HDVs,BC,passenger,biofuel diesel tf] | NoSettings | 868795 | 996493 | 1092770 | 1190130 | 1279990 | 1369760 | 1454330 | 1533970 | 1608540 | 1661380 | 1699290 | 1645080 | 1593150 | 1534700 | 1481250 | 1425430 | 1378600 | 1330400 | 1277300 | 1231910 | 1189200 | 1142020 | 1097200 | 1010800 | 932249 | 851204 | 771450 | 701111 | 629567 | 568446 | 514845
Transportation Pollutant Emissions Disaggregated[HDVs,BC,passenger,jet fuel tf] | NoSettings | 0 | 0 | 0 | 0 | 0 | 0 | 0 | 0 | 0 | 0 | 0 | 0 | 0 | 0 | 0 | 0 | 0 | 0 | 0 | 0 | 0 | 0 | 0 | 0 | 0 | 0 | 0 | 0 | 0 | 0 | 0
Transportation Pollutant Emissions Disaggregated[HDVs,BC,passenger,heavy or residual fuel oil tf] | NoSettings | 0 | 0 | 0 | 0 | 0 | 0 | 0 | 0 | 0 | 0 | 0 | 0 | 0 | 0 | 0 | 0 | 0 | 0 | 0 | 0 | 0 | 0 | 0 | 0 | 0 | 0 | 0 | 0 | 0 | 0 | 0
Transportation Pollutant Emissions Disaggregated[HDVs,BC,passenger,LPG propane or butane tf] | NoSettings | 0 | 0 | 0 | 0 | 0 | 0 | 0 | 0 | 0 | 0 | 0 | 0 | 0 | 0 | 0 | 0 | 0 | 0 | 0 | 0 | 0 | 0 | 0 | 0 | 0 | 0 | 0 | 0 | 0 | 0 | 0
Transportation Pollutant Emissions Disaggregated[HDVs,BC,passenger,hydrogen tf] | NoSettings | 0 | 0 | 0 | 0 | 0 | 0 | 0 | 0 | 0 | 0 | 0 | 0 | 0 | 0 | 0 | 0 | 0 | 0 | 0 | 0 | 0 | 0 | 0 | 0 | 0 | 0 | 0 | 0 | 0 | 0 | 0
Transportation Pollutant Emissions Disaggregated[HDVs,BC,freight,electricity tf] | NoSettings | 0 | 0 | 0 | 0 | 0 | 0 | 0 | 0 | 0 | 0 | 0 | 0 | 0 | 0 | 0 | 0 | 0 | 0 | 0 | 0 | 0 | 0 | 0 | 0 | 0 | 0 | 0 | 0 | 0 | 0 | 0
Transportation Pollutant Emissions Disaggregated[HDVs,BC,freight,natural gas tf] | NoSettings | 411618 | 390537 | 372497 | 353436 | 333202 | 313167 | 292750 | 272618 | 252836 | 234071 | 215755 | 200369 | 186042 | 172515 | 160419 | 149754 | 141064 | 134293 | 128809 | 124554 | 122024 | 120622 | 119763 | 120501 | 122273 | 139612 | 158260 | 175119 | 194252 | 215797 | 238502
Transportation Pollutant Emissions Disaggregated[HDVs,BC,freight,petroleum gasoline tf] | NoSettings | 0 | 0 | 0 | 0 | 0 | 0 | 0 | 0 | 0 | 0 | 0 | 0 | 0 | 0 | 0 | 0 | 0 | 0 | 0 | 0 | 0 | 0 | 0 | 0 | 0 | 0 | 0 | 0 | 0 | 0 | 0
Transportation Pollutant Emissions Disaggregated[HDVs,BC,freight,petroleum diesel tf] | NoSettings | 14188600 | 14057200 | 13917700 | 13773600 | 13559100 | 13332600 | 13089200 | 12794900 | 12476100 | 12128500 | 11752400 | 11826200 | 11870800 | 11904400 | 11928300 | 11942300 | 11937600 | 11887400 | 11829300 | 11767200 | 11721300 | 11668700 | 11641500 | 11569100 | 11495900 | 11437300 | 11439900 | 11443900 | 11444600 | 11502000 | 11567300
Transportation Pollutant Emissions Disaggregated[HDVs,BC,freight,biofuel gasoline tf] | NoSettings | 0 | 0 | 0 | 0 | 0 | 0 | 0 | 0 | 0 | 0 | 0 | 0 | 0 | 0 | 0 | 0 | 0 | 0 | 0 | 0 | 0 | 0 | 0 | 0 | 0 | 0 | 0 | 0 | 0 | 0 | 0
Transportation Pollutant Emissions Disaggregated[HDVs,BC,freight,biofuel diesel tf] | NoSettings | 3478020 | 3872840 | 4278450 | 4696230 | 5102010 | 5513250 | 5927280 | 6325940 | 6717680 | 7097150 | 7460610 | 7507430 | 7535780 | 7557080 | 7572250 | 7581150 | 7578180 | 7546330 | 7509400 | 7469970 | 7440880 | 7407460 | 7390170 | 7344220 | 7297760 | 7260600 | 7262190 | 7264740 | 7265190 | 7301660 | 7343120
Transportation Pollutant Emissions Disaggregated[HDVs,BC,freight,jet fuel tf] | NoSettings | 0 | 0 | 0 | 0 | 0 | 0 | 0 | 0 | 0 | 0 | 0 | 0 | 0 | 0 | 0 | 0 | 0 | 0 | 0 | 0 | 0 | 0 | 0 | 0 | 0 | 0 | 0 | 0 | 0 | 0 | 0
Transportation Pollutant Emissions Disaggregated[HDVs,BC,freight,heavy or residual fuel oil tf] | NoSettings | 0 | 0 | 0 | 0 | 0 | 0 | 0 | 0 | 0 | 0 | 0 | 0 | 0 | 0 | 0 | 0 | 0 | 0 | 0 | 0 | 0 | 0 | 0 | 0 | 0 | 0 | 0 | 0 | 0 | 0 | 0
Transportation Pollutant Emissions Disaggregated[HDVs,BC,freight,LPG propane or butane tf] | NoSettings | 0 | 0 | 0 | 0 | 0 | 0 | 0 | 0 | 0 | 0 | 0 | 0 | 0 | 0 | 0 | 0 | 0 | 0 | 0 | 0 | 0 | 0 | 0 | 0 | 0 | 0 | 0 | 0 | 0 | 0 | 0
Transportation Pollutant Emissions Disaggregated[HDVs,BC,freight,hydrogen tf] | NoSettings | 0 | 0 | 0 | 0 | 0 | 0 | 0 | 0 | 0 | 0 | 0 | 0 | 0 | 0 | 0 | 0 | 0 | 0 | 0 | 0 | 0 | 0 | 0 | 0 | 0 | 0 | 0 | 0 | 0 | 0 | 0
Transportation Pollutant Emissions Disaggregated[HDVs,OC,passenger,electricity tf] | NoSettings | 0 | 0 | 0 | 0 | 0 | 0 | 0 | 0 | 0 | 0 | 0 | 0 | 0 | 0 | 0 | 0 | 0 | 0 | 0 | 0 | 0 | 0 | 0 | 0 | 0 | 0 | 0 | 0 | 0 | 0 | 0
Transportation Pollutant Emissions Disaggregated[HDVs,OC,passenger,natural gas tf] | NoSettings | 4227210 | 4124080 | 3902070 | 3681170 | 3454430 | 3235950 | 3016720 | 2811400 | 2616840 | 2406000 | 2198480 | 1998910 | 1810480 | 1630020 | 1457500 | 1292070 | 1147960 | 1011280 | 882495 | 762103 | 650991 | 548378 | 455170 | 405360 | 359491 | 309968 | 258643 | 217409 | 179460 | 148592 | 126641
Transportation Pollutant Emissions Disaggregated[HDVs,OC,passenger,petroleum gasoline tf] | NoSettings | 11808600 | 11749900 | 11230200 | 10719200 | 10208200 | 9704120 | 9212410 | 8718810 | 8247170 | 7757780 | 7262390 | 6764720 | 6270040 | 5772950 | 5275560 | 4768060 | 4304380 | 3831730 | 3342120 | 2862000 | 2375860 | 1888540 | 1398960 | 1310770 | 1239920 | 1179030 | 1100520 | 1016920 | 931117 | 850528 | 765463
Transportation Pollutant Emissions Disaggregated[HDVs,OC,passenger,petroleum diesel tf] | NoSettings | 6434710 | 6566700 | 6453790 | 6337200 | 6175890 | 6013890 | 5830770 | 5632900 | 5423670 | 5154630 | 4859870 | 4704820 | 4556310 | 4389160 | 4236280 | 4076640 | 3942730 | 3804860 | 3653020 | 3523180 | 3401050 | 3266120 | 3137920 | 2890820 | 2666180 | 2434390 | 2206300 | 2005130 | 1800520 | 1625720 | 1472430
Transportation Pollutant Emissions Disaggregated[HDVs,OC,passenger,biofuel gasoline tf] | NoSettings | 461970 | 461057 | 442072 | 423135 | 403980 | 385113 | 366662 | 348021 | 330046 | 311214 | 291977 | 271968 | 252080 | 232095 | 212098 | 191695 | 173053 | 154051 | 134366 | 115064 | 95518.9 | 75926.9 | 56243.7 | 52698.1 | 49849.7 | 47401.7 | 44245.2 | 40884.1 | 37434.6 | 34194.6 | 30774.6
Transportation Pollutant Emissions Disaggregated[HDVs,OC,passenger,biofuel diesel tf] | NoSettings | 1580780 | 1813130 | 1988310 | 2165450 | 2328950 | 2492300 | 2646170 | 2791070 | 2926750 | 3022910 | 3091880 | 2993240 | 2898750 | 2792410 | 2695150 | 2593580 | 2508390 | 2420680 | 2324070 | 2241470 | 2163770 | 2077920 | 1996370 | 1839160 | 1696240 | 1548780 | 1403660 | 1275680 | 1145500 | 1034290 | 936766
Transportation Pollutant Emissions Disaggregated[HDVs,OC,passenger,jet fuel tf] | NoSettings | 0 | 0 | 0 | 0 | 0 | 0 | 0 | 0 | 0 | 0 | 0 | 0 | 0 | 0 | 0 | 0 | 0 | 0 | 0 | 0 | 0 | 0 | 0 | 0 | 0 | 0 | 0 | 0 | 0 | 0 | 0
Transportation Pollutant Emissions Disaggregated[HDVs,OC,passenger,heavy or residual fuel oil tf] | NoSettings | 0 | 0 | 0 | 0 | 0 | 0 | 0 | 0 | 0 | 0 | 0 | 0 | 0 | 0 | 0 | 0 | 0 | 0 | 0 | 0 | 0 | 0 | 0 | 0 | 0 | 0 | 0 | 0 | 0 | 0 | 0
Transportation Pollutant Emissions Disaggregated[HDVs,OC,passenger,LPG propane or butane tf] | NoSettings | 0 | 0 | 0 | 0 | 0 | 0 | 0 | 0 | 0 | 0 | 0 | 0 | 0 | 0 | 0 | 0 | 0 | 0 | 0 | 0 | 0 | 0 | 0 | 0 | 0 | 0 | 0 | 0 | 0 | 0 | 0
Transportation Pollutant Emissions Disaggregated[HDVs,OC,passenger,hydrogen tf] | NoSettings | 0 | 0 | 0 | 0 | 0 | 0 | 0 | 0 | 0 | 0 | 0 | 0 | 0 | 0 | 0 | 0 | 0 | 0 | 0 | 0 | 0 | 0 | 0 | 0 | 0 | 0 | 0 | 0 | 0 | 0 | 0
Transportation Pollutant Emissions Disaggregated[HDVs,OC,freight,electricity tf] | NoSettings | 0 | 0 | 0 | 0 | 0 | 0 | 0 | 0 | 0 | 0 | 0 | 0 | 0 | 0 | 0 | 0 | 0 | 0 | 0 | 0 | 0 | 0 | 0 | 0 | 0 | 0 | 0 | 0 | 0 | 0 | 0
Transportation Pollutant Emissions Disaggregated[HDVs,OC,freight,natural gas tf] | NoSettings | 748396 | 710067 | 677267 | 642610 | 605822 | 569394 | 532272 | 495668 | 459702 | 425583 | 392282 | 364308 | 338258 | 313664 | 291671 | 272280 | 256481 | 244169 | 234198 | 226463 | 221862 | 219312 | 217750 | 219094 | 222314 | 253841 | 287746 | 318398 | 353185 | 392358 | 433640
Transportation Pollutant Emissions Disaggregated[HDVs,OC,freight,petroleum gasoline tf] | NoSettings | 0 | 0 | 0 | 0 | 0 | 0 | 0 | 0 | 0 | 0 | 0 | 0 | 0 | 0 | 0 | 0 | 0 | 0 | 0 | 0 | 0 | 0 | 0 | 0 | 0 | 0 | 0 | 0 | 0 | 0 | 0
Transportation Pollutant Emissions Disaggregated[HDVs,OC,freight,petroleum diesel tf] | NoSettings | 25759900 | 25521300 | 25268100 | 25006500 | 24617100 | 24205700 | 23764000 | 23229500 | 22650700 | 22019700 | 21336900 | 21470800 | 21551900 | 21612800 | 21656200 | 21681600 | 21673100 | 21582100 | 21476400 | 21363700 | 21280500 | 21184900 | 21135500 | 21004000 | 20871200 | 20764900 | 20769400 | 20776700 | 20778000 | 20882300 | 21000900
Transportation Pollutant Emissions Disaggregated[HDVs,OC,freight,biofuel gasoline tf] | NoSettings | 0 | 0 | 0 | 0 | 0 | 0 | 0 | 0 | 0 | 0 | 0 | 0 | 0 | 0 | 0 | 0 | 0 | 0 | 0 | 0 | 0 | 0 | 0 | 0 | 0 | 0 | 0 | 0 | 0 | 0 | 0
Transportation Pollutant Emissions Disaggregated[HDVs,OC,freight,biofuel diesel tf] | NoSettings | 6328290 | 7046680 | 7784700 | 8544840 | 9283170 | 10031400 | 10784800 | 11510100 | 12222900 | 12913400 | 13574700 | 13659900 | 13711500 | 13750200 | 13777800 | 13794000 | 13788600 | 13730600 | 13663400 | 13591700 | 13538800 | 13478000 | 13446500 | 13362900 | 13278400 | 13210700 | 13213700 | 13218300 | 13219100 | 13285500 | 13360900
Transportation Pollutant Emissions Disaggregated[HDVs,OC,freight,jet fuel tf] | NoSettings | 0 | 0 | 0 | 0 | 0 | 0 | 0 | 0 | 0 | 0 | 0 | 0 | 0 | 0 | 0 | 0 | 0 | 0 | 0 | 0 | 0 | 0 | 0 | 0 | 0 | 0 | 0 | 0 | 0 | 0 | 0
Transportation Pollutant Emissions Disaggregated[HDVs,OC,freight,heavy or residual fuel oil tf] | NoSettings | 0 | 0 | 0 | 0 | 0 | 0 | 0 | 0 | 0 | 0 | 0 | 0 | 0 | 0 | 0 | 0 | 0 | 0 | 0 | 0 | 0 | 0 | 0 | 0 | 0 | 0 | 0 | 0 | 0 | 0 | 0
Transportation Pollutant Emissions Disaggregated[HDVs,OC,freight,LPG propane or butane tf] | NoSettings | 0 | 0 | 0 | 0 | 0 | 0 | 0 | 0 | 0 | 0 | 0 | 0 | 0 | 0 | 0 | 0 | 0 | 0 | 0 | 0 | 0 | 0 | 0 | 0 | 0 | 0 | 0 | 0 | 0 | 0 | 0
Transportation Pollutant Emissions Disaggregated[HDVs,OC,freight,hydrogen tf] | NoSettings | 0 | 0 | 0 | 0 | 0 | 0 | 0 | 0 | 0 | 0 | 0 | 0 | 0 | 0 | 0 | 0 | 0 | 0 | 0 | 0 | 0 | 0 | 0 | 0 | 0 | 0 | 0 | 0 | 0 | 0 | 0
Transportation Pollutant Emissions Disaggregated[HDVs,CH4,passenger,electricity tf] | NoSettings | 0 | 0 | 0 | 0 | 0 | 0 | 0 | 0 | 0 | 0 | 0 | 0 | 0 | 0 | 0 | 0 | 0 | 0 | 0 | 0 | 0 | 0 | 0 | 0 | 0 | 0 | 0 | 0 | 0 | 0 | 0
Transportation Pollutant Emissions Disaggregated[HDVs,CH4,passenger,natural gas tf] | NoSettings | 10568000 | 10310200 | 9755170 | 9202920 | 8636070 | 8089860 | 7541790 | 7028500 | 6542090 | 6015000 | 5496190 | 4997270 | 4526200 | 4075040 | 3643740 | 3230170 | 2869900 | 2528210 | 2206240 | 1905260 | 1627480 | 1370940 | 1137920 | 1013400 | 898728 | 774919 | 646608 | 543522 | 448650 | 371479 | 316604
Transportation Pollutant Emissions Disaggregated[HDVs,CH4,passenger,petroleum gasoline tf] | NoSettings | 49755500 | 49507900 | 47318100 | 45165000 | 43011900 | 40888200 | 38816300 | 36736600 | 34749300 | 32687300 | 30600000 | 28503000 | 26418700 | 24324200 | 22228500 | 20090100 | 18136400 | 16144900 | 14082000 | 12059000 | 10010600 | 7957350 | 5894490 | 5522910 | 5224380 | 4967830 | 4637010 | 4284760 | 3923240 | 3583680 | 3225260
Transportation Pollutant Emissions Disaggregated[HDVs,CH4,passenger,petroleum diesel tf] | NoSettings | 51615300 | 52674100 | 51768400 | 50833200 | 49539300 | 48239700 | 46770900 | 45183700 | 43505400 | 41347300 | 38982900 | 37739200 | 36547900 | 35207200 | 33980900 | 32700300 | 31626100 | 30520300 | 29302300 | 28260800 | 27281200 | 26198800 | 25170500 | 23188400 | 21386400 | 19527200 | 17697600 | 16084000 | 14442700 | 13040500 | 11810900
Transportation Pollutant Emissions Disaggregated[HDVs,CH4,passenger,biofuel gasoline tf] | NoSettings | 0 | 0 | 0 | 0 | 0 | 0 | 0 | 0 | 0 | 0 | 0 | 0 | 0 | 0 | 0 | 0 | 0 | 0 | 0 | 0 | 0 | 0 | 0 | 0 | 0 | 0 | 0 | 0 | 0 | 0 | 0
Transportation Pollutant Emissions Disaggregated[HDVs,CH4,passenger,biofuel diesel tf] | NoSettings | 0 | 0 | 0 | 0 | 0 | 0 | 0 | 0 | 0 | 0 | 0 | 0 | 0 | 0 | 0 | 0 | 0 | 0 | 0 | 0 | 0 | 0 | 0 | 0 | 0 | 0 | 0 | 0 | 0 | 0 | 0
Transportation Pollutant Emissions Disaggregated[HDVs,CH4,passenger,jet fuel tf] | NoSettings | 0 | 0 | 0 | 0 | 0 | 0 | 0 | 0 | 0 | 0 | 0 | 0 | 0 | 0 | 0 | 0 | 0 | 0 | 0 | 0 | 0 | 0 | 0 | 0 | 0 | 0 | 0 | 0 | 0 | 0 | 0
Transportation Pollutant Emissions Disaggregated[HDVs,CH4,passenger,heavy or residual fuel oil tf] | NoSettings | 0 | 0 | 0 | 0 | 0 | 0 | 0 | 0 | 0 | 0 | 0 | 0 | 0 | 0 | 0 | 0 | 0 | 0 | 0 | 0 | 0 | 0 | 0 | 0 | 0 | 0 | 0 | 0 | 0 | 0 | 0
Transportation Pollutant Emissions Disaggregated[HDVs,CH4,passenger,LPG propane or butane tf] | NoSettings | 0 | 0 | 0 | 0 | 0 | 0 | 0 | 0 | 0 | 0 | 0 | 0 | 0 | 0 | 0 | 0 | 0 | 0 | 0 | 0 | 0 | 0 | 0 | 0 | 0 | 0 | 0 | 0 | 0 | 0 | 0
Transportation Pollutant Emissions Disaggregated[HDVs,CH4,passenger,hydrogen tf] | NoSettings | 0 | 0 | 0 | 0 | 0 | 0 | 0 | 0 | 0 | 0 | 0 | 0 | 0 | 0 | 0 | 0 | 0 | 0 | 0 | 0 | 0 | 0 | 0 | 0 | 0 | 0 | 0 | 0 | 0 | 0 | 0
Transportation Pollutant Emissions Disaggregated[HDVs,CH4,freight,electricity tf] | NoSettings | 0 | 0 | 0 | 0 | 0 | 0 | 0 | 0 | 0 | 0 | 0 | 0 | 0 | 0 | 0 | 0 | 0 | 0 | 0 | 0 | 0 | 0 | 0 | 0 | 0 | 0 | 0 | 0 | 0 | 0 | 0
Transportation Pollutant Emissions Disaggregated[HDVs,CH4,freight,natural gas tf] | NoSettings | 1870990 | 1775170 | 1693170 | 1606530 | 1514560 | 1423490 | 1330680 | 1239170 | 1149250 | 1063960 | 980706 | 910770 | 845645 | 784160 | 729179 | 680699 | 641202 | 610423 | 585495 | 566156 | 554655 | 548281 | 544376 | 547734 | 555784 | 634602 | 719364 | 795995 | 882963 | 980895 | 1084100
Transportation Pollutant Emissions Disaggregated[HDVs,CH4,freight,petroleum gasoline tf] | NoSettings | 0 | 0 | 0 | 0 | 0 | 0 | 0 | 0 | 0 | 0 | 0 | 0 | 0 | 0 | 0 | 0 | 0 | 0 | 0 | 0 | 0 | 0 | 0 | 0 | 0 | 0 | 0 | 0 | 0 | 0 | 0
Transportation Pollutant Emissions Disaggregated[HDVs,CH4,freight,petroleum diesel tf] | NoSettings | 206630000 | 204716000 | 202686000 | 200587000 | 197463000 | 194163000 | 190620000 | 186333000 | 181690000 | 176629000 | 171152000 | 172226000 | 172876000 | 173365000 | 173713000 | 173917000 | 173849000 | 173118000 | 172271000 | 171366000 | 170699000 | 169932000 | 169536000 | 168482000 | 167416000 | 166563000 | 166600000 | 166658000 | 166669000 | 167505000 | 168456000
Transportation Pollutant Emissions Disaggregated[HDVs,CH4,freight,biofuel gasoline tf] | NoSettings | 0 | 0 | 0 | 0 | 0 | 0 | 0 | 0 | 0 | 0 | 0 | 0 | 0 | 0 | 0 | 0 | 0 | 0 | 0 | 0 | 0 | 0 | 0 | 0 | 0 | 0 | 0 | 0 | 0 | 0 | 0
Transportation Pollutant Emissions Disaggregated[HDVs,CH4,freight,biofuel diesel tf] | NoSettings | 0 | 0 | 0 | 0 | 0 | 0 | 0 | 0 | 0 | 0 | 0 | 0 | 0 | 0 | 0 | 0 | 0 | 0 | 0 | 0 | 0 | 0 | 0 | 0 | 0 | 0 | 0 | 0 | 0 | 0 | 0
Transportation Pollutant Emissions Disaggregated[HDVs,CH4,freight,jet fuel tf] | NoSettings | 0 | 0 | 0 | 0 | 0 | 0 | 0 | 0 | 0 | 0 | 0 | 0 | 0 | 0 | 0 | 0 | 0 | 0 | 0 | 0 | 0 | 0 | 0 | 0 | 0 | 0 | 0 | 0 | 0 | 0 | 0
Transportation Pollutant Emissions Disaggregated[HDVs,CH4,freight,heavy or residual fuel oil tf] | NoSettings | 0 | 0 | 0 | 0 | 0 | 0 | 0 | 0 | 0 | 0 | 0 | 0 | 0 | 0 | 0 | 0 | 0 | 0 | 0 | 0 | 0 | 0 | 0 | 0 | 0 | 0 | 0 | 0 | 0 | 0 | 0
Transportation Pollutant Emissions Disaggregated[HDVs,CH4,freight,LPG propane or butane tf] | NoSettings | 0 | 0 | 0 | 0 | 0 | 0 | 0 | 0 | 0 | 0 | 0 | 0 | 0 | 0 | 0 | 0 | 0 | 0 | 0 | 0 | 0 | 0 | 0 | 0 | 0 | 0 | 0 | 0 | 0 | 0 | 0
Transportation Pollutant Emissions Disaggregated[HDVs,CH4,freight,hydrogen tf] | NoSettings | 0 | 0 | 0 | 0 | 0 | 0 | 0 | 0 | 0 | 0 | 0 | 0 | 0 | 0 | 0 | 0 | 0 | 0 | 0 | 0 | 0 | 0 | 0 | 0 | 0 | 0 | 0 | 0 | 0 | 0 | 0
Transportation Pollutant Emissions Disaggregated[HDVs,N2O,passenger,electricity tf] | NoSettings | 0 | 0 | 0 | 0 | 0 | 0 | 0 | 0 | 0 | 0 | 0 | 0 | 0 | 0 | 0 | 0 | 0 | 0 | 0 | 0 | 0 | 0 | 0 | 0 | 0 | 0 | 0 | 0 | 0 | 0 | 0
Transportation Pollutant Emissions Disaggregated[HDVs,N2O,passenger,natural gas tf] | NoSettings | 1056800 | 1031020 | 975517 | 920292 | 863607 | 808986 | 754179 | 702850 | 654209 | 601500 | 549619 | 499727 | 452620 | 407504 | 364374 | 323017 | 286990 | 252821 | 220624 | 190526 | 162748 | 137094 | 113792 | 101340 | 89872.8 | 77491.9 | 64660.8 | 54352.2 | 44865 | 37147.9 | 31660.4
Transportation Pollutant Emissions Disaggregated[HDVs,N2O,passenger,petroleum gasoline tf] | NoSettings | 9951090 | 9901570 | 9463620 | 9033000 | 8602380 | 8177630 | 7763270 | 7347310 | 6949860 | 6537460 | 6120000 | 5700610 | 5283740 | 4864850 | 4445700 | 4018030 | 3627280 | 3228980 | 2816390 | 2411800 | 2002130 | 1591470 | 1178900 | 1104580 | 1044880 | 993567 | 927403 | 856953 | 784649 | 716737 | 645053
Transportation Pollutant Emissions Disaggregated[HDVs,N2O,passenger,petroleum diesel tf] | NoSettings | 10323100 | 10534800 | 10353700 | 10166600 | 9907850 | 9647950 | 9354180 | 9036730 | 8701070 | 8269460 | 7796590 | 7547850 | 7309590 | 7041430 | 6796180 | 6540060 | 6325230 | 6104060 | 5860450 | 5652170 | 5456240 | 5239760 | 5034100 | 4637680 | 4277290 | 3905440 | 3539520 | 3216790 | 2888540 | 2608110 | 2362180
Transportation Pollutant Emissions Disaggregated[HDVs,N2O,passenger,biofuel gasoline tf] | NoSettings | 0 | 0 | 0 | 0 | 0 | 0 | 0 | 0 | 0 | 0 | 0 | 0 | 0 | 0 | 0 | 0 | 0 | 0 | 0 | 0 | 0 | 0 | 0 | 0 | 0 | 0 | 0 | 0 | 0 | 0 | 0
Transportation Pollutant Emissions Disaggregated[HDVs,N2O,passenger,biofuel diesel tf] | NoSettings | 0 | 0 | 0 | 0 | 0 | 0 | 0 | 0 | 0 | 0 | 0 | 0 | 0 | 0 | 0 | 0 | 0 | 0 | 0 | 0 | 0 | 0 | 0 | 0 | 0 | 0 | 0 | 0 | 0 | 0 | 0
Transportation Pollutant Emissions Disaggregated[HDVs,N2O,passenger,jet fuel tf] | NoSettings | 0 | 0 | 0 | 0 | 0 | 0 | 0 | 0 | 0 | 0 | 0 | 0 | 0 | 0 | 0 | 0 | 0 | 0 | 0 | 0 | 0 | 0 | 0 | 0 | 0 | 0 | 0 | 0 | 0 | 0 | 0
Transportation Pollutant Emissions Disaggregated[HDVs,N2O,passenger,heavy or residual fuel oil tf] | NoSettings | 0 | 0 | 0 | 0 | 0 | 0 | 0 | 0 | 0 | 0 | 0 | 0 | 0 | 0 | 0 | 0 | 0 | 0 | 0 | 0 | 0 | 0 | 0 | 0 | 0 | 0 | 0 | 0 | 0 | 0 | 0
Transportation Pollutant Emissions Disaggregated[HDVs,N2O,passenger,LPG propane or butane tf] | NoSettings | 0 | 0 | 0 | 0 | 0 | 0 | 0 | 0 | 0 | 0 | 0 | 0 | 0 | 0 | 0 | 0 | 0 | 0 | 0 | 0 | 0 | 0 | 0 | 0 | 0 | 0 | 0 | 0 | 0 | 0 | 0
Transportation Pollutant Emissions Disaggregated[HDVs,N2O,passenger,hydrogen tf] | NoSettings | 0 | 0 | 0 | 0 | 0 | 0 | 0 | 0 | 0 | 0 | 0 | 0 | 0 | 0 | 0 | 0 | 0 | 0 | 0 | 0 | 0 | 0 | 0 | 0 | 0 | 0 | 0 | 0 | 0 | 0 | 0
Transportation Pollutant Emissions Disaggregated[HDVs,N2O,freight,electricity tf] | NoSettings | 0 | 0 | 0 | 0 | 0 | 0 | 0 | 0 | 0 | 0 | 0 | 0 | 0 | 0 | 0 | 0 | 0 | 0 | 0 | 0 | 0 | 0 | 0 | 0 | 0 | 0 | 0 | 0 | 0 | 0 | 0
Transportation Pollutant Emissions Disaggregated[HDVs,N2O,freight,natural gas tf] | NoSettings | 187099 | 177517 | 169317 | 160653 | 151456 | 142349 | 133068 | 123917 | 114925 | 106396 | 98070.6 | 91077 | 84564.5 | 78416 | 72917.9 | 68069.9 | 64120.2 | 61042.3 | 58549.5 | 56615.6 | 55465.5 | 54828.1 | 54437.6 | 54773.4 | 55578.4 | 63460.2 | 71936.4 | 79599.5 | 88296.3 | 98089.5 | 108410
Transportation Pollutant Emissions Disaggregated[HDVs,N2O,freight,petroleum gasoline tf] | NoSettings | 0 | 0 | 0 | 0 | 0 | 0 | 0 | 0 | 0 | 0 | 0 | 0 | 0 | 0 | 0 | 0 | 0 | 0 | 0 | 0 | 0 | 0 | 0 | 0 | 0 | 0 | 0 | 0 | 0 | 0 | 0
Transportation Pollutant Emissions Disaggregated[HDVs,N2O,freight,petroleum diesel tf] | NoSettings | 41326000 | 40943200 | 40537100 | 40117400 | 39492600 | 38832700 | 38124000 | 37266600 | 36338000 | 35325800 | 34230300 | 34445200 | 34575200 | 34672900 | 34742500 | 34783400 | 34769700 | 34623600 | 34454200 | 34273300 | 34139800 | 33986500 | 33907100 | 33696300 | 33483100 | 33312600 | 33320000 | 33331600 | 33333700 | 33501000 | 33691300
Transportation Pollutant Emissions Disaggregated[HDVs,N2O,freight,biofuel gasoline tf] | NoSettings | 0 | 0 | 0 | 0 | 0 | 0 | 0 | 0 | 0 | 0 | 0 | 0 | 0 | 0 | 0 | 0 | 0 | 0 | 0 | 0 | 0 | 0 | 0 | 0 | 0 | 0 | 0 | 0 | 0 | 0 | 0
Transportation Pollutant Emissions Disaggregated[HDVs,N2O,freight,biofuel diesel tf] | NoSettings | 0 | 0 | 0 | 0 | 0 | 0 | 0 | 0 | 0 | 0 | 0 | 0 | 0 | 0 | 0 | 0 | 0 | 0 | 0 | 0 | 0 | 0 | 0 | 0 | 0 | 0 | 0 | 0 | 0 | 0 | 0
Transportation Pollutant Emissions Disaggregated[HDVs,N2O,freight,jet fuel tf] | NoSettings | 0 | 0 | 0 | 0 | 0 | 0 | 0 | 0 | 0 | 0 | 0 | 0 | 0 | 0 | 0 | 0 | 0 | 0 | 0 | 0 | 0 | 0 | 0 | 0 | 0 | 0 | 0 | 0 | 0 | 0 | 0
Transportation Pollutant Emissions Disaggregated[HDVs,N2O,freight,heavy or residual fuel oil tf] | NoSettings | 0 | 0 | 0 | 0 | 0 | 0 | 0 | 0 | 0 | 0 | 0 | 0 | 0 | 0 | 0 | 0 | 0 | 0 | 0 | 0 | 0 | 0 | 0 | 0 | 0 | 0 | 0 | 0 | 0 | 0 | 0
Transportation Pollutant Emissions Disaggregated[HDVs,N2O,freight,LPG propane or butane tf] | NoSettings | 0 | 0 | 0 | 0 | 0 | 0 | 0 | 0 | 0 | 0 | 0 | 0 | 0 | 0 | 0 | 0 | 0 | 0 | 0 | 0 | 0 | 0 | 0 | 0 | 0 | 0 | 0 | 0 | 0 | 0 | 0
Transportation Pollutant Emissions Disaggregated[HDVs,N2O,freight,hydrogen tf] | NoSettings | 0 | 0 | 0 | 0 | 0 | 0 | 0 | 0 | 0 | 0 | 0 | 0 | 0 | 0 | 0 | 0 | 0 | 0 | 0 | 0 | 0 | 0 | 0 | 0 | 0 | 0 | 0 | 0 | 0 | 0 | 0
Transportation Pollutant Emissions Disaggregated[HDVs,F gases,passenger,electricity tf] | NoSettings | 0 | 0 | 0 | 0 | 0 | 0 | 0 | 0 | 0 | 0 | 0 | 0 | 0 | 0 | 0 | 0 | 0 | 0 | 0 | 0 | 0 | 0 | 0 | 0 | 0 | 0 | 0 | 0 | 0 | 0 | 0
Transportation Pollutant Emissions Disaggregated[HDVs,F gases,passenger,natural gas tf] | NoSettings | 0 | 0 | 0 | 0 | 0 | 0 | 0 | 0 | 0 | 0 | 0 | 0 | 0 | 0 | 0 | 0 | 0 | 0 | 0 | 0 | 0 | 0 | 0 | 0 | 0 | 0 | 0 | 0 | 0 | 0 | 0
Transportation Pollutant Emissions Disaggregated[HDVs,F gases,passenger,petroleum gasoline tf] | NoSettings | 0 | 0 | 0 | 0 | 0 | 0 | 0 | 0 | 0 | 0 | 0 | 0 | 0 | 0 | 0 | 0 | 0 | 0 | 0 | 0 | 0 | 0 | 0 | 0 | 0 | 0 | 0 | 0 | 0 | 0 | 0
Transportation Pollutant Emissions Disaggregated[HDVs,F gases,passenger,petroleum diesel tf] | NoSettings | 0 | 0 | 0 | 0 | 0 | 0 | 0 | 0 | 0 | 0 | 0 | 0 | 0 | 0 | 0 | 0 | 0 | 0 | 0 | 0 | 0 | 0 | 0 | 0 | 0 | 0 | 0 | 0 | 0 | 0 | 0
Transportation Pollutant Emissions Disaggregated[HDVs,F gases,passenger,biofuel gasoline tf] | NoSettings | 0 | 0 | 0 | 0 | 0 | 0 | 0 | 0 | 0 | 0 | 0 | 0 | 0 | 0 | 0 | 0 | 0 | 0 | 0 | 0 | 0 | 0 | 0 | 0 | 0 | 0 | 0 | 0 | 0 | 0 | 0
Transportation Pollutant Emissions Disaggregated[HDVs,F gases,passenger,biofuel diesel tf] | NoSettings | 0 | 0 | 0 | 0 | 0 | 0 | 0 | 0 | 0 | 0 | 0 | 0 | 0 | 0 | 0 | 0 | 0 | 0 | 0 | 0 | 0 | 0 | 0 | 0 | 0 | 0 | 0 | 0 | 0 | 0 | 0
Transportation Pollutant Emissions Disaggregated[HDVs,F gases,passenger,jet fuel tf] | NoSettings | 0 | 0 | 0 | 0 | 0 | 0 | 0 | 0 | 0 | 0 | 0 | 0 | 0 | 0 | 0 | 0 | 0 | 0 | 0 | 0 | 0 | 0 | 0 | 0 | 0 | 0 | 0 | 0 | 0 | 0 | 0
Transportation Pollutant Emissions Disaggregated[HDVs,F gases,passenger,heavy or residual fuel oil tf] | NoSettings | 0 | 0 | 0 | 0 | 0 | 0 | 0 | 0 | 0 | 0 | 0 | 0 | 0 | 0 | 0 | 0 | 0 | 0 | 0 | 0 | 0 | 0 | 0 | 0 | 0 | 0 | 0 | 0 | 0 | 0 | 0
Transportation Pollutant Emissions Disaggregated[HDVs,F gases,passenger,LPG propane or butane tf] | NoSettings | 0 | 0 | 0 | 0 | 0 | 0 | 0 | 0 | 0 | 0 | 0 | 0 | 0 | 0 | 0 | 0 | 0 | 0 | 0 | 0 | 0 | 0 | 0 | 0 | 0 | 0 | 0 | 0 | 0 | 0 | 0
Transportation Pollutant Emissions Disaggregated[HDVs,F gases,passenger,hydrogen tf] | NoSettings | 0 | 0 | 0 | 0 | 0 | 0 | 0 | 0 | 0 | 0 | 0 | 0 | 0 | 0 | 0 | 0 | 0 | 0 | 0 | 0 | 0 | 0 | 0 | 0 | 0 | 0 | 0 | 0 | 0 | 0 | 0
Transportation Pollutant Emissions Disaggregated[HDVs,F gases,freight,electricity tf] | NoSettings | 0 | 0 | 0 | 0 | 0 | 0 | 0 | 0 | 0 | 0 | 0 | 0 | 0 | 0 | 0 | 0 | 0 | 0 | 0 | 0 | 0 | 0 | 0 | 0 | 0 | 0 | 0 | 0 | 0 | 0 | 0
Transportation Pollutant Emissions Disaggregated[HDVs,F gases,freight,natural gas tf] | NoSettings | 0 | 0 | 0 | 0 | 0 | 0 | 0 | 0 | 0 | 0 | 0 | 0 | 0 | 0 | 0 | 0 | 0 | 0 | 0 | 0 | 0 | 0 | 0 | 0 | 0 | 0 | 0 | 0 | 0 | 0 | 0
Transportation Pollutant Emissions Disaggregated[HDVs,F gases,freight,petroleum gasoline tf] | NoSettings | 0 | 0 | 0 | 0 | 0 | 0 | 0 | 0 | 0 | 0 | 0 | 0 | 0 | 0 | 0 | 0 | 0 | 0 | 0 | 0 | 0 | 0 | 0 | 0 | 0 | 0 | 0 | 0 | 0 | 0 | 0
Transportation Pollutant Emissions Disaggregated[HDVs,F gases,freight,petroleum diesel tf] | NoSettings | 0 | 0 | 0 | 0 | 0 | 0 | 0 | 0 | 0 | 0 | 0 | 0 | 0 | 0 | 0 | 0 | 0 | 0 | 0 | 0 | 0 | 0 | 0 | 0 | 0 | 0 | 0 | 0 | 0 | 0 | 0
Transportation Pollutant Emissions Disaggregated[HDVs,F gases,freight,biofuel gasoline tf] | NoSettings | 0 | 0 | 0 | 0 | 0 | 0 | 0 | 0 | 0 | 0 | 0 | 0 | 0 | 0 | 0 | 0 | 0 | 0 | 0 | 0 | 0 | 0 | 0 | 0 | 0 | 0 | 0 | 0 | 0 | 0 | 0
Transportation Pollutant Emissions Disaggregated[HDVs,F gases,freight,biofuel diesel tf] | NoSettings | 0 | 0 | 0 | 0 | 0 | 0 | 0 | 0 | 0 | 0 | 0 | 0 | 0 | 0 | 0 | 0 | 0 | 0 | 0 | 0 | 0 | 0 | 0 | 0 | 0 | 0 | 0 | 0 | 0 | 0 | 0
Transportation Pollutant Emissions Disaggregated[HDVs,F gases,freight,jet fuel tf] | NoSettings | 0 | 0 | 0 | 0 | 0 | 0 | 0 | 0 | 0 | 0 | 0 | 0 | 0 | 0 | 0 | 0 | 0 | 0 | 0 | 0 | 0 | 0 | 0 | 0 | 0 | 0 | 0 | 0 | 0 | 0 | 0
Transportation Pollutant Emissions Disaggregated[HDVs,F gases,freight,heavy or residual fuel oil tf] | NoSettings | 0 | 0 | 0 | 0 | 0 | 0 | 0 | 0 | 0 | 0 | 0 | 0 | 0 | 0 | 0 | 0 | 0 | 0 | 0 | 0 | 0 | 0 | 0 | 0 | 0 | 0 | 0 | 0 | 0 | 0 | 0
Transportation Pollutant Emissions Disaggregated[HDVs,F gases,freight,LPG propane or butane tf] | NoSettings | 0 | 0 | 0 | 0 | 0 | 0 | 0 | 0 | 0 | 0 | 0 | 0 | 0 | 0 | 0 | 0 | 0 | 0 | 0 | 0 | 0 | 0 | 0 | 0 | 0 | 0 | 0 | 0 | 0 | 0 | 0
Transportation Pollutant Emissions Disaggregated[HDVs,F gases,freight,hydrogen tf] | NoSettings | 0 | 0 | 0 | 0 | 0 | 0 | 0 | 0 | 0 | 0 | 0 | 0 | 0 | 0 | 0 | 0 | 0 | 0 | 0 | 0 | 0 | 0 | 0 | 0 | 0 | 0 | 0 | 0 | 0 | 0 | 0
Transportation Pollutant Emissions Disaggregated[aircraft,CO2,passenger,electricity tf] | NoSettings | 0 | 0 | 0 | 0 | 0 | 0 | 0 | 0 | 0 | 0 | 0 | 0 | 0 | 0 | 0 | 0 | 0 | 0 | 0 | 0 | 0 | 0 | 0 | 0 | 0 | 0 | 0 | 0 | 0 | 0 | 0
Transportation Pollutant Emissions Disaggregated[aircraft,CO2,passenger,natural gas tf] | NoSettings | 0 | 0 | 0 | 0 | 0 | 0 | 0 | 0 | 0 | 0 | 0 | 0 | 0 | 0 | 0 | 0 | 0 | 0 | 0 | 0 | 0 | 0 | 0 | 0 | 0 | 0 | 0 | 0 | 0 | 0 | 0
Transportation Pollutant Emissions Disaggregated[aircraft,CO2,passenger,petroleum gasoline tf] | NoSettings | 0 | 0 | 0 | 0 | 0 | 0 | 0 | 0 | 0 | 0 | 0 | 0 | 0 | 0 | 0 | 0 | 0 | 0 | 0 | 0 | 0 | 0 | 0 | 0 | 0 | 0 | 0 | 0 | 0 | 0 | 0
Transportation Pollutant Emissions Disaggregated[aircraft,CO2,passenger,petroleum diesel tf] | NoSettings | 0 | 0 | 0 | 0 | 0 | 0 | 0 | 0 | 0 | 0 | 0 | 0 | 0 | 0 | 0 | 0 | 0 | 0 | 0 | 0 | 0 | 0 | 0 | 0 | 0 | 0 | 0 | 0 | 0 | 0 | 0
Transportation Pollutant Emissions Disaggregated[aircraft,CO2,passenger,biofuel gasoline tf] | NoSettings | 0 | 0 | 0 | 0 | 0 | 0 | 0 | 0 | 0 | 0 | 0 | 0 | 0 | 0 | 0 | 0 | 0 | 0 | 0 | 0 | 0 | 0 | 0 | 0 | 0 | 0 | 0 | 0 | 0 | 0 | 0
Transportation Pollutant Emissions Disaggregated[aircraft,CO2,passenger,biofuel diesel tf] | NoSettings | 0 | 0 | 0 | 0 | 0 | 0 | 0 | 0 | 0 | 0 | 0 | 0 | 0 | 0 | 0 | 0 | 0 | 0 | 0 | 0 | 0 | 0 | 0 | 0 | 0 | 0 | 0 | 0 | 0 | 0 | 0
Transportation Pollutant Emissions Disaggregated[aircraft,CO2,passenger,jet fuel tf] | NoSettings | 2630620000000 | 3546960000000 | 3923340000000 | 4071400000000 | 4129090000000 | 4174340000000 | 4164700000000 | 4150900000000 | 4151210000000 | 4142800000000 | 4148860000000 | 4165610000000 | 4193920000000 | 4224540000000 | 4256220000000 | 4288870000000 | 4308100000000 | 4321440000000 | 4340360000000 | 4361250000000 | 4390810000000 | 4419730000000 | 4456930000000 | 4497320000000 | 4540420000000 | 4577460000000 | 4611050000000 | 4638440000000 | 4662070000000 | 4681620000000 | 4703580000000
Transportation Pollutant Emissions Disaggregated[aircraft,CO2,passenger,heavy or residual fuel oil tf] | NoSettings | 0 | 0 | 0 | 0 | 0 | 0 | 0 | 0 | 0 | 0 | 0 | 0 | 0 | 0 | 0 | 0 | 0 | 0 | 0 | 0 | 0 | 0 | 0 | 0 | 0 | 0 | 0 | 0 | 0 | 0 | 0
Transportation Pollutant Emissions Disaggregated[aircraft,CO2,passenger,LPG propane or butane tf] | NoSettings | 0 | 0 | 0 | 0 | 0 | 0 | 0 | 0 | 0 | 0 | 0 | 0 | 0 | 0 | 0 | 0 | 0 | 0 | 0 | 0 | 0 | 0 | 0 | 0 | 0 | 0 | 0 | 0 | 0 | 0 | 0
Transportation Pollutant Emissions Disaggregated[aircraft,CO2,passenger,hydrogen tf] | NoSettings | 0 | 0 | 0 | 0 | 0 | 0 | 0 | 0 | 0 | 0 | 0 | 0 | 0 | 0 | 0 | 0 | 0 | 0 | 0 | 0 | 0 | 0 | 0 | 0 | 0 | 0 | 0 | 0 | 0 | 0 | 0
Transportation Pollutant Emissions Disaggregated[aircraft,CO2,freight,electricity tf] | NoSettings | 0 | 0 | 0 | 0 | 0 | 0 | 0 | 0 | 0 | 0 | 0 | 0 | 0 | 0 | 0 | 0 | 0 | 0 | 0 | 0 | 0 | 0 | 0 | 0 | 0 | 0 | 0 | 0 | 0 | 0 | 0
Transportation Pollutant Emissions Disaggregated[aircraft,CO2,freight,natural gas tf] | NoSettings | 0 | 0 | 0 | 0 | 0 | 0 | 0 | 0 | 0 | 0 | 0 | 0 | 0 | 0 | 0 | 0 | 0 | 0 | 0 | 0 | 0 | 0 | 0 | 0 | 0 | 0 | 0 | 0 | 0 | 0 | 0
Transportation Pollutant Emissions Disaggregated[aircraft,CO2,freight,petroleum gasoline tf] | NoSettings | 0 | 0 | 0 | 0 | 0 | 0 | 0 | 0 | 0 | 0 | 0 | 0 | 0 | 0 | 0 | 0 | 0 | 0 | 0 | 0 | 0 | 0 | 0 | 0 | 0 | 0 | 0 | 0 | 0 | 0 | 0
Transportation Pollutant Emissions Disaggregated[aircraft,CO2,freight,petroleum diesel tf] | NoSettings | 0 | 0 | 0 | 0 | 0 | 0 | 0 | 0 | 0 | 0 | 0 | 0 | 0 | 0 | 0 | 0 | 0 | 0 | 0 | 0 | 0 | 0 | 0 | 0 | 0 | 0 | 0 | 0 | 0 | 0 | 0
Transportation Pollutant Emissions Disaggregated[aircraft,CO2,freight,biofuel gasoline tf] | NoSettings | 0 | 0 | 0 | 0 | 0 | 0 | 0 | 0 | 0 | 0 | 0 | 0 | 0 | 0 | 0 | 0 | 0 | 0 | 0 | 0 | 0 | 0 | 0 | 0 | 0 | 0 | 0 | 0 | 0 | 0 | 0
Transportation Pollutant Emissions Disaggregated[aircraft,CO2,freight,biofuel diesel tf] | NoSettings | 0 | 0 | 0 | 0 | 0 | 0 | 0 | 0 | 0 | 0 | 0 | 0 | 0 | 0 | 0 | 0 | 0 | 0 | 0 | 0 | 0 | 0 | 0 | 0 | 0 | 0 | 0 | 0 | 0 | 0 | 0
Transportation Pollutant Emissions Disaggregated[aircraft,CO2,freight,jet fuel tf] | NoSettings | 391634000000 | 526445000000 | 580884000000 | 601869000000 | 609305000000 | 614602000000 | 612174000000 | 609687000000 | 609473000000 | 608454000000 | 609255000000 | 611505000000 | 615909000000 | 620753000000 | 625638000000 | 630418000000 | 633269000000 | 635344000000 | 638264000000 | 641437000000 | 645918000000 | 650261000000 | 655662000000 | 661387000000 | 667685000000 | 672709000000 | 677062000000 | 680169000000 | 682871000000 | 684925000000 | 687282000000
Transportation Pollutant Emissions Disaggregated[aircraft,CO2,freight,heavy or residual fuel oil tf] | NoSettings | 0 | 0 | 0 | 0 | 0 | 0 | 0 | 0 | 0 | 0 | 0 | 0 | 0 | 0 | 0 | 0 | 0 | 0 | 0 | 0 | 0 | 0 | 0 | 0 | 0 | 0 | 0 | 0 | 0 | 0 | 0
Transportation Pollutant Emissions Disaggregated[aircraft,CO2,freight,LPG propane or butane tf] | NoSettings | 0 | 0 | 0 | 0 | 0 | 0 | 0 | 0 | 0 | 0 | 0 | 0 | 0 | 0 | 0 | 0 | 0 | 0 | 0 | 0 | 0 | 0 | 0 | 0 | 0 | 0 | 0 | 0 | 0 | 0 | 0
Transportation Pollutant Emissions Disaggregated[aircraft,CO2,freight,hydrogen tf] | NoSettings | 0 | 0 | 0 | 0 | 0 | 0 | 0 | 0 | 0 | 0 | 0 | 0 | 0 | 0 | 0 | 0 | 0 | 0 | 0 | 0 | 0 | 0 | 0 | 0 | 0 | 0 | 0 | 0 | 0 | 0 | 0
Transportation Pollutant Emissions Disaggregated[aircraft,VOC,passenger,electricity tf] | NoSettings | 0 | 0 | 0 | 0 | 0 | 0 | 0 | 0 | 0 | 0 | 0 | 0 | 0 | 0 | 0 | 0 | 0 | 0 | 0 | 0 | 0 | 0 | 0 | 0 | 0 | 0 | 0 | 0 | 0 | 0 | 0
Transportation Pollutant Emissions Disaggregated[aircraft,VOC,passenger,natural gas tf] | NoSettings | 0 | 0 | 0 | 0 | 0 | 0 | 0 | 0 | 0 | 0 | 0 | 0 | 0 | 0 | 0 | 0 | 0 | 0 | 0 | 0 | 0 | 0 | 0 | 0 | 0 | 0 | 0 | 0 | 0 | 0 | 0
Transportation Pollutant Emissions Disaggregated[aircraft,VOC,passenger,petroleum gasoline tf] | NoSettings | 0 | 0 | 0 | 0 | 0 | 0 | 0 | 0 | 0 | 0 | 0 | 0 | 0 | 0 | 0 | 0 | 0 | 0 | 0 | 0 | 0 | 0 | 0 | 0 | 0 | 0 | 0 | 0 | 0 | 0 | 0
Transportation Pollutant Emissions Disaggregated[aircraft,VOC,passenger,petroleum diesel tf] | NoSettings | 0 | 0 | 0 | 0 | 0 | 0 | 0 | 0 | 0 | 0 | 0 | 0 | 0 | 0 | 0 | 0 | 0 | 0 | 0 | 0 | 0 | 0 | 0 | 0 | 0 | 0 | 0 | 0 | 0 | 0 | 0
Transportation Pollutant Emissions Disaggregated[aircraft,VOC,passenger,biofuel gasoline tf] | NoSettings | 0 | 0 | 0 | 0 | 0 | 0 | 0 | 0 | 0 | 0 | 0 | 0 | 0 | 0 | 0 | 0 | 0 | 0 | 0 | 0 | 0 | 0 | 0 | 0 | 0 | 0 | 0 | 0 | 0 | 0 | 0
Transportation Pollutant Emissions Disaggregated[aircraft,VOC,passenger,biofuel diesel tf] | NoSettings | 0 | 0 | 0 | 0 | 0 | 0 | 0 | 0 | 0 | 0 | 0 | 0 | 0 | 0 | 0 | 0 | 0 | 0 | 0 | 0 | 0 | 0 | 0 | 0 | 0 | 0 | 0 | 0 | 0 | 0 | 0
Transportation Pollutant Emissions Disaggregated[aircraft,VOC,passenger,jet fuel tf] | NoSettings | 438107000 | 590717000 | 653400000 | 678057000 | 687665000 | 695200000 | 693595000 | 691297000 | 691350000 | 689948000 | 690958000 | 693748000 | 698462000 | 703561000 | 708837000 | 714275000 | 717478000 | 719699000 | 722849000 | 726329000 | 731253000 | 736069000 | 742263000 | 748990000 | 756169000 | 762338000 | 767932000 | 772493000 | 776428000 | 779684000 | 783342000
Transportation Pollutant Emissions Disaggregated[aircraft,VOC,passenger,heavy or residual fuel oil tf] | NoSettings | 0 | 0 | 0 | 0 | 0 | 0 | 0 | 0 | 0 | 0 | 0 | 0 | 0 | 0 | 0 | 0 | 0 | 0 | 0 | 0 | 0 | 0 | 0 | 0 | 0 | 0 | 0 | 0 | 0 | 0 | 0
Transportation Pollutant Emissions Disaggregated[aircraft,VOC,passenger,LPG propane or butane tf] | NoSettings | 0 | 0 | 0 | 0 | 0 | 0 | 0 | 0 | 0 | 0 | 0 | 0 | 0 | 0 | 0 | 0 | 0 | 0 | 0 | 0 | 0 | 0 | 0 | 0 | 0 | 0 | 0 | 0 | 0 | 0 | 0
Transportation Pollutant Emissions Disaggregated[aircraft,VOC,passenger,hydrogen tf] | NoSettings | 0 | 0 | 0 | 0 | 0 | 0 | 0 | 0 | 0 | 0 | 0 | 0 | 0 | 0 | 0 | 0 | 0 | 0 | 0 | 0 | 0 | 0 | 0 | 0 | 0 | 0 | 0 | 0 | 0 | 0 | 0
Transportation Pollutant Emissions Disaggregated[aircraft,VOC,freight,electricity tf] | NoSettings | 0 | 0 | 0 | 0 | 0 | 0 | 0 | 0 | 0 | 0 | 0 | 0 | 0 | 0 | 0 | 0 | 0 | 0 | 0 | 0 | 0 | 0 | 0 | 0 | 0 | 0 | 0 | 0 | 0 | 0 | 0
Transportation Pollutant Emissions Disaggregated[aircraft,VOC,freight,natural gas tf] | NoSettings | 0 | 0 | 0 | 0 | 0 | 0 | 0 | 0 | 0 | 0 | 0 | 0 | 0 | 0 | 0 | 0 | 0 | 0 | 0 | 0 | 0 | 0 | 0 | 0 | 0 | 0 | 0 | 0 | 0 | 0 | 0
Transportation Pollutant Emissions Disaggregated[aircraft,VOC,freight,petroleum gasoline tf] | NoSettings | 0 | 0 | 0 | 0 | 0 | 0 | 0 | 0 | 0 | 0 | 0 | 0 | 0 | 0 | 0 | 0 | 0 | 0 | 0 | 0 | 0 | 0 | 0 | 0 | 0 | 0 | 0 | 0 | 0 | 0 | 0
Transportation Pollutant Emissions Disaggregated[aircraft,VOC,freight,petroleum diesel tf] | NoSettings | 0 | 0 | 0 | 0 | 0 | 0 | 0 | 0 | 0 | 0 | 0 | 0 | 0 | 0 | 0 | 0 | 0 | 0 | 0 | 0 | 0 | 0 | 0 | 0 | 0 | 0 | 0 | 0 | 0 | 0 | 0
Transportation Pollutant Emissions Disaggregated[aircraft,VOC,freight,biofuel gasoline tf] | NoSettings | 0 | 0 | 0 | 0 | 0 | 0 | 0 | 0 | 0 | 0 | 0 | 0 | 0 | 0 | 0 | 0 | 0 | 0 | 0 | 0 | 0 | 0 | 0 | 0 | 0 | 0 | 0 | 0 | 0 | 0 | 0
Transportation Pollutant Emissions Disaggregated[aircraft,VOC,freight,biofuel diesel tf] | NoSettings | 0 | 0 | 0 | 0 | 0 | 0 | 0 | 0 | 0 | 0 | 0 | 0 | 0 | 0 | 0 | 0 | 0 | 0 | 0 | 0 | 0 | 0 | 0 | 0 | 0 | 0 | 0 | 0 | 0 | 0 | 0
Transportation Pollutant Emissions Disaggregated[aircraft,VOC,freight,jet fuel tf] | NoSettings | 65223300 | 87675000 | 96741200 | 100236000 | 101475000 | 102357000 | 101952000 | 101538000 | 101503000 | 101333000 | 101466000 | 101841000 | 102574000 | 103381000 | 104195000 | 104991000 | 105466000 | 105811000 | 106297000 | 106826000 | 107572000 | 108295000 | 109195000 | 110148000 | 111197000 | 112034000 | 112759000 | 113276000 | 113726000 | 114068000 | 114461000
Transportation Pollutant Emissions Disaggregated[aircraft,VOC,freight,heavy or residual fuel oil tf] | NoSettings | 0 | 0 | 0 | 0 | 0 | 0 | 0 | 0 | 0 | 0 | 0 | 0 | 0 | 0 | 0 | 0 | 0 | 0 | 0 | 0 | 0 | 0 | 0 | 0 | 0 | 0 | 0 | 0 | 0 | 0 | 0
Transportation Pollutant Emissions Disaggregated[aircraft,VOC,freight,LPG propane or butane tf] | NoSettings | 0 | 0 | 0 | 0 | 0 | 0 | 0 | 0 | 0 | 0 | 0 | 0 | 0 | 0 | 0 | 0 | 0 | 0 | 0 | 0 | 0 | 0 | 0 | 0 | 0 | 0 | 0 | 0 | 0 | 0 | 0
Transportation Pollutant Emissions Disaggregated[aircraft,VOC,freight,hydrogen tf] | NoSettings | 0 | 0 | 0 | 0 | 0 | 0 | 0 | 0 | 0 | 0 | 0 | 0 | 0 | 0 | 0 | 0 | 0 | 0 | 0 | 0 | 0 | 0 | 0 | 0 | 0 | 0 | 0 | 0 | 0 | 0 | 0
Transportation Pollutant Emissions Disaggregated[aircraft,CO,passenger,electricity tf] | NoSettings | 0 | 0 | 0 | 0 | 0 | 0 | 0 | 0 | 0 | 0 | 0 | 0 | 0 | 0 | 0 | 0 | 0 | 0 | 0 | 0 | 0 | 0 | 0 | 0 | 0 | 0 | 0 | 0 | 0 | 0 | 0
Transportation Pollutant Emissions Disaggregated[aircraft,CO,passenger,natural gas tf] | NoSettings | 0 | 0 | 0 | 0 | 0 | 0 | 0 | 0 | 0 | 0 | 0 | 0 | 0 | 0 | 0 | 0 | 0 | 0 | 0 | 0 | 0 | 0 | 0 | 0 | 0 | 0 | 0 | 0 | 0 | 0 | 0
Transportation Pollutant Emissions Disaggregated[aircraft,CO,passenger,petroleum gasoline tf] | NoSettings | 0 | 0 | 0 | 0 | 0 | 0 | 0 | 0 | 0 | 0 | 0 | 0 | 0 | 0 | 0 | 0 | 0 | 0 | 0 | 0 | 0 | 0 | 0 | 0 | 0 | 0 | 0 | 0 | 0 | 0 | 0
Transportation Pollutant Emissions Disaggregated[aircraft,CO,passenger,petroleum diesel tf] | NoSettings | 0 | 0 | 0 | 0 | 0 | 0 | 0 | 0 | 0 | 0 | 0 | 0 | 0 | 0 | 0 | 0 | 0 | 0 | 0 | 0 | 0 | 0 | 0 | 0 | 0 | 0 | 0 | 0 | 0 | 0 | 0
Transportation Pollutant Emissions Disaggregated[aircraft,CO,passenger,biofuel gasoline tf] | NoSettings | 0 | 0 | 0 | 0 | 0 | 0 | 0 | 0 | 0 | 0 | 0 | 0 | 0 | 0 | 0 | 0 | 0 | 0 | 0 | 0 | 0 | 0 | 0 | 0 | 0 | 0 | 0 | 0 | 0 | 0 | 0
Transportation Pollutant Emissions Disaggregated[aircraft,CO,passenger,biofuel diesel tf] | NoSettings | 0 | 0 | 0 | 0 | 0 | 0 | 0 | 0 | 0 | 0 | 0 | 0 | 0 | 0 | 0 | 0 | 0 | 0 | 0 | 0 | 0 | 0 | 0 | 0 | 0 | 0 | 0 | 0 | 0 | 0 | 0
Transportation Pollutant Emissions Disaggregated[aircraft,CO,passenger,jet fuel tf] | NoSettings | 3279650000 | 4422080000 | 4891320000 | 5075900000 | 5147830000 | 5204230000 | 5192220000 | 5175010000 | 5175410000 | 5164920000 | 5172470000 | 5193360000 | 5228650000 | 5266820000 | 5306320000 | 5347020000 | 5371000000 | 5387630000 | 5411210000 | 5437270000 | 5474120000 | 5510180000 | 5556550000 | 5606900000 | 5660640000 | 5706820000 | 5748700000 | 5782850000 | 5812300000 | 5836670000 | 5864060000
Transportation Pollutant Emissions Disaggregated[aircraft,CO,passenger,heavy or residual fuel oil tf] | NoSettings | 0 | 0 | 0 | 0 | 0 | 0 | 0 | 0 | 0 | 0 | 0 | 0 | 0 | 0 | 0 | 0 | 0 | 0 | 0 | 0 | 0 | 0 | 0 | 0 | 0 | 0 | 0 | 0 | 0 | 0 | 0
Transportation Pollutant Emissions Disaggregated[aircraft,CO,passenger,LPG propane or butane tf] | NoSettings | 0 | 0 | 0 | 0 | 0 | 0 | 0 | 0 | 0 | 0 | 0 | 0 | 0 | 0 | 0 | 0 | 0 | 0 | 0 | 0 | 0 | 0 | 0 | 0 | 0 | 0 | 0 | 0 | 0 | 0 | 0
Transportation Pollutant Emissions Disaggregated[aircraft,CO,passenger,hydrogen tf] | NoSettings | 0 | 0 | 0 | 0 | 0 | 0 | 0 | 0 | 0 | 0 | 0 | 0 | 0 | 0 | 0 | 0 | 0 | 0 | 0 | 0 | 0 | 0 | 0 | 0 | 0 | 0 | 0 | 0 | 0 | 0 | 0
Transportation Pollutant Emissions Disaggregated[aircraft,CO,freight,electricity tf] | NoSettings | 0 | 0 | 0 | 0 | 0 | 0 | 0 | 0 | 0 | 0 | 0 | 0 | 0 | 0 | 0 | 0 | 0 | 0 | 0 | 0 | 0 | 0 | 0 | 0 | 0 | 0 | 0 | 0 | 0 | 0 | 0
Transportation Pollutant Emissions Disaggregated[aircraft,CO,freight,natural gas tf] | NoSettings | 0 | 0 | 0 | 0 | 0 | 0 | 0 | 0 | 0 | 0 | 0 | 0 | 0 | 0 | 0 | 0 | 0 | 0 | 0 | 0 | 0 | 0 | 0 | 0 | 0 | 0 | 0 | 0 | 0 | 0 | 0
Transportation Pollutant Emissions Disaggregated[aircraft,CO,freight,petroleum gasoline tf] | NoSettings | 0 | 0 | 0 | 0 | 0 | 0 | 0 | 0 | 0 | 0 | 0 | 0 | 0 | 0 | 0 | 0 | 0 | 0 | 0 | 0 | 0 | 0 | 0 | 0 | 0 | 0 | 0 | 0 | 0 | 0 | 0
Transportation Pollutant Emissions Disaggregated[aircraft,CO,freight,petroleum diesel tf] | NoSettings | 0 | 0 | 0 | 0 | 0 | 0 | 0 | 0 | 0 | 0 | 0 | 0 | 0 | 0 | 0 | 0 | 0 | 0 | 0 | 0 | 0 | 0 | 0 | 0 | 0 | 0 | 0 | 0 | 0 | 0 | 0
Transportation Pollutant Emissions Disaggregated[aircraft,CO,freight,biofuel gasoline tf] | NoSettings | 0 | 0 | 0 | 0 | 0 | 0 | 0 | 0 | 0 | 0 | 0 | 0 | 0 | 0 | 0 | 0 | 0 | 0 | 0 | 0 | 0 | 0 | 0 | 0 | 0 | 0 | 0 | 0 | 0 | 0 | 0
Transportation Pollutant Emissions Disaggregated[aircraft,CO,freight,biofuel diesel tf] | NoSettings | 0 | 0 | 0 | 0 | 0 | 0 | 0 | 0 | 0 | 0 | 0 | 0 | 0 | 0 | 0 | 0 | 0 | 0 | 0 | 0 | 0 | 0 | 0 | 0 | 0 | 0 | 0 | 0 | 0 | 0 | 0
Transportation Pollutant Emissions Disaggregated[aircraft,CO,freight,jet fuel tf] | NoSettings | 488258000 | 656331000 | 724200000 | 750363000 | 759634000 | 766237000 | 763211000 | 760110000 | 759843000 | 758572000 | 759572000 | 762376000 | 767867000 | 773906000 | 779996000 | 785955000 | 789510000 | 792097000 | 795737000 | 799693000 | 805280000 | 810694000 | 817428000 | 824565000 | 832417000 | 838681000 | 844108000 | 847981000 | 851350000 | 853911000 | 856849000
Transportation Pollutant Emissions Disaggregated[aircraft,CO,freight,heavy or residual fuel oil tf] | NoSettings | 0 | 0 | 0 | 0 | 0 | 0 | 0 | 0 | 0 | 0 | 0 | 0 | 0 | 0 | 0 | 0 | 0 | 0 | 0 | 0 | 0 | 0 | 0 | 0 | 0 | 0 | 0 | 0 | 0 | 0 | 0
Transportation Pollutant Emissions Disaggregated[aircraft,CO,freight,LPG propane or butane tf] | NoSettings | 0 | 0 | 0 | 0 | 0 | 0 | 0 | 0 | 0 | 0 | 0 | 0 | 0 | 0 | 0 | 0 | 0 | 0 | 0 | 0 | 0 | 0 | 0 | 0 | 0 | 0 | 0 | 0 | 0 | 0 | 0
Transportation Pollutant Emissions Disaggregated[aircraft,CO,freight,hydrogen tf] | NoSettings | 0 | 0 | 0 | 0 | 0 | 0 | 0 | 0 | 0 | 0 | 0 | 0 | 0 | 0 | 0 | 0 | 0 | 0 | 0 | 0 | 0 | 0 | 0 | 0 | 0 | 0 | 0 | 0 | 0 | 0 | 0
Transportation Pollutant Emissions Disaggregated[aircraft,NOx,passenger,electricity tf] | NoSettings | 0 | 0 | 0 | 0 | 0 | 0 | 0 | 0 | 0 | 0 | 0 | 0 | 0 | 0 | 0 | 0 | 0 | 0 | 0 | 0 | 0 | 0 | 0 | 0 | 0 | 0 | 0 | 0 | 0 | 0 | 0
Transportation Pollutant Emissions Disaggregated[aircraft,NOx,passenger,natural gas tf] | NoSettings | 0 | 0 | 0 | 0 | 0 | 0 | 0 | 0 | 0 | 0 | 0 | 0 | 0 | 0 | 0 | 0 | 0 | 0 | 0 | 0 | 0 | 0 | 0 | 0 | 0 | 0 | 0 | 0 | 0 | 0 | 0
Transportation Pollutant Emissions Disaggregated[aircraft,NOx,passenger,petroleum gasoline tf] | NoSettings | 0 | 0 | 0 | 0 | 0 | 0 | 0 | 0 | 0 | 0 | 0 | 0 | 0 | 0 | 0 | 0 | 0 | 0 | 0 | 0 | 0 | 0 | 0 | 0 | 0 | 0 | 0 | 0 | 0 | 0 | 0
Transportation Pollutant Emissions Disaggregated[aircraft,NOx,passenger,petroleum diesel tf] | NoSettings | 0 | 0 | 0 | 0 | 0 | 0 | 0 | 0 | 0 | 0 | 0 | 0 | 0 | 0 | 0 | 0 | 0 | 0 | 0 | 0 | 0 | 0 | 0 | 0 | 0 | 0 | 0 | 0 | 0 | 0 | 0
Transportation Pollutant Emissions Disaggregated[aircraft,NOx,passenger,biofuel gasoline tf] | NoSettings | 0 | 0 | 0 | 0 | 0 | 0 | 0 | 0 | 0 | 0 | 0 | 0 | 0 | 0 | 0 | 0 | 0 | 0 | 0 | 0 | 0 | 0 | 0 | 0 | 0 | 0 | 0 | 0 | 0 | 0 | 0
Transportation Pollutant Emissions Disaggregated[aircraft,NOx,passenger,biofuel diesel tf] | NoSettings | 0 | 0 | 0 | 0 | 0 | 0 | 0 | 0 | 0 | 0 | 0 | 0 | 0 | 0 | 0 | 0 | 0 | 0 | 0 | 0 | 0 | 0 | 0 | 0 | 0 | 0 | 0 | 0 | 0 | 0 | 0
Transportation Pollutant Emissions Disaggregated[aircraft,NOx,passenger,jet fuel tf] | NoSettings | 12851700000 | 17328500000 | 19167200000 | 19890600000 | 20172400000 | 20393400000 | 20346400000 | 20278900000 | 20280500000 | 20239400000 | 20269000000 | 20350800000 | 20489100000 | 20638700000 | 20793500000 | 20953000000 | 21047000000 | 21112100000 | 21204500000 | 21306600000 | 21451000000 | 21592300000 | 21774000000 | 21971400000 | 22181900000 | 22362900000 | 22527000000 | 22660800000 | 22776200000 | 22871700000 | 22979000000
Transportation Pollutant Emissions Disaggregated[aircraft,NOx,passenger,heavy or residual fuel oil tf] | NoSettings | 0 | 0 | 0 | 0 | 0 | 0 | 0 | 0 | 0 | 0 | 0 | 0 | 0 | 0 | 0 | 0 | 0 | 0 | 0 | 0 | 0 | 0 | 0 | 0 | 0 | 0 | 0 | 0 | 0 | 0 | 0
Transportation Pollutant Emissions Disaggregated[aircraft,NOx,passenger,LPG propane or butane tf] | NoSettings | 0 | 0 | 0 | 0 | 0 | 0 | 0 | 0 | 0 | 0 | 0 | 0 | 0 | 0 | 0 | 0 | 0 | 0 | 0 | 0 | 0 | 0 | 0 | 0 | 0 | 0 | 0 | 0 | 0 | 0 | 0
Transportation Pollutant Emissions Disaggregated[aircraft,NOx,passenger,hydrogen tf] | NoSettings | 0 | 0 | 0 | 0 | 0 | 0 | 0 | 0 | 0 | 0 | 0 | 0 | 0 | 0 | 0 | 0 | 0 | 0 | 0 | 0 | 0 | 0 | 0 | 0 | 0 | 0 | 0 | 0 | 0 | 0 | 0
Transportation Pollutant Emissions Disaggregated[aircraft,NOx,freight,electricity tf] | NoSettings | 0 | 0 | 0 | 0 | 0 | 0 | 0 | 0 | 0 | 0 | 0 | 0 | 0 | 0 | 0 | 0 | 0 | 0 | 0 | 0 | 0 | 0 | 0 | 0 | 0 | 0 | 0 | 0 | 0 | 0 | 0
Transportation Pollutant Emissions Disaggregated[aircraft,NOx,freight,natural gas tf] | NoSettings | 0 | 0 | 0 | 0 | 0 | 0 | 0 | 0 | 0 | 0 | 0 | 0 | 0 | 0 | 0 | 0 | 0 | 0 | 0 | 0 | 0 | 0 | 0 | 0 | 0 | 0 | 0 | 0 | 0 | 0 | 0
Transportation Pollutant Emissions Disaggregated[aircraft,NOx,freight,petroleum gasoline tf] | NoSettings | 0 | 0 | 0 | 0 | 0 | 0 | 0 | 0 | 0 | 0 | 0 | 0 | 0 | 0 | 0 | 0 | 0 | 0 | 0 | 0 | 0 | 0 | 0 | 0 | 0 | 0 | 0 | 0 | 0 | 0 | 0
Transportation Pollutant Emissions Disaggregated[aircraft,NOx,freight,petroleum diesel tf] | NoSettings | 0 | 0 | 0 | 0 | 0 | 0 | 0 | 0 | 0 | 0 | 0 | 0 | 0 | 0 | 0 | 0 | 0 | 0 | 0 | 0 | 0 | 0 | 0 | 0 | 0 | 0 | 0 | 0 | 0 | 0 | 0
Transportation Pollutant Emissions Disaggregated[aircraft,NOx,freight,biofuel gasoline tf] | NoSettings | 0 | 0 | 0 | 0 | 0 | 0 | 0 | 0 | 0 | 0 | 0 | 0 | 0 | 0 | 0 | 0 | 0 | 0 | 0 | 0 | 0 | 0 | 0 | 0 | 0 | 0 | 0 | 0 | 0 | 0 | 0
Transportation Pollutant Emissions Disaggregated[aircraft,NOx,freight,biofuel diesel tf] | NoSettings | 0 | 0 | 0 | 0 | 0 | 0 | 0 | 0 | 0 | 0 | 0 | 0 | 0 | 0 | 0 | 0 | 0 | 0 | 0 | 0 | 0 | 0 | 0 | 0 | 0 | 0 | 0 | 0 | 0 | 0 | 0
Transportation Pollutant Emissions Disaggregated[aircraft,NOx,freight,jet fuel tf] | NoSettings | 1913300000 | 2571920000 | 2837870000 | 2940390000 | 2976720000 | 3002600000 | 2990740000 | 2978590000 | 2977540000 | 2972560000 | 2976480000 | 2987470000 | 3008980000 | 3032650000 | 3056510000 | 3079860000 | 3093790000 | 3103930000 | 3118200000 | 3133700000 | 3155590000 | 3176810000 | 3203190000 | 3231160000 | 3261930000 | 3286480000 | 3307740000 | 3322920000 | 3336120000 | 3346160000 | 3357670000
Transportation Pollutant Emissions Disaggregated[aircraft,NOx,freight,heavy or residual fuel oil tf] | NoSettings | 0 | 0 | 0 | 0 | 0 | 0 | 0 | 0 | 0 | 0 | 0 | 0 | 0 | 0 | 0 | 0 | 0 | 0 | 0 | 0 | 0 | 0 | 0 | 0 | 0 | 0 | 0 | 0 | 0 | 0 | 0
Transportation Pollutant Emissions Disaggregated[aircraft,NOx,freight,LPG propane or butane tf] | NoSettings | 0 | 0 | 0 | 0 | 0 | 0 | 0 | 0 | 0 | 0 | 0 | 0 | 0 | 0 | 0 | 0 | 0 | 0 | 0 | 0 | 0 | 0 | 0 | 0 | 0 | 0 | 0 | 0 | 0 | 0 | 0
Transportation Pollutant Emissions Disaggregated[aircraft,NOx,freight,hydrogen tf] | NoSettings | 0 | 0 | 0 | 0 | 0 | 0 | 0 | 0 | 0 | 0 | 0 | 0 | 0 | 0 | 0 | 0 | 0 | 0 | 0 | 0 | 0 | 0 | 0 | 0 | 0 | 0 | 0 | 0 | 0 | 0 | 0
Transportation Pollutant Emissions Disaggregated[aircraft,PM10,passenger,electricity tf] | NoSettings | 0 | 0 | 0 | 0 | 0 | 0 | 0 | 0 | 0 | 0 | 0 | 0 | 0 | 0 | 0 | 0 | 0 | 0 | 0 | 0 | 0 | 0 | 0 | 0 | 0 | 0 | 0 | 0 | 0 | 0 | 0
Transportation Pollutant Emissions Disaggregated[aircraft,PM10,passenger,natural gas tf] | NoSettings | 0 | 0 | 0 | 0 | 0 | 0 | 0 | 0 | 0 | 0 | 0 | 0 | 0 | 0 | 0 | 0 | 0 | 0 | 0 | 0 | 0 | 0 | 0 | 0 | 0 | 0 | 0 | 0 | 0 | 0 | 0
Transportation Pollutant Emissions Disaggregated[aircraft,PM10,passenger,petroleum gasoline tf] | NoSettings | 0 | 0 | 0 | 0 | 0 | 0 | 0 | 0 | 0 | 0 | 0 | 0 | 0 | 0 | 0 | 0 | 0 | 0 | 0 | 0 | 0 | 0 | 0 | 0 | 0 | 0 | 0 | 0 | 0 | 0 | 0
Transportation Pollutant Emissions Disaggregated[aircraft,PM10,passenger,petroleum diesel tf] | NoSettings | 0 | 0 | 0 | 0 | 0 | 0 | 0 | 0 | 0 | 0 | 0 | 0 | 0 | 0 | 0 | 0 | 0 | 0 | 0 | 0 | 0 | 0 | 0 | 0 | 0 | 0 | 0 | 0 | 0 | 0 | 0
Transportation Pollutant Emissions Disaggregated[aircraft,PM10,passenger,biofuel gasoline tf] | NoSettings | 0 | 0 | 0 | 0 | 0 | 0 | 0 | 0 | 0 | 0 | 0 | 0 | 0 | 0 | 0 | 0 | 0 | 0 | 0 | 0 | 0 | 0 | 0 | 0 | 0 | 0 | 0 | 0 | 0 | 0 | 0
Transportation Pollutant Emissions Disaggregated[aircraft,PM10,passenger,biofuel diesel tf] | NoSettings | 0 | 0 | 0 | 0 | 0 | 0 | 0 | 0 | 0 | 0 | 0 | 0 | 0 | 0 | 0 | 0 | 0 | 0 | 0 | 0 | 0 | 0 | 0 | 0 | 0 | 0 | 0 | 0 | 0 | 0 | 0
Transportation Pollutant Emissions Disaggregated[aircraft,PM10,passenger,jet fuel tf] | NoSettings | 158663000 | 213931000 | 236632000 | 245562000 | 249041000 | 251770000 | 251189000 | 250357000 | 250376000 | 249868000 | 250234000 | 251244000 | 252951000 | 254798000 | 256709000 | 258678000 | 259838000 | 260643000 | 261784000 | 263044000 | 264827000 | 266571000 | 268814000 | 271251000 | 273850000 | 276084000 | 278110000 | 279762000 | 281187000 | 282366000 | 283691000
Transportation Pollutant Emissions Disaggregated[aircraft,PM10,passenger,heavy or residual fuel oil tf] | NoSettings | 0 | 0 | 0 | 0 | 0 | 0 | 0 | 0 | 0 | 0 | 0 | 0 | 0 | 0 | 0 | 0 | 0 | 0 | 0 | 0 | 0 | 0 | 0 | 0 | 0 | 0 | 0 | 0 | 0 | 0 | 0
Transportation Pollutant Emissions Disaggregated[aircraft,PM10,passenger,LPG propane or butane tf] | NoSettings | 0 | 0 | 0 | 0 | 0 | 0 | 0 | 0 | 0 | 0 | 0 | 0 | 0 | 0 | 0 | 0 | 0 | 0 | 0 | 0 | 0 | 0 | 0 | 0 | 0 | 0 | 0 | 0 | 0 | 0 | 0
Transportation Pollutant Emissions Disaggregated[aircraft,PM10,passenger,hydrogen tf] | NoSettings | 0 | 0 | 0 | 0 | 0 | 0 | 0 | 0 | 0 | 0 | 0 | 0 | 0 | 0 | 0 | 0 | 0 | 0 | 0 | 0 | 0 | 0 | 0 | 0 | 0 | 0 | 0 | 0 | 0 | 0 | 0
Transportation Pollutant Emissions Disaggregated[aircraft,PM10,freight,electricity tf] | NoSettings | 0 | 0 | 0 | 0 | 0 | 0 | 0 | 0 | 0 | 0 | 0 | 0 | 0 | 0 | 0 | 0 | 0 | 0 | 0 | 0 | 0 | 0 | 0 | 0 | 0 | 0 | 0 | 0 | 0 | 0 | 0
Transportation Pollutant Emissions Disaggregated[aircraft,PM10,freight,natural gas tf] | NoSettings | 0 | 0 | 0 | 0 | 0 | 0 | 0 | 0 | 0 | 0 | 0 | 0 | 0 | 0 | 0 | 0 | 0 | 0 | 0 | 0 | 0 | 0 | 0 | 0 | 0 | 0 | 0 | 0 | 0 | 0 | 0
Transportation Pollutant Emissions Disaggregated[aircraft,PM10,freight,petroleum gasoline tf] | NoSettings | 0 | 0 | 0 | 0 | 0 | 0 | 0 | 0 | 0 | 0 | 0 | 0 | 0 | 0 | 0 | 0 | 0 | 0 | 0 | 0 | 0 | 0 | 0 | 0 | 0 | 0 | 0 | 0 | 0 | 0 | 0
Transportation Pollutant Emissions Disaggregated[aircraft,PM10,freight,petroleum diesel tf] | NoSettings | 0 | 0 | 0 | 0 | 0 | 0 | 0 | 0 | 0 | 0 | 0 | 0 | 0 | 0 | 0 | 0 | 0 | 0 | 0 | 0 | 0 | 0 | 0 | 0 | 0 | 0 | 0 | 0 | 0 | 0 | 0
Transportation Pollutant Emissions Disaggregated[aircraft,PM10,freight,biofuel gasoline tf] | NoSettings | 0 | 0 | 0 | 0 | 0 | 0 | 0 | 0 | 0 | 0 | 0 | 0 | 0 | 0 | 0 | 0 | 0 | 0 | 0 | 0 | 0 | 0 | 0 | 0 | 0 | 0 | 0 | 0 | 0 | 0 | 0
Transportation Pollutant Emissions Disaggregated[aircraft,PM10,freight,biofuel diesel tf] | NoSettings | 0 | 0 | 0 | 0 | 0 | 0 | 0 | 0 | 0 | 0 | 0 | 0 | 0 | 0 | 0 | 0 | 0 | 0 | 0 | 0 | 0 | 0 | 0 | 0 | 0 | 0 | 0 | 0 | 0 | 0 | 0
Transportation Pollutant Emissions Disaggregated[aircraft,PM10,freight,jet fuel tf] | NoSettings | 23620900 | 31752000 | 35035300 | 36301000 | 36749500 | 37069000 | 36922600 | 36772600 | 36759700 | 36698200 | 36746500 | 36882200 | 37147800 | 37440000 | 37734600 | 38022900 | 38194900 | 38320000 | 38496200 | 38687500 | 38957800 | 39219700 | 39545500 | 39890800 | 40270700 | 40573700 | 40836200 | 41023600 | 41186600 | 41310500 | 41452600
Transportation Pollutant Emissions Disaggregated[aircraft,PM10,freight,heavy or residual fuel oil tf] | NoSettings | 0 | 0 | 0 | 0 | 0 | 0 | 0 | 0 | 0 | 0 | 0 | 0 | 0 | 0 | 0 | 0 | 0 | 0 | 0 | 0 | 0 | 0 | 0 | 0 | 0 | 0 | 0 | 0 | 0 | 0 | 0
Transportation Pollutant Emissions Disaggregated[aircraft,PM10,freight,LPG propane or butane tf] | NoSettings | 0 | 0 | 0 | 0 | 0 | 0 | 0 | 0 | 0 | 0 | 0 | 0 | 0 | 0 | 0 | 0 | 0 | 0 | 0 | 0 | 0 | 0 | 0 | 0 | 0 | 0 | 0 | 0 | 0 | 0 | 0
Transportation Pollutant Emissions Disaggregated[aircraft,PM10,freight,hydrogen tf] | NoSettings | 0 | 0 | 0 | 0 | 0 | 0 | 0 | 0 | 0 | 0 | 0 | 0 | 0 | 0 | 0 | 0 | 0 | 0 | 0 | 0 | 0 | 0 | 0 | 0 | 0 | 0 | 0 | 0 | 0 | 0 | 0
Transportation Pollutant Emissions Disaggregated[aircraft,PM25,passenger,electricity tf] | NoSettings | 0 | 0 | 0 | 0 | 0 | 0 | 0 | 0 | 0 | 0 | 0 | 0 | 0 | 0 | 0 | 0 | 0 | 0 | 0 | 0 | 0 | 0 | 0 | 0 | 0 | 0 | 0 | 0 | 0 | 0 | 0
Transportation Pollutant Emissions Disaggregated[aircraft,PM25,passenger,natural gas tf] | NoSettings | 0 | 0 | 0 | 0 | 0 | 0 | 0 | 0 | 0 | 0 | 0 | 0 | 0 | 0 | 0 | 0 | 0 | 0 | 0 | 0 | 0 | 0 | 0 | 0 | 0 | 0 | 0 | 0 | 0 | 0 | 0
Transportation Pollutant Emissions Disaggregated[aircraft,PM25,passenger,petroleum gasoline tf] | NoSettings | 0 | 0 | 0 | 0 | 0 | 0 | 0 | 0 | 0 | 0 | 0 | 0 | 0 | 0 | 0 | 0 | 0 | 0 | 0 | 0 | 0 | 0 | 0 | 0 | 0 | 0 | 0 | 0 | 0 | 0 | 0
Transportation Pollutant Emissions Disaggregated[aircraft,PM25,passenger,petroleum diesel tf] | NoSettings | 0 | 0 | 0 | 0 | 0 | 0 | 0 | 0 | 0 | 0 | 0 | 0 | 0 | 0 | 0 | 0 | 0 | 0 | 0 | 0 | 0 | 0 | 0 | 0 | 0 | 0 | 0 | 0 | 0 | 0 | 0
Transportation Pollutant Emissions Disaggregated[aircraft,PM25,passenger,biofuel gasoline tf] | NoSettings | 0 | 0 | 0 | 0 | 0 | 0 | 0 | 0 | 0 | 0 | 0 | 0 | 0 | 0 | 0 | 0 | 0 | 0 | 0 | 0 | 0 | 0 | 0 | 0 | 0 | 0 | 0 | 0 | 0 | 0 | 0
Transportation Pollutant Emissions Disaggregated[aircraft,PM25,passenger,biofuel diesel tf] | NoSettings | 0 | 0 | 0 | 0 | 0 | 0 | 0 | 0 | 0 | 0 | 0 | 0 | 0 | 0 | 0 | 0 | 0 | 0 | 0 | 0 | 0 | 0 | 0 | 0 | 0 | 0 | 0 | 0 | 0 | 0 | 0
Transportation Pollutant Emissions Disaggregated[aircraft,PM25,passenger,jet fuel tf] | NoSettings | 158663000 | 213931000 | 236632000 | 245562000 | 249041000 | 251770000 | 251189000 | 250357000 | 250376000 | 249868000 | 250234000 | 251244000 | 252951000 | 254798000 | 256709000 | 258678000 | 259838000 | 260643000 | 261784000 | 263044000 | 264827000 | 266571000 | 268814000 | 271251000 | 273850000 | 276084000 | 278110000 | 279762000 | 281187000 | 282366000 | 283691000
Transportation Pollutant Emissions Disaggregated[aircraft,PM25,passenger,heavy or residual fuel oil tf] | NoSettings | 0 | 0 | 0 | 0 | 0 | 0 | 0 | 0 | 0 | 0 | 0 | 0 | 0 | 0 | 0 | 0 | 0 | 0 | 0 | 0 | 0 | 0 | 0 | 0 | 0 | 0 | 0 | 0 | 0 | 0 | 0
Transportation Pollutant Emissions Disaggregated[aircraft,PM25,passenger,LPG propane or butane tf] | NoSettings | 0 | 0 | 0 | 0 | 0 | 0 | 0 | 0 | 0 | 0 | 0 | 0 | 0 | 0 | 0 | 0 | 0 | 0 | 0 | 0 | 0 | 0 | 0 | 0 | 0 | 0 | 0 | 0 | 0 | 0 | 0
Transportation Pollutant Emissions Disaggregated[aircraft,PM25,passenger,hydrogen tf] | NoSettings | 0 | 0 | 0 | 0 | 0 | 0 | 0 | 0 | 0 | 0 | 0 | 0 | 0 | 0 | 0 | 0 | 0 | 0 | 0 | 0 | 0 | 0 | 0 | 0 | 0 | 0 | 0 | 0 | 0 | 0 | 0
Transportation Pollutant Emissions Disaggregated[aircraft,PM25,freight,electricity tf] | NoSettings | 0 | 0 | 0 | 0 | 0 | 0 | 0 | 0 | 0 | 0 | 0 | 0 | 0 | 0 | 0 | 0 | 0 | 0 | 0 | 0 | 0 | 0 | 0 | 0 | 0 | 0 | 0 | 0 | 0 | 0 | 0
Transportation Pollutant Emissions Disaggregated[aircraft,PM25,freight,natural gas tf] | NoSettings | 0 | 0 | 0 | 0 | 0 | 0 | 0 | 0 | 0 | 0 | 0 | 0 | 0 | 0 | 0 | 0 | 0 | 0 | 0 | 0 | 0 | 0 | 0 | 0 | 0 | 0 | 0 | 0 | 0 | 0 | 0
Transportation Pollutant Emissions Disaggregated[aircraft,PM25,freight,petroleum gasoline tf] | NoSettings | 0 | 0 | 0 | 0 | 0 | 0 | 0 | 0 | 0 | 0 | 0 | 0 | 0 | 0 | 0 | 0 | 0 | 0 | 0 | 0 | 0 | 0 | 0 | 0 | 0 | 0 | 0 | 0 | 0 | 0 | 0
Transportation Pollutant Emissions Disaggregated[aircraft,PM25,freight,petroleum diesel tf] | NoSettings | 0 | 0 | 0 | 0 | 0 | 0 | 0 | 0 | 0 | 0 | 0 | 0 | 0 | 0 | 0 | 0 | 0 | 0 | 0 | 0 | 0 | 0 | 0 | 0 | 0 | 0 | 0 | 0 | 0 | 0 | 0
Transportation Pollutant Emissions Disaggregated[aircraft,PM25,freight,biofuel gasoline tf] | NoSettings | 0 | 0 | 0 | 0 | 0 | 0 | 0 | 0 | 0 | 0 | 0 | 0 | 0 | 0 | 0 | 0 | 0 | 0 | 0 | 0 | 0 | 0 | 0 | 0 | 0 | 0 | 0 | 0 | 0 | 0 | 0
Transportation Pollutant Emissions Disaggregated[aircraft,PM25,freight,biofuel diesel tf] | NoSettings | 0 | 0 | 0 | 0 | 0 | 0 | 0 | 0 | 0 | 0 | 0 | 0 | 0 | 0 | 0 | 0 | 0 | 0 | 0 | 0 | 0 | 0 | 0 | 0 | 0 | 0 | 0 | 0 | 0 | 0 | 0
Transportation Pollutant Emissions Disaggregated[aircraft,PM25,freight,jet fuel tf] | NoSettings | 23620900 | 31752000 | 35035300 | 36301000 | 36749500 | 37069000 | 36922600 | 36772600 | 36759700 | 36698200 | 36746500 | 36882200 | 37147800 | 37440000 | 37734600 | 38022900 | 38194900 | 38320000 | 38496200 | 38687500 | 38957800 | 39219700 | 39545500 | 39890800 | 40270700 | 40573700 | 40836200 | 41023600 | 41186600 | 41310500 | 41452600
Transportation Pollutant Emissions Disaggregated[aircraft,PM25,freight,heavy or residual fuel oil tf] | NoSettings | 0 | 0 | 0 | 0 | 0 | 0 | 0 | 0 | 0 | 0 | 0 | 0 | 0 | 0 | 0 | 0 | 0 | 0 | 0 | 0 | 0 | 0 | 0 | 0 | 0 | 0 | 0 | 0 | 0 | 0 | 0
Transportation Pollutant Emissions Disaggregated[aircraft,PM25,freight,LPG propane or butane tf] | NoSettings | 0 | 0 | 0 | 0 | 0 | 0 | 0 | 0 | 0 | 0 | 0 | 0 | 0 | 0 | 0 | 0 | 0 | 0 | 0 | 0 | 0 | 0 | 0 | 0 | 0 | 0 | 0 | 0 | 0 | 0 | 0
Transportation Pollutant Emissions Disaggregated[aircraft,PM25,freight,hydrogen tf] | NoSettings | 0 | 0 | 0 | 0 | 0 | 0 | 0 | 0 | 0 | 0 | 0 | 0 | 0 | 0 | 0 | 0 | 0 | 0 | 0 | 0 | 0 | 0 | 0 | 0 | 0 | 0 | 0 | 0 | 0 | 0 | 0
Transportation Pollutant Emissions Disaggregated[aircraft,SOx,passenger,electricity tf] | NoSettings | 0 | 0 | 0 | 0 | 0 | 0 | 0 | 0 | 0 | 0 | 0 | 0 | 0 | 0 | 0 | 0 | 0 | 0 | 0 | 0 | 0 | 0 | 0 | 0 | 0 | 0 | 0 | 0 | 0 | 0 | 0
Transportation Pollutant Emissions Disaggregated[aircraft,SOx,passenger,natural gas tf] | NoSettings | 0 | 0 | 0 | 0 | 0 | 0 | 0 | 0 | 0 | 0 | 0 | 0 | 0 | 0 | 0 | 0 | 0 | 0 | 0 | 0 | 0 | 0 | 0 | 0 | 0 | 0 | 0 | 0 | 0 | 0 | 0
Transportation Pollutant Emissions Disaggregated[aircraft,SOx,passenger,petroleum gasoline tf] | NoSettings | 0 | 0 | 0 | 0 | 0 | 0 | 0 | 0 | 0 | 0 | 0 | 0 | 0 | 0 | 0 | 0 | 0 | 0 | 0 | 0 | 0 | 0 | 0 | 0 | 0 | 0 | 0 | 0 | 0 | 0 | 0
Transportation Pollutant Emissions Disaggregated[aircraft,SOx,passenger,petroleum diesel tf] | NoSettings | 0 | 0 | 0 | 0 | 0 | 0 | 0 | 0 | 0 | 0 | 0 | 0 | 0 | 0 | 0 | 0 | 0 | 0 | 0 | 0 | 0 | 0 | 0 | 0 | 0 | 0 | 0 | 0 | 0 | 0 | 0
Transportation Pollutant Emissions Disaggregated[aircraft,SOx,passenger,biofuel gasoline tf] | NoSettings | 0 | 0 | 0 | 0 | 0 | 0 | 0 | 0 | 0 | 0 | 0 | 0 | 0 | 0 | 0 | 0 | 0 | 0 | 0 | 0 | 0 | 0 | 0 | 0 | 0 | 0 | 0 | 0 | 0 | 0 | 0
Transportation Pollutant Emissions Disaggregated[aircraft,SOx,passenger,biofuel diesel tf] | NoSettings | 0 | 0 | 0 | 0 | 0 | 0 | 0 | 0 | 0 | 0 | 0 | 0 | 0 | 0 | 0 | 0 | 0 | 0 | 0 | 0 | 0 | 0 | 0 | 0 | 0 | 0 | 0 | 0 | 0 | 0 | 0
Transportation Pollutant Emissions Disaggregated[aircraft,SOx,passenger,jet fuel tf] | NoSettings | 18248400 | 24605000 | 27215900 | 28243000 | 28643200 | 28957000 | 28890200 | 28794500 | 28796700 | 28738300 | 28780300 | 28896500 | 29092900 | 29305300 | 29525100 | 29751500 | 29885000 | 29977500 | 30108700 | 30253700 | 30458700 | 30659300 | 30917400 | 31197500 | 31496600 | 31753500 | 31986500 | 32176500 | 32340400 | 32476000 | 32628400
Transportation Pollutant Emissions Disaggregated[aircraft,SOx,passenger,heavy or residual fuel oil tf] | NoSettings | 0 | 0 | 0 | 0 | 0 | 0 | 0 | 0 | 0 | 0 | 0 | 0 | 0 | 0 | 0 | 0 | 0 | 0 | 0 | 0 | 0 | 0 | 0 | 0 | 0 | 0 | 0 | 0 | 0 | 0 | 0
Transportation Pollutant Emissions Disaggregated[aircraft,SOx,passenger,LPG propane or butane tf] | NoSettings | 0 | 0 | 0 | 0 | 0 | 0 | 0 | 0 | 0 | 0 | 0 | 0 | 0 | 0 | 0 | 0 | 0 | 0 | 0 | 0 | 0 | 0 | 0 | 0 | 0 | 0 | 0 | 0 | 0 | 0 | 0
Transportation Pollutant Emissions Disaggregated[aircraft,SOx,passenger,hydrogen tf] | NoSettings | 0 | 0 | 0 | 0 | 0 | 0 | 0 | 0 | 0 | 0 | 0 | 0 | 0 | 0 | 0 | 0 | 0 | 0 | 0 | 0 | 0 | 0 | 0 | 0 | 0 | 0 | 0 | 0 | 0 | 0 | 0
Transportation Pollutant Emissions Disaggregated[aircraft,SOx,freight,electricity tf] | NoSettings | 0 | 0 | 0 | 0 | 0 | 0 | 0 | 0 | 0 | 0 | 0 | 0 | 0 | 0 | 0 | 0 | 0 | 0 | 0 | 0 | 0 | 0 | 0 | 0 | 0 | 0 | 0 | 0 | 0 | 0 | 0
Transportation Pollutant Emissions Disaggregated[aircraft,SOx,freight,natural gas tf] | NoSettings | 0 | 0 | 0 | 0 | 0 | 0 | 0 | 0 | 0 | 0 | 0 | 0 | 0 | 0 | 0 | 0 | 0 | 0 | 0 | 0 | 0 | 0 | 0 | 0 | 0 | 0 | 0 | 0 | 0 | 0 | 0
Transportation Pollutant Emissions Disaggregated[aircraft,SOx,freight,petroleum gasoline tf] | NoSettings | 0 | 0 | 0 | 0 | 0 | 0 | 0 | 0 | 0 | 0 | 0 | 0 | 0 | 0 | 0 | 0 | 0 | 0 | 0 | 0 | 0 | 0 | 0 | 0 | 0 | 0 | 0 | 0 | 0 | 0 | 0
Transportation Pollutant Emissions Disaggregated[aircraft,SOx,freight,petroleum diesel tf] | NoSettings | 0 | 0 | 0 | 0 | 0 | 0 | 0 | 0 | 0 | 0 | 0 | 0 | 0 | 0 | 0 | 0 | 0 | 0 | 0 | 0 | 0 | 0 | 0 | 0 | 0 | 0 | 0 | 0 | 0 | 0 | 0
Transportation Pollutant Emissions Disaggregated[aircraft,SOx,freight,biofuel gasoline tf] | NoSettings | 0 | 0 | 0 | 0 | 0 | 0 | 0 | 0 | 0 | 0 | 0 | 0 | 0 | 0 | 0 | 0 | 0 | 0 | 0 | 0 | 0 | 0 | 0 | 0 | 0 | 0 | 0 | 0 | 0 | 0 | 0
Transportation Pollutant Emissions Disaggregated[aircraft,SOx,freight,biofuel diesel tf] | NoSettings | 0 | 0 | 0 | 0 | 0 | 0 | 0 | 0 | 0 | 0 | 0 | 0 | 0 | 0 | 0 | 0 | 0 | 0 | 0 | 0 | 0 | 0 | 0 | 0 | 0 | 0 | 0 | 0 | 0 | 0 | 0
Transportation Pollutant Emissions Disaggregated[aircraft,SOx,freight,jet fuel tf] | NoSettings | 2716730 | 3651910 | 4029540 | 4175120 | 4226700 | 4263450 | 4246610 | 4229350 | 4227870 | 4220800 | 4226360 | 4241960 | 4272510 | 4306120 | 4340000 | 4373160 | 4392940 | 4407330 | 4427590 | 4449600 | 4480690 | 4510810 | 4548280 | 4587990 | 4631680 | 4666530 | 4696730 | 4718280 | 4737020 | 4751270 | 4767620
Transportation Pollutant Emissions Disaggregated[aircraft,SOx,freight,heavy or residual fuel oil tf] | NoSettings | 0 | 0 | 0 | 0 | 0 | 0 | 0 | 0 | 0 | 0 | 0 | 0 | 0 | 0 | 0 | 0 | 0 | 0 | 0 | 0 | 0 | 0 | 0 | 0 | 0 | 0 | 0 | 0 | 0 | 0 | 0
Transportation Pollutant Emissions Disaggregated[aircraft,SOx,freight,LPG propane or butane tf] | NoSettings | 0 | 0 | 0 | 0 | 0 | 0 | 0 | 0 | 0 | 0 | 0 | 0 | 0 | 0 | 0 | 0 | 0 | 0 | 0 | 0 | 0 | 0 | 0 | 0 | 0 | 0 | 0 | 0 | 0 | 0 | 0
Transportation Pollutant Emissions Disaggregated[aircraft,SOx,freight,hydrogen tf] | NoSettings | 0 | 0 | 0 | 0 | 0 | 0 | 0 | 0 | 0 | 0 | 0 | 0 | 0 | 0 | 0 | 0 | 0 | 0 | 0 | 0 | 0 | 0 | 0 | 0 | 0 | 0 | 0 | 0 | 0 | 0 | 0
Transportation Pollutant Emissions Disaggregated[aircraft,BC,passenger,electricity tf] | NoSettings | 0 | 0 | 0 | 0 | 0 | 0 | 0 | 0 | 0 | 0 | 0 | 0 | 0 | 0 | 0 | 0 | 0 | 0 | 0 | 0 | 0 | 0 | 0 | 0 | 0 | 0 | 0 | 0 | 0 | 0 | 0
Transportation Pollutant Emissions Disaggregated[aircraft,BC,passenger,natural gas tf] | NoSettings | 0 | 0 | 0 | 0 | 0 | 0 | 0 | 0 | 0 | 0 | 0 | 0 | 0 | 0 | 0 | 0 | 0 | 0 | 0 | 0 | 0 | 0 | 0 | 0 | 0 | 0 | 0 | 0 | 0 | 0 | 0
Transportation Pollutant Emissions Disaggregated[aircraft,BC,passenger,petroleum gasoline tf] | NoSettings | 0 | 0 | 0 | 0 | 0 | 0 | 0 | 0 | 0 | 0 | 0 | 0 | 0 | 0 | 0 | 0 | 0 | 0 | 0 | 0 | 0 | 0 | 0 | 0 | 0 | 0 | 0 | 0 | 0 | 0 | 0
Transportation Pollutant Emissions Disaggregated[aircraft,BC,passenger,petroleum diesel tf] | NoSettings | 0 | 0 | 0 | 0 | 0 | 0 | 0 | 0 | 0 | 0 | 0 | 0 | 0 | 0 | 0 | 0 | 0 | 0 | 0 | 0 | 0 | 0 | 0 | 0 | 0 | 0 | 0 | 0 | 0 | 0 | 0
Transportation Pollutant Emissions Disaggregated[aircraft,BC,passenger,biofuel gasoline tf] | NoSettings | 0 | 0 | 0 | 0 | 0 | 0 | 0 | 0 | 0 | 0 | 0 | 0 | 0 | 0 | 0 | 0 | 0 | 0 | 0 | 0 | 0 | 0 | 0 | 0 | 0 | 0 | 0 | 0 | 0 | 0 | 0
Transportation Pollutant Emissions Disaggregated[aircraft,BC,passenger,biofuel diesel tf] | NoSettings | 0 | 0 | 0 | 0 | 0 | 0 | 0 | 0 | 0 | 0 | 0 | 0 | 0 | 0 | 0 | 0 | 0 | 0 | 0 | 0 | 0 | 0 | 0 | 0 | 0 | 0 | 0 | 0 | 0 | 0 | 0
Transportation Pollutant Emissions Disaggregated[aircraft,BC,passenger,jet fuel tf] | NoSettings | 50010100 | 67430500 | 74585800 | 77400400 | 78497200 | 79357300 | 79174100 | 78911700 | 78917800 | 78757800 | 78873000 | 79191500 | 79729700 | 80311700 | 80914000 | 81534700 | 81900300 | 82153900 | 82513500 | 82910700 | 83472700 | 84022500 | 84729600 | 85497500 | 86317000 | 87021100 | 87659600 | 88180300 | 88629500 | 89001100 | 89418700
Transportation Pollutant Emissions Disaggregated[aircraft,BC,passenger,heavy or residual fuel oil tf] | NoSettings | 0 | 0 | 0 | 0 | 0 | 0 | 0 | 0 | 0 | 0 | 0 | 0 | 0 | 0 | 0 | 0 | 0 | 0 | 0 | 0 | 0 | 0 | 0 | 0 | 0 | 0 | 0 | 0 | 0 | 0 | 0
Transportation Pollutant Emissions Disaggregated[aircraft,BC,passenger,LPG propane or butane tf] | NoSettings | 0 | 0 | 0 | 0 | 0 | 0 | 0 | 0 | 0 | 0 | 0 | 0 | 0 | 0 | 0 | 0 | 0 | 0 | 0 | 0 | 0 | 0 | 0 | 0 | 0 | 0 | 0 | 0 | 0 | 0 | 0
Transportation Pollutant Emissions Disaggregated[aircraft,BC,passenger,hydrogen tf] | NoSettings | 0 | 0 | 0 | 0 | 0 | 0 | 0 | 0 | 0 | 0 | 0 | 0 | 0 | 0 | 0 | 0 | 0 | 0 | 0 | 0 | 0 | 0 | 0 | 0 | 0 | 0 | 0 | 0 | 0 | 0 | 0
Transportation Pollutant Emissions Disaggregated[aircraft,BC,freight,electricity tf] | NoSettings | 0 | 0 | 0 | 0 | 0 | 0 | 0 | 0 | 0 | 0 | 0 | 0 | 0 | 0 | 0 | 0 | 0 | 0 | 0 | 0 | 0 | 0 | 0 | 0 | 0 | 0 | 0 | 0 | 0 | 0 | 0
Transportation Pollutant Emissions Disaggregated[aircraft,BC,freight,natural gas tf] | NoSettings | 0 | 0 | 0 | 0 | 0 | 0 | 0 | 0 | 0 | 0 | 0 | 0 | 0 | 0 | 0 | 0 | 0 | 0 | 0 | 0 | 0 | 0 | 0 | 0 | 0 | 0 | 0 | 0 | 0 | 0 | 0
Transportation Pollutant Emissions Disaggregated[aircraft,BC,freight,petroleum gasoline tf] | NoSettings | 0 | 0 | 0 | 0 | 0 | 0 | 0 | 0 | 0 | 0 | 0 | 0 | 0 | 0 | 0 | 0 | 0 | 0 | 0 | 0 | 0 | 0 | 0 | 0 | 0 | 0 | 0 | 0 | 0 | 0 | 0
Transportation Pollutant Emissions Disaggregated[aircraft,BC,freight,petroleum diesel tf] | NoSettings | 0 | 0 | 0 | 0 | 0 | 0 | 0 | 0 | 0 | 0 | 0 | 0 | 0 | 0 | 0 | 0 | 0 | 0 | 0 | 0 | 0 | 0 | 0 | 0 | 0 | 0 | 0 | 0 | 0 | 0 | 0
Transportation Pollutant Emissions Disaggregated[aircraft,BC,freight,biofuel gasoline tf] | NoSettings | 0 | 0 | 0 | 0 | 0 | 0 | 0 | 0 | 0 | 0 | 0 | 0 | 0 | 0 | 0 | 0 | 0 | 0 | 0 | 0 | 0 | 0 | 0 | 0 | 0 | 0 | 0 | 0 | 0 | 0 | 0
Transportation Pollutant Emissions Disaggregated[aircraft,BC,freight,biofuel diesel tf] | NoSettings | 0 | 0 | 0 | 0 | 0 | 0 | 0 | 0 | 0 | 0 | 0 | 0 | 0 | 0 | 0 | 0 | 0 | 0 | 0 | 0 | 0 | 0 | 0 | 0 | 0 | 0 | 0 | 0 | 0 | 0 | 0
Transportation Pollutant Emissions Disaggregated[aircraft,BC,freight,jet fuel tf] | NoSettings | 7445260 | 10008100 | 11043000 | 11442000 | 11583400 | 11684100 | 11637900 | 11590600 | 11586600 | 11567200 | 11582400 | 11625200 | 11708900 | 11801000 | 11893900 | 11984700 | 12038900 | 12078400 | 12133900 | 12194200 | 12279400 | 12362000 | 12464600 | 12573500 | 12693200 | 12788700 | 12871500 | 12930500 | 12981900 | 13021000 | 13065800
Transportation Pollutant Emissions Disaggregated[aircraft,BC,freight,heavy or residual fuel oil tf] | NoSettings | 0 | 0 | 0 | 0 | 0 | 0 | 0 | 0 | 0 | 0 | 0 | 0 | 0 | 0 | 0 | 0 | 0 | 0 | 0 | 0 | 0 | 0 | 0 | 0 | 0 | 0 | 0 | 0 | 0 | 0 | 0
Transportation Pollutant Emissions Disaggregated[aircraft,BC,freight,LPG propane or butane tf] | NoSettings | 0 | 0 | 0 | 0 | 0 | 0 | 0 | 0 | 0 | 0 | 0 | 0 | 0 | 0 | 0 | 0 | 0 | 0 | 0 | 0 | 0 | 0 | 0 | 0 | 0 | 0 | 0 | 0 | 0 | 0 | 0
Transportation Pollutant Emissions Disaggregated[aircraft,BC,freight,hydrogen tf] | NoSettings | 0 | 0 | 0 | 0 | 0 | 0 | 0 | 0 | 0 | 0 | 0 | 0 | 0 | 0 | 0 | 0 | 0 | 0 | 0 | 0 | 0 | 0 | 0 | 0 | 0 | 0 | 0 | 0 | 0 | 0 | 0
Transportation Pollutant Emissions Disaggregated[aircraft,OC,passenger,electricity tf] | NoSettings | 0 | 0 | 0 | 0 | 0 | 0 | 0 | 0 | 0 | 0 | 0 | 0 | 0 | 0 | 0 | 0 | 0 | 0 | 0 | 0 | 0 | 0 | 0 | 0 | 0 | 0 | 0 | 0 | 0 | 0 | 0
Transportation Pollutant Emissions Disaggregated[aircraft,OC,passenger,natural gas tf] | NoSettings | 0 | 0 | 0 | 0 | 0 | 0 | 0 | 0 | 0 | 0 | 0 | 0 | 0 | 0 | 0 | 0 | 0 | 0 | 0 | 0 | 0 | 0 | 0 | 0 | 0 | 0 | 0 | 0 | 0 | 0 | 0
Transportation Pollutant Emissions Disaggregated[aircraft,OC,passenger,petroleum gasoline tf] | NoSettings | 0 | 0 | 0 | 0 | 0 | 0 | 0 | 0 | 0 | 0 | 0 | 0 | 0 | 0 | 0 | 0 | 0 | 0 | 0 | 0 | 0 | 0 | 0 | 0 | 0 | 0 | 0 | 0 | 0 | 0 | 0
Transportation Pollutant Emissions Disaggregated[aircraft,OC,passenger,petroleum diesel tf] | NoSettings | 0 | 0 | 0 | 0 | 0 | 0 | 0 | 0 | 0 | 0 | 0 | 0 | 0 | 0 | 0 | 0 | 0 | 0 | 0 | 0 | 0 | 0 | 0 | 0 | 0 | 0 | 0 | 0 | 0 | 0 | 0
Transportation Pollutant Emissions Disaggregated[aircraft,OC,passenger,biofuel gasoline tf] | NoSettings | 0 | 0 | 0 | 0 | 0 | 0 | 0 | 0 | 0 | 0 | 0 | 0 | 0 | 0 | 0 | 0 | 0 | 0 | 0 | 0 | 0 | 0 | 0 | 0 | 0 | 0 | 0 | 0 | 0 | 0 | 0
Transportation Pollutant Emissions Disaggregated[aircraft,OC,passenger,biofuel diesel tf] | NoSettings | 0 | 0 | 0 | 0 | 0 | 0 | 0 | 0 | 0 | 0 | 0 | 0 | 0 | 0 | 0 | 0 | 0 | 0 | 0 | 0 | 0 | 0 | 0 | 0 | 0 | 0 | 0 | 0 | 0 | 0 | 0
Transportation Pollutant Emissions Disaggregated[aircraft,OC,passenger,jet fuel tf] | NoSettings | 47715300 | 64336500 | 71163400 | 73848900 | 74895400 | 75716000 | 75541200 | 75290900 | 75296600 | 75144000 | 75254000 | 75557800 | 76071300 | 76626600 | 77201200 | 77793500 | 78142300 | 78384300 | 78727400 | 79106400 | 79642600 | 80167200 | 80841800 | 81574400 | 82356300 | 83028200 | 83637400 | 84134200 | 84562700 | 84917300 | 85315700
Transportation Pollutant Emissions Disaggregated[aircraft,OC,passenger,heavy or residual fuel oil tf] | NoSettings | 0 | 0 | 0 | 0 | 0 | 0 | 0 | 0 | 0 | 0 | 0 | 0 | 0 | 0 | 0 | 0 | 0 | 0 | 0 | 0 | 0 | 0 | 0 | 0 | 0 | 0 | 0 | 0 | 0 | 0 | 0
Transportation Pollutant Emissions Disaggregated[aircraft,OC,passenger,LPG propane or butane tf] | NoSettings | 0 | 0 | 0 | 0 | 0 | 0 | 0 | 0 | 0 | 0 | 0 | 0 | 0 | 0 | 0 | 0 | 0 | 0 | 0 | 0 | 0 | 0 | 0 | 0 | 0 | 0 | 0 | 0 | 0 | 0 | 0
Transportation Pollutant Emissions Disaggregated[aircraft,OC,passenger,hydrogen tf] | NoSettings | 0 | 0 | 0 | 0 | 0 | 0 | 0 | 0 | 0 | 0 | 0 | 0 | 0 | 0 | 0 | 0 | 0 | 0 | 0 | 0 | 0 | 0 | 0 | 0 | 0 | 0 | 0 | 0 | 0 | 0 | 0
Transportation Pollutant Emissions Disaggregated[aircraft,OC,freight,electricity tf] | NoSettings | 0 | 0 | 0 | 0 | 0 | 0 | 0 | 0 | 0 | 0 | 0 | 0 | 0 | 0 | 0 | 0 | 0 | 0 | 0 | 0 | 0 | 0 | 0 | 0 | 0 | 0 | 0 | 0 | 0 | 0 | 0
Transportation Pollutant Emissions Disaggregated[aircraft,OC,freight,natural gas tf] | NoSettings | 0 | 0 | 0 | 0 | 0 | 0 | 0 | 0 | 0 | 0 | 0 | 0 | 0 | 0 | 0 | 0 | 0 | 0 | 0 | 0 | 0 | 0 | 0 | 0 | 0 | 0 | 0 | 0 | 0 | 0 | 0
Transportation Pollutant Emissions Disaggregated[aircraft,OC,freight,petroleum gasoline tf] | NoSettings | 0 | 0 | 0 | 0 | 0 | 0 | 0 | 0 | 0 | 0 | 0 | 0 | 0 | 0 | 0 | 0 | 0 | 0 | 0 | 0 | 0 | 0 | 0 | 0 | 0 | 0 | 0 | 0 | 0 | 0 | 0
Transportation Pollutant Emissions Disaggregated[aircraft,OC,freight,petroleum diesel tf] | NoSettings | 0 | 0 | 0 | 0 | 0 | 0 | 0 | 0 | 0 | 0 | 0 | 0 | 0 | 0 | 0 | 0 | 0 | 0 | 0 | 0 | 0 | 0 | 0 | 0 | 0 | 0 | 0 | 0 | 0 | 0 | 0
Transportation Pollutant Emissions Disaggregated[aircraft,OC,freight,biofuel gasoline tf] | NoSettings | 0 | 0 | 0 | 0 | 0 | 0 | 0 | 0 | 0 | 0 | 0 | 0 | 0 | 0 | 0 | 0 | 0 | 0 | 0 | 0 | 0 | 0 | 0 | 0 | 0 | 0 | 0 | 0 | 0 | 0 | 0
Transportation Pollutant Emissions Disaggregated[aircraft,OC,freight,biofuel diesel tf] | NoSettings | 0 | 0 | 0 | 0 | 0 | 0 | 0 | 0 | 0 | 0 | 0 | 0 | 0 | 0 | 0 | 0 | 0 | 0 | 0 | 0 | 0 | 0 | 0 | 0 | 0 | 0 | 0 | 0 | 0 | 0 | 0
Transportation Pollutant Emissions Disaggregated[aircraft,OC,freight,jet fuel tf] | NoSettings | 7103630 | 9548910 | 10536300 | 10917000 | 11051900 | 11147900 | 11103900 | 11058800 | 11054900 | 11036400 | 11051000 | 11091800 | 11171600 | 11259500 | 11348100 | 11434800 | 11486500 | 11524200 | 11577100 | 11634700 | 11716000 | 11794700 | 11892700 | 11996500 | 12110800 | 12201900 | 12280900 | 12337200 | 12386200 | 12423500 | 12466200
Transportation Pollutant Emissions Disaggregated[aircraft,OC,freight,heavy or residual fuel oil tf] | NoSettings | 0 | 0 | 0 | 0 | 0 | 0 | 0 | 0 | 0 | 0 | 0 | 0 | 0 | 0 | 0 | 0 | 0 | 0 | 0 | 0 | 0 | 0 | 0 | 0 | 0 | 0 | 0 | 0 | 0 | 0 | 0
Transportation Pollutant Emissions Disaggregated[aircraft,OC,freight,LPG propane or butane tf] | NoSettings | 0 | 0 | 0 | 0 | 0 | 0 | 0 | 0 | 0 | 0 | 0 | 0 | 0 | 0 | 0 | 0 | 0 | 0 | 0 | 0 | 0 | 0 | 0 | 0 | 0 | 0 | 0 | 0 | 0 | 0 | 0
Transportation Pollutant Emissions Disaggregated[aircraft,OC,freight,hydrogen tf] | NoSettings | 0 | 0 | 0 | 0 | 0 | 0 | 0 | 0 | 0 | 0 | 0 | 0 | 0 | 0 | 0 | 0 | 0 | 0 | 0 | 0 | 0 | 0 | 0 | 0 | 0 | 0 | 0 | 0 | 0 | 0 | 0
Transportation Pollutant Emissions Disaggregated[aircraft,CH4,passenger,electricity tf] | NoSettings | 0 | 0 | 0 | 0 | 0 | 0 | 0 | 0 | 0 | 0 | 0 | 0 | 0 | 0 | 0 | 0 | 0 | 0 | 0 | 0 | 0 | 0 | 0 | 0 | 0 | 0 | 0 | 0 | 0 | 0 | 0
Transportation Pollutant Emissions Disaggregated[aircraft,CH4,passenger,natural gas tf] | NoSettings | 0 | 0 | 0 | 0 | 0 | 0 | 0 | 0 | 0 | 0 | 0 | 0 | 0 | 0 | 0 | 0 | 0 | 0 | 0 | 0 | 0 | 0 | 0 | 0 | 0 | 0 | 0 | 0 | 0 | 0 | 0
Transportation Pollutant Emissions Disaggregated[aircraft,CH4,passenger,petroleum gasoline tf] | NoSettings | 0 | 0 | 0 | 0 | 0 | 0 | 0 | 0 | 0 | 0 | 0 | 0 | 0 | 0 | 0 | 0 | 0 | 0 | 0 | 0 | 0 | 0 | 0 | 0 | 0 | 0 | 0 | 0 | 0 | 0 | 0
Transportation Pollutant Emissions Disaggregated[aircraft,CH4,passenger,petroleum diesel tf] | NoSettings | 0 | 0 | 0 | 0 | 0 | 0 | 0 | 0 | 0 | 0 | 0 | 0 | 0 | 0 | 0 | 0 | 0 | 0 | 0 | 0 | 0 | 0 | 0 | 0 | 0 | 0 | 0 | 0 | 0 | 0 | 0
Transportation Pollutant Emissions Disaggregated[aircraft,CH4,passenger,biofuel gasoline tf] | NoSettings | 0 | 0 | 0 | 0 | 0 | 0 | 0 | 0 | 0 | 0 | 0 | 0 | 0 | 0 | 0 | 0 | 0 | 0 | 0 | 0 | 0 | 0 | 0 | 0 | 0 | 0 | 0 | 0 | 0 | 0 | 0
Transportation Pollutant Emissions Disaggregated[aircraft,CH4,passenger,biofuel diesel tf] | NoSettings | 0 | 0 | 0 | 0 | 0 | 0 | 0 | 0 | 0 | 0 | 0 | 0 | 0 | 0 | 0 | 0 | 0 | 0 | 0 | 0 | 0 | 0 | 0 | 0 | 0 | 0 | 0 | 0 | 0 | 0 | 0
Transportation Pollutant Emissions Disaggregated[aircraft,CH4,passenger,jet fuel tf] | NoSettings | 109272000 | 147335000 | 162970000 | 169120000 | 171516000 | 173395000 | 172995000 | 172422000 | 172435000 | 172085000 | 172337000 | 173033000 | 174209000 | 175481000 | 176797000 | 178153000 | 178952000 | 179506000 | 180292000 | 181160000 | 182388000 | 183589000 | 185134000 | 186812000 | 188602000 | 190141000 | 191536000 | 192674000 | 193655000 | 194467000 | 195380000
Transportation Pollutant Emissions Disaggregated[aircraft,CH4,passenger,heavy or residual fuel oil tf] | NoSettings | 0 | 0 | 0 | 0 | 0 | 0 | 0 | 0 | 0 | 0 | 0 | 0 | 0 | 0 | 0 | 0 | 0 | 0 | 0 | 0 | 0 | 0 | 0 | 0 | 0 | 0 | 0 | 0 | 0 | 0 | 0
Transportation Pollutant Emissions Disaggregated[aircraft,CH4,passenger,LPG propane or butane tf] | NoSettings | 0 | 0 | 0 | 0 | 0 | 0 | 0 | 0 | 0 | 0 | 0 | 0 | 0 | 0 | 0 | 0 | 0 | 0 | 0 | 0 | 0 | 0 | 0 | 0 | 0 | 0 | 0 | 0 | 0 | 0 | 0
Transportation Pollutant Emissions Disaggregated[aircraft,CH4,passenger,hydrogen tf] | NoSettings | 0 | 0 | 0 | 0 | 0 | 0 | 0 | 0 | 0 | 0 | 0 | 0 | 0 | 0 | 0 | 0 | 0 | 0 | 0 | 0 | 0 | 0 | 0 | 0 | 0 | 0 | 0 | 0 | 0 | 0 | 0
Transportation Pollutant Emissions Disaggregated[aircraft,CH4,freight,electricity tf] | NoSettings | 0 | 0 | 0 | 0 | 0 | 0 | 0 | 0 | 0 | 0 | 0 | 0 | 0 | 0 | 0 | 0 | 0 | 0 | 0 | 0 | 0 | 0 | 0 | 0 | 0 | 0 | 0 | 0 | 0 | 0 | 0
Transportation Pollutant Emissions Disaggregated[aircraft,CH4,freight,natural gas tf] | NoSettings | 0 | 0 | 0 | 0 | 0 | 0 | 0 | 0 | 0 | 0 | 0 | 0 | 0 | 0 | 0 | 0 | 0 | 0 | 0 | 0 | 0 | 0 | 0 | 0 | 0 | 0 | 0 | 0 | 0 | 0 | 0
Transportation Pollutant Emissions Disaggregated[aircraft,CH4,freight,petroleum gasoline tf] | NoSettings | 0 | 0 | 0 | 0 | 0 | 0 | 0 | 0 | 0 | 0 | 0 | 0 | 0 | 0 | 0 | 0 | 0 | 0 | 0 | 0 | 0 | 0 | 0 | 0 | 0 | 0 | 0 | 0 | 0 | 0 | 0
Transportation Pollutant Emissions Disaggregated[aircraft,CH4,freight,petroleum diesel tf] | NoSettings | 0 | 0 | 0 | 0 | 0 | 0 | 0 | 0 | 0 | 0 | 0 | 0 | 0 | 0 | 0 | 0 | 0 | 0 | 0 | 0 | 0 | 0 | 0 | 0 | 0 | 0 | 0 | 0 | 0 | 0 | 0
Transportation Pollutant Emissions Disaggregated[aircraft,CH4,freight,biofuel gasoline tf] | NoSettings | 0 | 0 | 0 | 0 | 0 | 0 | 0 | 0 | 0 | 0 | 0 | 0 | 0 | 0 | 0 | 0 | 0 | 0 | 0 | 0 | 0 | 0 | 0 | 0 | 0 | 0 | 0 | 0 | 0 | 0 | 0
Transportation Pollutant Emissions Disaggregated[aircraft,CH4,freight,biofuel diesel tf] | NoSettings | 0 | 0 | 0 | 0 | 0 | 0 | 0 | 0 | 0 | 0 | 0 | 0 | 0 | 0 | 0 | 0 | 0 | 0 | 0 | 0 | 0 | 0 | 0 | 0 | 0 | 0 | 0 | 0 | 0 | 0 | 0
Transportation Pollutant Emissions Disaggregated[aircraft,CH4,freight,jet fuel tf] | NoSettings | 16267900 | 21867700 | 24129000 | 25000700 | 25309600 | 25529600 | 25428800 | 25325500 | 25316600 | 25274200 | 25307500 | 25401000 | 25583900 | 25785100 | 25988000 | 26186600 | 26305000 | 26391200 | 26512500 | 26644300 | 26830500 | 27010800 | 27235200 | 27473000 | 27734600 | 27943300 | 28124100 | 28253200 | 28365400 | 28450700 | 28548600
Transportation Pollutant Emissions Disaggregated[aircraft,CH4,freight,heavy or residual fuel oil tf] | NoSettings | 0 | 0 | 0 | 0 | 0 | 0 | 0 | 0 | 0 | 0 | 0 | 0 | 0 | 0 | 0 | 0 | 0 | 0 | 0 | 0 | 0 | 0 | 0 | 0 | 0 | 0 | 0 | 0 | 0 | 0 | 0
Transportation Pollutant Emissions Disaggregated[aircraft,CH4,freight,LPG propane or butane tf] | NoSettings | 0 | 0 | 0 | 0 | 0 | 0 | 0 | 0 | 0 | 0 | 0 | 0 | 0 | 0 | 0 | 0 | 0 | 0 | 0 | 0 | 0 | 0 | 0 | 0 | 0 | 0 | 0 | 0 | 0 | 0 | 0
Transportation Pollutant Emissions Disaggregated[aircraft,CH4,freight,hydrogen tf] | NoSettings | 0 | 0 | 0 | 0 | 0 | 0 | 0 | 0 | 0 | 0 | 0 | 0 | 0 | 0 | 0 | 0 | 0 | 0 | 0 | 0 | 0 | 0 | 0 | 0 | 0 | 0 | 0 | 0 | 0 | 0 | 0
Transportation Pollutant Emissions Disaggregated[aircraft,N2O,passenger,electricity tf] | NoSettings | 0 | 0 | 0 | 0 | 0 | 0 | 0 | 0 | 0 | 0 | 0 | 0 | 0 | 0 | 0 | 0 | 0 | 0 | 0 | 0 | 0 | 0 | 0 | 0 | 0 | 0 | 0 | 0 | 0 | 0 | 0
Transportation Pollutant Emissions Disaggregated[aircraft,N2O,passenger,natural gas tf] | NoSettings | 0 | 0 | 0 | 0 | 0 | 0 | 0 | 0 | 0 | 0 | 0 | 0 | 0 | 0 | 0 | 0 | 0 | 0 | 0 | 0 | 0 | 0 | 0 | 0 | 0 | 0 | 0 | 0 | 0 | 0 | 0
Transportation Pollutant Emissions Disaggregated[aircraft,N2O,passenger,petroleum gasoline tf] | NoSettings | 0 | 0 | 0 | 0 | 0 | 0 | 0 | 0 | 0 | 0 | 0 | 0 | 0 | 0 | 0 | 0 | 0 | 0 | 0 | 0 | 0 | 0 | 0 | 0 | 0 | 0 | 0 | 0 | 0 | 0 | 0
Transportation Pollutant Emissions Disaggregated[aircraft,N2O,passenger,petroleum diesel tf] | NoSettings | 0 | 0 | 0 | 0 | 0 | 0 | 0 | 0 | 0 | 0 | 0 | 0 | 0 | 0 | 0 | 0 | 0 | 0 | 0 | 0 | 0 | 0 | 0 | 0 | 0 | 0 | 0 | 0 | 0 | 0 | 0
Transportation Pollutant Emissions Disaggregated[aircraft,N2O,passenger,biofuel gasoline tf] | NoSettings | 0 | 0 | 0 | 0 | 0 | 0 | 0 | 0 | 0 | 0 | 0 | 0 | 0 | 0 | 0 | 0 | 0 | 0 | 0 | 0 | 0 | 0 | 0 | 0 | 0 | 0 | 0 | 0 | 0 | 0 | 0
Transportation Pollutant Emissions Disaggregated[aircraft,N2O,passenger,biofuel diesel tf] | NoSettings | 0 | 0 | 0 | 0 | 0 | 0 | 0 | 0 | 0 | 0 | 0 | 0 | 0 | 0 | 0 | 0 | 0 | 0 | 0 | 0 | 0 | 0 | 0 | 0 | 0 | 0 | 0 | 0 | 0 | 0 | 0
Transportation Pollutant Emissions Disaggregated[aircraft,N2O,passenger,jet fuel tf] | NoSettings | 21854400 | 29467100 | 32593900 | 33823900 | 34303200 | 34679100 | 34599000 | 34484400 | 34487000 | 34417100 | 34467500 | 34606600 | 34841800 | 35096100 | 35359300 | 35630600 | 35790400 | 35901200 | 36058300 | 36231900 | 36477500 | 36717800 | 37026800 | 37362300 | 37720400 | 38028200 | 38307200 | 38534700 | 38731000 | 38893400 | 39075900
Transportation Pollutant Emissions Disaggregated[aircraft,N2O,passenger,heavy or residual fuel oil tf] | NoSettings | 0 | 0 | 0 | 0 | 0 | 0 | 0 | 0 | 0 | 0 | 0 | 0 | 0 | 0 | 0 | 0 | 0 | 0 | 0 | 0 | 0 | 0 | 0 | 0 | 0 | 0 | 0 | 0 | 0 | 0 | 0
Transportation Pollutant Emissions Disaggregated[aircraft,N2O,passenger,LPG propane or butane tf] | NoSettings | 0 | 0 | 0 | 0 | 0 | 0 | 0 | 0 | 0 | 0 | 0 | 0 | 0 | 0 | 0 | 0 | 0 | 0 | 0 | 0 | 0 | 0 | 0 | 0 | 0 | 0 | 0 | 0 | 0 | 0 | 0
Transportation Pollutant Emissions Disaggregated[aircraft,N2O,passenger,hydrogen tf] | NoSettings | 0 | 0 | 0 | 0 | 0 | 0 | 0 | 0 | 0 | 0 | 0 | 0 | 0 | 0 | 0 | 0 | 0 | 0 | 0 | 0 | 0 | 0 | 0 | 0 | 0 | 0 | 0 | 0 | 0 | 0 | 0
Transportation Pollutant Emissions Disaggregated[aircraft,N2O,freight,electricity tf] | NoSettings | 0 | 0 | 0 | 0 | 0 | 0 | 0 | 0 | 0 | 0 | 0 | 0 | 0 | 0 | 0 | 0 | 0 | 0 | 0 | 0 | 0 | 0 | 0 | 0 | 0 | 0 | 0 | 0 | 0 | 0 | 0
Transportation Pollutant Emissions Disaggregated[aircraft,N2O,freight,natural gas tf] | NoSettings | 0 | 0 | 0 | 0 | 0 | 0 | 0 | 0 | 0 | 0 | 0 | 0 | 0 | 0 | 0 | 0 | 0 | 0 | 0 | 0 | 0 | 0 | 0 | 0 | 0 | 0 | 0 | 0 | 0 | 0 | 0
Transportation Pollutant Emissions Disaggregated[aircraft,N2O,freight,petroleum gasoline tf] | NoSettings | 0 | 0 | 0 | 0 | 0 | 0 | 0 | 0 | 0 | 0 | 0 | 0 | 0 | 0 | 0 | 0 | 0 | 0 | 0 | 0 | 0 | 0 | 0 | 0 | 0 | 0 | 0 | 0 | 0 | 0 | 0
Transportation Pollutant Emissions Disaggregated[aircraft,N2O,freight,petroleum diesel tf] | NoSettings | 0 | 0 | 0 | 0 | 0 | 0 | 0 | 0 | 0 | 0 | 0 | 0 | 0 | 0 | 0 | 0 | 0 | 0 | 0 | 0 | 0 | 0 | 0 | 0 | 0 | 0 | 0 | 0 | 0 | 0 | 0
Transportation Pollutant Emissions Disaggregated[aircraft,N2O,freight,biofuel gasoline tf] | NoSettings | 0 | 0 | 0 | 0 | 0 | 0 | 0 | 0 | 0 | 0 | 0 | 0 | 0 | 0 | 0 | 0 | 0 | 0 | 0 | 0 | 0 | 0 | 0 | 0 | 0 | 0 | 0 | 0 | 0 | 0 | 0
Transportation Pollutant Emissions Disaggregated[aircraft,N2O,freight,biofuel diesel tf] | NoSettings | 0 | 0 | 0 | 0 | 0 | 0 | 0 | 0 | 0 | 0 | 0 | 0 | 0 | 0 | 0 | 0 | 0 | 0 | 0 | 0 | 0 | 0 | 0 | 0 | 0 | 0 | 0 | 0 | 0 | 0 | 0
Transportation Pollutant Emissions Disaggregated[aircraft,N2O,freight,jet fuel tf] | NoSettings | 3253570 | 4373550 | 4825800 | 5000140 | 5061920 | 5105920 | 5085750 | 5065090 | 5063310 | 5054850 | 5061510 | 5080190 | 5116780 | 5157030 | 5197610 | 5237320 | 5261000 | 5278240 | 5302500 | 5328860 | 5366090 | 5402160 | 5447040 | 5494600 | 5546920 | 5588660 | 5624830 | 5650630 | 5673080 | 5690150 | 5709730
Transportation Pollutant Emissions Disaggregated[aircraft,N2O,freight,heavy or residual fuel oil tf] | NoSettings | 0 | 0 | 0 | 0 | 0 | 0 | 0 | 0 | 0 | 0 | 0 | 0 | 0 | 0 | 0 | 0 | 0 | 0 | 0 | 0 | 0 | 0 | 0 | 0 | 0 | 0 | 0 | 0 | 0 | 0 | 0
Transportation Pollutant Emissions Disaggregated[aircraft,N2O,freight,LPG propane or butane tf] | NoSettings | 0 | 0 | 0 | 0 | 0 | 0 | 0 | 0 | 0 | 0 | 0 | 0 | 0 | 0 | 0 | 0 | 0 | 0 | 0 | 0 | 0 | 0 | 0 | 0 | 0 | 0 | 0 | 0 | 0 | 0 | 0
Transportation Pollutant Emissions Disaggregated[aircraft,N2O,freight,hydrogen tf] | NoSettings | 0 | 0 | 0 | 0 | 0 | 0 | 0 | 0 | 0 | 0 | 0 | 0 | 0 | 0 | 0 | 0 | 0 | 0 | 0 | 0 | 0 | 0 | 0 | 0 | 0 | 0 | 0 | 0 | 0 | 0 | 0
Transportation Pollutant Emissions Disaggregated[aircraft,F gases,passenger,electricity tf] | NoSettings | 0 | 0 | 0 | 0 | 0 | 0 | 0 | 0 | 0 | 0 | 0 | 0 | 0 | 0 | 0 | 0 | 0 | 0 | 0 | 0 | 0 | 0 | 0 | 0 | 0 | 0 | 0 | 0 | 0 | 0 | 0
Transportation Pollutant Emissions Disaggregated[aircraft,F gases,passenger,natural gas tf] | NoSettings | 0 | 0 | 0 | 0 | 0 | 0 | 0 | 0 | 0 | 0 | 0 | 0 | 0 | 0 | 0 | 0 | 0 | 0 | 0 | 0 | 0 | 0 | 0 | 0 | 0 | 0 | 0 | 0 | 0 | 0 | 0
Transportation Pollutant Emissions Disaggregated[aircraft,F gases,passenger,petroleum gasoline tf] | NoSettings | 0 | 0 | 0 | 0 | 0 | 0 | 0 | 0 | 0 | 0 | 0 | 0 | 0 | 0 | 0 | 0 | 0 | 0 | 0 | 0 | 0 | 0 | 0 | 0 | 0 | 0 | 0 | 0 | 0 | 0 | 0
Transportation Pollutant Emissions Disaggregated[aircraft,F gases,passenger,petroleum diesel tf] | NoSettings | 0 | 0 | 0 | 0 | 0 | 0 | 0 | 0 | 0 | 0 | 0 | 0 | 0 | 0 | 0 | 0 | 0 | 0 | 0 | 0 | 0 | 0 | 0 | 0 | 0 | 0 | 0 | 0 | 0 | 0 | 0
Transportation Pollutant Emissions Disaggregated[aircraft,F gases,passenger,biofuel gasoline tf] | NoSettings | 0 | 0 | 0 | 0 | 0 | 0 | 0 | 0 | 0 | 0 | 0 | 0 | 0 | 0 | 0 | 0 | 0 | 0 | 0 | 0 | 0 | 0 | 0 | 0 | 0 | 0 | 0 | 0 | 0 | 0 | 0
Transportation Pollutant Emissions Disaggregated[aircraft,F gases,passenger,biofuel diesel tf] | NoSettings | 0 | 0 | 0 | 0 | 0 | 0 | 0 | 0 | 0 | 0 | 0 | 0 | 0 | 0 | 0 | 0 | 0 | 0 | 0 | 0 | 0 | 0 | 0 | 0 | 0 | 0 | 0 | 0 | 0 | 0 | 0
Transportation Pollutant Emissions Disaggregated[aircraft,F gases,passenger,jet fuel tf] | NoSettings | 0 | 0 | 0 | 0 | 0 | 0 | 0 | 0 | 0 | 0 | 0 | 0 | 0 | 0 | 0 | 0 | 0 | 0 | 0 | 0 | 0 | 0 | 0 | 0 | 0 | 0 | 0 | 0 | 0 | 0 | 0
Transportation Pollutant Emissions Disaggregated[aircraft,F gases,passenger,heavy or residual fuel oil tf] | NoSettings | 0 | 0 | 0 | 0 | 0 | 0 | 0 | 0 | 0 | 0 | 0 | 0 | 0 | 0 | 0 | 0 | 0 | 0 | 0 | 0 | 0 | 0 | 0 | 0 | 0 | 0 | 0 | 0 | 0 | 0 | 0
Transportation Pollutant Emissions Disaggregated[aircraft,F gases,passenger,LPG propane or butane tf] | NoSettings | 0 | 0 | 0 | 0 | 0 | 0 | 0 | 0 | 0 | 0 | 0 | 0 | 0 | 0 | 0 | 0 | 0 | 0 | 0 | 0 | 0 | 0 | 0 | 0 | 0 | 0 | 0 | 0 | 0 | 0 | 0
Transportation Pollutant Emissions Disaggregated[aircraft,F gases,passenger,hydrogen tf] | NoSettings | 0 | 0 | 0 | 0 | 0 | 0 | 0 | 0 | 0 | 0 | 0 | 0 | 0 | 0 | 0 | 0 | 0 | 0 | 0 | 0 | 0 | 0 | 0 | 0 | 0 | 0 | 0 | 0 | 0 | 0 | 0
Transportation Pollutant Emissions Disaggregated[aircraft,F gases,freight,electricity tf] | NoSettings | 0 | 0 | 0 | 0 | 0 | 0 | 0 | 0 | 0 | 0 | 0 | 0 | 0 | 0 | 0 | 0 | 0 | 0 | 0 | 0 | 0 | 0 | 0 | 0 | 0 | 0 | 0 | 0 | 0 | 0 | 0
Transportation Pollutant Emissions Disaggregated[aircraft,F gases,freight,natural gas tf] | NoSettings | 0 | 0 | 0 | 0 | 0 | 0 | 0 | 0 | 0 | 0 | 0 | 0 | 0 | 0 | 0 | 0 | 0 | 0 | 0 | 0 | 0 | 0 | 0 | 0 | 0 | 0 | 0 | 0 | 0 | 0 | 0
Transportation Pollutant Emissions Disaggregated[aircraft,F gases,freight,petroleum gasoline tf] | NoSettings | 0 | 0 | 0 | 0 | 0 | 0 | 0 | 0 | 0 | 0 | 0 | 0 | 0 | 0 | 0 | 0 | 0 | 0 | 0 | 0 | 0 | 0 | 0 | 0 | 0 | 0 | 0 | 0 | 0 | 0 | 0
Transportation Pollutant Emissions Disaggregated[aircraft,F gases,freight,petroleum diesel tf] | NoSettings | 0 | 0 | 0 | 0 | 0 | 0 | 0 | 0 | 0 | 0 | 0 | 0 | 0 | 0 | 0 | 0 | 0 | 0 | 0 | 0 | 0 | 0 | 0 | 0 | 0 | 0 | 0 | 0 | 0 | 0 | 0
Transportation Pollutant Emissions Disaggregated[aircraft,F gases,freight,biofuel gasoline tf] | NoSettings | 0 | 0 | 0 | 0 | 0 | 0 | 0 | 0 | 0 | 0 | 0 | 0 | 0 | 0 | 0 | 0 | 0 | 0 | 0 | 0 | 0 | 0 | 0 | 0 | 0 | 0 | 0 | 0 | 0 | 0 | 0
Transportation Pollutant Emissions Disaggregated[aircraft,F gases,freight,biofuel diesel tf] | NoSettings | 0 | 0 | 0 | 0 | 0 | 0 | 0 | 0 | 0 | 0 | 0 | 0 | 0 | 0 | 0 | 0 | 0 | 0 | 0 | 0 | 0 | 0 | 0 | 0 | 0 | 0 | 0 | 0 | 0 | 0 | 0
Transportation Pollutant Emissions Disaggregated[aircraft,F gases,freight,jet fuel tf] | NoSettings | 0 | 0 | 0 | 0 | 0 | 0 | 0 | 0 | 0 | 0 | 0 | 0 | 0 | 0 | 0 | 0 | 0 | 0 | 0 | 0 | 0 | 0 | 0 | 0 | 0 | 0 | 0 | 0 | 0 | 0 | 0
Transportation Pollutant Emissions Disaggregated[aircraft,F gases,freight,heavy or residual fuel oil tf] | NoSettings | 0 | 0 | 0 | 0 | 0 | 0 | 0 | 0 | 0 | 0 | 0 | 0 | 0 | 0 | 0 | 0 | 0 | 0 | 0 | 0 | 0 | 0 | 0 | 0 | 0 | 0 | 0 | 0 | 0 | 0 | 0
Transportation Pollutant Emissions Disaggregated[aircraft,F gases,freight,LPG propane or butane tf] | NoSettings | 0 | 0 | 0 | 0 | 0 | 0 | 0 | 0 | 0 | 0 | 0 | 0 | 0 | 0 | 0 | 0 | 0 | 0 | 0 | 0 | 0 | 0 | 0 | 0 | 0 | 0 | 0 | 0 | 0 | 0 | 0
Transportation Pollutant Emissions Disaggregated[aircraft,F gases,freight,hydrogen tf] | NoSettings | 0 | 0 | 0 | 0 | 0 | 0 | 0 | 0 | 0 | 0 | 0 | 0 | 0 | 0 | 0 | 0 | 0 | 0 | 0 | 0 | 0 | 0 | 0 | 0 | 0 | 0 | 0 | 0 | 0 | 0 | 0
Transportation Pollutant Emissions Disaggregated[rail,CO2,passenger,electricity tf] | NoSettings | 0 | 0 | 0 | 0 | 0 | 0 | 0 | 0 | 0 | 0 | 0 | 0 | 0 | 0 | 0 | 0 | 0 | 0 | 0 | 0 | 0 | 0 | 0 | 0 | 0 | 0 | 0 | 0 | 0 | 0 | 0
Transportation Pollutant Emissions Disaggregated[rail,CO2,passenger,natural gas tf] | NoSettings | 0 | 0 | 0 | 0 | 0 | 0 | 0 | 0 | 0 | 0 | 0 | 0 | 0 | 0 | 0 | 0 | 0 | 0 | 0 | 0 | 0 | 0 | 0 | 0 | 0 | 0 | 0 | 0 | 0 | 0 | 0
Transportation Pollutant Emissions Disaggregated[rail,CO2,passenger,petroleum gasoline tf] | NoSettings | 0 | 0 | 0 | 0 | 0 | 0 | 0 | 0 | 0 | 0 | 0 | 0 | 0 | 0 | 0 | 0 | 0 | 0 | 0 | 0 | 0 | 0 | 0 | 0 | 0 | 0 | 0 | 0 | 0 | 0 | 0
Transportation Pollutant Emissions Disaggregated[rail,CO2,passenger,petroleum diesel tf] | NoSettings | 47475100000 | 46681500000 | 45721000000 | 44902500000 | 44066000000 | 43207200000 | 42323700000 | 41419000000 | 40510300000 | 39593100000 | 38793500000 | 37992600000 | 37200300000 | 36423100000 | 35662600000 | 35115200000 | 34576600000 | 34044400000 | 33520600000 | 33003100000 | 32493600000 | 31988100000 | 31503600000 | 31081100000 | 30677400000 | 30281000000 | 29889500000 | 29515600000 | 29303600000 | 29111800000 | 28897200000
Transportation Pollutant Emissions Disaggregated[rail,CO2,passenger,biofuel gasoline tf] | NoSettings | 0 | 0 | 0 | 0 | 0 | 0 | 0 | 0 | 0 | 0 | 0 | 0 | 0 | 0 | 0 | 0 | 0 | 0 | 0 | 0 | 0 | 0 | 0 | 0 | 0 | 0 | 0 | 0 | 0 | 0 | 0
Transportation Pollutant Emissions Disaggregated[rail,CO2,passenger,biofuel diesel tf] | NoSettings | 0 | 0 | 0 | 0 | 0 | 0 | 0 | 0 | 0 | 0 | 0 | 0 | 0 | 0 | 0 | 0 | 0 | 0 | 0 | 0 | 0 | 0 | 0 | 0 | 0 | 0 | 0 | 0 | 0 | 0 | 0
Transportation Pollutant Emissions Disaggregated[rail,CO2,passenger,jet fuel tf] | NoSettings | 0 | 0 | 0 | 0 | 0 | 0 | 0 | 0 | 0 | 0 | 0 | 0 | 0 | 0 | 0 | 0 | 0 | 0 | 0 | 0 | 0 | 0 | 0 | 0 | 0 | 0 | 0 | 0 | 0 | 0 | 0
Transportation Pollutant Emissions Disaggregated[rail,CO2,passenger,heavy or residual fuel oil tf] | NoSettings | 0 | 0 | 0 | 0 | 0 | 0 | 0 | 0 | 0 | 0 | 0 | 0 | 0 | 0 | 0 | 0 | 0 | 0 | 0 | 0 | 0 | 0 | 0 | 0 | 0 | 0 | 0 | 0 | 0 | 0 | 0
Transportation Pollutant Emissions Disaggregated[rail,CO2,passenger,LPG propane or butane tf] | NoSettings | 0 | 0 | 0 | 0 | 0 | 0 | 0 | 0 | 0 | 0 | 0 | 0 | 0 | 0 | 0 | 0 | 0 | 0 | 0 | 0 | 0 | 0 | 0 | 0 | 0 | 0 | 0 | 0 | 0 | 0 | 0
Transportation Pollutant Emissions Disaggregated[rail,CO2,passenger,hydrogen tf] | NoSettings | 0 | 0 | 0 | 0 | 0 | 0 | 0 | 0 | 0 | 0 | 0 | 0 | 0 | 0 | 0 | 0 | 0 | 0 | 0 | 0 | 0 | 0 | 0 | 0 | 0 | 0 | 0 | 0 | 0 | 0 | 0
Transportation Pollutant Emissions Disaggregated[rail,CO2,freight,electricity tf] | NoSettings | 0 | 0 | 0 | 0 | 0 | 0 | 0 | 0 | 0 | 0 | 0 | 0 | 0 | 0 | 0 | 0 | 0 | 0 | 0 | 0 | 0 | 0 | 0 | 0 | 0 | 0 | 0 | 0 | 0 | 0 | 0
Transportation Pollutant Emissions Disaggregated[rail,CO2,freight,natural gas tf] | NoSettings | 0 | 0 | 0 | 0 | 0 | 0 | 0 | 0 | 0 | 0 | 0 | 0 | 0 | 0 | 0 | 0 | 0 | 0 | 0 | 0 | 0 | 0 | 0 | 0 | 0 | 0 | 0 | 0 | 0 | 0 | 0
Transportation Pollutant Emissions Disaggregated[rail,CO2,freight,petroleum gasoline tf] | NoSettings | 0 | 0 | 0 | 0 | 0 | 0 | 0 | 0 | 0 | 0 | 0 | 0 | 0 | 0 | 0 | 0 | 0 | 0 | 0 | 0 | 0 | 0 | 0 | 0 | 0 | 0 | 0 | 0 | 0 | 0 | 0
Transportation Pollutant Emissions Disaggregated[rail,CO2,freight,petroleum diesel tf] | NoSettings | 1578530000000 | 1600550000000 | 1638630000000 | 1661970000000 | 1684980000000 | 1722860000000 | 1745060000000 | 1781620000000 | 1818240000000 | 1839740000000 | 1875670000000 | 1911650000000 | 1947870000000 | 1969570000000 | 2006280000000 | 2043480000000 | 2095880000000 | 2134100000000 | 2173820000000 | 2214110000000 | 2269810000000 | 2311470000000 | 2368060000000 | 2410870000000 | 2468600000000 | 2526900000000 | 2571230000000 | 2630470000000 | 2689950000000 | 2764350000000 | 2811030000000
Transportation Pollutant Emissions Disaggregated[rail,CO2,freight,biofuel gasoline tf] | NoSettings | 0 | 0 | 0 | 0 | 0 | 0 | 0 | 0 | 0 | 0 | 0 | 0 | 0 | 0 | 0 | 0 | 0 | 0 | 0 | 0 | 0 | 0 | 0 | 0 | 0 | 0 | 0 | 0 | 0 | 0 | 0
Transportation Pollutant Emissions Disaggregated[rail,CO2,freight,biofuel diesel tf] | NoSettings | 0 | 0 | 0 | 0 | 0 | 0 | 0 | 0 | 0 | 0 | 0 | 0 | 0 | 0 | 0 | 0 | 0 | 0 | 0 | 0 | 0 | 0 | 0 | 0 | 0 | 0 | 0 | 0 | 0 | 0 | 0
Transportation Pollutant Emissions Disaggregated[rail,CO2,freight,jet fuel tf] | NoSettings | 0 | 0 | 0 | 0 | 0 | 0 | 0 | 0 | 0 | 0 | 0 | 0 | 0 | 0 | 0 | 0 | 0 | 0 | 0 | 0 | 0 | 0 | 0 | 0 | 0 | 0 | 0 | 0 | 0 | 0 | 0
Transportation Pollutant Emissions Disaggregated[rail,CO2,freight,heavy or residual fuel oil tf] | NoSettings | 0 | 0 | 0 | 0 | 0 | 0 | 0 | 0 | 0 | 0 | 0 | 0 | 0 | 0 | 0 | 0 | 0 | 0 | 0 | 0 | 0 | 0 | 0 | 0 | 0 | 0 | 0 | 0 | 0 | 0 | 0
Transportation Pollutant Emissions Disaggregated[rail,CO2,freight,LPG propane or butane tf] | NoSettings | 0 | 0 | 0 | 0 | 0 | 0 | 0 | 0 | 0 | 0 | 0 | 0 | 0 | 0 | 0 | 0 | 0 | 0 | 0 | 0 | 0 | 0 | 0 | 0 | 0 | 0 | 0 | 0 | 0 | 0 | 0
Transportation Pollutant Emissions Disaggregated[rail,CO2,freight,hydrogen tf] | NoSettings | 0 | 0 | 0 | 0 | 0 | 0 | 0 | 0 | 0 | 0 | 0 | 0 | 0 | 0 | 0 | 0 | 0 | 0 | 0 | 0 | 0 | 0 | 0 | 0 | 0 | 0 | 0 | 0 | 0 | 0 | 0
Transportation Pollutant Emissions Disaggregated[rail,VOC,passenger,electricity tf] | NoSettings | 0 | 0 | 0 | 0 | 0 | 0 | 0 | 0 | 0 | 0 | 0 | 0 | 0 | 0 | 0 | 0 | 0 | 0 | 0 | 0 | 0 | 0 | 0 | 0 | 0 | 0 | 0 | 0 | 0 | 0 | 0
Transportation Pollutant Emissions Disaggregated[rail,VOC,passenger,natural gas tf] | NoSettings | 0 | 0 | 0 | 0 | 0 | 0 | 0 | 0 | 0 | 0 | 0 | 0 | 0 | 0 | 0 | 0 | 0 | 0 | 0 | 0 | 0 | 0 | 0 | 0 | 0 | 0 | 0 | 0 | 0 | 0 | 0
Transportation Pollutant Emissions Disaggregated[rail,VOC,passenger,petroleum gasoline tf] | NoSettings | 0 | 0 | 0 | 0 | 0 | 0 | 0 | 0 | 0 | 0 | 0 | 0 | 0 | 0 | 0 | 0 | 0 | 0 | 0 | 0 | 0 | 0 | 0 | 0 | 0 | 0 | 0 | 0 | 0 | 0 | 0
Transportation Pollutant Emissions Disaggregated[rail,VOC,passenger,petroleum diesel tf] | NoSettings | 24553200 | 24142700 | 23646000 | 23222600 | 22790100 | 22345900 | 21889000 | 21421000 | 20951100 | 20476700 | 20063200 | 19649000 | 19239200 | 18837300 | 18444000 | 18160900 | 17882300 | 17607100 | 17336200 | 17068500 | 16805000 | 16543600 | 16293000 | 16074500 | 15865700 | 15660700 | 15458200 | 15264900 | 15155200 | 15056000 | 14945000
Transportation Pollutant Emissions Disaggregated[rail,VOC,passenger,biofuel gasoline tf] | NoSettings | 0 | 0 | 0 | 0 | 0 | 0 | 0 | 0 | 0 | 0 | 0 | 0 | 0 | 0 | 0 | 0 | 0 | 0 | 0 | 0 | 0 | 0 | 0 | 0 | 0 | 0 | 0 | 0 | 0 | 0 | 0
Transportation Pollutant Emissions Disaggregated[rail,VOC,passenger,biofuel diesel tf] | NoSettings | 0 | 0 | 0 | 0 | 0 | 0 | 0 | 0 | 0 | 0 | 0 | 0 | 0 | 0 | 0 | 0 | 0 | 0 | 0 | 0 | 0 | 0 | 0 | 0 | 0 | 0 | 0 | 0 | 0 | 0 | 0
Transportation Pollutant Emissions Disaggregated[rail,VOC,passenger,jet fuel tf] | NoSettings | 0 | 0 | 0 | 0 | 0 | 0 | 0 | 0 | 0 | 0 | 0 | 0 | 0 | 0 | 0 | 0 | 0 | 0 | 0 | 0 | 0 | 0 | 0 | 0 | 0 | 0 | 0 | 0 | 0 | 0 | 0
Transportation Pollutant Emissions Disaggregated[rail,VOC,passenger,heavy or residual fuel oil tf] | NoSettings | 0 | 0 | 0 | 0 | 0 | 0 | 0 | 0 | 0 | 0 | 0 | 0 | 0 | 0 | 0 | 0 | 0 | 0 | 0 | 0 | 0 | 0 | 0 | 0 | 0 | 0 | 0 | 0 | 0 | 0 | 0
Transportation Pollutant Emissions Disaggregated[rail,VOC,passenger,LPG propane or butane tf] | NoSettings | 0 | 0 | 0 | 0 | 0 | 0 | 0 | 0 | 0 | 0 | 0 | 0 | 0 | 0 | 0 | 0 | 0 | 0 | 0 | 0 | 0 | 0 | 0 | 0 | 0 | 0 | 0 | 0 | 0 | 0 | 0
Transportation Pollutant Emissions Disaggregated[rail,VOC,passenger,hydrogen tf] | NoSettings | 0 | 0 | 0 | 0 | 0 | 0 | 0 | 0 | 0 | 0 | 0 | 0 | 0 | 0 | 0 | 0 | 0 | 0 | 0 | 0 | 0 | 0 | 0 | 0 | 0 | 0 | 0 | 0 | 0 | 0 | 0
Transportation Pollutant Emissions Disaggregated[rail,VOC,freight,electricity tf] | NoSettings | 0 | 0 | 0 | 0 | 0 | 0 | 0 | 0 | 0 | 0 | 0 | 0 | 0 | 0 | 0 | 0 | 0 | 0 | 0 | 0 | 0 | 0 | 0 | 0 | 0 | 0 | 0 | 0 | 0 | 0 | 0
Transportation Pollutant Emissions Disaggregated[rail,VOC,freight,natural gas tf] | NoSettings | 0 | 0 | 0 | 0 | 0 | 0 | 0 | 0 | 0 | 0 | 0 | 0 | 0 | 0 | 0 | 0 | 0 | 0 | 0 | 0 | 0 | 0 | 0 | 0 | 0 | 0 | 0 | 0 | 0 | 0 | 0
Transportation Pollutant Emissions Disaggregated[rail,VOC,freight,petroleum gasoline tf] | NoSettings | 0 | 0 | 0 | 0 | 0 | 0 | 0 | 0 | 0 | 0 | 0 | 0 | 0 | 0 | 0 | 0 | 0 | 0 | 0 | 0 | 0 | 0 | 0 | 0 | 0 | 0 | 0 | 0 | 0 | 0 | 0
Transportation Pollutant Emissions Disaggregated[rail,VOC,freight,petroleum diesel tf] | NoSettings | 816382000 | 827772000 | 847465000 | 859539000 | 871437000 | 891027000 | 902509000 | 921415000 | 940358000 | 951474000 | 970057000 | 988664000 | 1007400000 | 1018620000 | 1037610000 | 1056850000 | 1083940000 | 1103710000 | 1124260000 | 1145090000 | 1173900000 | 1195450000 | 1224710000 | 1246860000 | 1276710000 | 1306860000 | 1329790000 | 1360420000 | 1391190000 | 1429670000 | 1453810000
Transportation Pollutant Emissions Disaggregated[rail,VOC,freight,biofuel gasoline tf] | NoSettings | 0 | 0 | 0 | 0 | 0 | 0 | 0 | 0 | 0 | 0 | 0 | 0 | 0 | 0 | 0 | 0 | 0 | 0 | 0 | 0 | 0 | 0 | 0 | 0 | 0 | 0 | 0 | 0 | 0 | 0 | 0
Transportation Pollutant Emissions Disaggregated[rail,VOC,freight,biofuel diesel tf] | NoSettings | 0 | 0 | 0 | 0 | 0 | 0 | 0 | 0 | 0 | 0 | 0 | 0 | 0 | 0 | 0 | 0 | 0 | 0 | 0 | 0 | 0 | 0 | 0 | 0 | 0 | 0 | 0 | 0 | 0 | 0 | 0
Transportation Pollutant Emissions Disaggregated[rail,VOC,freight,jet fuel tf] | NoSettings | 0 | 0 | 0 | 0 | 0 | 0 | 0 | 0 | 0 | 0 | 0 | 0 | 0 | 0 | 0 | 0 | 0 | 0 | 0 | 0 | 0 | 0 | 0 | 0 | 0 | 0 | 0 | 0 | 0 | 0 | 0
Transportation Pollutant Emissions Disaggregated[rail,VOC,freight,heavy or residual fuel oil tf] | NoSettings | 0 | 0 | 0 | 0 | 0 | 0 | 0 | 0 | 0 | 0 | 0 | 0 | 0 | 0 | 0 | 0 | 0 | 0 | 0 | 0 | 0 | 0 | 0 | 0 | 0 | 0 | 0 | 0 | 0 | 0 | 0
Transportation Pollutant Emissions Disaggregated[rail,VOC,freight,LPG propane or butane tf] | NoSettings | 0 | 0 | 0 | 0 | 0 | 0 | 0 | 0 | 0 | 0 | 0 | 0 | 0 | 0 | 0 | 0 | 0 | 0 | 0 | 0 | 0 | 0 | 0 | 0 | 0 | 0 | 0 | 0 | 0 | 0 | 0
Transportation Pollutant Emissions Disaggregated[rail,VOC,freight,hydrogen tf] | NoSettings | 0 | 0 | 0 | 0 | 0 | 0 | 0 | 0 | 0 | 0 | 0 | 0 | 0 | 0 | 0 | 0 | 0 | 0 | 0 | 0 | 0 | 0 | 0 | 0 | 0 | 0 | 0 | 0 | 0 | 0 | 0
Transportation Pollutant Emissions Disaggregated[rail,CO,passenger,electricity tf] | NoSettings | 0 | 0 | 0 | 0 | 0 | 0 | 0 | 0 | 0 | 0 | 0 | 0 | 0 | 0 | 0 | 0 | 0 | 0 | 0 | 0 | 0 | 0 | 0 | 0 | 0 | 0 | 0 | 0 | 0 | 0 | 0
Transportation Pollutant Emissions Disaggregated[rail,CO,passenger,natural gas tf] | NoSettings | 0 | 0 | 0 | 0 | 0 | 0 | 0 | 0 | 0 | 0 | 0 | 0 | 0 | 0 | 0 | 0 | 0 | 0 | 0 | 0 | 0 | 0 | 0 | 0 | 0 | 0 | 0 | 0 | 0 | 0 | 0
Transportation Pollutant Emissions Disaggregated[rail,CO,passenger,petroleum gasoline tf] | NoSettings | 0 | 0 | 0 | 0 | 0 | 0 | 0 | 0 | 0 | 0 | 0 | 0 | 0 | 0 | 0 | 0 | 0 | 0 | 0 | 0 | 0 | 0 | 0 | 0 | 0 | 0 | 0 | 0 | 0 | 0 | 0
Transportation Pollutant Emissions Disaggregated[rail,CO,passenger,petroleum diesel tf] | NoSettings | 82395100 | 81017700 | 79350700 | 77930100 | 76478500 | 74988000 | 73454700 | 71884400 | 70307400 | 68715500 | 67327700 | 65937800 | 64562700 | 63213800 | 61893900 | 60943900 | 60009100 | 59085500 | 58176500 | 57278200 | 56394000 | 55516800 | 54675900 | 53942600 | 53241900 | 52553900 | 51874500 | 51225600 | 50857700 | 50524800 | 50152300
Transportation Pollutant Emissions Disaggregated[rail,CO,passenger,biofuel gasoline tf] | NoSettings | 0 | 0 | 0 | 0 | 0 | 0 | 0 | 0 | 0 | 0 | 0 | 0 | 0 | 0 | 0 | 0 | 0 | 0 | 0 | 0 | 0 | 0 | 0 | 0 | 0 | 0 | 0 | 0 | 0 | 0 | 0
Transportation Pollutant Emissions Disaggregated[rail,CO,passenger,biofuel diesel tf] | NoSettings | 0 | 0 | 0 | 0 | 0 | 0 | 0 | 0 | 0 | 0 | 0 | 0 | 0 | 0 | 0 | 0 | 0 | 0 | 0 | 0 | 0 | 0 | 0 | 0 | 0 | 0 | 0 | 0 | 0 | 0 | 0
Transportation Pollutant Emissions Disaggregated[rail,CO,passenger,jet fuel tf] | NoSettings | 0 | 0 | 0 | 0 | 0 | 0 | 0 | 0 | 0 | 0 | 0 | 0 | 0 | 0 | 0 | 0 | 0 | 0 | 0 | 0 | 0 | 0 | 0 | 0 | 0 | 0 | 0 | 0 | 0 | 0 | 0
Transportation Pollutant Emissions Disaggregated[rail,CO,passenger,heavy or residual fuel oil tf] | NoSettings | 0 | 0 | 0 | 0 | 0 | 0 | 0 | 0 | 0 | 0 | 0 | 0 | 0 | 0 | 0 | 0 | 0 | 0 | 0 | 0 | 0 | 0 | 0 | 0 | 0 | 0 | 0 | 0 | 0 | 0 | 0
Transportation Pollutant Emissions Disaggregated[rail,CO,passenger,LPG propane or butane tf] | NoSettings | 0 | 0 | 0 | 0 | 0 | 0 | 0 | 0 | 0 | 0 | 0 | 0 | 0 | 0 | 0 | 0 | 0 | 0 | 0 | 0 | 0 | 0 | 0 | 0 | 0 | 0 | 0 | 0 | 0 | 0 | 0
Transportation Pollutant Emissions Disaggregated[rail,CO,passenger,hydrogen tf] | NoSettings | 0 | 0 | 0 | 0 | 0 | 0 | 0 | 0 | 0 | 0 | 0 | 0 | 0 | 0 | 0 | 0 | 0 | 0 | 0 | 0 | 0 | 0 | 0 | 0 | 0 | 0 | 0 | 0 | 0 | 0 | 0
Transportation Pollutant Emissions Disaggregated[rail,CO,freight,electricity tf] | NoSettings | 0 | 0 | 0 | 0 | 0 | 0 | 0 | 0 | 0 | 0 | 0 | 0 | 0 | 0 | 0 | 0 | 0 | 0 | 0 | 0 | 0 | 0 | 0 | 0 | 0 | 0 | 0 | 0 | 0 | 0 | 0
Transportation Pollutant Emissions Disaggregated[rail,CO,freight,natural gas tf] | NoSettings | 0 | 0 | 0 | 0 | 0 | 0 | 0 | 0 | 0 | 0 | 0 | 0 | 0 | 0 | 0 | 0 | 0 | 0 | 0 | 0 | 0 | 0 | 0 | 0 | 0 | 0 | 0 | 0 | 0 | 0 | 0
Transportation Pollutant Emissions Disaggregated[rail,CO,freight,petroleum gasoline tf] | NoSettings | 0 | 0 | 0 | 0 | 0 | 0 | 0 | 0 | 0 | 0 | 0 | 0 | 0 | 0 | 0 | 0 | 0 | 0 | 0 | 0 | 0 | 0 | 0 | 0 | 0 | 0 | 0 | 0 | 0 | 0 | 0
Transportation Pollutant Emissions Disaggregated[rail,CO,freight,petroleum diesel tf] | NoSettings | 2739600000 | 2777820000 | 2843910000 | 2884430000 | 2924350000 | 2990090000 | 3028620000 | 3092070000 | 3155640000 | 3192940000 | 3255300000 | 3317740000 | 3380610000 | 3418270000 | 3481980000 | 3546550000 | 3637480000 | 3703830000 | 3772760000 | 3842680000 | 3939350000 | 4011660000 | 4109880000 | 4184180000 | 4284370000 | 4385540000 | 4462480000 | 4565290000 | 4668520000 | 4797650000 | 4878660000
Transportation Pollutant Emissions Disaggregated[rail,CO,freight,biofuel gasoline tf] | NoSettings | 0 | 0 | 0 | 0 | 0 | 0 | 0 | 0 | 0 | 0 | 0 | 0 | 0 | 0 | 0 | 0 | 0 | 0 | 0 | 0 | 0 | 0 | 0 | 0 | 0 | 0 | 0 | 0 | 0 | 0 | 0
Transportation Pollutant Emissions Disaggregated[rail,CO,freight,biofuel diesel tf] | NoSettings | 0 | 0 | 0 | 0 | 0 | 0 | 0 | 0 | 0 | 0 | 0 | 0 | 0 | 0 | 0 | 0 | 0 | 0 | 0 | 0 | 0 | 0 | 0 | 0 | 0 | 0 | 0 | 0 | 0 | 0 | 0
Transportation Pollutant Emissions Disaggregated[rail,CO,freight,jet fuel tf] | NoSettings | 0 | 0 | 0 | 0 | 0 | 0 | 0 | 0 | 0 | 0 | 0 | 0 | 0 | 0 | 0 | 0 | 0 | 0 | 0 | 0 | 0 | 0 | 0 | 0 | 0 | 0 | 0 | 0 | 0 | 0 | 0
Transportation Pollutant Emissions Disaggregated[rail,CO,freight,heavy or residual fuel oil tf] | NoSettings | 0 | 0 | 0 | 0 | 0 | 0 | 0 | 0 | 0 | 0 | 0 | 0 | 0 | 0 | 0 | 0 | 0 | 0 | 0 | 0 | 0 | 0 | 0 | 0 | 0 | 0 | 0 | 0 | 0 | 0 | 0
Transportation Pollutant Emissions Disaggregated[rail,CO,freight,LPG propane or butane tf] | NoSettings | 0 | 0 | 0 | 0 | 0 | 0 | 0 | 0 | 0 | 0 | 0 | 0 | 0 | 0 | 0 | 0 | 0 | 0 | 0 | 0 | 0 | 0 | 0 | 0 | 0 | 0 | 0 | 0 | 0 | 0 | 0
Transportation Pollutant Emissions Disaggregated[rail,CO,freight,hydrogen tf] | NoSettings | 0 | 0 | 0 | 0 | 0 | 0 | 0 | 0 | 0 | 0 | 0 | 0 | 0 | 0 | 0 | 0 | 0 | 0 | 0 | 0 | 0 | 0 | 0 | 0 | 0 | 0 | 0 | 0 | 0 | 0 | 0
Transportation Pollutant Emissions Disaggregated[rail,NOx,passenger,electricity tf] | NoSettings | 0 | 0 | 0 | 0 | 0 | 0 | 0 | 0 | 0 | 0 | 0 | 0 | 0 | 0 | 0 | 0 | 0 | 0 | 0 | 0 | 0 | 0 | 0 | 0 | 0 | 0 | 0 | 0 | 0 | 0 | 0
Transportation Pollutant Emissions Disaggregated[rail,NOx,passenger,natural gas tf] | NoSettings | 0 | 0 | 0 | 0 | 0 | 0 | 0 | 0 | 0 | 0 | 0 | 0 | 0 | 0 | 0 | 0 | 0 | 0 | 0 | 0 | 0 | 0 | 0 | 0 | 0 | 0 | 0 | 0 | 0 | 0 | 0
Transportation Pollutant Emissions Disaggregated[rail,NOx,passenger,petroleum gasoline tf] | NoSettings | 0 | 0 | 0 | 0 | 0 | 0 | 0 | 0 | 0 | 0 | 0 | 0 | 0 | 0 | 0 | 0 | 0 | 0 | 0 | 0 | 0 | 0 | 0 | 0 | 0 | 0 | 0 | 0 | 0 | 0 | 0
Transportation Pollutant Emissions Disaggregated[rail,NOx,passenger,petroleum diesel tf] | NoSettings | 591480000 | 581592000 | 569625000 | 559428000 | 549007000 | 538307000 | 527300000 | 516028000 | 504707000 | 493280000 | 483317000 | 473340000 | 463468000 | 453785000 | 444311000 | 437491000 | 430780000 | 424150000 | 417624000 | 411176000 | 404829000 | 398532000 | 392495000 | 387231000 | 382201000 | 377262000 | 372385000 | 367727000 | 365086000 | 362696000 | 360022000
Transportation Pollutant Emissions Disaggregated[rail,NOx,passenger,biofuel gasoline tf] | NoSettings | 0 | 0 | 0 | 0 | 0 | 0 | 0 | 0 | 0 | 0 | 0 | 0 | 0 | 0 | 0 | 0 | 0 | 0 | 0 | 0 | 0 | 0 | 0 | 0 | 0 | 0 | 0 | 0 | 0 | 0 | 0
Transportation Pollutant Emissions Disaggregated[rail,NOx,passenger,biofuel diesel tf] | NoSettings | 0 | 0 | 0 | 0 | 0 | 0 | 0 | 0 | 0 | 0 | 0 | 0 | 0 | 0 | 0 | 0 | 0 | 0 | 0 | 0 | 0 | 0 | 0 | 0 | 0 | 0 | 0 | 0 | 0 | 0 | 0
Transportation Pollutant Emissions Disaggregated[rail,NOx,passenger,jet fuel tf] | NoSettings | 0 | 0 | 0 | 0 | 0 | 0 | 0 | 0 | 0 | 0 | 0 | 0 | 0 | 0 | 0 | 0 | 0 | 0 | 0 | 0 | 0 | 0 | 0 | 0 | 0 | 0 | 0 | 0 | 0 | 0 | 0
Transportation Pollutant Emissions Disaggregated[rail,NOx,passenger,heavy or residual fuel oil tf] | NoSettings | 0 | 0 | 0 | 0 | 0 | 0 | 0 | 0 | 0 | 0 | 0 | 0 | 0 | 0 | 0 | 0 | 0 | 0 | 0 | 0 | 0 | 0 | 0 | 0 | 0 | 0 | 0 | 0 | 0 | 0 | 0
Transportation Pollutant Emissions Disaggregated[rail,NOx,passenger,LPG propane or butane tf] | NoSettings | 0 | 0 | 0 | 0 | 0 | 0 | 0 | 0 | 0 | 0 | 0 | 0 | 0 | 0 | 0 | 0 | 0 | 0 | 0 | 0 | 0 | 0 | 0 | 0 | 0 | 0 | 0 | 0 | 0 | 0 | 0
Transportation Pollutant Emissions Disaggregated[rail,NOx,passenger,hydrogen tf] | NoSettings | 0 | 0 | 0 | 0 | 0 | 0 | 0 | 0 | 0 | 0 | 0 | 0 | 0 | 0 | 0 | 0 | 0 | 0 | 0 | 0 | 0 | 0 | 0 | 0 | 0 | 0 | 0 | 0 | 0 | 0 | 0
Transportation Pollutant Emissions Disaggregated[rail,NOx,freight,electricity tf] | NoSettings | 0 | 0 | 0 | 0 | 0 | 0 | 0 | 0 | 0 | 0 | 0 | 0 | 0 | 0 | 0 | 0 | 0 | 0 | 0 | 0 | 0 | 0 | 0 | 0 | 0 | 0 | 0 | 0 | 0 | 0 | 0
Transportation Pollutant Emissions Disaggregated[rail,NOx,freight,natural gas tf] | NoSettings | 0 | 0 | 0 | 0 | 0 | 0 | 0 | 0 | 0 | 0 | 0 | 0 | 0 | 0 | 0 | 0 | 0 | 0 | 0 | 0 | 0 | 0 | 0 | 0 | 0 | 0 | 0 | 0 | 0 | 0 | 0
Transportation Pollutant Emissions Disaggregated[rail,NOx,freight,petroleum gasoline tf] | NoSettings | 0 | 0 | 0 | 0 | 0 | 0 | 0 | 0 | 0 | 0 | 0 | 0 | 0 | 0 | 0 | 0 | 0 | 0 | 0 | 0 | 0 | 0 | 0 | 0 | 0 | 0 | 0 | 0 | 0 | 0 | 0
Transportation Pollutant Emissions Disaggregated[rail,NOx,freight,petroleum diesel tf] | NoSettings | 19666400000 | 19940800000 | 20415200000 | 20706100000 | 20992700000 | 21464600000 | 21741200000 | 22196700000 | 22653000000 | 22920800000 | 23368400000 | 23816700000 | 24268000000 | 24538400000 | 24995700000 | 25459200000 | 26111900000 | 26588200000 | 27083100000 | 27585000000 | 28278900000 | 28798000000 | 29503100000 | 30036400000 | 30755700000 | 31481900000 | 32034300000 | 32772300000 | 33513400000 | 34440300000 | 35021900000
Transportation Pollutant Emissions Disaggregated[rail,NOx,freight,biofuel gasoline tf] | NoSettings | 0 | 0 | 0 | 0 | 0 | 0 | 0 | 0 | 0 | 0 | 0 | 0 | 0 | 0 | 0 | 0 | 0 | 0 | 0 | 0 | 0 | 0 | 0 | 0 | 0 | 0 | 0 | 0 | 0 | 0 | 0
Transportation Pollutant Emissions Disaggregated[rail,NOx,freight,biofuel diesel tf] | NoSettings | 0 | 0 | 0 | 0 | 0 | 0 | 0 | 0 | 0 | 0 | 0 | 0 | 0 | 0 | 0 | 0 | 0 | 0 | 0 | 0 | 0 | 0 | 0 | 0 | 0 | 0 | 0 | 0 | 0 | 0 | 0
Transportation Pollutant Emissions Disaggregated[rail,NOx,freight,jet fuel tf] | NoSettings | 0 | 0 | 0 | 0 | 0 | 0 | 0 | 0 | 0 | 0 | 0 | 0 | 0 | 0 | 0 | 0 | 0 | 0 | 0 | 0 | 0 | 0 | 0 | 0 | 0 | 0 | 0 | 0 | 0 | 0 | 0
Transportation Pollutant Emissions Disaggregated[rail,NOx,freight,heavy or residual fuel oil tf] | NoSettings | 0 | 0 | 0 | 0 | 0 | 0 | 0 | 0 | 0 | 0 | 0 | 0 | 0 | 0 | 0 | 0 | 0 | 0 | 0 | 0 | 0 | 0 | 0 | 0 | 0 | 0 | 0 | 0 | 0 | 0 | 0
Transportation Pollutant Emissions Disaggregated[rail,NOx,freight,LPG propane or butane tf] | NoSettings | 0 | 0 | 0 | 0 | 0 | 0 | 0 | 0 | 0 | 0 | 0 | 0 | 0 | 0 | 0 | 0 | 0 | 0 | 0 | 0 | 0 | 0 | 0 | 0 | 0 | 0 | 0 | 0 | 0 | 0 | 0
Transportation Pollutant Emissions Disaggregated[rail,NOx,freight,hydrogen tf] | NoSettings | 0 | 0 | 0 | 0 | 0 | 0 | 0 | 0 | 0 | 0 | 0 | 0 | 0 | 0 | 0 | 0 | 0 | 0 | 0 | 0 | 0 | 0 | 0 | 0 | 0 | 0 | 0 | 0 | 0 | 0 | 0
Transportation Pollutant Emissions Disaggregated[rail,PM10,passenger,electricity tf] | NoSettings | 0 | 0 | 0 | 0 | 0 | 0 | 0 | 0 | 0 | 0 | 0 | 0 | 0 | 0 | 0 | 0 | 0 | 0 | 0 | 0 | 0 | 0 | 0 | 0 | 0 | 0 | 0 | 0 | 0 | 0 | 0
Transportation Pollutant Emissions Disaggregated[rail,PM10,passenger,natural gas tf] | NoSettings | 0 | 0 | 0 | 0 | 0 | 0 | 0 | 0 | 0 | 0 | 0 | 0 | 0 | 0 | 0 | 0 | 0 | 0 | 0 | 0 | 0 | 0 | 0 | 0 | 0 | 0 | 0 | 0 | 0 | 0 | 0
Transportation Pollutant Emissions Disaggregated[rail,PM10,passenger,petroleum gasoline tf] | NoSettings | 0 | 0 | 0 | 0 | 0 | 0 | 0 | 0 | 0 | 0 | 0 | 0 | 0 | 0 | 0 | 0 | 0 | 0 | 0 | 0 | 0 | 0 | 0 | 0 | 0 | 0 | 0 | 0 | 0 | 0 | 0
Transportation Pollutant Emissions Disaggregated[rail,PM10,passenger,petroleum diesel tf] | NoSettings | 17345200 | 17055200 | 16704300 | 16405200 | 16099600 | 15785900 | 15463100 | 15132500 | 14800500 | 14465400 | 14173300 | 13880700 | 13591200 | 13307300 | 13029400 | 12829400 | 12632600 | 12438200 | 12246800 | 12057800 | 11871600 | 11686900 | 11509900 | 11355600 | 11208100 | 11063200 | 10920200 | 10783600 | 10706200 | 10636100 | 10557700
Transportation Pollutant Emissions Disaggregated[rail,PM10,passenger,biofuel gasoline tf] | NoSettings | 0 | 0 | 0 | 0 | 0 | 0 | 0 | 0 | 0 | 0 | 0 | 0 | 0 | 0 | 0 | 0 | 0 | 0 | 0 | 0 | 0 | 0 | 0 | 0 | 0 | 0 | 0 | 0 | 0 | 0 | 0
Transportation Pollutant Emissions Disaggregated[rail,PM10,passenger,biofuel diesel tf] | NoSettings | 0 | 0 | 0 | 0 | 0 | 0 | 0 | 0 | 0 | 0 | 0 | 0 | 0 | 0 | 0 | 0 | 0 | 0 | 0 | 0 | 0 | 0 | 0 | 0 | 0 | 0 | 0 | 0 | 0 | 0 | 0
Transportation Pollutant Emissions Disaggregated[rail,PM10,passenger,jet fuel tf] | NoSettings | 0 | 0 | 0 | 0 | 0 | 0 | 0 | 0 | 0 | 0 | 0 | 0 | 0 | 0 | 0 | 0 | 0 | 0 | 0 | 0 | 0 | 0 | 0 | 0 | 0 | 0 | 0 | 0 | 0 | 0 | 0
Transportation Pollutant Emissions Disaggregated[rail,PM10,passenger,heavy or residual fuel oil tf] | NoSettings | 0 | 0 | 0 | 0 | 0 | 0 | 0 | 0 | 0 | 0 | 0 | 0 | 0 | 0 | 0 | 0 | 0 | 0 | 0 | 0 | 0 | 0 | 0 | 0 | 0 | 0 | 0 | 0 | 0 | 0 | 0
Transportation Pollutant Emissions Disaggregated[rail,PM10,passenger,LPG propane or butane tf] | NoSettings | 0 | 0 | 0 | 0 | 0 | 0 | 0 | 0 | 0 | 0 | 0 | 0 | 0 | 0 | 0 | 0 | 0 | 0 | 0 | 0 | 0 | 0 | 0 | 0 | 0 | 0 | 0 | 0 | 0 | 0 | 0
Transportation Pollutant Emissions Disaggregated[rail,PM10,passenger,hydrogen tf] | NoSettings | 0 | 0 | 0 | 0 | 0 | 0 | 0 | 0 | 0 | 0 | 0 | 0 | 0 | 0 | 0 | 0 | 0 | 0 | 0 | 0 | 0 | 0 | 0 | 0 | 0 | 0 | 0 | 0 | 0 | 0 | 0
Transportation Pollutant Emissions Disaggregated[rail,PM10,freight,electricity tf] | NoSettings | 0 | 0 | 0 | 0 | 0 | 0 | 0 | 0 | 0 | 0 | 0 | 0 | 0 | 0 | 0 | 0 | 0 | 0 | 0 | 0 | 0 | 0 | 0 | 0 | 0 | 0 | 0 | 0 | 0 | 0 | 0
Transportation Pollutant Emissions Disaggregated[rail,PM10,freight,natural gas tf] | NoSettings | 0 | 0 | 0 | 0 | 0 | 0 | 0 | 0 | 0 | 0 | 0 | 0 | 0 | 0 | 0 | 0 | 0 | 0 | 0 | 0 | 0 | 0 | 0 | 0 | 0 | 0 | 0 | 0 | 0 | 0 | 0
Transportation Pollutant Emissions Disaggregated[rail,PM10,freight,petroleum gasoline tf] | NoSettings | 0 | 0 | 0 | 0 | 0 | 0 | 0 | 0 | 0 | 0 | 0 | 0 | 0 | 0 | 0 | 0 | 0 | 0 | 0 | 0 | 0 | 0 | 0 | 0 | 0 | 0 | 0 | 0 | 0 | 0 | 0
Transportation Pollutant Emissions Disaggregated[rail,PM10,freight,petroleum diesel tf] | NoSettings | 576719000 | 584765000 | 598677000 | 607207000 | 615611000 | 629451000 | 637561000 | 650918000 | 664300000 | 672152000 | 685279000 | 698424000 | 711660000 | 719588000 | 732999000 | 746592000 | 765733000 | 779700000 | 794211000 | 808930000 | 829280000 | 844502000 | 865178000 | 880819000 | 901911000 | 923208000 | 939405000 | 961048000 | 982780000 | 1009960000 | 1027020000
Transportation Pollutant Emissions Disaggregated[rail,PM10,freight,biofuel gasoline tf] | NoSettings | 0 | 0 | 0 | 0 | 0 | 0 | 0 | 0 | 0 | 0 | 0 | 0 | 0 | 0 | 0 | 0 | 0 | 0 | 0 | 0 | 0 | 0 | 0 | 0 | 0 | 0 | 0 | 0 | 0 | 0 | 0
Transportation Pollutant Emissions Disaggregated[rail,PM10,freight,biofuel diesel tf] | NoSettings | 0 | 0 | 0 | 0 | 0 | 0 | 0 | 0 | 0 | 0 | 0 | 0 | 0 | 0 | 0 | 0 | 0 | 0 | 0 | 0 | 0 | 0 | 0 | 0 | 0 | 0 | 0 | 0 | 0 | 0 | 0
Transportation Pollutant Emissions Disaggregated[rail,PM10,freight,jet fuel tf] | NoSettings | 0 | 0 | 0 | 0 | 0 | 0 | 0 | 0 | 0 | 0 | 0 | 0 | 0 | 0 | 0 | 0 | 0 | 0 | 0 | 0 | 0 | 0 | 0 | 0 | 0 | 0 | 0 | 0 | 0 | 0 | 0
Transportation Pollutant Emissions Disaggregated[rail,PM10,freight,heavy or residual fuel oil tf] | NoSettings | 0 | 0 | 0 | 0 | 0 | 0 | 0 | 0 | 0 | 0 | 0 | 0 | 0 | 0 | 0 | 0 | 0 | 0 | 0 | 0 | 0 | 0 | 0 | 0 | 0 | 0 | 0 | 0 | 0 | 0 | 0
Transportation Pollutant Emissions Disaggregated[rail,PM10,freight,LPG propane or butane tf] | NoSettings | 0 | 0 | 0 | 0 | 0 | 0 | 0 | 0 | 0 | 0 | 0 | 0 | 0 | 0 | 0 | 0 | 0 | 0 | 0 | 0 | 0 | 0 | 0 | 0 | 0 | 0 | 0 | 0 | 0 | 0 | 0
Transportation Pollutant Emissions Disaggregated[rail,PM10,freight,hydrogen tf] | NoSettings | 0 | 0 | 0 | 0 | 0 | 0 | 0 | 0 | 0 | 0 | 0 | 0 | 0 | 0 | 0 | 0 | 0 | 0 | 0 | 0 | 0 | 0 | 0 | 0 | 0 | 0 | 0 | 0 | 0 | 0 | 0
Transportation Pollutant Emissions Disaggregated[rail,PM25,passenger,electricity tf] | NoSettings | 0 | 0 | 0 | 0 | 0 | 0 | 0 | 0 | 0 | 0 | 0 | 0 | 0 | 0 | 0 | 0 | 0 | 0 | 0 | 0 | 0 | 0 | 0 | 0 | 0 | 0 | 0 | 0 | 0 | 0 | 0
Transportation Pollutant Emissions Disaggregated[rail,PM25,passenger,natural gas tf] | NoSettings | 0 | 0 | 0 | 0 | 0 | 0 | 0 | 0 | 0 | 0 | 0 | 0 | 0 | 0 | 0 | 0 | 0 | 0 | 0 | 0 | 0 | 0 | 0 | 0 | 0 | 0 | 0 | 0 | 0 | 0 | 0
Transportation Pollutant Emissions Disaggregated[rail,PM25,passenger,petroleum gasoline tf] | NoSettings | 0 | 0 | 0 | 0 | 0 | 0 | 0 | 0 | 0 | 0 | 0 | 0 | 0 | 0 | 0 | 0 | 0 | 0 | 0 | 0 | 0 | 0 | 0 | 0 | 0 | 0 | 0 | 0 | 0 | 0 | 0
Transportation Pollutant Emissions Disaggregated[rail,PM25,passenger,petroleum diesel tf] | NoSettings | 16824400 | 16543200 | 16202800 | 15912700 | 15616300 | 15312000 | 14998900 | 14678200 | 14356200 | 14031200 | 13747800 | 13464000 | 13183200 | 12907800 | 12638300 | 12444300 | 12253400 | 12064800 | 11879200 | 11695800 | 11515200 | 11336100 | 11164400 | 11014700 | 10871600 | 10731100 | 10592400 | 10459900 | 10384800 | 10316800 | 10240700
Transportation Pollutant Emissions Disaggregated[rail,PM25,passenger,biofuel gasoline tf] | NoSettings | 0 | 0 | 0 | 0 | 0 | 0 | 0 | 0 | 0 | 0 | 0 | 0 | 0 | 0 | 0 | 0 | 0 | 0 | 0 | 0 | 0 | 0 | 0 | 0 | 0 | 0 | 0 | 0 | 0 | 0 | 0
Transportation Pollutant Emissions Disaggregated[rail,PM25,passenger,biofuel diesel tf] | NoSettings | 0 | 0 | 0 | 0 | 0 | 0 | 0 | 0 | 0 | 0 | 0 | 0 | 0 | 0 | 0 | 0 | 0 | 0 | 0 | 0 | 0 | 0 | 0 | 0 | 0 | 0 | 0 | 0 | 0 | 0 | 0
Transportation Pollutant Emissions Disaggregated[rail,PM25,passenger,jet fuel tf] | NoSettings | 0 | 0 | 0 | 0 | 0 | 0 | 0 | 0 | 0 | 0 | 0 | 0 | 0 | 0 | 0 | 0 | 0 | 0 | 0 | 0 | 0 | 0 | 0 | 0 | 0 | 0 | 0 | 0 | 0 | 0 | 0
Transportation Pollutant Emissions Disaggregated[rail,PM25,passenger,heavy or residual fuel oil tf] | NoSettings | 0 | 0 | 0 | 0 | 0 | 0 | 0 | 0 | 0 | 0 | 0 | 0 | 0 | 0 | 0 | 0 | 0 | 0 | 0 | 0 | 0 | 0 | 0 | 0 | 0 | 0 | 0 | 0 | 0 | 0 | 0
Transportation Pollutant Emissions Disaggregated[rail,PM25,passenger,LPG propane or butane tf] | NoSettings | 0 | 0 | 0 | 0 | 0 | 0 | 0 | 0 | 0 | 0 | 0 | 0 | 0 | 0 | 0 | 0 | 0 | 0 | 0 | 0 | 0 | 0 | 0 | 0 | 0 | 0 | 0 | 0 | 0 | 0 | 0
Transportation Pollutant Emissions Disaggregated[rail,PM25,passenger,hydrogen tf] | NoSettings | 0 | 0 | 0 | 0 | 0 | 0 | 0 | 0 | 0 | 0 | 0 | 0 | 0 | 0 | 0 | 0 | 0 | 0 | 0 | 0 | 0 | 0 | 0 | 0 | 0 | 0 | 0 | 0 | 0 | 0 | 0
Transportation Pollutant Emissions Disaggregated[rail,PM25,freight,electricity tf] | NoSettings | 0 | 0 | 0 | 0 | 0 | 0 | 0 | 0 | 0 | 0 | 0 | 0 | 0 | 0 | 0 | 0 | 0 | 0 | 0 | 0 | 0 | 0 | 0 | 0 | 0 | 0 | 0 | 0 | 0 | 0 | 0
Transportation Pollutant Emissions Disaggregated[rail,PM25,freight,natural gas tf] | NoSettings | 0 | 0 | 0 | 0 | 0 | 0 | 0 | 0 | 0 | 0 | 0 | 0 | 0 | 0 | 0 | 0 | 0 | 0 | 0 | 0 | 0 | 0 | 0 | 0 | 0 | 0 | 0 | 0 | 0 | 0 | 0
Transportation Pollutant Emissions Disaggregated[rail,PM25,freight,petroleum gasoline tf] | NoSettings | 0 | 0 | 0 | 0 | 0 | 0 | 0 | 0 | 0 | 0 | 0 | 0 | 0 | 0 | 0 | 0 | 0 | 0 | 0 | 0 | 0 | 0 | 0 | 0 | 0 | 0 | 0 | 0 | 0 | 0 | 0
Transportation Pollutant Emissions Disaggregated[rail,PM25,freight,petroleum diesel tf] | NoSettings | 559405000 | 567210000 | 580704000 | 588978000 | 597130000 | 610555000 | 618422000 | 631377000 | 644357000 | 651974000 | 664707000 | 677457000 | 690295000 | 697986000 | 710994000 | 724179000 | 742746000 | 756293000 | 770369000 | 784645000 | 804385000 | 819150000 | 839205000 | 854377000 | 874835000 | 895493000 | 911204000 | 932197000 | 953277000 | 979643000 | 996186000
Transportation Pollutant Emissions Disaggregated[rail,PM25,freight,biofuel gasoline tf] | NoSettings | 0 | 0 | 0 | 0 | 0 | 0 | 0 | 0 | 0 | 0 | 0 | 0 | 0 | 0 | 0 | 0 | 0 | 0 | 0 | 0 | 0 | 0 | 0 | 0 | 0 | 0 | 0 | 0 | 0 | 0 | 0
Transportation Pollutant Emissions Disaggregated[rail,PM25,freight,biofuel diesel tf] | NoSettings | 0 | 0 | 0 | 0 | 0 | 0 | 0 | 0 | 0 | 0 | 0 | 0 | 0 | 0 | 0 | 0 | 0 | 0 | 0 | 0 | 0 | 0 | 0 | 0 | 0 | 0 | 0 | 0 | 0 | 0 | 0
Transportation Pollutant Emissions Disaggregated[rail,PM25,freight,jet fuel tf] | NoSettings | 0 | 0 | 0 | 0 | 0 | 0 | 0 | 0 | 0 | 0 | 0 | 0 | 0 | 0 | 0 | 0 | 0 | 0 | 0 | 0 | 0 | 0 | 0 | 0 | 0 | 0 | 0 | 0 | 0 | 0 | 0
Transportation Pollutant Emissions Disaggregated[rail,PM25,freight,heavy or residual fuel oil tf] | NoSettings | 0 | 0 | 0 | 0 | 0 | 0 | 0 | 0 | 0 | 0 | 0 | 0 | 0 | 0 | 0 | 0 | 0 | 0 | 0 | 0 | 0 | 0 | 0 | 0 | 0 | 0 | 0 | 0 | 0 | 0 | 0
Transportation Pollutant Emissions Disaggregated[rail,PM25,freight,LPG propane or butane tf] | NoSettings | 0 | 0 | 0 | 0 | 0 | 0 | 0 | 0 | 0 | 0 | 0 | 0 | 0 | 0 | 0 | 0 | 0 | 0 | 0 | 0 | 0 | 0 | 0 | 0 | 0 | 0 | 0 | 0 | 0 | 0 | 0
Transportation Pollutant Emissions Disaggregated[rail,PM25,freight,hydrogen tf] | NoSettings | 0 | 0 | 0 | 0 | 0 | 0 | 0 | 0 | 0 | 0 | 0 | 0 | 0 | 0 | 0 | 0 | 0 | 0 | 0 | 0 | 0 | 0 | 0 | 0 | 0 | 0 | 0 | 0 | 0 | 0 | 0
Transportation Pollutant Emissions Disaggregated[rail,SOx,passenger,electricity tf] | NoSettings | 0 | 0 | 0 | 0 | 0 | 0 | 0 | 0 | 0 | 0 | 0 | 0 | 0 | 0 | 0 | 0 | 0 | 0 | 0 | 0 | 0 | 0 | 0 | 0 | 0 | 0 | 0 | 0 | 0 | 0 | 0
Transportation Pollutant Emissions Disaggregated[rail,SOx,passenger,natural gas tf] | NoSettings | 0 | 0 | 0 | 0 | 0 | 0 | 0 | 0 | 0 | 0 | 0 | 0 | 0 | 0 | 0 | 0 | 0 | 0 | 0 | 0 | 0 | 0 | 0 | 0 | 0 | 0 | 0 | 0 | 0 | 0 | 0
Transportation Pollutant Emissions Disaggregated[rail,SOx,passenger,petroleum gasoline tf] | NoSettings | 0 | 0 | 0 | 0 | 0 | 0 | 0 | 0 | 0 | 0 | 0 | 0 | 0 | 0 | 0 | 0 | 0 | 0 | 0 | 0 | 0 | 0 | 0 | 0 | 0 | 0 | 0 | 0 | 0 | 0 | 0
Transportation Pollutant Emissions Disaggregated[rail,SOx,passenger,petroleum diesel tf] | NoSettings | 324322 | 318900 | 312339 | 306747 | 301033 | 295166 | 289131 | 282950 | 276743 | 270477 | 265014 | 259543 | 254131 | 248821 | 243626 | 239887 | 236207 | 232571 | 228993 | 225458 | 221977 | 218524 | 215214 | 212328 | 209570 | 206862 | 204187 | 201633 | 200185 | 198875 | 197408
Transportation Pollutant Emissions Disaggregated[rail,SOx,passenger,biofuel gasoline tf] | NoSettings | 0 | 0 | 0 | 0 | 0 | 0 | 0 | 0 | 0 | 0 | 0 | 0 | 0 | 0 | 0 | 0 | 0 | 0 | 0 | 0 | 0 | 0 | 0 | 0 | 0 | 0 | 0 | 0 | 0 | 0 | 0
Transportation Pollutant Emissions Disaggregated[rail,SOx,passenger,biofuel diesel tf] | NoSettings | 0 | 0 | 0 | 0 | 0 | 0 | 0 | 0 | 0 | 0 | 0 | 0 | 0 | 0 | 0 | 0 | 0 | 0 | 0 | 0 | 0 | 0 | 0 | 0 | 0 | 0 | 0 | 0 | 0 | 0 | 0
Transportation Pollutant Emissions Disaggregated[rail,SOx,passenger,jet fuel tf] | NoSettings | 0 | 0 | 0 | 0 | 0 | 0 | 0 | 0 | 0 | 0 | 0 | 0 | 0 | 0 | 0 | 0 | 0 | 0 | 0 | 0 | 0 | 0 | 0 | 0 | 0 | 0 | 0 | 0 | 0 | 0 | 0
Transportation Pollutant Emissions Disaggregated[rail,SOx,passenger,heavy or residual fuel oil tf] | NoSettings | 0 | 0 | 0 | 0 | 0 | 0 | 0 | 0 | 0 | 0 | 0 | 0 | 0 | 0 | 0 | 0 | 0 | 0 | 0 | 0 | 0 | 0 | 0 | 0 | 0 | 0 | 0 | 0 | 0 | 0 | 0
Transportation Pollutant Emissions Disaggregated[rail,SOx,passenger,LPG propane or butane tf] | NoSettings | 0 | 0 | 0 | 0 | 0 | 0 | 0 | 0 | 0 | 0 | 0 | 0 | 0 | 0 | 0 | 0 | 0 | 0 | 0 | 0 | 0 | 0 | 0 | 0 | 0 | 0 | 0 | 0 | 0 | 0 | 0
Transportation Pollutant Emissions Disaggregated[rail,SOx,passenger,hydrogen tf] | NoSettings | 0 | 0 | 0 | 0 | 0 | 0 | 0 | 0 | 0 | 0 | 0 | 0 | 0 | 0 | 0 | 0 | 0 | 0 | 0 | 0 | 0 | 0 | 0 | 0 | 0 | 0 | 0 | 0 | 0 | 0 | 0
Transportation Pollutant Emissions Disaggregated[rail,SOx,freight,electricity tf] | NoSettings | 0 | 0 | 0 | 0 | 0 | 0 | 0 | 0 | 0 | 0 | 0 | 0 | 0 | 0 | 0 | 0 | 0 | 0 | 0 | 0 | 0 | 0 | 0 | 0 | 0 | 0 | 0 | 0 | 0 | 0 | 0
Transportation Pollutant Emissions Disaggregated[rail,SOx,freight,natural gas tf] | NoSettings | 0 | 0 | 0 | 0 | 0 | 0 | 0 | 0 | 0 | 0 | 0 | 0 | 0 | 0 | 0 | 0 | 0 | 0 | 0 | 0 | 0 | 0 | 0 | 0 | 0 | 0 | 0 | 0 | 0 | 0 | 0
Transportation Pollutant Emissions Disaggregated[rail,SOx,freight,petroleum gasoline tf] | NoSettings | 0 | 0 | 0 | 0 | 0 | 0 | 0 | 0 | 0 | 0 | 0 | 0 | 0 | 0 | 0 | 0 | 0 | 0 | 0 | 0 | 0 | 0 | 0 | 0 | 0 | 0 | 0 | 0 | 0 | 0 | 0
Transportation Pollutant Emissions Disaggregated[rail,SOx,freight,petroleum diesel tf] | NoSettings | 10783600 | 10934000 | 11194100 | 11353600 | 11510800 | 11769600 | 11921200 | 12170900 | 12421200 | 12568000 | 12813500 | 13059200 | 13306700 | 13455000 | 13705700 | 13959900 | 14317800 | 14578900 | 14850300 | 15125500 | 15506000 | 15790600 | 16177200 | 16469700 | 16864000 | 17262300 | 17565100 | 17969800 | 18376200 | 18884400 | 19203300
Transportation Pollutant Emissions Disaggregated[rail,SOx,freight,biofuel gasoline tf] | NoSettings | 0 | 0 | 0 | 0 | 0 | 0 | 0 | 0 | 0 | 0 | 0 | 0 | 0 | 0 | 0 | 0 | 0 | 0 | 0 | 0 | 0 | 0 | 0 | 0 | 0 | 0 | 0 | 0 | 0 | 0 | 0
Transportation Pollutant Emissions Disaggregated[rail,SOx,freight,biofuel diesel tf] | NoSettings | 0 | 0 | 0 | 0 | 0 | 0 | 0 | 0 | 0 | 0 | 0 | 0 | 0 | 0 | 0 | 0 | 0 | 0 | 0 | 0 | 0 | 0 | 0 | 0 | 0 | 0 | 0 | 0 | 0 | 0 | 0
Transportation Pollutant Emissions Disaggregated[rail,SOx,freight,jet fuel tf] | NoSettings | 0 | 0 | 0 | 0 | 0 | 0 | 0 | 0 | 0 | 0 | 0 | 0 | 0 | 0 | 0 | 0 | 0 | 0 | 0 | 0 | 0 | 0 | 0 | 0 | 0 | 0 | 0 | 0 | 0 | 0 | 0
Transportation Pollutant Emissions Disaggregated[rail,SOx,freight,heavy or residual fuel oil tf] | NoSettings | 0 | 0 | 0 | 0 | 0 | 0 | 0 | 0 | 0 | 0 | 0 | 0 | 0 | 0 | 0 | 0 | 0 | 0 | 0 | 0 | 0 | 0 | 0 | 0 | 0 | 0 | 0 | 0 | 0 | 0 | 0
Transportation Pollutant Emissions Disaggregated[rail,SOx,freight,LPG propane or butane tf] | NoSettings | 0 | 0 | 0 | 0 | 0 | 0 | 0 | 0 | 0 | 0 | 0 | 0 | 0 | 0 | 0 | 0 | 0 | 0 | 0 | 0 | 0 | 0 | 0 | 0 | 0 | 0 | 0 | 0 | 0 | 0 | 0
Transportation Pollutant Emissions Disaggregated[rail,SOx,freight,hydrogen tf] | NoSettings | 0 | 0 | 0 | 0 | 0 | 0 | 0 | 0 | 0 | 0 | 0 | 0 | 0 | 0 | 0 | 0 | 0 | 0 | 0 | 0 | 0 | 0 | 0 | 0 | 0 | 0 | 0 | 0 | 0 | 0 | 0
Transportation Pollutant Emissions Disaggregated[rail,BC,passenger,electricity tf] | NoSettings | 0 | 0 | 0 | 0 | 0 | 0 | 0 | 0 | 0 | 0 | 0 | 0 | 0 | 0 | 0 | 0 | 0 | 0 | 0 | 0 | 0 | 0 | 0 | 0 | 0 | 0 | 0 | 0 | 0 | 0 | 0
Transportation Pollutant Emissions Disaggregated[rail,BC,passenger,natural gas tf] | NoSettings | 0 | 0 | 0 | 0 | 0 | 0 | 0 | 0 | 0 | 0 | 0 | 0 | 0 | 0 | 0 | 0 | 0 | 0 | 0 | 0 | 0 | 0 | 0 | 0 | 0 | 0 | 0 | 0 | 0 | 0 | 0
Transportation Pollutant Emissions Disaggregated[rail,BC,passenger,petroleum gasoline tf] | NoSettings | 0 | 0 | 0 | 0 | 0 | 0 | 0 | 0 | 0 | 0 | 0 | 0 | 0 | 0 | 0 | 0 | 0 | 0 | 0 | 0 | 0 | 0 | 0 | 0 | 0 | 0 | 0 | 0 | 0 | 0 | 0
Transportation Pollutant Emissions Disaggregated[rail,BC,passenger,petroleum diesel tf] | NoSettings | 1413070 | 1389450 | 1360860 | 1336500 | 1311600 | 1286040 | 1259740 | 1232810 | 1205770 | 1178470 | 1154670 | 1130830 | 1107250 | 1084110 | 1061480 | 1045190 | 1029150 | 1013310 | 997724 | 982319 | 967154 | 952110 | 937690 | 925113 | 913096 | 901297 | 889645 | 878516 | 872207 | 866498 | 860109
Transportation Pollutant Emissions Disaggregated[rail,BC,passenger,biofuel gasoline tf] | NoSettings | 0 | 0 | 0 | 0 | 0 | 0 | 0 | 0 | 0 | 0 | 0 | 0 | 0 | 0 | 0 | 0 | 0 | 0 | 0 | 0 | 0 | 0 | 0 | 0 | 0 | 0 | 0 | 0 | 0 | 0 | 0
Transportation Pollutant Emissions Disaggregated[rail,BC,passenger,biofuel diesel tf] | NoSettings | 0 | 0 | 0 | 0 | 0 | 0 | 0 | 0 | 0 | 0 | 0 | 0 | 0 | 0 | 0 | 0 | 0 | 0 | 0 | 0 | 0 | 0 | 0 | 0 | 0 | 0 | 0 | 0 | 0 | 0 | 0
Transportation Pollutant Emissions Disaggregated[rail,BC,passenger,jet fuel tf] | NoSettings | 0 | 0 | 0 | 0 | 0 | 0 | 0 | 0 | 0 | 0 | 0 | 0 | 0 | 0 | 0 | 0 | 0 | 0 | 0 | 0 | 0 | 0 | 0 | 0 | 0 | 0 | 0 | 0 | 0 | 0 | 0
Transportation Pollutant Emissions Disaggregated[rail,BC,passenger,heavy or residual fuel oil tf] | NoSettings | 0 | 0 | 0 | 0 | 0 | 0 | 0 | 0 | 0 | 0 | 0 | 0 | 0 | 0 | 0 | 0 | 0 | 0 | 0 | 0 | 0 | 0 | 0 | 0 | 0 | 0 | 0 | 0 | 0 | 0 | 0
Transportation Pollutant Emissions Disaggregated[rail,BC,passenger,LPG propane or butane tf] | NoSettings | 0 | 0 | 0 | 0 | 0 | 0 | 0 | 0 | 0 | 0 | 0 | 0 | 0 | 0 | 0 | 0 | 0 | 0 | 0 | 0 | 0 | 0 | 0 | 0 | 0 | 0 | 0 | 0 | 0 | 0 | 0
Transportation Pollutant Emissions Disaggregated[rail,BC,passenger,hydrogen tf] | NoSettings | 0 | 0 | 0 | 0 | 0 | 0 | 0 | 0 | 0 | 0 | 0 | 0 | 0 | 0 | 0 | 0 | 0 | 0 | 0 | 0 | 0 | 0 | 0 | 0 | 0 | 0 | 0 | 0 | 0 | 0 | 0
Transportation Pollutant Emissions Disaggregated[rail,BC,freight,electricity tf] | NoSettings | 0 | 0 | 0 | 0 | 0 | 0 | 0 | 0 | 0 | 0 | 0 | 0 | 0 | 0 | 0 | 0 | 0 | 0 | 0 | 0 | 0 | 0 | 0 | 0 | 0 | 0 | 0 | 0 | 0 | 0 | 0
Transportation Pollutant Emissions Disaggregated[rail,BC,freight,natural gas tf] | NoSettings | 0 | 0 | 0 | 0 | 0 | 0 | 0 | 0 | 0 | 0 | 0 | 0 | 0 | 0 | 0 | 0 | 0 | 0 | 0 | 0 | 0 | 0 | 0 | 0 | 0 | 0 | 0 | 0 | 0 | 0 | 0
Transportation Pollutant Emissions Disaggregated[rail,BC,freight,petroleum gasoline tf] | NoSettings | 0 | 0 | 0 | 0 | 0 | 0 | 0 | 0 | 0 | 0 | 0 | 0 | 0 | 0 | 0 | 0 | 0 | 0 | 0 | 0 | 0 | 0 | 0 | 0 | 0 | 0 | 0 | 0 | 0 | 0 | 0
Transportation Pollutant Emissions Disaggregated[rail,BC,freight,petroleum diesel tf] | NoSettings | 46984000 | 47639600 | 48772900 | 49467800 | 50152500 | 51280000 | 51940700 | 53028800 | 54119000 | 54758800 | 55828200 | 56899100 | 57977400 | 58623300 | 59715900 | 60823200 | 62382600 | 63520500 | 64702700 | 65901700 | 67559600 | 68799700 | 70484200 | 71758400 | 73476700 | 75211800 | 76531300 | 78294500 | 80065000 | 82279400 | 83668900
Transportation Pollutant Emissions Disaggregated[rail,BC,freight,biofuel gasoline tf] | NoSettings | 0 | 0 | 0 | 0 | 0 | 0 | 0 | 0 | 0 | 0 | 0 | 0 | 0 | 0 | 0 | 0 | 0 | 0 | 0 | 0 | 0 | 0 | 0 | 0 | 0 | 0 | 0 | 0 | 0 | 0 | 0
Transportation Pollutant Emissions Disaggregated[rail,BC,freight,biofuel diesel tf] | NoSettings | 0 | 0 | 0 | 0 | 0 | 0 | 0 | 0 | 0 | 0 | 0 | 0 | 0 | 0 | 0 | 0 | 0 | 0 | 0 | 0 | 0 | 0 | 0 | 0 | 0 | 0 | 0 | 0 | 0 | 0 | 0
Transportation Pollutant Emissions Disaggregated[rail,BC,freight,jet fuel tf] | NoSettings | 0 | 0 | 0 | 0 | 0 | 0 | 0 | 0 | 0 | 0 | 0 | 0 | 0 | 0 | 0 | 0 | 0 | 0 | 0 | 0 | 0 | 0 | 0 | 0 | 0 | 0 | 0 | 0 | 0 | 0 | 0
Transportation Pollutant Emissions Disaggregated[rail,BC,freight,heavy or residual fuel oil tf] | NoSettings | 0 | 0 | 0 | 0 | 0 | 0 | 0 | 0 | 0 | 0 | 0 | 0 | 0 | 0 | 0 | 0 | 0 | 0 | 0 | 0 | 0 | 0 | 0 | 0 | 0 | 0 | 0 | 0 | 0 | 0 | 0
Transportation Pollutant Emissions Disaggregated[rail,BC,freight,LPG propane or butane tf] | NoSettings | 0 | 0 | 0 | 0 | 0 | 0 | 0 | 0 | 0 | 0 | 0 | 0 | 0 | 0 | 0 | 0 | 0 | 0 | 0 | 0 | 0 | 0 | 0 | 0 | 0 | 0 | 0 | 0 | 0 | 0 | 0
Transportation Pollutant Emissions Disaggregated[rail,BC,freight,hydrogen tf] | NoSettings | 0 | 0 | 0 | 0 | 0 | 0 | 0 | 0 | 0 | 0 | 0 | 0 | 0 | 0 | 0 | 0 | 0 | 0 | 0 | 0 | 0 | 0 | 0 | 0 | 0 | 0 | 0 | 0 | 0 | 0 | 0
Transportation Pollutant Emissions Disaggregated[rail,OC,passenger,electricity tf] | NoSettings | 0 | 0 | 0 | 0 | 0 | 0 | 0 | 0 | 0 | 0 | 0 | 0 | 0 | 0 | 0 | 0 | 0 | 0 | 0 | 0 | 0 | 0 | 0 | 0 | 0 | 0 | 0 | 0 | 0 | 0 | 0
Transportation Pollutant Emissions Disaggregated[rail,OC,passenger,natural gas tf] | NoSettings | 0 | 0 | 0 | 0 | 0 | 0 | 0 | 0 | 0 | 0 | 0 | 0 | 0 | 0 | 0 | 0 | 0 | 0 | 0 | 0 | 0 | 0 | 0 | 0 | 0 | 0 | 0 | 0 | 0 | 0 | 0
Transportation Pollutant Emissions Disaggregated[rail,OC,passenger,petroleum gasoline tf] | NoSettings | 0 | 0 | 0 | 0 | 0 | 0 | 0 | 0 | 0 | 0 | 0 | 0 | 0 | 0 | 0 | 0 | 0 | 0 | 0 | 0 | 0 | 0 | 0 | 0 | 0 | 0 | 0 | 0 | 0 | 0 | 0
Transportation Pollutant Emissions Disaggregated[rail,OC,passenger,petroleum diesel tf] | NoSettings | 14906700 | 14657500 | 14355900 | 14098900 | 13836200 | 13566600 | 13289200 | 13005100 | 12719800 | 12431800 | 12180700 | 11929300 | 11680500 | 11436400 | 11197700 | 11025800 | 10856700 | 10689600 | 10525100 | 10362600 | 10202600 | 10043900 | 9891800 | 9759130 | 9632360 | 9507890 | 9384970 | 9267570 | 9201020 | 9140790 | 9073390
Transportation Pollutant Emissions Disaggregated[rail,OC,passenger,biofuel gasoline tf] | NoSettings | 0 | 0 | 0 | 0 | 0 | 0 | 0 | 0 | 0 | 0 | 0 | 0 | 0 | 0 | 0 | 0 | 0 | 0 | 0 | 0 | 0 | 0 | 0 | 0 | 0 | 0 | 0 | 0 | 0 | 0 | 0
Transportation Pollutant Emissions Disaggregated[rail,OC,passenger,biofuel diesel tf] | NoSettings | 0 | 0 | 0 | 0 | 0 | 0 | 0 | 0 | 0 | 0 | 0 | 0 | 0 | 0 | 0 | 0 | 0 | 0 | 0 | 0 | 0 | 0 | 0 | 0 | 0 | 0 | 0 | 0 | 0 | 0 | 0
Transportation Pollutant Emissions Disaggregated[rail,OC,passenger,jet fuel tf] | NoSettings | 0 | 0 | 0 | 0 | 0 | 0 | 0 | 0 | 0 | 0 | 0 | 0 | 0 | 0 | 0 | 0 | 0 | 0 | 0 | 0 | 0 | 0 | 0 | 0 | 0 | 0 | 0 | 0 | 0 | 0 | 0
Transportation Pollutant Emissions Disaggregated[rail,OC,passenger,heavy or residual fuel oil tf] | NoSettings | 0 | 0 | 0 | 0 | 0 | 0 | 0 | 0 | 0 | 0 | 0 | 0 | 0 | 0 | 0 | 0 | 0 | 0 | 0 | 0 | 0 | 0 | 0 | 0 | 0 | 0 | 0 | 0 | 0 | 0 | 0
Transportation Pollutant Emissions Disaggregated[rail,OC,passenger,LPG propane or butane tf] | NoSettings | 0 | 0 | 0 | 0 | 0 | 0 | 0 | 0 | 0 | 0 | 0 | 0 | 0 | 0 | 0 | 0 | 0 | 0 | 0 | 0 | 0 | 0 | 0 | 0 | 0 | 0 | 0 | 0 | 0 | 0 | 0
Transportation Pollutant Emissions Disaggregated[rail,OC,passenger,hydrogen tf] | NoSettings | 0 | 0 | 0 | 0 | 0 | 0 | 0 | 0 | 0 | 0 | 0 | 0 | 0 | 0 | 0 | 0 | 0 | 0 | 0 | 0 | 0 | 0 | 0 | 0 | 0 | 0 | 0 | 0 | 0 | 0 | 0
Transportation Pollutant Emissions Disaggregated[rail,OC,freight,electricity tf] | NoSettings | 0 | 0 | 0 | 0 | 0 | 0 | 0 | 0 | 0 | 0 | 0 | 0 | 0 | 0 | 0 | 0 | 0 | 0 | 0 | 0 | 0 | 0 | 0 | 0 | 0 | 0 | 0 | 0 | 0 | 0 | 0
Transportation Pollutant Emissions Disaggregated[rail,OC,freight,natural gas tf] | NoSettings | 0 | 0 | 0 | 0 | 0 | 0 | 0 | 0 | 0 | 0 | 0 | 0 | 0 | 0 | 0 | 0 | 0 | 0 | 0 | 0 | 0 | 0 | 0 | 0 | 0 | 0 | 0 | 0 | 0 | 0 | 0
Transportation Pollutant Emissions Disaggregated[rail,OC,freight,petroleum gasoline tf] | NoSettings | 0 | 0 | 0 | 0 | 0 | 0 | 0 | 0 | 0 | 0 | 0 | 0 | 0 | 0 | 0 | 0 | 0 | 0 | 0 | 0 | 0 | 0 | 0 | 0 | 0 | 0 | 0 | 0 | 0 | 0 | 0
Transportation Pollutant Emissions Disaggregated[rail,OC,freight,petroleum diesel tf] | NoSettings | 495640000 | 502555000 | 514511000 | 521842000 | 529065000 | 540959000 | 547929000 | 559407000 | 570908000 | 577657000 | 588939000 | 600235000 | 611610000 | 618424000 | 629950000 | 641632000 | 658082000 | 670085000 | 682556000 | 695205000 | 712694000 | 725776000 | 743546000 | 756988000 | 775114000 | 793418000 | 807338000 | 825938000 | 844615000 | 867975000 | 882633000
Transportation Pollutant Emissions Disaggregated[rail,OC,freight,biofuel gasoline tf] | NoSettings | 0 | 0 | 0 | 0 | 0 | 0 | 0 | 0 | 0 | 0 | 0 | 0 | 0 | 0 | 0 | 0 | 0 | 0 | 0 | 0 | 0 | 0 | 0 | 0 | 0 | 0 | 0 | 0 | 0 | 0 | 0
Transportation Pollutant Emissions Disaggregated[rail,OC,freight,biofuel diesel tf] | NoSettings | 0 | 0 | 0 | 0 | 0 | 0 | 0 | 0 | 0 | 0 | 0 | 0 | 0 | 0 | 0 | 0 | 0 | 0 | 0 | 0 | 0 | 0 | 0 | 0 | 0 | 0 | 0 | 0 | 0 | 0 | 0
Transportation Pollutant Emissions Disaggregated[rail,OC,freight,jet fuel tf] | NoSettings | 0 | 0 | 0 | 0 | 0 | 0 | 0 | 0 | 0 | 0 | 0 | 0 | 0 | 0 | 0 | 0 | 0 | 0 | 0 | 0 | 0 | 0 | 0 | 0 | 0 | 0 | 0 | 0 | 0 | 0 | 0
Transportation Pollutant Emissions Disaggregated[rail,OC,freight,heavy or residual fuel oil tf] | NoSettings | 0 | 0 | 0 | 0 | 0 | 0 | 0 | 0 | 0 | 0 | 0 | 0 | 0 | 0 | 0 | 0 | 0 | 0 | 0 | 0 | 0 | 0 | 0 | 0 | 0 | 0 | 0 | 0 | 0 | 0 | 0
Transportation Pollutant Emissions Disaggregated[rail,OC,freight,LPG propane or butane tf] | NoSettings | 0 | 0 | 0 | 0 | 0 | 0 | 0 | 0 | 0 | 0 | 0 | 0 | 0 | 0 | 0 | 0 | 0 | 0 | 0 | 0 | 0 | 0 | 0 | 0 | 0 | 0 | 0 | 0 | 0 | 0 | 0
Transportation Pollutant Emissions Disaggregated[rail,OC,freight,hydrogen tf] | NoSettings | 0 | 0 | 0 | 0 | 0 | 0 | 0 | 0 | 0 | 0 | 0 | 0 | 0 | 0 | 0 | 0 | 0 | 0 | 0 | 0 | 0 | 0 | 0 | 0 | 0 | 0 | 0 | 0 | 0 | 0 | 0
Transportation Pollutant Emissions Disaggregated[rail,CH4,passenger,electricity tf] | NoSettings | 0 | 0 | 0 | 0 | 0 | 0 | 0 | 0 | 0 | 0 | 0 | 0 | 0 | 0 | 0 | 0 | 0 | 0 | 0 | 0 | 0 | 0 | 0 | 0 | 0 | 0 | 0 | 0 | 0 | 0 | 0
Transportation Pollutant Emissions Disaggregated[rail,CH4,passenger,natural gas tf] | NoSettings | 0 | 0 | 0 | 0 | 0 | 0 | 0 | 0 | 0 | 0 | 0 | 0 | 0 | 0 | 0 | 0 | 0 | 0 | 0 | 0 | 0 | 0 | 0 | 0 | 0 | 0 | 0 | 0 | 0 | 0 | 0
Transportation Pollutant Emissions Disaggregated[rail,CH4,passenger,petroleum gasoline tf] | NoSettings | 0 | 0 | 0 | 0 | 0 | 0 | 0 | 0 | 0 | 0 | 0 | 0 | 0 | 0 | 0 | 0 | 0 | 0 | 0 | 0 | 0 | 0 | 0 | 0 | 0 | 0 | 0 | 0 | 0 | 0 | 0
Transportation Pollutant Emissions Disaggregated[rail,CH4,passenger,petroleum diesel tf] | NoSettings | 1919070 | 1886990 | 1848160 | 1815070 | 1781260 | 1746550 | 1710830 | 1674260 | 1637530 | 1600450 | 1568130 | 1535760 | 1503730 | 1472310 | 1441570 | 1419450 | 1397670 | 1376160 | 1354990 | 1334070 | 1313470 | 1293040 | 1273460 | 1256380 | 1240060 | 1224030 | 1208210 | 1193100 | 1184530 | 1176770 | 1168100
Transportation Pollutant Emissions Disaggregated[rail,CH4,passenger,biofuel gasoline tf] | NoSettings | 0 | 0 | 0 | 0 | 0 | 0 | 0 | 0 | 0 | 0 | 0 | 0 | 0 | 0 | 0 | 0 | 0 | 0 | 0 | 0 | 0 | 0 | 0 | 0 | 0 | 0 | 0 | 0 | 0 | 0 | 0
Transportation Pollutant Emissions Disaggregated[rail,CH4,passenger,biofuel diesel tf] | NoSettings | 0 | 0 | 0 | 0 | 0 | 0 | 0 | 0 | 0 | 0 | 0 | 0 | 0 | 0 | 0 | 0 | 0 | 0 | 0 | 0 | 0 | 0 | 0 | 0 | 0 | 0 | 0 | 0 | 0 | 0 | 0
Transportation Pollutant Emissions Disaggregated[rail,CH4,passenger,jet fuel tf] | NoSettings | 0 | 0 | 0 | 0 | 0 | 0 | 0 | 0 | 0 | 0 | 0 | 0 | 0 | 0 | 0 | 0 | 0 | 0 | 0 | 0 | 0 | 0 | 0 | 0 | 0 | 0 | 0 | 0 | 0 | 0 | 0
Transportation Pollutant Emissions Disaggregated[rail,CH4,passenger,heavy or residual fuel oil tf] | NoSettings | 0 | 0 | 0 | 0 | 0 | 0 | 0 | 0 | 0 | 0 | 0 | 0 | 0 | 0 | 0 | 0 | 0 | 0 | 0 | 0 | 0 | 0 | 0 | 0 | 0 | 0 | 0 | 0 | 0 | 0 | 0
Transportation Pollutant Emissions Disaggregated[rail,CH4,passenger,LPG propane or butane tf] | NoSettings | 0 | 0 | 0 | 0 | 0 | 0 | 0 | 0 | 0 | 0 | 0 | 0 | 0 | 0 | 0 | 0 | 0 | 0 | 0 | 0 | 0 | 0 | 0 | 0 | 0 | 0 | 0 | 0 | 0 | 0 | 0
Transportation Pollutant Emissions Disaggregated[rail,CH4,passenger,hydrogen tf] | NoSettings | 0 | 0 | 0 | 0 | 0 | 0 | 0 | 0 | 0 | 0 | 0 | 0 | 0 | 0 | 0 | 0 | 0 | 0 | 0 | 0 | 0 | 0 | 0 | 0 | 0 | 0 | 0 | 0 | 0 | 0 | 0
Transportation Pollutant Emissions Disaggregated[rail,CH4,freight,electricity tf] | NoSettings | 0 | 0 | 0 | 0 | 0 | 0 | 0 | 0 | 0 | 0 | 0 | 0 | 0 | 0 | 0 | 0 | 0 | 0 | 0 | 0 | 0 | 0 | 0 | 0 | 0 | 0 | 0 | 0 | 0 | 0 | 0
Transportation Pollutant Emissions Disaggregated[rail,CH4,freight,natural gas tf] | NoSettings | 0 | 0 | 0 | 0 | 0 | 0 | 0 | 0 | 0 | 0 | 0 | 0 | 0 | 0 | 0 | 0 | 0 | 0 | 0 | 0 | 0 | 0 | 0 | 0 | 0 | 0 | 0 | 0 | 0 | 0 | 0
Transportation Pollutant Emissions Disaggregated[rail,CH4,freight,petroleum gasoline tf] | NoSettings | 0 | 0 | 0 | 0 | 0 | 0 | 0 | 0 | 0 | 0 | 0 | 0 | 0 | 0 | 0 | 0 | 0 | 0 | 0 | 0 | 0 | 0 | 0 | 0 | 0 | 0 | 0 | 0 | 0 | 0 | 0
Transportation Pollutant Emissions Disaggregated[rail,CH4,freight,petroleum diesel tf] | NoSettings | 63808100 | 64698400 | 66237500 | 67181300 | 68111100 | 69642400 | 70539700 | 72017400 | 73498000 | 74366800 | 75819200 | 77273600 | 78737900 | 79615100 | 81098900 | 82602900 | 84720700 | 86265900 | 87871400 | 89499900 | 91751400 | 93435600 | 95723200 | 97453700 | 99787300 | 102144000 | 103936000 | 106330000 | 108735000 | 111742000 | 113629000
Transportation Pollutant Emissions Disaggregated[rail,CH4,freight,biofuel gasoline tf] | NoSettings | 0 | 0 | 0 | 0 | 0 | 0 | 0 | 0 | 0 | 0 | 0 | 0 | 0 | 0 | 0 | 0 | 0 | 0 | 0 | 0 | 0 | 0 | 0 | 0 | 0 | 0 | 0 | 0 | 0 | 0 | 0
Transportation Pollutant Emissions Disaggregated[rail,CH4,freight,biofuel diesel tf] | NoSettings | 0 | 0 | 0 | 0 | 0 | 0 | 0 | 0 | 0 | 0 | 0 | 0 | 0 | 0 | 0 | 0 | 0 | 0 | 0 | 0 | 0 | 0 | 0 | 0 | 0 | 0 | 0 | 0 | 0 | 0 | 0
Transportation Pollutant Emissions Disaggregated[rail,CH4,freight,jet fuel tf] | NoSettings | 0 | 0 | 0 | 0 | 0 | 0 | 0 | 0 | 0 | 0 | 0 | 0 | 0 | 0 | 0 | 0 | 0 | 0 | 0 | 0 | 0 | 0 | 0 | 0 | 0 | 0 | 0 | 0 | 0 | 0 | 0
Transportation Pollutant Emissions Disaggregated[rail,CH4,freight,heavy or residual fuel oil tf] | NoSettings | 0 | 0 | 0 | 0 | 0 | 0 | 0 | 0 | 0 | 0 | 0 | 0 | 0 | 0 | 0 | 0 | 0 | 0 | 0 | 0 | 0 | 0 | 0 | 0 | 0 | 0 | 0 | 0 | 0 | 0 | 0
Transportation Pollutant Emissions Disaggregated[rail,CH4,freight,LPG propane or butane tf] | NoSettings | 0 | 0 | 0 | 0 | 0 | 0 | 0 | 0 | 0 | 0 | 0 | 0 | 0 | 0 | 0 | 0 | 0 | 0 | 0 | 0 | 0 | 0 | 0 | 0 | 0 | 0 | 0 | 0 | 0 | 0 | 0
Transportation Pollutant Emissions Disaggregated[rail,CH4,freight,hydrogen tf] | NoSettings | 0 | 0 | 0 | 0 | 0 | 0 | 0 | 0 | 0 | 0 | 0 | 0 | 0 | 0 | 0 | 0 | 0 | 0 | 0 | 0 | 0 | 0 | 0 | 0 | 0 | 0 | 0 | 0 | 0 | 0 | 0
Transportation Pollutant Emissions Disaggregated[rail,N2O,passenger,electricity tf] | NoSettings | 0 | 0 | 0 | 0 | 0 | 0 | 0 | 0 | 0 | 0 | 0 | 0 | 0 | 0 | 0 | 0 | 0 | 0 | 0 | 0 | 0 | 0 | 0 | 0 | 0 | 0 | 0 | 0 | 0 | 0 | 0
Transportation Pollutant Emissions Disaggregated[rail,N2O,passenger,natural gas tf] | NoSettings | 0 | 0 | 0 | 0 | 0 | 0 | 0 | 0 | 0 | 0 | 0 | 0 | 0 | 0 | 0 | 0 | 0 | 0 | 0 | 0 | 0 | 0 | 0 | 0 | 0 | 0 | 0 | 0 | 0 | 0 | 0
Transportation Pollutant Emissions Disaggregated[rail,N2O,passenger,petroleum gasoline tf] | NoSettings | 0 | 0 | 0 | 0 | 0 | 0 | 0 | 0 | 0 | 0 | 0 | 0 | 0 | 0 | 0 | 0 | 0 | 0 | 0 | 0 | 0 | 0 | 0 | 0 | 0 | 0 | 0 | 0 | 0 | 0 | 0
Transportation Pollutant Emissions Disaggregated[rail,N2O,passenger,petroleum diesel tf] | NoSettings | 383813 | 377397 | 369632 | 363014 | 356252 | 349309 | 342167 | 334852 | 327506 | 320091 | 313626 | 307152 | 300746 | 294463 | 288315 | 283889 | 279535 | 275232 | 270998 | 266814 | 262695 | 258608 | 254692 | 251276 | 248012 | 244807 | 241642 | 238619 | 236906 | 235355 | 233619
Transportation Pollutant Emissions Disaggregated[rail,N2O,passenger,biofuel gasoline tf] | NoSettings | 0 | 0 | 0 | 0 | 0 | 0 | 0 | 0 | 0 | 0 | 0 | 0 | 0 | 0 | 0 | 0 | 0 | 0 | 0 | 0 | 0 | 0 | 0 | 0 | 0 | 0 | 0 | 0 | 0 | 0 | 0
Transportation Pollutant Emissions Disaggregated[rail,N2O,passenger,biofuel diesel tf] | NoSettings | 0 | 0 | 0 | 0 | 0 | 0 | 0 | 0 | 0 | 0 | 0 | 0 | 0 | 0 | 0 | 0 | 0 | 0 | 0 | 0 | 0 | 0 | 0 | 0 | 0 | 0 | 0 | 0 | 0 | 0 | 0
Transportation Pollutant Emissions Disaggregated[rail,N2O,passenger,jet fuel tf] | NoSettings | 0 | 0 | 0 | 0 | 0 | 0 | 0 | 0 | 0 | 0 | 0 | 0 | 0 | 0 | 0 | 0 | 0 | 0 | 0 | 0 | 0 | 0 | 0 | 0 | 0 | 0 | 0 | 0 | 0 | 0 | 0
Transportation Pollutant Emissions Disaggregated[rail,N2O,passenger,heavy or residual fuel oil tf] | NoSettings | 0 | 0 | 0 | 0 | 0 | 0 | 0 | 0 | 0 | 0 | 0 | 0 | 0 | 0 | 0 | 0 | 0 | 0 | 0 | 0 | 0 | 0 | 0 | 0 | 0 | 0 | 0 | 0 | 0 | 0 | 0
Transportation Pollutant Emissions Disaggregated[rail,N2O,passenger,LPG propane or butane tf] | NoSettings | 0 | 0 | 0 | 0 | 0 | 0 | 0 | 0 | 0 | 0 | 0 | 0 | 0 | 0 | 0 | 0 | 0 | 0 | 0 | 0 | 0 | 0 | 0 | 0 | 0 | 0 | 0 | 0 | 0 | 0 | 0
Transportation Pollutant Emissions Disaggregated[rail,N2O,passenger,hydrogen tf] | NoSettings | 0 | 0 | 0 | 0 | 0 | 0 | 0 | 0 | 0 | 0 | 0 | 0 | 0 | 0 | 0 | 0 | 0 | 0 | 0 | 0 | 0 | 0 | 0 | 0 | 0 | 0 | 0 | 0 | 0 | 0 | 0
Transportation Pollutant Emissions Disaggregated[rail,N2O,freight,electricity tf] | NoSettings | 0 | 0 | 0 | 0 | 0 | 0 | 0 | 0 | 0 | 0 | 0 | 0 | 0 | 0 | 0 | 0 | 0 | 0 | 0 | 0 | 0 | 0 | 0 | 0 | 0 | 0 | 0 | 0 | 0 | 0 | 0
Transportation Pollutant Emissions Disaggregated[rail,N2O,freight,natural gas tf] | NoSettings | 0 | 0 | 0 | 0 | 0 | 0 | 0 | 0 | 0 | 0 | 0 | 0 | 0 | 0 | 0 | 0 | 0 | 0 | 0 | 0 | 0 | 0 | 0 | 0 | 0 | 0 | 0 | 0 | 0 | 0 | 0
Transportation Pollutant Emissions Disaggregated[rail,N2O,freight,petroleum gasoline tf] | NoSettings | 0 | 0 | 0 | 0 | 0 | 0 | 0 | 0 | 0 | 0 | 0 | 0 | 0 | 0 | 0 | 0 | 0 | 0 | 0 | 0 | 0 | 0 | 0 | 0 | 0 | 0 | 0 | 0 | 0 | 0 | 0
Transportation Pollutant Emissions Disaggregated[rail,N2O,freight,petroleum diesel tf] | NoSettings | 12761600 | 12939700 | 13247500 | 13436300 | 13622200 | 13928500 | 14107900 | 14403500 | 14699600 | 14873400 | 15163800 | 15454700 | 15747600 | 15923000 | 16219800 | 16520600 | 16944100 | 17253200 | 17574300 | 17900000 | 18350300 | 18687100 | 19144600 | 19490700 | 19957500 | 20428700 | 20787100 | 21266000 | 21746900 | 22348400 | 22725800
Transportation Pollutant Emissions Disaggregated[rail,N2O,freight,biofuel gasoline tf] | NoSettings | 0 | 0 | 0 | 0 | 0 | 0 | 0 | 0 | 0 | 0 | 0 | 0 | 0 | 0 | 0 | 0 | 0 | 0 | 0 | 0 | 0 | 0 | 0 | 0 | 0 | 0 | 0 | 0 | 0 | 0 | 0
Transportation Pollutant Emissions Disaggregated[rail,N2O,freight,biofuel diesel tf] | NoSettings | 0 | 0 | 0 | 0 | 0 | 0 | 0 | 0 | 0 | 0 | 0 | 0 | 0 | 0 | 0 | 0 | 0 | 0 | 0 | 0 | 0 | 0 | 0 | 0 | 0 | 0 | 0 | 0 | 0 | 0 | 0
Transportation Pollutant Emissions Disaggregated[rail,N2O,freight,jet fuel tf] | NoSettings | 0 | 0 | 0 | 0 | 0 | 0 | 0 | 0 | 0 | 0 | 0 | 0 | 0 | 0 | 0 | 0 | 0 | 0 | 0 | 0 | 0 | 0 | 0 | 0 | 0 | 0 | 0 | 0 | 0 | 0 | 0
Transportation Pollutant Emissions Disaggregated[rail,N2O,freight,heavy or residual fuel oil tf] | NoSettings | 0 | 0 | 0 | 0 | 0 | 0 | 0 | 0 | 0 | 0 | 0 | 0 | 0 | 0 | 0 | 0 | 0 | 0 | 0 | 0 | 0 | 0 | 0 | 0 | 0 | 0 | 0 | 0 | 0 | 0 | 0
Transportation Pollutant Emissions Disaggregated[rail,N2O,freight,LPG propane or butane tf] | NoSettings | 0 | 0 | 0 | 0 | 0 | 0 | 0 | 0 | 0 | 0 | 0 | 0 | 0 | 0 | 0 | 0 | 0 | 0 | 0 | 0 | 0 | 0 | 0 | 0 | 0 | 0 | 0 | 0 | 0 | 0 | 0
Transportation Pollutant Emissions Disaggregated[rail,N2O,freight,hydrogen tf] | NoSettings | 0 | 0 | 0 | 0 | 0 | 0 | 0 | 0 | 0 | 0 | 0 | 0 | 0 | 0 | 0 | 0 | 0 | 0 | 0 | 0 | 0 | 0 | 0 | 0 | 0 | 0 | 0 | 0 | 0 | 0 | 0
Transportation Pollutant Emissions Disaggregated[rail,F gases,passenger,electricity tf] | NoSettings | 0 | 0 | 0 | 0 | 0 | 0 | 0 | 0 | 0 | 0 | 0 | 0 | 0 | 0 | 0 | 0 | 0 | 0 | 0 | 0 | 0 | 0 | 0 | 0 | 0 | 0 | 0 | 0 | 0 | 0 | 0
Transportation Pollutant Emissions Disaggregated[rail,F gases,passenger,natural gas tf] | NoSettings | 0 | 0 | 0 | 0 | 0 | 0 | 0 | 0 | 0 | 0 | 0 | 0 | 0 | 0 | 0 | 0 | 0 | 0 | 0 | 0 | 0 | 0 | 0 | 0 | 0 | 0 | 0 | 0 | 0 | 0 | 0
Transportation Pollutant Emissions Disaggregated[rail,F gases,passenger,petroleum gasoline tf] | NoSettings | 0 | 0 | 0 | 0 | 0 | 0 | 0 | 0 | 0 | 0 | 0 | 0 | 0 | 0 | 0 | 0 | 0 | 0 | 0 | 0 | 0 | 0 | 0 | 0 | 0 | 0 | 0 | 0 | 0 | 0 | 0
Transportation Pollutant Emissions Disaggregated[rail,F gases,passenger,petroleum diesel tf] | NoSettings | 0 | 0 | 0 | 0 | 0 | 0 | 0 | 0 | 0 | 0 | 0 | 0 | 0 | 0 | 0 | 0 | 0 | 0 | 0 | 0 | 0 | 0 | 0 | 0 | 0 | 0 | 0 | 0 | 0 | 0 | 0
Transportation Pollutant Emissions Disaggregated[rail,F gases,passenger,biofuel gasoline tf] | NoSettings | 0 | 0 | 0 | 0 | 0 | 0 | 0 | 0 | 0 | 0 | 0 | 0 | 0 | 0 | 0 | 0 | 0 | 0 | 0 | 0 | 0 | 0 | 0 | 0 | 0 | 0 | 0 | 0 | 0 | 0 | 0
Transportation Pollutant Emissions Disaggregated[rail,F gases,passenger,biofuel diesel tf] | NoSettings | 0 | 0 | 0 | 0 | 0 | 0 | 0 | 0 | 0 | 0 | 0 | 0 | 0 | 0 | 0 | 0 | 0 | 0 | 0 | 0 | 0 | 0 | 0 | 0 | 0 | 0 | 0 | 0 | 0 | 0 | 0
Transportation Pollutant Emissions Disaggregated[rail,F gases,passenger,jet fuel tf] | NoSettings | 0 | 0 | 0 | 0 | 0 | 0 | 0 | 0 | 0 | 0 | 0 | 0 | 0 | 0 | 0 | 0 | 0 | 0 | 0 | 0 | 0 | 0 | 0 | 0 | 0 | 0 | 0 | 0 | 0 | 0 | 0
Transportation Pollutant Emissions Disaggregated[rail,F gases,passenger,heavy or residual fuel oil tf] | NoSettings | 0 | 0 | 0 | 0 | 0 | 0 | 0 | 0 | 0 | 0 | 0 | 0 | 0 | 0 | 0 | 0 | 0 | 0 | 0 | 0 | 0 | 0 | 0 | 0 | 0 | 0 | 0 | 0 | 0 | 0 | 0
Transportation Pollutant Emissions Disaggregated[rail,F gases,passenger,LPG propane or butane tf] | NoSettings | 0 | 0 | 0 | 0 | 0 | 0 | 0 | 0 | 0 | 0 | 0 | 0 | 0 | 0 | 0 | 0 | 0 | 0 | 0 | 0 | 0 | 0 | 0 | 0 | 0 | 0 | 0 | 0 | 0 | 0 | 0
Transportation Pollutant Emissions Disaggregated[rail,F gases,passenger,hydrogen tf] | NoSettings | 0 | 0 | 0 | 0 | 0 | 0 | 0 | 0 | 0 | 0 | 0 | 0 | 0 | 0 | 0 | 0 | 0 | 0 | 0 | 0 | 0 | 0 | 0 | 0 | 0 | 0 | 0 | 0 | 0 | 0 | 0
Transportation Pollutant Emissions Disaggregated[rail,F gases,freight,electricity tf] | NoSettings | 0 | 0 | 0 | 0 | 0 | 0 | 0 | 0 | 0 | 0 | 0 | 0 | 0 | 0 | 0 | 0 | 0 | 0 | 0 | 0 | 0 | 0 | 0 | 0 | 0 | 0 | 0 | 0 | 0 | 0 | 0
Transportation Pollutant Emissions Disaggregated[rail,F gases,freight,natural gas tf] | NoSettings | 0 | 0 | 0 | 0 | 0 | 0 | 0 | 0 | 0 | 0 | 0 | 0 | 0 | 0 | 0 | 0 | 0 | 0 | 0 | 0 | 0 | 0 | 0 | 0 | 0 | 0 | 0 | 0 | 0 | 0 | 0
Transportation Pollutant Emissions Disaggregated[rail,F gases,freight,petroleum gasoline tf] | NoSettings | 0 | 0 | 0 | 0 | 0 | 0 | 0 | 0 | 0 | 0 | 0 | 0 | 0 | 0 | 0 | 0 | 0 | 0 | 0 | 0 | 0 | 0 | 0 | 0 | 0 | 0 | 0 | 0 | 0 | 0 | 0
Transportation Pollutant Emissions Disaggregated[rail,F gases,freight,petroleum diesel tf] | NoSettings | 0 | 0 | 0 | 0 | 0 | 0 | 0 | 0 | 0 | 0 | 0 | 0 | 0 | 0 | 0 | 0 | 0 | 0 | 0 | 0 | 0 | 0 | 0 | 0 | 0 | 0 | 0 | 0 | 0 | 0 | 0
Transportation Pollutant Emissions Disaggregated[rail,F gases,freight,biofuel gasoline tf] | NoSettings | 0 | 0 | 0 | 0 | 0 | 0 | 0 | 0 | 0 | 0 | 0 | 0 | 0 | 0 | 0 | 0 | 0 | 0 | 0 | 0 | 0 | 0 | 0 | 0 | 0 | 0 | 0 | 0 | 0 | 0 | 0
Transportation Pollutant Emissions Disaggregated[rail,F gases,freight,biofuel diesel tf] | NoSettings | 0 | 0 | 0 | 0 | 0 | 0 | 0 | 0 | 0 | 0 | 0 | 0 | 0 | 0 | 0 | 0 | 0 | 0 | 0 | 0 | 0 | 0 | 0 | 0 | 0 | 0 | 0 | 0 | 0 | 0 | 0
Transportation Pollutant Emissions Disaggregated[rail,F gases,freight,jet fuel tf] | NoSettings | 0 | 0 | 0 | 0 | 0 | 0 | 0 | 0 | 0 | 0 | 0 | 0 | 0 | 0 | 0 | 0 | 0 | 0 | 0 | 0 | 0 | 0 | 0 | 0 | 0 | 0 | 0 | 0 | 0 | 0 | 0
Transportation Pollutant Emissions Disaggregated[rail,F gases,freight,heavy or residual fuel oil tf] | NoSettings | 0 | 0 | 0 | 0 | 0 | 0 | 0 | 0 | 0 | 0 | 0 | 0 | 0 | 0 | 0 | 0 | 0 | 0 | 0 | 0 | 0 | 0 | 0 | 0 | 0 | 0 | 0 | 0 | 0 | 0 | 0
Transportation Pollutant Emissions Disaggregated[rail,F gases,freight,LPG propane or butane tf] | NoSettings | 0 | 0 | 0 | 0 | 0 | 0 | 0 | 0 | 0 | 0 | 0 | 0 | 0 | 0 | 0 | 0 | 0 | 0 | 0 | 0 | 0 | 0 | 0 | 0 | 0 | 0 | 0 | 0 | 0 | 0 | 0
Transportation Pollutant Emissions Disaggregated[rail,F gases,freight,hydrogen tf] | NoSettings | 0 | 0 | 0 | 0 | 0 | 0 | 0 | 0 | 0 | 0 | 0 | 0 | 0 | 0 | 0 | 0 | 0 | 0 | 0 | 0 | 0 | 0 | 0 | 0 | 0 | 0 | 0 | 0 | 0 | 0 | 0
Transportation Pollutant Emissions Disaggregated[ships,CO2,passenger,electricity tf] | NoSettings | 0 | 0 | 0 | 0 | 0 | 0 | 0 | 0 | 0 | 0 | 0 | 0 | 0 | 0 | 0 | 0 | 0 | 0 | 0 | 0 | 0 | 0 | 0 | 0 | 0 | 0 | 0 | 0 | 0 | 0 | 0
Transportation Pollutant Emissions Disaggregated[ships,CO2,passenger,natural gas tf] | NoSettings | 0 | 0 | 0 | 0 | 0 | 0 | 0 | 0 | 0 | 0 | 0 | 0 | 0 | 0 | 0 | 0 | 0 | 0 | 0 | 0 | 0 | 0 | 0 | 0 | 0 | 0 | 0 | 0 | 0 | 0 | 0
Transportation Pollutant Emissions Disaggregated[ships,CO2,passenger,petroleum gasoline tf] | NoSettings | 0 | 0 | 0 | 0 | 0 | 0 | 0 | 0 | 0 | 0 | 0 | 0 | 0 | 0 | 0 | 0 | 0 | 0 | 0 | 0 | 0 | 0 | 0 | 0 | 0 | 0 | 0 | 0 | 0 | 0 | 0
Transportation Pollutant Emissions Disaggregated[ships,CO2,passenger,petroleum diesel tf] | NoSettings | 1240500000000 | 1244770000000 | 1249100000000 | 1253550000000 | 1270680000000 | 1275480000000 | 1293090000000 | 1298260000000 | 1303470000000 | 1308720000000 | 1314000000000 | 1319280000000 | 1324600000000 | 1329950000000 | 1348540000000 | 1354250000000 | 1360000000000 | 1365750000000 | 1371500000000 | 1363800000000 | 1369340000000 | 1374910000000 | 1380470000000 | 1386080000000 | 1391720000000 | 1397360000000 | 1402990000000 | 1408660000000 | 1414380000000 | 1420080000000 | 1418540000000
Transportation Pollutant Emissions Disaggregated[ships,CO2,passenger,biofuel gasoline tf] | NoSettings | 0 | 0 | 0 | 0 | 0 | 0 | 0 | 0 | 0 | 0 | 0 | 0 | 0 | 0 | 0 | 0 | 0 | 0 | 0 | 0 | 0 | 0 | 0 | 0 | 0 | 0 | 0 | 0 | 0 | 0 | 0
Transportation Pollutant Emissions Disaggregated[ships,CO2,passenger,biofuel diesel tf] | NoSettings | 0 | 0 | 0 | 0 | 0 | 0 | 0 | 0 | 0 | 0 | 0 | 0 | 0 | 0 | 0 | 0 | 0 | 0 | 0 | 0 | 0 | 0 | 0 | 0 | 0 | 0 | 0 | 0 | 0 | 0 | 0
Transportation Pollutant Emissions Disaggregated[ships,CO2,passenger,jet fuel tf] | NoSettings | 0 | 0 | 0 | 0 | 0 | 0 | 0 | 0 | 0 | 0 | 0 | 0 | 0 | 0 | 0 | 0 | 0 | 0 | 0 | 0 | 0 | 0 | 0 | 0 | 0 | 0 | 0 | 0 | 0 | 0 | 0
Transportation Pollutant Emissions Disaggregated[ships,CO2,passenger,heavy or residual fuel oil tf] | NoSettings | 0 | 0 | 0 | 0 | 0 | 0 | 0 | 0 | 0 | 0 | 0 | 0 | 0 | 0 | 0 | 0 | 0 | 0 | 0 | 0 | 0 | 0 | 0 | 0 | 0 | 0 | 0 | 0 | 0 | 0 | 0
Transportation Pollutant Emissions Disaggregated[ships,CO2,passenger,LPG propane or butane tf] | NoSettings | 0 | 0 | 0 | 0 | 0 | 0 | 0 | 0 | 0 | 0 | 0 | 0 | 0 | 0 | 0 | 0 | 0 | 0 | 0 | 0 | 0 | 0 | 0 | 0 | 0 | 0 | 0 | 0 | 0 | 0 | 0
Transportation Pollutant Emissions Disaggregated[ships,CO2,passenger,hydrogen tf] | NoSettings | 0 | 0 | 0 | 0 | 0 | 0 | 0 | 0 | 0 | 0 | 0 | 0 | 0 | 0 | 0 | 0 | 0 | 0 | 0 | 0 | 0 | 0 | 0 | 0 | 0 | 0 | 0 | 0 | 0 | 0 | 0
Transportation Pollutant Emissions Disaggregated[ships,CO2,freight,electricity tf] | NoSettings | 0 | 0 | 0 | 0 | 0 | 0 | 0 | 0 | 0 | 0 | 0 | 0 | 0 | 0 | 0 | 0 | 0 | 0 | 0 | 0 | 0 | 0 | 0 | 0 | 0 | 0 | 0 | 0 | 0 | 0 | 0
Transportation Pollutant Emissions Disaggregated[ships,CO2,freight,natural gas tf] | NoSettings | 0 | 0 | 0 | 0 | 0 | 0 | 0 | 0 | 0 | 0 | 0 | 0 | 0 | 0 | 0 | 0 | 0 | 0 | 0 | 0 | 0 | 0 | 0 | 0 | 0 | 0 | 0 | 0 | 0 | 0 | 0
Transportation Pollutant Emissions Disaggregated[ships,CO2,freight,petroleum gasoline tf] | NoSettings | 0 | 0 | 0 | 0 | 0 | 0 | 0 | 0 | 0 | 0 | 0 | 0 | 0 | 0 | 0 | 0 | 0 | 0 | 0 | 0 | 0 | 0 | 0 | 0 | 0 | 0 | 0 | 0 | 0 | 0 | 0
Transportation Pollutant Emissions Disaggregated[ships,CO2,freight,petroleum diesel tf] | NoSettings | 1447080000000 | 1331320000000 | 1459930000000 | 1185760000000 | 1186220000000 | 1205470000000 | 1337760000000 | 1423500000000 | 1616420000000 | 1681450000000 | 1598530000000 | 1653500000000 | 1716190000000 | 1791640000000 | 1851520000000 | 1934210000000 | 2172510000000 | 2269640000000 | 2397620000000 | 2508580000000 | 2637620000000 | 2655060000000 | 2862130000000 | 2961830000000 | 3160560000000 | 3155120000000 | 3405470000000 | 3534330000000 | 3650640000000 | 3797150000000 | 3918580000000
Transportation Pollutant Emissions Disaggregated[ships,CO2,freight,biofuel gasoline tf] | NoSettings | 0 | 0 | 0 | 0 | 0 | 0 | 0 | 0 | 0 | 0 | 0 | 0 | 0 | 0 | 0 | 0 | 0 | 0 | 0 | 0 | 0 | 0 | 0 | 0 | 0 | 0 | 0 | 0 | 0 | 0 | 0
Transportation Pollutant Emissions Disaggregated[ships,CO2,freight,biofuel diesel tf] | NoSettings | 0 | 0 | 0 | 0 | 0 | 0 | 0 | 0 | 0 | 0 | 0 | 0 | 0 | 0 | 0 | 0 | 0 | 0 | 0 | 0 | 0 | 0 | 0 | 0 | 0 | 0 | 0 | 0 | 0 | 0 | 0
Transportation Pollutant Emissions Disaggregated[ships,CO2,freight,jet fuel tf] | NoSettings | 0 | 0 | 0 | 0 | 0 | 0 | 0 | 0 | 0 | 0 | 0 | 0 | 0 | 0 | 0 | 0 | 0 | 0 | 0 | 0 | 0 | 0 | 0 | 0 | 0 | 0 | 0 | 0 | 0 | 0 | 0
Transportation Pollutant Emissions Disaggregated[ships,CO2,freight,heavy or residual fuel oil tf] | NoSettings | 1278100000000 | 1510460000000 | 1524060000000 | 1921940000000 | 2044060000000 | 2148920000000 | 2168270000000 | 2238260000000 | 2202520000000 | 2301040000000 | 2553060000000 | 2637610000000 | 2745750000000 | 2844030000000 | 2933420000000 | 3032040000000 | 2976680000000 | 3100730000000 | 3167210000000 | 3285710000000 | 3359060000000 | 3549310000000 | 3578920000000 | 3692410000000 | 3739820000000 | 3967780000000 | 3970730000000 | 4069910000000 | 4184800000000 | 4305180000000 | 4394830000000
Transportation Pollutant Emissions Disaggregated[ships,CO2,freight,LPG propane or butane tf] | NoSettings | 0 | 0 | 0 | 0 | 0 | 0 | 0 | 0 | 0 | 0 | 0 | 0 | 0 | 0 | 0 | 0 | 0 | 0 | 0 | 0 | 0 | 0 | 0 | 0 | 0 | 0 | 0 | 0 | 0 | 0 | 0
Transportation Pollutant Emissions Disaggregated[ships,CO2,freight,hydrogen tf] | NoSettings | 0 | 0 | 0 | 0 | 0 | 0 | 0 | 0 | 0 | 0 | 0 | 0 | 0 | 0 | 0 | 0 | 0 | 0 | 0 | 0 | 0 | 0 | 0 | 0 | 0 | 0 | 0 | 0 | 0 | 0 | 0
Transportation Pollutant Emissions Disaggregated[ships,VOC,passenger,electricity tf] | NoSettings | 0 | 0 | 0 | 0 | 0 | 0 | 0 | 0 | 0 | 0 | 0 | 0 | 0 | 0 | 0 | 0 | 0 | 0 | 0 | 0 | 0 | 0 | 0 | 0 | 0 | 0 | 0 | 0 | 0 | 0 | 0
Transportation Pollutant Emissions Disaggregated[ships,VOC,passenger,natural gas tf] | NoSettings | 0 | 0 | 0 | 0 | 0 | 0 | 0 | 0 | 0 | 0 | 0 | 0 | 0 | 0 | 0 | 0 | 0 | 0 | 0 | 0 | 0 | 0 | 0 | 0 | 0 | 0 | 0 | 0 | 0 | 0 | 0
Transportation Pollutant Emissions Disaggregated[ships,VOC,passenger,petroleum gasoline tf] | NoSettings | 0 | 0 | 0 | 0 | 0 | 0 | 0 | 0 | 0 | 0 | 0 | 0 | 0 | 0 | 0 | 0 | 0 | 0 | 0 | 0 | 0 | 0 | 0 | 0 | 0 | 0 | 0 | 0 | 0 | 0 | 0
Transportation Pollutant Emissions Disaggregated[ships,VOC,passenger,petroleum diesel tf] | NoSettings | 1248830000 | 1253120000 | 1257490000 | 1261960000 | 1279210000 | 1284040000 | 1301770000 | 1306970000 | 1312220000 | 1317500000 | 1322820000 | 1328140000 | 1333490000 | 1338880000 | 1357590000 | 1363340000 | 1369130000 | 1374920000 | 1380700000 | 1372950000 | 1378520000 | 1384130000 | 1389740000 | 1395380000 | 1401060000 | 1406740000 | 1412410000 | 1418120000 | 1423870000 | 1429610000 | 1428060000
Transportation Pollutant Emissions Disaggregated[ships,VOC,passenger,biofuel gasoline tf] | NoSettings | 0 | 0 | 0 | 0 | 0 | 0 | 0 | 0 | 0 | 0 | 0 | 0 | 0 | 0 | 0 | 0 | 0 | 0 | 0 | 0 | 0 | 0 | 0 | 0 | 0 | 0 | 0 | 0 | 0 | 0 | 0
Transportation Pollutant Emissions Disaggregated[ships,VOC,passenger,biofuel diesel tf] | NoSettings | 0 | 0 | 0 | 0 | 0 | 0 | 0 | 0 | 0 | 0 | 0 | 0 | 0 | 0 | 0 | 0 | 0 | 0 | 0 | 0 | 0 | 0 | 0 | 0 | 0 | 0 | 0 | 0 | 0 | 0 | 0
Transportation Pollutant Emissions Disaggregated[ships,VOC,passenger,jet fuel tf] | NoSettings | 0 | 0 | 0 | 0 | 0 | 0 | 0 | 0 | 0 | 0 | 0 | 0 | 0 | 0 | 0 | 0 | 0 | 0 | 0 | 0 | 0 | 0 | 0 | 0 | 0 | 0 | 0 | 0 | 0 | 0 | 0
Transportation Pollutant Emissions Disaggregated[ships,VOC,passenger,heavy or residual fuel oil tf] | NoSettings | 0 | 0 | 0 | 0 | 0 | 0 | 0 | 0 | 0 | 0 | 0 | 0 | 0 | 0 | 0 | 0 | 0 | 0 | 0 | 0 | 0 | 0 | 0 | 0 | 0 | 0 | 0 | 0 | 0 | 0 | 0
Transportation Pollutant Emissions Disaggregated[ships,VOC,passenger,LPG propane or butane tf] | NoSettings | 0 | 0 | 0 | 0 | 0 | 0 | 0 | 0 | 0 | 0 | 0 | 0 | 0 | 0 | 0 | 0 | 0 | 0 | 0 | 0 | 0 | 0 | 0 | 0 | 0 | 0 | 0 | 0 | 0 | 0 | 0
Transportation Pollutant Emissions Disaggregated[ships,VOC,passenger,hydrogen tf] | NoSettings | 0 | 0 | 0 | 0 | 0 | 0 | 0 | 0 | 0 | 0 | 0 | 0 | 0 | 0 | 0 | 0 | 0 | 0 | 0 | 0 | 0 | 0 | 0 | 0 | 0 | 0 | 0 | 0 | 0 | 0 | 0
Transportation Pollutant Emissions Disaggregated[ships,VOC,freight,electricity tf] | NoSettings | 0 | 0 | 0 | 0 | 0 | 0 | 0 | 0 | 0 | 0 | 0 | 0 | 0 | 0 | 0 | 0 | 0 | 0 | 0 | 0 | 0 | 0 | 0 | 0 | 0 | 0 | 0 | 0 | 0 | 0 | 0
Transportation Pollutant Emissions Disaggregated[ships,VOC,freight,natural gas tf] | NoSettings | 0 | 0 | 0 | 0 | 0 | 0 | 0 | 0 | 0 | 0 | 0 | 0 | 0 | 0 | 0 | 0 | 0 | 0 | 0 | 0 | 0 | 0 | 0 | 0 | 0 | 0 | 0 | 0 | 0 | 0 | 0
Transportation Pollutant Emissions Disaggregated[ships,VOC,freight,petroleum gasoline tf] | NoSettings | 0 | 0 | 0 | 0 | 0 | 0 | 0 | 0 | 0 | 0 | 0 | 0 | 0 | 0 | 0 | 0 | 0 | 0 | 0 | 0 | 0 | 0 | 0 | 0 | 0 | 0 | 0 | 0 | 0 | 0 | 0
Transportation Pollutant Emissions Disaggregated[ships,VOC,freight,petroleum diesel tf] | NoSettings | 1456790000 | 1340260000 | 1469730000 | 1193720000 | 1194180000 | 1213560000 | 1346740000 | 1433050000 | 1627270000 | 1692730000 | 1609250000 | 1664590000 | 1727710000 | 1803670000 | 1863950000 | 1947190000 | 2187090000 | 2284870000 | 2413710000 | 2525410000 | 2655320000 | 2672880000 | 2881330000 | 2981710000 | 3181770000 | 3176290000 | 3428320000 | 3558050000 | 3675130000 | 3822630000 | 3944870000
Transportation Pollutant Emissions Disaggregated[ships,VOC,freight,biofuel gasoline tf] | NoSettings | 0 | 0 | 0 | 0 | 0 | 0 | 0 | 0 | 0 | 0 | 0 | 0 | 0 | 0 | 0 | 0 | 0 | 0 | 0 | 0 | 0 | 0 | 0 | 0 | 0 | 0 | 0 | 0 | 0 | 0 | 0
Transportation Pollutant Emissions Disaggregated[ships,VOC,freight,biofuel diesel tf] | NoSettings | 0 | 0 | 0 | 0 | 0 | 0 | 0 | 0 | 0 | 0 | 0 | 0 | 0 | 0 | 0 | 0 | 0 | 0 | 0 | 0 | 0 | 0 | 0 | 0 | 0 | 0 | 0 | 0 | 0 | 0 | 0
Transportation Pollutant Emissions Disaggregated[ships,VOC,freight,jet fuel tf] | NoSettings | 0 | 0 | 0 | 0 | 0 | 0 | 0 | 0 | 0 | 0 | 0 | 0 | 0 | 0 | 0 | 0 | 0 | 0 | 0 | 0 | 0 | 0 | 0 | 0 | 0 | 0 | 0 | 0 | 0 | 0 | 0
Transportation Pollutant Emissions Disaggregated[ships,VOC,freight,heavy or residual fuel oil tf] | NoSettings | 1268340000 | 1498930000 | 1512430000 | 1907260000 | 2028460000 | 2132510000 | 2151720000 | 2221170000 | 2185710000 | 2283480000 | 2533570000 | 2617470000 | 2724790000 | 2822330000 | 2911030000 | 3008900000 | 2953950000 | 3077060000 | 3143040000 | 3260630000 | 3333420000 | 3522220000 | 3551600000 | 3664220000 | 3711270000 | 3937490000 | 3940420000 | 4038840000 | 4152860000 | 4272320000 | 4361290000
Transportation Pollutant Emissions Disaggregated[ships,VOC,freight,LPG propane or butane tf] | NoSettings | 0 | 0 | 0 | 0 | 0 | 0 | 0 | 0 | 0 | 0 | 0 | 0 | 0 | 0 | 0 | 0 | 0 | 0 | 0 | 0 | 0 | 0 | 0 | 0 | 0 | 0 | 0 | 0 | 0 | 0 | 0
Transportation Pollutant Emissions Disaggregated[ships,VOC,freight,hydrogen tf] | NoSettings | 0 | 0 | 0 | 0 | 0 | 0 | 0 | 0 | 0 | 0 | 0 | 0 | 0 | 0 | 0 | 0 | 0 | 0 | 0 | 0 | 0 | 0 | 0 | 0 | 0 | 0 | 0 | 0 | 0 | 0 | 0
Transportation Pollutant Emissions Disaggregated[ships,CO,passenger,electricity tf] | NoSettings | 0 | 0 | 0 | 0 | 0 | 0 | 0 | 0 | 0 | 0 | 0 | 0 | 0 | 0 | 0 | 0 | 0 | 0 | 0 | 0 | 0 | 0 | 0 | 0 | 0 | 0 | 0 | 0 | 0 | 0 | 0
Transportation Pollutant Emissions Disaggregated[ships,CO,passenger,natural gas tf] | NoSettings | 0 | 0 | 0 | 0 | 0 | 0 | 0 | 0 | 0 | 0 | 0 | 0 | 0 | 0 | 0 | 0 | 0 | 0 | 0 | 0 | 0 | 0 | 0 | 0 | 0 | 0 | 0 | 0 | 0 | 0 | 0
Transportation Pollutant Emissions Disaggregated[ships,CO,passenger,petroleum gasoline tf] | NoSettings | 0 | 0 | 0 | 0 | 0 | 0 | 0 | 0 | 0 | 0 | 0 | 0 | 0 | 0 | 0 | 0 | 0 | 0 | 0 | 0 | 0 | 0 | 0 | 0 | 0 | 0 | 0 | 0 | 0 | 0 | 0
Transportation Pollutant Emissions Disaggregated[ships,CO,passenger,petroleum diesel tf] | NoSettings | 2838030000 | 2847800000 | 2857710000 | 2867870000 | 2907080000 | 2918070000 | 2958340000 | 2970180000 | 2982100000 | 2994100000 | 3006190000 | 3018270000 | 3030430000 | 3042670000 | 3085190000 | 3098260000 | 3111430000 | 3124580000 | 3137720000 | 3120120000 | 3132780000 | 3145530000 | 3158260000 | 3171080000 | 3184000000 | 3196900000 | 3209780000 | 3222760000 | 3235820000 | 3248870000 | 3245360000
Transportation Pollutant Emissions Disaggregated[ships,CO,passenger,biofuel gasoline tf] | NoSettings | 0 | 0 | 0 | 0 | 0 | 0 | 0 | 0 | 0 | 0 | 0 | 0 | 0 | 0 | 0 | 0 | 0 | 0 | 0 | 0 | 0 | 0 | 0 | 0 | 0 | 0 | 0 | 0 | 0 | 0 | 0
Transportation Pollutant Emissions Disaggregated[ships,CO,passenger,biofuel diesel tf] | NoSettings | 0 | 0 | 0 | 0 | 0 | 0 | 0 | 0 | 0 | 0 | 0 | 0 | 0 | 0 | 0 | 0 | 0 | 0 | 0 | 0 | 0 | 0 | 0 | 0 | 0 | 0 | 0 | 0 | 0 | 0 | 0
Transportation Pollutant Emissions Disaggregated[ships,CO,passenger,jet fuel tf] | NoSettings | 0 | 0 | 0 | 0 | 0 | 0 | 0 | 0 | 0 | 0 | 0 | 0 | 0 | 0 | 0 | 0 | 0 | 0 | 0 | 0 | 0 | 0 | 0 | 0 | 0 | 0 | 0 | 0 | 0 | 0 | 0
Transportation Pollutant Emissions Disaggregated[ships,CO,passenger,heavy or residual fuel oil tf] | NoSettings | 0 | 0 | 0 | 0 | 0 | 0 | 0 | 0 | 0 | 0 | 0 | 0 | 0 | 0 | 0 | 0 | 0 | 0 | 0 | 0 | 0 | 0 | 0 | 0 | 0 | 0 | 0 | 0 | 0 | 0 | 0
Transportation Pollutant Emissions Disaggregated[ships,CO,passenger,LPG propane or butane tf] | NoSettings | 0 | 0 | 0 | 0 | 0 | 0 | 0 | 0 | 0 | 0 | 0 | 0 | 0 | 0 | 0 | 0 | 0 | 0 | 0 | 0 | 0 | 0 | 0 | 0 | 0 | 0 | 0 | 0 | 0 | 0 | 0
Transportation Pollutant Emissions Disaggregated[ships,CO,passenger,hydrogen tf] | NoSettings | 0 | 0 | 0 | 0 | 0 | 0 | 0 | 0 | 0 | 0 | 0 | 0 | 0 | 0 | 0 | 0 | 0 | 0 | 0 | 0 | 0 | 0 | 0 | 0 | 0 | 0 | 0 | 0 | 0 | 0 | 0
Transportation Pollutant Emissions Disaggregated[ships,CO,freight,electricity tf] | NoSettings | 0 | 0 | 0 | 0 | 0 | 0 | 0 | 0 | 0 | 0 | 0 | 0 | 0 | 0 | 0 | 0 | 0 | 0 | 0 | 0 | 0 | 0 | 0 | 0 | 0 | 0 | 0 | 0 | 0 | 0 | 0
Transportation Pollutant Emissions Disaggregated[ships,CO,freight,natural gas tf] | NoSettings | 0 | 0 | 0 | 0 | 0 | 0 | 0 | 0 | 0 | 0 | 0 | 0 | 0 | 0 | 0 | 0 | 0 | 0 | 0 | 0 | 0 | 0 | 0 | 0 | 0 | 0 | 0 | 0 | 0 | 0 | 0
Transportation Pollutant Emissions Disaggregated[ships,CO,freight,petroleum gasoline tf] | NoSettings | 0 | 0 | 0 | 0 | 0 | 0 | 0 | 0 | 0 | 0 | 0 | 0 | 0 | 0 | 0 | 0 | 0 | 0 | 0 | 0 | 0 | 0 | 0 | 0 | 0 | 0 | 0 | 0 | 0 | 0 | 0
Transportation Pollutant Emissions Disaggregated[ships,CO,freight,petroleum diesel tf] | NoSettings | 3310630000 | 3045810000 | 3340050000 | 2712790000 | 2713850000 | 2757890000 | 3060540000 | 3256700000 | 3698060000 | 3846840000 | 3657130000 | 3782880000 | 3926320000 | 4098940000 | 4235930000 | 4425090000 | 4970290000 | 5192490000 | 5485300000 | 5739140000 | 6034370000 | 6074270000 | 6548000000 | 6776100000 | 7230750000 | 7218310000 | 7791060000 | 8085870000 | 8351960000 | 8687150000 | 8964950000
Transportation Pollutant Emissions Disaggregated[ships,CO,freight,biofuel gasoline tf] | NoSettings | 0 | 0 | 0 | 0 | 0 | 0 | 0 | 0 | 0 | 0 | 0 | 0 | 0 | 0 | 0 | 0 | 0 | 0 | 0 | 0 | 0 | 0 | 0 | 0 | 0 | 0 | 0 | 0 | 0 | 0 | 0
Transportation Pollutant Emissions Disaggregated[ships,CO,freight,biofuel diesel tf] | NoSettings | 0 | 0 | 0 | 0 | 0 | 0 | 0 | 0 | 0 | 0 | 0 | 0 | 0 | 0 | 0 | 0 | 0 | 0 | 0 | 0 | 0 | 0 | 0 | 0 | 0 | 0 | 0 | 0 | 0 | 0 | 0
Transportation Pollutant Emissions Disaggregated[ships,CO,freight,jet fuel tf] | NoSettings | 0 | 0 | 0 | 0 | 0 | 0 | 0 | 0 | 0 | 0 | 0 | 0 | 0 | 0 | 0 | 0 | 0 | 0 | 0 | 0 | 0 | 0 | 0 | 0 | 0 | 0 | 0 | 0 | 0 | 0 | 0
Transportation Pollutant Emissions Disaggregated[ships,CO,freight,heavy or residual fuel oil tf] | NoSettings | 2882380000 | 3406400000 | 3437090000 | 4334370000 | 4609790000 | 4846260000 | 4889920000 | 5047740000 | 4967150000 | 5189340000 | 5757690000 | 5948360000 | 6192240000 | 6413900000 | 6615490000 | 6837900000 | 6713040000 | 6992800000 | 7142730000 | 7409970000 | 7575400000 | 8004440000 | 8071230000 | 8327160000 | 8434080000 | 8948190000 | 8954840000 | 9178500000 | 9437620000 | 9709100000 | 9911290000
Transportation Pollutant Emissions Disaggregated[ships,CO,freight,LPG propane or butane tf] | NoSettings | 0 | 0 | 0 | 0 | 0 | 0 | 0 | 0 | 0 | 0 | 0 | 0 | 0 | 0 | 0 | 0 | 0 | 0 | 0 | 0 | 0 | 0 | 0 | 0 | 0 | 0 | 0 | 0 | 0 | 0 | 0
Transportation Pollutant Emissions Disaggregated[ships,CO,freight,hydrogen tf] | NoSettings | 0 | 0 | 0 | 0 | 0 | 0 | 0 | 0 | 0 | 0 | 0 | 0 | 0 | 0 | 0 | 0 | 0 | 0 | 0 | 0 | 0 | 0 | 0 | 0 | 0 | 0 | 0 | 0 | 0 | 0 | 0
Transportation Pollutant Emissions Disaggregated[ships,NOx,passenger,electricity tf] | NoSettings | 0 | 0 | 0 | 0 | 0 | 0 | 0 | 0 | 0 | 0 | 0 | 0 | 0 | 0 | 0 | 0 | 0 | 0 | 0 | 0 | 0 | 0 | 0 | 0 | 0 | 0 | 0 | 0 | 0 | 0 | 0
Transportation Pollutant Emissions Disaggregated[ships,NOx,passenger,natural gas tf] | NoSettings | 0 | 0 | 0 | 0 | 0 | 0 | 0 | 0 | 0 | 0 | 0 | 0 | 0 | 0 | 0 | 0 | 0 | 0 | 0 | 0 | 0 | 0 | 0 | 0 | 0 | 0 | 0 | 0 | 0 | 0 | 0
Transportation Pollutant Emissions Disaggregated[ships,NOx,passenger,petroleum gasoline tf] | NoSettings | 0 | 0 | 0 | 0 | 0 | 0 | 0 | 0 | 0 | 0 | 0 | 0 | 0 | 0 | 0 | 0 | 0 | 0 | 0 | 0 | 0 | 0 | 0 | 0 | 0 | 0 | 0 | 0 | 0 | 0 | 0
Transportation Pollutant Emissions Disaggregated[ships,NOx,passenger,petroleum diesel tf] | NoSettings | 32588700000 | 32700800000 | 32814700000 | 32931300000 | 33381600000 | 33507700000 | 33970200000 | 34106100000 | 34243000000 | 34380800000 | 34519600000 | 34658300000 | 34797900000 | 34938600000 | 35426800000 | 35576900000 | 35728000000 | 35879000000 | 36030000000 | 35827900000 | 35973200000 | 36119600000 | 36265800000 | 36413100000 | 36561300000 | 36709500000 | 36857400000 | 37006400000 | 37156500000 | 37306300000 | 37266000000
Transportation Pollutant Emissions Disaggregated[ships,NOx,passenger,biofuel gasoline tf] | NoSettings | 0 | 0 | 0 | 0 | 0 | 0 | 0 | 0 | 0 | 0 | 0 | 0 | 0 | 0 | 0 | 0 | 0 | 0 | 0 | 0 | 0 | 0 | 0 | 0 | 0 | 0 | 0 | 0 | 0 | 0 | 0
Transportation Pollutant Emissions Disaggregated[ships,NOx,passenger,biofuel diesel tf] | NoSettings | 0 | 0 | 0 | 0 | 0 | 0 | 0 | 0 | 0 | 0 | 0 | 0 | 0 | 0 | 0 | 0 | 0 | 0 | 0 | 0 | 0 | 0 | 0 | 0 | 0 | 0 | 0 | 0 | 0 | 0 | 0
Transportation Pollutant Emissions Disaggregated[ships,NOx,passenger,jet fuel tf] | NoSettings | 0 | 0 | 0 | 0 | 0 | 0 | 0 | 0 | 0 | 0 | 0 | 0 | 0 | 0 | 0 | 0 | 0 | 0 | 0 | 0 | 0 | 0 | 0 | 0 | 0 | 0 | 0 | 0 | 0 | 0 | 0
Transportation Pollutant Emissions Disaggregated[ships,NOx,passenger,heavy or residual fuel oil tf] | NoSettings | 0 | 0 | 0 | 0 | 0 | 0 | 0 | 0 | 0 | 0 | 0 | 0 | 0 | 0 | 0 | 0 | 0 | 0 | 0 | 0 | 0 | 0 | 0 | 0 | 0 | 0 | 0 | 0 | 0 | 0 | 0
Transportation Pollutant Emissions Disaggregated[ships,NOx,passenger,LPG propane or butane tf] | NoSettings | 0 | 0 | 0 | 0 | 0 | 0 | 0 | 0 | 0 | 0 | 0 | 0 | 0 | 0 | 0 | 0 | 0 | 0 | 0 | 0 | 0 | 0 | 0 | 0 | 0 | 0 | 0 | 0 | 0 | 0 | 0
Transportation Pollutant Emissions Disaggregated[ships,NOx,passenger,hydrogen tf] | NoSettings | 0 | 0 | 0 | 0 | 0 | 0 | 0 | 0 | 0 | 0 | 0 | 0 | 0 | 0 | 0 | 0 | 0 | 0 | 0 | 0 | 0 | 0 | 0 | 0 | 0 | 0 | 0 | 0 | 0 | 0 | 0
Transportation Pollutant Emissions Disaggregated[ships,NOx,freight,electricity tf] | NoSettings | 0 | 0 | 0 | 0 | 0 | 0 | 0 | 0 | 0 | 0 | 0 | 0 | 0 | 0 | 0 | 0 | 0 | 0 | 0 | 0 | 0 | 0 | 0 | 0 | 0 | 0 | 0 | 0 | 0 | 0 | 0
Transportation Pollutant Emissions Disaggregated[ships,NOx,freight,natural gas tf] | NoSettings | 0 | 0 | 0 | 0 | 0 | 0 | 0 | 0 | 0 | 0 | 0 | 0 | 0 | 0 | 0 | 0 | 0 | 0 | 0 | 0 | 0 | 0 | 0 | 0 | 0 | 0 | 0 | 0 | 0 | 0 | 0
Transportation Pollutant Emissions Disaggregated[ships,NOx,freight,petroleum gasoline tf] | NoSettings | 0 | 0 | 0 | 0 | 0 | 0 | 0 | 0 | 0 | 0 | 0 | 0 | 0 | 0 | 0 | 0 | 0 | 0 | 0 | 0 | 0 | 0 | 0 | 0 | 0 | 0 | 0 | 0 | 0 | 0 | 0
Transportation Pollutant Emissions Disaggregated[ships,NOx,freight,petroleum diesel tf] | NoSettings | 38015500000 | 34974600000 | 38353200000 | 31150600000 | 31162700000 | 31668400000 | 35143700000 | 37396200000 | 42464300000 | 44172700000 | 41994200000 | 43438300000 | 45085300000 | 47067500000 | 48640500000 | 50812700000 | 57073100000 | 59624600000 | 62986800000 | 65901700000 | 69291800000 | 69749900000 | 75189700000 | 77809000000 | 83029600000 | 82886800000 | 89463600000 | 92848900000 | 95904200000 | 99753200000 | 102943000000
Transportation Pollutant Emissions Disaggregated[ships,NOx,freight,biofuel gasoline tf] | NoSettings | 0 | 0 | 0 | 0 | 0 | 0 | 0 | 0 | 0 | 0 | 0 | 0 | 0 | 0 | 0 | 0 | 0 | 0 | 0 | 0 | 0 | 0 | 0 | 0 | 0 | 0 | 0 | 0 | 0 | 0 | 0
Transportation Pollutant Emissions Disaggregated[ships,NOx,freight,biofuel diesel tf] | NoSettings | 0 | 0 | 0 | 0 | 0 | 0 | 0 | 0 | 0 | 0 | 0 | 0 | 0 | 0 | 0 | 0 | 0 | 0 | 0 | 0 | 0 | 0 | 0 | 0 | 0 | 0 | 0 | 0 | 0 | 0 | 0
Transportation Pollutant Emissions Disaggregated[ships,NOx,freight,jet fuel tf] | NoSettings | 0 | 0 | 0 | 0 | 0 | 0 | 0 | 0 | 0 | 0 | 0 | 0 | 0 | 0 | 0 | 0 | 0 | 0 | 0 | 0 | 0 | 0 | 0 | 0 | 0 | 0 | 0 | 0 | 0 | 0 | 0
Transportation Pollutant Emissions Disaggregated[ships,NOx,freight,heavy or residual fuel oil tf] | NoSettings | 33098000000 | 39115200000 | 39467600000 | 49770900000 | 52933500000 | 55648900000 | 56150200000 | 57962500000 | 57037000000 | 59588500000 | 66114700000 | 68304200000 | 71104600000 | 73649900000 | 75964700000 | 78518500000 | 77084800000 | 80297300000 | 82018900000 | 85087600000 | 86987200000 | 91913800000 | 92680700000 | 95619600000 | 96847300000 | 102751000000 | 102827000000 | 105395000000 | 108371000000 | 111488000000 | 113810000000
Transportation Pollutant Emissions Disaggregated[ships,NOx,freight,LPG propane or butane tf] | NoSettings | 0 | 0 | 0 | 0 | 0 | 0 | 0 | 0 | 0 | 0 | 0 | 0 | 0 | 0 | 0 | 0 | 0 | 0 | 0 | 0 | 0 | 0 | 0 | 0 | 0 | 0 | 0 | 0 | 0 | 0 | 0
Transportation Pollutant Emissions Disaggregated[ships,NOx,freight,hydrogen tf] | NoSettings | 0 | 0 | 0 | 0 | 0 | 0 | 0 | 0 | 0 | 0 | 0 | 0 | 0 | 0 | 0 | 0 | 0 | 0 | 0 | 0 | 0 | 0 | 0 | 0 | 0 | 0 | 0 | 0 | 0 | 0 | 0
Transportation Pollutant Emissions Disaggregated[ships,PM10,passenger,electricity tf] | NoSettings | 0 | 0 | 0 | 0 | 0 | 0 | 0 | 0 | 0 | 0 | 0 | 0 | 0 | 0 | 0 | 0 | 0 | 0 | 0 | 0 | 0 | 0 | 0 | 0 | 0 | 0 | 0 | 0 | 0 | 0 | 0
Transportation Pollutant Emissions Disaggregated[ships,PM10,passenger,natural gas tf] | NoSettings | 0 | 0 | 0 | 0 | 0 | 0 | 0 | 0 | 0 | 0 | 0 | 0 | 0 | 0 | 0 | 0 | 0 | 0 | 0 | 0 | 0 | 0 | 0 | 0 | 0 | 0 | 0 | 0 | 0 | 0 | 0
Transportation Pollutant Emissions Disaggregated[ships,PM10,passenger,petroleum gasoline tf] | NoSettings | 0 | 0 | 0 | 0 | 0 | 0 | 0 | 0 | 0 | 0 | 0 | 0 | 0 | 0 | 0 | 0 | 0 | 0 | 0 | 0 | 0 | 0 | 0 | 0 | 0 | 0 | 0 | 0 | 0 | 0 | 0
Transportation Pollutant Emissions Disaggregated[ships,PM10,passenger,petroleum diesel tf] | NoSettings | 2832060000 | 2841810000 | 2851700000 | 2861840000 | 2900970000 | 2911930000 | 2952120000 | 2963930000 | 2975830000 | 2987810000 | 2999870000 | 3011920000 | 3024060000 | 3036280000 | 3078710000 | 3091750000 | 3104880000 | 3118010000 | 3131120000 | 3113560000 | 3126190000 | 3138910000 | 3151620000 | 3164410000 | 3177300000 | 3190180000 | 3203030000 | 3215980000 | 3229020000 | 3242040000 | 3238530000
Transportation Pollutant Emissions Disaggregated[ships,PM10,passenger,biofuel gasoline tf] | NoSettings | 0 | 0 | 0 | 0 | 0 | 0 | 0 | 0 | 0 | 0 | 0 | 0 | 0 | 0 | 0 | 0 | 0 | 0 | 0 | 0 | 0 | 0 | 0 | 0 | 0 | 0 | 0 | 0 | 0 | 0 | 0
Transportation Pollutant Emissions Disaggregated[ships,PM10,passenger,biofuel diesel tf] | NoSettings | 0 | 0 | 0 | 0 | 0 | 0 | 0 | 0 | 0 | 0 | 0 | 0 | 0 | 0 | 0 | 0 | 0 | 0 | 0 | 0 | 0 | 0 | 0 | 0 | 0 | 0 | 0 | 0 | 0 | 0 | 0
Transportation Pollutant Emissions Disaggregated[ships,PM10,passenger,jet fuel tf] | NoSettings | 0 | 0 | 0 | 0 | 0 | 0 | 0 | 0 | 0 | 0 | 0 | 0 | 0 | 0 | 0 | 0 | 0 | 0 | 0 | 0 | 0 | 0 | 0 | 0 | 0 | 0 | 0 | 0 | 0 | 0 | 0
Transportation Pollutant Emissions Disaggregated[ships,PM10,passenger,heavy or residual fuel oil tf] | NoSettings | 0 | 0 | 0 | 0 | 0 | 0 | 0 | 0 | 0 | 0 | 0 | 0 | 0 | 0 | 0 | 0 | 0 | 0 | 0 | 0 | 0 | 0 | 0 | 0 | 0 | 0 | 0 | 0 | 0 | 0 | 0
Transportation Pollutant Emissions Disaggregated[ships,PM10,passenger,LPG propane or butane tf] | NoSettings | 0 | 0 | 0 | 0 | 0 | 0 | 0 | 0 | 0 | 0 | 0 | 0 | 0 | 0 | 0 | 0 | 0 | 0 | 0 | 0 | 0 | 0 | 0 | 0 | 0 | 0 | 0 | 0 | 0 | 0 | 0
Transportation Pollutant Emissions Disaggregated[ships,PM10,passenger,hydrogen tf] | NoSettings | 0 | 0 | 0 | 0 | 0 | 0 | 0 | 0 | 0 | 0 | 0 | 0 | 0 | 0 | 0 | 0 | 0 | 0 | 0 | 0 | 0 | 0 | 0 | 0 | 0 | 0 | 0 | 0 | 0 | 0 | 0
Transportation Pollutant Emissions Disaggregated[ships,PM10,freight,electricity tf] | NoSettings | 0 | 0 | 0 | 0 | 0 | 0 | 0 | 0 | 0 | 0 | 0 | 0 | 0 | 0 | 0 | 0 | 0 | 0 | 0 | 0 | 0 | 0 | 0 | 0 | 0 | 0 | 0 | 0 | 0 | 0 | 0
Transportation Pollutant Emissions Disaggregated[ships,PM10,freight,natural gas tf] | NoSettings | 0 | 0 | 0 | 0 | 0 | 0 | 0 | 0 | 0 | 0 | 0 | 0 | 0 | 0 | 0 | 0 | 0 | 0 | 0 | 0 | 0 | 0 | 0 | 0 | 0 | 0 | 0 | 0 | 0 | 0 | 0
Transportation Pollutant Emissions Disaggregated[ships,PM10,freight,petroleum gasoline tf] | NoSettings | 0 | 0 | 0 | 0 | 0 | 0 | 0 | 0 | 0 | 0 | 0 | 0 | 0 | 0 | 0 | 0 | 0 | 0 | 0 | 0 | 0 | 0 | 0 | 0 | 0 | 0 | 0 | 0 | 0 | 0 | 0
Transportation Pollutant Emissions Disaggregated[ships,PM10,freight,petroleum diesel tf] | NoSettings | 3303670000 | 3039410000 | 3333020000 | 2707090000 | 2708140000 | 2752090000 | 3054100000 | 3249850000 | 3690280000 | 3838750000 | 3649440000 | 3774930000 | 3918060000 | 4090320000 | 4227020000 | 4415790000 | 4959840000 | 5181580000 | 5473760000 | 5727080000 | 6021680000 | 6061500000 | 6534240000 | 6761860000 | 7215550000 | 7203130000 | 7774680000 | 8068870000 | 8334390000 | 8668880000 | 8946110000
Transportation Pollutant Emissions Disaggregated[ships,PM10,freight,biofuel gasoline tf] | NoSettings | 0 | 0 | 0 | 0 | 0 | 0 | 0 | 0 | 0 | 0 | 0 | 0 | 0 | 0 | 0 | 0 | 0 | 0 | 0 | 0 | 0 | 0 | 0 | 0 | 0 | 0 | 0 | 0 | 0 | 0 | 0
Transportation Pollutant Emissions Disaggregated[ships,PM10,freight,biofuel diesel tf] | NoSettings | 0 | 0 | 0 | 0 | 0 | 0 | 0 | 0 | 0 | 0 | 0 | 0 | 0 | 0 | 0 | 0 | 0 | 0 | 0 | 0 | 0 | 0 | 0 | 0 | 0 | 0 | 0 | 0 | 0 | 0 | 0
Transportation Pollutant Emissions Disaggregated[ships,PM10,freight,jet fuel tf] | NoSettings | 0 | 0 | 0 | 0 | 0 | 0 | 0 | 0 | 0 | 0 | 0 | 0 | 0 | 0 | 0 | 0 | 0 | 0 | 0 | 0 | 0 | 0 | 0 | 0 | 0 | 0 | 0 | 0 | 0 | 0 | 0
Transportation Pollutant Emissions Disaggregated[ships,PM10,freight,heavy or residual fuel oil tf] | NoSettings | 2876320000 | 3399240000 | 3429860000 | 4325260000 | 4600100000 | 4836070000 | 4879640000 | 5037130000 | 4956710000 | 5178430000 | 5745580000 | 5935860000 | 6179220000 | 6400420000 | 6601580000 | 6823520000 | 6698920000 | 6978100000 | 7127720000 | 7394390000 | 7559470000 | 7987610000 | 8054260000 | 8309660000 | 8416350000 | 8929370000 | 8936010000 | 9159200000 | 9417780000 | 9688690000 | 9890450000
Transportation Pollutant Emissions Disaggregated[ships,PM10,freight,LPG propane or butane tf] | NoSettings | 0 | 0 | 0 | 0 | 0 | 0 | 0 | 0 | 0 | 0 | 0 | 0 | 0 | 0 | 0 | 0 | 0 | 0 | 0 | 0 | 0 | 0 | 0 | 0 | 0 | 0 | 0 | 0 | 0 | 0 | 0
Transportation Pollutant Emissions Disaggregated[ships,PM10,freight,hydrogen tf] | NoSettings | 0 | 0 | 0 | 0 | 0 | 0 | 0 | 0 | 0 | 0 | 0 | 0 | 0 | 0 | 0 | 0 | 0 | 0 | 0 | 0 | 0 | 0 | 0 | 0 | 0 | 0 | 0 | 0 | 0 | 0 | 0
Transportation Pollutant Emissions Disaggregated[ships,PM25,passenger,electricity tf] | NoSettings | 0 | 0 | 0 | 0 | 0 | 0 | 0 | 0 | 0 | 0 | 0 | 0 | 0 | 0 | 0 | 0 | 0 | 0 | 0 | 0 | 0 | 0 | 0 | 0 | 0 | 0 | 0 | 0 | 0 | 0 | 0
Transportation Pollutant Emissions Disaggregated[ships,PM25,passenger,natural gas tf] | NoSettings | 0 | 0 | 0 | 0 | 0 | 0 | 0 | 0 | 0 | 0 | 0 | 0 | 0 | 0 | 0 | 0 | 0 | 0 | 0 | 0 | 0 | 0 | 0 | 0 | 0 | 0 | 0 | 0 | 0 | 0 | 0
Transportation Pollutant Emissions Disaggregated[ships,PM25,passenger,petroleum gasoline tf] | NoSettings | 0 | 0 | 0 | 0 | 0 | 0 | 0 | 0 | 0 | 0 | 0 | 0 | 0 | 0 | 0 | 0 | 0 | 0 | 0 | 0 | 0 | 0 | 0 | 0 | 0 | 0 | 0 | 0 | 0 | 0 | 0
Transportation Pollutant Emissions Disaggregated[ships,PM25,passenger,petroleum diesel tf] | NoSettings | 2606060000 | 2615030000 | 2624140000 | 2633470000 | 2669470000 | 2679560000 | 2716540000 | 2727410000 | 2738360000 | 2749380000 | 2760480000 | 2771570000 | 2782730000 | 2793980000 | 2833030000 | 2845030000 | 2857110000 | 2869190000 | 2881260000 | 2865090000 | 2876720000 | 2888420000 | 2900120000 | 2911890000 | 2923750000 | 2935600000 | 2947430000 | 2959340000 | 2971340000 | 2983320000 | 2980100000
Transportation Pollutant Emissions Disaggregated[ships,PM25,passenger,biofuel gasoline tf] | NoSettings | 0 | 0 | 0 | 0 | 0 | 0 | 0 | 0 | 0 | 0 | 0 | 0 | 0 | 0 | 0 | 0 | 0 | 0 | 0 | 0 | 0 | 0 | 0 | 0 | 0 | 0 | 0 | 0 | 0 | 0 | 0
Transportation Pollutant Emissions Disaggregated[ships,PM25,passenger,biofuel diesel tf] | NoSettings | 0 | 0 | 0 | 0 | 0 | 0 | 0 | 0 | 0 | 0 | 0 | 0 | 0 | 0 | 0 | 0 | 0 | 0 | 0 | 0 | 0 | 0 | 0 | 0 | 0 | 0 | 0 | 0 | 0 | 0 | 0
Transportation Pollutant Emissions Disaggregated[ships,PM25,passenger,jet fuel tf] | NoSettings | 0 | 0 | 0 | 0 | 0 | 0 | 0 | 0 | 0 | 0 | 0 | 0 | 0 | 0 | 0 | 0 | 0 | 0 | 0 | 0 | 0 | 0 | 0 | 0 | 0 | 0 | 0 | 0 | 0 | 0 | 0
Transportation Pollutant Emissions Disaggregated[ships,PM25,passenger,heavy or residual fuel oil tf] | NoSettings | 0 | 0 | 0 | 0 | 0 | 0 | 0 | 0 | 0 | 0 | 0 | 0 | 0 | 0 | 0 | 0 | 0 | 0 | 0 | 0 | 0 | 0 | 0 | 0 | 0 | 0 | 0 | 0 | 0 | 0 | 0
Transportation Pollutant Emissions Disaggregated[ships,PM25,passenger,LPG propane or butane tf] | NoSettings | 0 | 0 | 0 | 0 | 0 | 0 | 0 | 0 | 0 | 0 | 0 | 0 | 0 | 0 | 0 | 0 | 0 | 0 | 0 | 0 | 0 | 0 | 0 | 0 | 0 | 0 | 0 | 0 | 0 | 0 | 0
Transportation Pollutant Emissions Disaggregated[ships,PM25,passenger,hydrogen tf] | NoSettings | 0 | 0 | 0 | 0 | 0 | 0 | 0 | 0 | 0 | 0 | 0 | 0 | 0 | 0 | 0 | 0 | 0 | 0 | 0 | 0 | 0 | 0 | 0 | 0 | 0 | 0 | 0 | 0 | 0 | 0 | 0
Transportation Pollutant Emissions Disaggregated[ships,PM25,freight,electricity tf] | NoSettings | 0 | 0 | 0 | 0 | 0 | 0 | 0 | 0 | 0 | 0 | 0 | 0 | 0 | 0 | 0 | 0 | 0 | 0 | 0 | 0 | 0 | 0 | 0 | 0 | 0 | 0 | 0 | 0 | 0 | 0 | 0
Transportation Pollutant Emissions Disaggregated[ships,PM25,freight,natural gas tf] | NoSettings | 0 | 0 | 0 | 0 | 0 | 0 | 0 | 0 | 0 | 0 | 0 | 0 | 0 | 0 | 0 | 0 | 0 | 0 | 0 | 0 | 0 | 0 | 0 | 0 | 0 | 0 | 0 | 0 | 0 | 0 | 0
Transportation Pollutant Emissions Disaggregated[ships,PM25,freight,petroleum gasoline tf] | NoSettings | 0 | 0 | 0 | 0 | 0 | 0 | 0 | 0 | 0 | 0 | 0 | 0 | 0 | 0 | 0 | 0 | 0 | 0 | 0 | 0 | 0 | 0 | 0 | 0 | 0 | 0 | 0 | 0 | 0 | 0 | 0
Transportation Pollutant Emissions Disaggregated[ships,PM25,freight,petroleum diesel tf] | NoSettings | 3040040000 | 2796860000 | 3067050000 | 2491060000 | 2492030000 | 2532470000 | 2810380000 | 2990510000 | 3395800000 | 3532420000 | 3358210000 | 3473690000 | 3605400000 | 3763910000 | 3889700000 | 4063410000 | 4564040000 | 4768080000 | 5036950000 | 5270050000 | 5541150000 | 5577790000 | 6012800000 | 6222260000 | 6639740000 | 6628320000 | 7154260000 | 7424970000 | 7669310000 | 7977100000 | 8232200000
Transportation Pollutant Emissions Disaggregated[ships,PM25,freight,biofuel gasoline tf] | NoSettings | 0 | 0 | 0 | 0 | 0 | 0 | 0 | 0 | 0 | 0 | 0 | 0 | 0 | 0 | 0 | 0 | 0 | 0 | 0 | 0 | 0 | 0 | 0 | 0 | 0 | 0 | 0 | 0 | 0 | 0 | 0
Transportation Pollutant Emissions Disaggregated[ships,PM25,freight,biofuel diesel tf] | NoSettings | 0 | 0 | 0 | 0 | 0 | 0 | 0 | 0 | 0 | 0 | 0 | 0 | 0 | 0 | 0 | 0 | 0 | 0 | 0 | 0 | 0 | 0 | 0 | 0 | 0 | 0 | 0 | 0 | 0 | 0 | 0
Transportation Pollutant Emissions Disaggregated[ships,PM25,freight,jet fuel tf] | NoSettings | 0 | 0 | 0 | 0 | 0 | 0 | 0 | 0 | 0 | 0 | 0 | 0 | 0 | 0 | 0 | 0 | 0 | 0 | 0 | 0 | 0 | 0 | 0 | 0 | 0 | 0 | 0 | 0 | 0 | 0 | 0
Transportation Pollutant Emissions Disaggregated[ships,PM25,freight,heavy or residual fuel oil tf] | NoSettings | 2646790000 | 3127980000 | 3156160000 | 3980100000 | 4233010000 | 4450150000 | 4490240000 | 4635170000 | 4561160000 | 4765190000 | 5287080000 | 5462170000 | 5686120000 | 5889660000 | 6074770000 | 6279000000 | 6164340000 | 6421240000 | 6558920000 | 6804320000 | 6956220000 | 7350200000 | 7411530000 | 7646540000 | 7744720000 | 8216800000 | 8222910000 | 8428300000 | 8666230000 | 8915530000 | 9101180000
Transportation Pollutant Emissions Disaggregated[ships,PM25,freight,LPG propane or butane tf] | NoSettings | 0 | 0 | 0 | 0 | 0 | 0 | 0 | 0 | 0 | 0 | 0 | 0 | 0 | 0 | 0 | 0 | 0 | 0 | 0 | 0 | 0 | 0 | 0 | 0 | 0 | 0 | 0 | 0 | 0 | 0 | 0
Transportation Pollutant Emissions Disaggregated[ships,PM25,freight,hydrogen tf] | NoSettings | 0 | 0 | 0 | 0 | 0 | 0 | 0 | 0 | 0 | 0 | 0 | 0 | 0 | 0 | 0 | 0 | 0 | 0 | 0 | 0 | 0 | 0 | 0 | 0 | 0 | 0 | 0 | 0 | 0 | 0 | 0
Transportation Pollutant Emissions Disaggregated[ships,SOx,passenger,electricity tf] | NoSettings | 0 | 0 | 0 | 0 | 0 | 0 | 0 | 0 | 0 | 0 | 0 | 0 | 0 | 0 | 0 | 0 | 0 | 0 | 0 | 0 | 0 | 0 | 0 | 0 | 0 | 0 | 0 | 0 | 0 | 0 | 0
Transportation Pollutant Emissions Disaggregated[ships,SOx,passenger,natural gas tf] | NoSettings | 0 | 0 | 0 | 0 | 0 | 0 | 0 | 0 | 0 | 0 | 0 | 0 | 0 | 0 | 0 | 0 | 0 | 0 | 0 | 0 | 0 | 0 | 0 | 0 | 0 | 0 | 0 | 0 | 0 | 0 | 0
Transportation Pollutant Emissions Disaggregated[ships,SOx,passenger,petroleum gasoline tf] | NoSettings | 0 | 0 | 0 | 0 | 0 | 0 | 0 | 0 | 0 | 0 | 0 | 0 | 0 | 0 | 0 | 0 | 0 | 0 | 0 | 0 | 0 | 0 | 0 | 0 | 0 | 0 | 0 | 0 | 0 | 0 | 0
Transportation Pollutant Emissions Disaggregated[ships,SOx,passenger,petroleum diesel tf] | NoSettings | 8474380 | 8503540 | 8533150 | 8563480 | 8680570 | 8713360 | 8833620 | 8868970 | 8904570 | 8940410 | 8976500 | 9012560 | 9048880 | 9085440 | 9212410 | 9251440 | 9290740 | 9330010 | 9369250 | 9316690 | 9354490 | 9392560 | 9430580 | 9468870 | 9507430 | 9545950 | 9584430 | 9623170 | 9662190 | 9701150 | 9690660
Transportation Pollutant Emissions Disaggregated[ships,SOx,passenger,biofuel gasoline tf] | NoSettings | 0 | 0 | 0 | 0 | 0 | 0 | 0 | 0 | 0 | 0 | 0 | 0 | 0 | 0 | 0 | 0 | 0 | 0 | 0 | 0 | 0 | 0 | 0 | 0 | 0 | 0 | 0 | 0 | 0 | 0 | 0
Transportation Pollutant Emissions Disaggregated[ships,SOx,passenger,biofuel diesel tf] | NoSettings | 0 | 0 | 0 | 0 | 0 | 0 | 0 | 0 | 0 | 0 | 0 | 0 | 0 | 0 | 0 | 0 | 0 | 0 | 0 | 0 | 0 | 0 | 0 | 0 | 0 | 0 | 0 | 0 | 0 | 0 | 0
Transportation Pollutant Emissions Disaggregated[ships,SOx,passenger,jet fuel tf] | NoSettings | 0 | 0 | 0 | 0 | 0 | 0 | 0 | 0 | 0 | 0 | 0 | 0 | 0 | 0 | 0 | 0 | 0 | 0 | 0 | 0 | 0 | 0 | 0 | 0 | 0 | 0 | 0 | 0 | 0 | 0 | 0
Transportation Pollutant Emissions Disaggregated[ships,SOx,passenger,heavy or residual fuel oil tf] | NoSettings | 0 | 0 | 0 | 0 | 0 | 0 | 0 | 0 | 0 | 0 | 0 | 0 | 0 | 0 | 0 | 0 | 0 | 0 | 0 | 0 | 0 | 0 | 0 | 0 | 0 | 0 | 0 | 0 | 0 | 0 | 0
Transportation Pollutant Emissions Disaggregated[ships,SOx,passenger,LPG propane or butane tf] | NoSettings | 0 | 0 | 0 | 0 | 0 | 0 | 0 | 0 | 0 | 0 | 0 | 0 | 0 | 0 | 0 | 0 | 0 | 0 | 0 | 0 | 0 | 0 | 0 | 0 | 0 | 0 | 0 | 0 | 0 | 0 | 0
Transportation Pollutant Emissions Disaggregated[ships,SOx,passenger,hydrogen tf] | NoSettings | 0 | 0 | 0 | 0 | 0 | 0 | 0 | 0 | 0 | 0 | 0 | 0 | 0 | 0 | 0 | 0 | 0 | 0 | 0 | 0 | 0 | 0 | 0 | 0 | 0 | 0 | 0 | 0 | 0 | 0 | 0
Transportation Pollutant Emissions Disaggregated[ships,SOx,freight,electricity tf] | NoSettings | 0 | 0 | 0 | 0 | 0 | 0 | 0 | 0 | 0 | 0 | 0 | 0 | 0 | 0 | 0 | 0 | 0 | 0 | 0 | 0 | 0 | 0 | 0 | 0 | 0 | 0 | 0 | 0 | 0 | 0 | 0
Transportation Pollutant Emissions Disaggregated[ships,SOx,freight,natural gas tf] | NoSettings | 0 | 0 | 0 | 0 | 0 | 0 | 0 | 0 | 0 | 0 | 0 | 0 | 0 | 0 | 0 | 0 | 0 | 0 | 0 | 0 | 0 | 0 | 0 | 0 | 0 | 0 | 0 | 0 | 0 | 0 | 0
Transportation Pollutant Emissions Disaggregated[ships,SOx,freight,petroleum gasoline tf] | NoSettings | 0 | 0 | 0 | 0 | 0 | 0 | 0 | 0 | 0 | 0 | 0 | 0 | 0 | 0 | 0 | 0 | 0 | 0 | 0 | 0 | 0 | 0 | 0 | 0 | 0 | 0 | 0 | 0 | 0 | 0 | 0
Transportation Pollutant Emissions Disaggregated[ships,SOx,freight,petroleum diesel tf] | NoSettings | 9885570 | 9094810 | 9973400 | 8100420 | 8103580 | 8235080 | 9138780 | 9724530 | 11042400 | 11486700 | 10920200 | 11295700 | 11724000 | 12239500 | 12648500 | 13213400 | 14841300 | 15504800 | 16379100 | 17137100 | 18018700 | 18137800 | 19552400 | 20233500 | 21591100 | 21553900 | 23264200 | 24144500 | 24939000 | 25939900 | 26769400
Transportation Pollutant Emissions Disaggregated[ships,SOx,freight,biofuel gasoline tf] | NoSettings | 0 | 0 | 0 | 0 | 0 | 0 | 0 | 0 | 0 | 0 | 0 | 0 | 0 | 0 | 0 | 0 | 0 | 0 | 0 | 0 | 0 | 0 | 0 | 0 | 0 | 0 | 0 | 0 | 0 | 0 | 0
Transportation Pollutant Emissions Disaggregated[ships,SOx,freight,biofuel diesel tf] | NoSettings | 0 | 0 | 0 | 0 | 0 | 0 | 0 | 0 | 0 | 0 | 0 | 0 | 0 | 0 | 0 | 0 | 0 | 0 | 0 | 0 | 0 | 0 | 0 | 0 | 0 | 0 | 0 | 0 | 0 | 0 | 0
Transportation Pollutant Emissions Disaggregated[ships,SOx,freight,jet fuel tf] | NoSettings | 0 | 0 | 0 | 0 | 0 | 0 | 0 | 0 | 0 | 0 | 0 | 0 | 0 | 0 | 0 | 0 | 0 | 0 | 0 | 0 | 0 | 0 | 0 | 0 | 0 | 0 | 0 | 0 | 0 | 0 | 0
Transportation Pollutant Emissions Disaggregated[ships,SOx,freight,heavy or residual fuel oil tf] | NoSettings | 22913000000 | 27078600000 | 27322500000 | 34455300000 | 36644700000 | 38524500000 | 38871500000 | 40126100000 | 39485400000 | 41251700000 | 45769700000 | 47285400000 | 49224100000 | 50986100000 | 52588600000 | 54356600000 | 53364000000 | 55588000000 | 56779800000 | 58904200000 | 60219200000 | 63629800000 | 64160800000 | 66195200000 | 67045200000 | 71131900000 | 71184800000 | 72962800000 | 75022600000 | 77180700000 | 78787900000
Transportation Pollutant Emissions Disaggregated[ships,SOx,freight,LPG propane or butane tf] | NoSettings | 0 | 0 | 0 | 0 | 0 | 0 | 0 | 0 | 0 | 0 | 0 | 0 | 0 | 0 | 0 | 0 | 0 | 0 | 0 | 0 | 0 | 0 | 0 | 0 | 0 | 0 | 0 | 0 | 0 | 0 | 0
Transportation Pollutant Emissions Disaggregated[ships,SOx,freight,hydrogen tf] | NoSettings | 0 | 0 | 0 | 0 | 0 | 0 | 0 | 0 | 0 | 0 | 0 | 0 | 0 | 0 | 0 | 0 | 0 | 0 | 0 | 0 | 0 | 0 | 0 | 0 | 0 | 0 | 0 | 0 | 0 | 0 | 0
Transportation Pollutant Emissions Disaggregated[ships,BC,passenger,electricity tf] | NoSettings | 0 | 0 | 0 | 0 | 0 | 0 | 0 | 0 | 0 | 0 | 0 | 0 | 0 | 0 | 0 | 0 | 0 | 0 | 0 | 0 | 0 | 0 | 0 | 0 | 0 | 0 | 0 | 0 | 0 | 0 | 0
Transportation Pollutant Emissions Disaggregated[ships,BC,passenger,natural gas tf] | NoSettings | 0 | 0 | 0 | 0 | 0 | 0 | 0 | 0 | 0 | 0 | 0 | 0 | 0 | 0 | 0 | 0 | 0 | 0 | 0 | 0 | 0 | 0 | 0 | 0 | 0 | 0 | 0 | 0 | 0 | 0 | 0
Transportation Pollutant Emissions Disaggregated[ships,BC,passenger,petroleum gasoline tf] | NoSettings | 0 | 0 | 0 | 0 | 0 | 0 | 0 | 0 | 0 | 0 | 0 | 0 | 0 | 0 | 0 | 0 | 0 | 0 | 0 | 0 | 0 | 0 | 0 | 0 | 0 | 0 | 0 | 0 | 0 | 0 | 0
Transportation Pollutant Emissions Disaggregated[ships,BC,passenger,petroleum diesel tf] | NoSettings | 390908000 | 392253000 | 393619000 | 395018000 | 400419000 | 401932000 | 407479000 | 409110000 | 410752000 | 412405000 | 414070000 | 415733000 | 417408000 | 419095000 | 424952000 | 426752000 | 428565000 | 430376000 | 432187000 | 429762000 | 431506000 | 433262000 | 435016000 | 436782000 | 438561000 | 440338000 | 442112000 | 443900000 | 445699000 | 447497000 | 447013000
Transportation Pollutant Emissions Disaggregated[ships,BC,passenger,biofuel gasoline tf] | NoSettings | 0 | 0 | 0 | 0 | 0 | 0 | 0 | 0 | 0 | 0 | 0 | 0 | 0 | 0 | 0 | 0 | 0 | 0 | 0 | 0 | 0 | 0 | 0 | 0 | 0 | 0 | 0 | 0 | 0 | 0 | 0
Transportation Pollutant Emissions Disaggregated[ships,BC,passenger,biofuel diesel tf] | NoSettings | 0 | 0 | 0 | 0 | 0 | 0 | 0 | 0 | 0 | 0 | 0 | 0 | 0 | 0 | 0 | 0 | 0 | 0 | 0 | 0 | 0 | 0 | 0 | 0 | 0 | 0 | 0 | 0 | 0 | 0 | 0
Transportation Pollutant Emissions Disaggregated[ships,BC,passenger,jet fuel tf] | NoSettings | 0 | 0 | 0 | 0 | 0 | 0 | 0 | 0 | 0 | 0 | 0 | 0 | 0 | 0 | 0 | 0 | 0 | 0 | 0 | 0 | 0 | 0 | 0 | 0 | 0 | 0 | 0 | 0 | 0 | 0 | 0
Transportation Pollutant Emissions Disaggregated[ships,BC,passenger,heavy or residual fuel oil tf] | NoSettings | 0 | 0 | 0 | 0 | 0 | 0 | 0 | 0 | 0 | 0 | 0 | 0 | 0 | 0 | 0 | 0 | 0 | 0 | 0 | 0 | 0 | 0 | 0 | 0 | 0 | 0 | 0 | 0 | 0 | 0 | 0
Transportation Pollutant Emissions Disaggregated[ships,BC,passenger,LPG propane or butane tf] | NoSettings | 0 | 0 | 0 | 0 | 0 | 0 | 0 | 0 | 0 | 0 | 0 | 0 | 0 | 0 | 0 | 0 | 0 | 0 | 0 | 0 | 0 | 0 | 0 | 0 | 0 | 0 | 0 | 0 | 0 | 0 | 0
Transportation Pollutant Emissions Disaggregated[ships,BC,passenger,hydrogen tf] | NoSettings | 0 | 0 | 0 | 0 | 0 | 0 | 0 | 0 | 0 | 0 | 0 | 0 | 0 | 0 | 0 | 0 | 0 | 0 | 0 | 0 | 0 | 0 | 0 | 0 | 0 | 0 | 0 | 0 | 0 | 0 | 0
Transportation Pollutant Emissions Disaggregated[ships,BC,freight,electricity tf] | NoSettings | 0 | 0 | 0 | 0 | 0 | 0 | 0 | 0 | 0 | 0 | 0 | 0 | 0 | 0 | 0 | 0 | 0 | 0 | 0 | 0 | 0 | 0 | 0 | 0 | 0 | 0 | 0 | 0 | 0 | 0 | 0
Transportation Pollutant Emissions Disaggregated[ships,BC,freight,natural gas tf] | NoSettings | 0 | 0 | 0 | 0 | 0 | 0 | 0 | 0 | 0 | 0 | 0 | 0 | 0 | 0 | 0 | 0 | 0 | 0 | 0 | 0 | 0 | 0 | 0 | 0 | 0 | 0 | 0 | 0 | 0 | 0 | 0
Transportation Pollutant Emissions Disaggregated[ships,BC,freight,petroleum gasoline tf] | NoSettings | 0 | 0 | 0 | 0 | 0 | 0 | 0 | 0 | 0 | 0 | 0 | 0 | 0 | 0 | 0 | 0 | 0 | 0 | 0 | 0 | 0 | 0 | 0 | 0 | 0 | 0 | 0 | 0 | 0 | 0 | 0
Transportation Pollutant Emissions Disaggregated[ships,BC,freight,petroleum diesel tf] | NoSettings | 456003000 | 419527000 | 460055000 | 373658000 | 373803000 | 379869000 | 421556000 | 448575000 | 509367000 | 529860000 | 503729000 | 521051000 | 540808000 | 564584000 | 583453000 | 609509000 | 684604000 | 715209000 | 755540000 | 790504000 | 831169000 | 836665000 | 901916000 | 933334000 | 995957000 | 994244000 | 1073130000 | 1113740000 | 1150390000 | 1196560000 | 1234820000
Transportation Pollutant Emissions Disaggregated[ships,BC,freight,biofuel gasoline tf] | NoSettings | 0 | 0 | 0 | 0 | 0 | 0 | 0 | 0 | 0 | 0 | 0 | 0 | 0 | 0 | 0 | 0 | 0 | 0 | 0 | 0 | 0 | 0 | 0 | 0 | 0 | 0 | 0 | 0 | 0 | 0 | 0
Transportation Pollutant Emissions Disaggregated[ships,BC,freight,biofuel diesel tf] | NoSettings | 0 | 0 | 0 | 0 | 0 | 0 | 0 | 0 | 0 | 0 | 0 | 0 | 0 | 0 | 0 | 0 | 0 | 0 | 0 | 0 | 0 | 0 | 0 | 0 | 0 | 0 | 0 | 0 | 0 | 0 | 0
Transportation Pollutant Emissions Disaggregated[ships,BC,freight,jet fuel tf] | NoSettings | 0 | 0 | 0 | 0 | 0 | 0 | 0 | 0 | 0 | 0 | 0 | 0 | 0 | 0 | 0 | 0 | 0 | 0 | 0 | 0 | 0 | 0 | 0 | 0 | 0 | 0 | 0 | 0 | 0 | 0 | 0
Transportation Pollutant Emissions Disaggregated[ships,BC,freight,heavy or residual fuel oil tf] | NoSettings | 397017000 | 469195000 | 473422000 | 597013000 | 634949000 | 667520000 | 673533000 | 695272000 | 684171000 | 714776000 | 793059000 | 819322000 | 852914000 | 883445000 | 911211000 | 941846000 | 924648000 | 963183000 | 983834000 | 1020640000 | 1043430000 | 1102530000 | 1111720000 | 1146980000 | 1161700000 | 1232520000 | 1233430000 | 1264240000 | 1299930000 | 1337320000 | 1365170000
Transportation Pollutant Emissions Disaggregated[ships,BC,freight,LPG propane or butane tf] | NoSettings | 0 | 0 | 0 | 0 | 0 | 0 | 0 | 0 | 0 | 0 | 0 | 0 | 0 | 0 | 0 | 0 | 0 | 0 | 0 | 0 | 0 | 0 | 0 | 0 | 0 | 0 | 0 | 0 | 0 | 0 | 0
Transportation Pollutant Emissions Disaggregated[ships,BC,freight,hydrogen tf] | NoSettings | 0 | 0 | 0 | 0 | 0 | 0 | 0 | 0 | 0 | 0 | 0 | 0 | 0 | 0 | 0 | 0 | 0 | 0 | 0 | 0 | 0 | 0 | 0 | 0 | 0 | 0 | 0 | 0 | 0 | 0 | 0
Transportation Pollutant Emissions Disaggregated[ships,OC,passenger,electricity tf] | NoSettings | 0 | 0 | 0 | 0 | 0 | 0 | 0 | 0 | 0 | 0 | 0 | 0 | 0 | 0 | 0 | 0 | 0 | 0 | 0 | 0 | 0 | 0 | 0 | 0 | 0 | 0 | 0 | 0 | 0 | 0 | 0
Transportation Pollutant Emissions Disaggregated[ships,OC,passenger,natural gas tf] | NoSettings | 0 | 0 | 0 | 0 | 0 | 0 | 0 | 0 | 0 | 0 | 0 | 0 | 0 | 0 | 0 | 0 | 0 | 0 | 0 | 0 | 0 | 0 | 0 | 0 | 0 | 0 | 0 | 0 | 0 | 0 | 0
Transportation Pollutant Emissions Disaggregated[ships,OC,passenger,petroleum gasoline tf] | NoSettings | 0 | 0 | 0 | 0 | 0 | 0 | 0 | 0 | 0 | 0 | 0 | 0 | 0 | 0 | 0 | 0 | 0 | 0 | 0 | 0 | 0 | 0 | 0 | 0 | 0 | 0 | 0 | 0 | 0 | 0 | 0
Transportation Pollutant Emissions Disaggregated[ships,OC,passenger,petroleum diesel tf] | NoSettings | 1016360000 | 1019850000 | 1023410000 | 1027040000 | 1041090000 | 1045020000 | 1059440000 | 1063680000 | 1067950000 | 1072250000 | 1076580000 | 1080900000 | 1085260000 | 1089640000 | 1104870000 | 1109550000 | 1114270000 | 1118980000 | 1123680000 | 1117380000 | 1121910000 | 1126480000 | 1131040000 | 1135630000 | 1140250000 | 1144870000 | 1149490000 | 1154130000 | 1158810000 | 1163490000 | 1162230000
Transportation Pollutant Emissions Disaggregated[ships,OC,passenger,biofuel gasoline tf] | NoSettings | 0 | 0 | 0 | 0 | 0 | 0 | 0 | 0 | 0 | 0 | 0 | 0 | 0 | 0 | 0 | 0 | 0 | 0 | 0 | 0 | 0 | 0 | 0 | 0 | 0 | 0 | 0 | 0 | 0 | 0 | 0
Transportation Pollutant Emissions Disaggregated[ships,OC,passenger,biofuel diesel tf] | NoSettings | 0 | 0 | 0 | 0 | 0 | 0 | 0 | 0 | 0 | 0 | 0 | 0 | 0 | 0 | 0 | 0 | 0 | 0 | 0 | 0 | 0 | 0 | 0 | 0 | 0 | 0 | 0 | 0 | 0 | 0 | 0
Transportation Pollutant Emissions Disaggregated[ships,OC,passenger,jet fuel tf] | NoSettings | 0 | 0 | 0 | 0 | 0 | 0 | 0 | 0 | 0 | 0 | 0 | 0 | 0 | 0 | 0 | 0 | 0 | 0 | 0 | 0 | 0 | 0 | 0 | 0 | 0 | 0 | 0 | 0 | 0 | 0 | 0
Transportation Pollutant Emissions Disaggregated[ships,OC,passenger,heavy or residual fuel oil tf] | NoSettings | 0 | 0 | 0 | 0 | 0 | 0 | 0 | 0 | 0 | 0 | 0 | 0 | 0 | 0 | 0 | 0 | 0 | 0 | 0 | 0 | 0 | 0 | 0 | 0 | 0 | 0 | 0 | 0 | 0 | 0 | 0
Transportation Pollutant Emissions Disaggregated[ships,OC,passenger,LPG propane or butane tf] | NoSettings | 0 | 0 | 0 | 0 | 0 | 0 | 0 | 0 | 0 | 0 | 0 | 0 | 0 | 0 | 0 | 0 | 0 | 0 | 0 | 0 | 0 | 0 | 0 | 0 | 0 | 0 | 0 | 0 | 0 | 0 | 0
Transportation Pollutant Emissions Disaggregated[ships,OC,passenger,hydrogen tf] | NoSettings | 0 | 0 | 0 | 0 | 0 | 0 | 0 | 0 | 0 | 0 | 0 | 0 | 0 | 0 | 0 | 0 | 0 | 0 | 0 | 0 | 0 | 0 | 0 | 0 | 0 | 0 | 0 | 0 | 0 | 0 | 0
Transportation Pollutant Emissions Disaggregated[ships,OC,freight,electricity tf] | NoSettings | 0 | 0 | 0 | 0 | 0 | 0 | 0 | 0 | 0 | 0 | 0 | 0 | 0 | 0 | 0 | 0 | 0 | 0 | 0 | 0 | 0 | 0 | 0 | 0 | 0 | 0 | 0 | 0 | 0 | 0 | 0
Transportation Pollutant Emissions Disaggregated[ships,OC,freight,natural gas tf] | NoSettings | 0 | 0 | 0 | 0 | 0 | 0 | 0 | 0 | 0 | 0 | 0 | 0 | 0 | 0 | 0 | 0 | 0 | 0 | 0 | 0 | 0 | 0 | 0 | 0 | 0 | 0 | 0 | 0 | 0 | 0 | 0
Transportation Pollutant Emissions Disaggregated[ships,OC,freight,petroleum gasoline tf] | NoSettings | 0 | 0 | 0 | 0 | 0 | 0 | 0 | 0 | 0 | 0 | 0 | 0 | 0 | 0 | 0 | 0 | 0 | 0 | 0 | 0 | 0 | 0 | 0 | 0 | 0 | 0 | 0 | 0 | 0 | 0 | 0
Transportation Pollutant Emissions Disaggregated[ships,OC,freight,petroleum diesel tf] | NoSettings | 1185610000 | 1090770000 | 1196140000 | 971507000 | 971886000 | 987657000 | 1096040000 | 1166290000 | 1324350000 | 1377630000 | 1309690000 | 1354730000 | 1406090000 | 1467910000 | 1516970000 | 1584720000 | 1779960000 | 1859540000 | 1964400000 | 2055300000 | 2161030000 | 2175320000 | 2344970000 | 2426660000 | 2589480000 | 2585020000 | 2790140000 | 2895720000 | 2991010000 | 3111050000 | 3210530000
Transportation Pollutant Emissions Disaggregated[ships,OC,freight,biofuel gasoline tf] | NoSettings | 0 | 0 | 0 | 0 | 0 | 0 | 0 | 0 | 0 | 0 | 0 | 0 | 0 | 0 | 0 | 0 | 0 | 0 | 0 | 0 | 0 | 0 | 0 | 0 | 0 | 0 | 0 | 0 | 0 | 0 | 0
Transportation Pollutant Emissions Disaggregated[ships,OC,freight,biofuel diesel tf] | NoSettings | 0 | 0 | 0 | 0 | 0 | 0 | 0 | 0 | 0 | 0 | 0 | 0 | 0 | 0 | 0 | 0 | 0 | 0 | 0 | 0 | 0 | 0 | 0 | 0 | 0 | 0 | 0 | 0 | 0 | 0 | 0
Transportation Pollutant Emissions Disaggregated[ships,OC,freight,jet fuel tf] | NoSettings | 0 | 0 | 0 | 0 | 0 | 0 | 0 | 0 | 0 | 0 | 0 | 0 | 0 | 0 | 0 | 0 | 0 | 0 | 0 | 0 | 0 | 0 | 0 | 0 | 0 | 0 | 0 | 0 | 0 | 0 | 0
Transportation Pollutant Emissions Disaggregated[ships,OC,freight,heavy or residual fuel oil tf] | NoSettings | 1032240000 | 1219900000 | 1230890000 | 1552230000 | 1650860000 | 1735550000 | 1751180000 | 1807700000 | 1778840000 | 1858410000 | 2061950000 | 2130230000 | 2217570000 | 2296950000 | 2369140000 | 2448790000 | 2404080000 | 2504270000 | 2557960000 | 2653660000 | 2712910000 | 2866560000 | 2890470000 | 2982130000 | 3020420000 | 3204530000 | 3206910000 | 3287010000 | 3379810000 | 3477030000 | 3549440000
Transportation Pollutant Emissions Disaggregated[ships,OC,freight,LPG propane or butane tf] | NoSettings | 0 | 0 | 0 | 0 | 0 | 0 | 0 | 0 | 0 | 0 | 0 | 0 | 0 | 0 | 0 | 0 | 0 | 0 | 0 | 0 | 0 | 0 | 0 | 0 | 0 | 0 | 0 | 0 | 0 | 0 | 0
Transportation Pollutant Emissions Disaggregated[ships,OC,freight,hydrogen tf] | NoSettings | 0 | 0 | 0 | 0 | 0 | 0 | 0 | 0 | 0 | 0 | 0 | 0 | 0 | 0 | 0 | 0 | 0 | 0 | 0 | 0 | 0 | 0 | 0 | 0 | 0 | 0 | 0 | 0 | 0 | 0 | 0
Transportation Pollutant Emissions Disaggregated[ships,CH4,passenger,electricity tf] | NoSettings | 0 | 0 | 0 | 0 | 0 | 0 | 0 | 0 | 0 | 0 | 0 | 0 | 0 | 0 | 0 | 0 | 0 | 0 | 0 | 0 | 0 | 0 | 0 | 0 | 0 | 0 | 0 | 0 | 0 | 0 | 0
Transportation Pollutant Emissions Disaggregated[ships,CH4,passenger,natural gas tf] | NoSettings | 0 | 0 | 0 | 0 | 0 | 0 | 0 | 0 | 0 | 0 | 0 | 0 | 0 | 0 | 0 | 0 | 0 | 0 | 0 | 0 | 0 | 0 | 0 | 0 | 0 | 0 | 0 | 0 | 0 | 0 | 0
Transportation Pollutant Emissions Disaggregated[ships,CH4,passenger,petroleum gasoline tf] | NoSettings | 0 | 0 | 0 | 0 | 0 | 0 | 0 | 0 | 0 | 0 | 0 | 0 | 0 | 0 | 0 | 0 | 0 | 0 | 0 | 0 | 0 | 0 | 0 | 0 | 0 | 0 | 0 | 0 | 0 | 0 | 0
Transportation Pollutant Emissions Disaggregated[ships,CH4,passenger,petroleum diesel tf] | NoSettings | 50144300 | 50316800 | 50492000 | 50671500 | 51364300 | 51558400 | 52269900 | 52479100 | 52689700 | 52901800 | 53115400 | 53328800 | 53543700 | 53760000 | 54511300 | 54742200 | 54974800 | 55207100 | 55439300 | 55128400 | 55352000 | 55577300 | 55802300 | 56028800 | 56257000 | 56484900 | 56712600 | 56941800 | 57172700 | 57403200 | 57341200
Transportation Pollutant Emissions Disaggregated[ships,CH4,passenger,biofuel gasoline tf] | NoSettings | 0 | 0 | 0 | 0 | 0 | 0 | 0 | 0 | 0 | 0 | 0 | 0 | 0 | 0 | 0 | 0 | 0 | 0 | 0 | 0 | 0 | 0 | 0 | 0 | 0 | 0 | 0 | 0 | 0 | 0 | 0
Transportation Pollutant Emissions Disaggregated[ships,CH4,passenger,biofuel diesel tf] | NoSettings | 0 | 0 | 0 | 0 | 0 | 0 | 0 | 0 | 0 | 0 | 0 | 0 | 0 | 0 | 0 | 0 | 0 | 0 | 0 | 0 | 0 | 0 | 0 | 0 | 0 | 0 | 0 | 0 | 0 | 0 | 0
Transportation Pollutant Emissions Disaggregated[ships,CH4,passenger,jet fuel tf] | NoSettings | 0 | 0 | 0 | 0 | 0 | 0 | 0 | 0 | 0 | 0 | 0 | 0 | 0 | 0 | 0 | 0 | 0 | 0 | 0 | 0 | 0 | 0 | 0 | 0 | 0 | 0 | 0 | 0 | 0 | 0 | 0
Transportation Pollutant Emissions Disaggregated[ships,CH4,passenger,heavy or residual fuel oil tf] | NoSettings | 0 | 0 | 0 | 0 | 0 | 0 | 0 | 0 | 0 | 0 | 0 | 0 | 0 | 0 | 0 | 0 | 0 | 0 | 0 | 0 | 0 | 0 | 0 | 0 | 0 | 0 | 0 | 0 | 0 | 0 | 0
Transportation Pollutant Emissions Disaggregated[ships,CH4,passenger,LPG propane or butane tf] | NoSettings | 0 | 0 | 0 | 0 | 0 | 0 | 0 | 0 | 0 | 0 | 0 | 0 | 0 | 0 | 0 | 0 | 0 | 0 | 0 | 0 | 0 | 0 | 0 | 0 | 0 | 0 | 0 | 0 | 0 | 0 | 0
Transportation Pollutant Emissions Disaggregated[ships,CH4,passenger,hydrogen tf] | NoSettings | 0 | 0 | 0 | 0 | 0 | 0 | 0 | 0 | 0 | 0 | 0 | 0 | 0 | 0 | 0 | 0 | 0 | 0 | 0 | 0 | 0 | 0 | 0 | 0 | 0 | 0 | 0 | 0 | 0 | 0 | 0
Transportation Pollutant Emissions Disaggregated[ships,CH4,freight,electricity tf] | NoSettings | 0 | 0 | 0 | 0 | 0 | 0 | 0 | 0 | 0 | 0 | 0 | 0 | 0 | 0 | 0 | 0 | 0 | 0 | 0 | 0 | 0 | 0 | 0 | 0 | 0 | 0 | 0 | 0 | 0 | 0 | 0
Transportation Pollutant Emissions Disaggregated[ships,CH4,freight,natural gas tf] | NoSettings | 0 | 0 | 0 | 0 | 0 | 0 | 0 | 0 | 0 | 0 | 0 | 0 | 0 | 0 | 0 | 0 | 0 | 0 | 0 | 0 | 0 | 0 | 0 | 0 | 0 | 0 | 0 | 0 | 0 | 0 | 0
Transportation Pollutant Emissions Disaggregated[ships,CH4,freight,petroleum gasoline tf] | NoSettings | 0 | 0 | 0 | 0 | 0 | 0 | 0 | 0 | 0 | 0 | 0 | 0 | 0 | 0 | 0 | 0 | 0 | 0 | 0 | 0 | 0 | 0 | 0 | 0 | 0 | 0 | 0 | 0 | 0 | 0 | 0
Transportation Pollutant Emissions Disaggregated[ships,CH4,freight,petroleum diesel tf] | NoSettings | 58494500 | 53815500 | 59014200 | 47931500 | 47950200 | 48728300 | 54075600 | 57541600 | 65339800 | 67968600 | 64616600 | 66838500 | 69372800 | 72422800 | 74843200 | 78185600 | 87818500 | 91744500 | 96917900 | 101403000 | 106619000 | 107324000 | 115695000 | 119725000 | 127758000 | 127538000 | 137658000 | 142867000 | 147568000 | 153490000 | 158399000
Transportation Pollutant Emissions Disaggregated[ships,CH4,freight,biofuel gasoline tf] | NoSettings | 0 | 0 | 0 | 0 | 0 | 0 | 0 | 0 | 0 | 0 | 0 | 0 | 0 | 0 | 0 | 0 | 0 | 0 | 0 | 0 | 0 | 0 | 0 | 0 | 0 | 0 | 0 | 0 | 0 | 0 | 0
Transportation Pollutant Emissions Disaggregated[ships,CH4,freight,biofuel diesel tf] | NoSettings | 0 | 0 | 0 | 0 | 0 | 0 | 0 | 0 | 0 | 0 | 0 | 0 | 0 | 0 | 0 | 0 | 0 | 0 | 0 | 0 | 0 | 0 | 0 | 0 | 0 | 0 | 0 | 0 | 0 | 0 | 0
Transportation Pollutant Emissions Disaggregated[ships,CH4,freight,jet fuel tf] | NoSettings | 0 | 0 | 0 | 0 | 0 | 0 | 0 | 0 | 0 | 0 | 0 | 0 | 0 | 0 | 0 | 0 | 0 | 0 | 0 | 0 | 0 | 0 | 0 | 0 | 0 | 0 | 0 | 0 | 0 | 0 | 0
Transportation Pollutant Emissions Disaggregated[ships,CH4,freight,heavy or residual fuel oil tf] | NoSettings | 50927900 | 60186700 | 60728800 | 76582600 | 81448900 | 85627000 | 86398400 | 89187000 | 87763000 | 91688900 | 101731000 | 105100000 | 109409000 | 113325000 | 116887000 | 120817000 | 118610000 | 123554000 | 126203000 | 130924000 | 133847000 | 141428000 | 142608000 | 147130000 | 149019000 | 158103000 | 158220000 | 162172000 | 166750000 | 171547000 | 175119000
Transportation Pollutant Emissions Disaggregated[ships,CH4,freight,LPG propane or butane tf] | NoSettings | 0 | 0 | 0 | 0 | 0 | 0 | 0 | 0 | 0 | 0 | 0 | 0 | 0 | 0 | 0 | 0 | 0 | 0 | 0 | 0 | 0 | 0 | 0 | 0 | 0 | 0 | 0 | 0 | 0 | 0 | 0
Transportation Pollutant Emissions Disaggregated[ships,CH4,freight,hydrogen tf] | NoSettings | 0 | 0 | 0 | 0 | 0 | 0 | 0 | 0 | 0 | 0 | 0 | 0 | 0 | 0 | 0 | 0 | 0 | 0 | 0 | 0 | 0 | 0 | 0 | 0 | 0 | 0 | 0 | 0 | 0 | 0 | 0
Transportation Pollutant Emissions Disaggregated[ships,N2O,passenger,electricity tf] | NoSettings | 0 | 0 | 0 | 0 | 0 | 0 | 0 | 0 | 0 | 0 | 0 | 0 | 0 | 0 | 0 | 0 | 0 | 0 | 0 | 0 | 0 | 0 | 0 | 0 | 0 | 0 | 0 | 0 | 0 | 0 | 0
Transportation Pollutant Emissions Disaggregated[ships,N2O,passenger,natural gas tf] | NoSettings | 0 | 0 | 0 | 0 | 0 | 0 | 0 | 0 | 0 | 0 | 0 | 0 | 0 | 0 | 0 | 0 | 0 | 0 | 0 | 0 | 0 | 0 | 0 | 0 | 0 | 0 | 0 | 0 | 0 | 0 | 0
Transportation Pollutant Emissions Disaggregated[ships,N2O,passenger,petroleum gasoline tf] | NoSettings | 0 | 0 | 0 | 0 | 0 | 0 | 0 | 0 | 0 | 0 | 0 | 0 | 0 | 0 | 0 | 0 | 0 | 0 | 0 | 0 | 0 | 0 | 0 | 0 | 0 | 0 | 0 | 0 | 0 | 0 | 0
Transportation Pollutant Emissions Disaggregated[ships,N2O,passenger,petroleum diesel tf] | NoSettings | 10028900 | 10063400 | 10098400 | 10134300 | 10272900 | 10311700 | 10454000 | 10495800 | 10537900 | 10580400 | 10623100 | 10665800 | 10708700 | 10752000 | 10902300 | 10948400 | 10995000 | 11041400 | 11087900 | 11025700 | 11070400 | 11115500 | 11160500 | 11205800 | 11251400 | 11297000 | 11342500 | 11388400 | 11434500 | 11480600 | 11468200
Transportation Pollutant Emissions Disaggregated[ships,N2O,passenger,biofuel gasoline tf] | NoSettings | 0 | 0 | 0 | 0 | 0 | 0 | 0 | 0 | 0 | 0 | 0 | 0 | 0 | 0 | 0 | 0 | 0 | 0 | 0 | 0 | 0 | 0 | 0 | 0 | 0 | 0 | 0 | 0 | 0 | 0 | 0
Transportation Pollutant Emissions Disaggregated[ships,N2O,passenger,biofuel diesel tf] | NoSettings | 0 | 0 | 0 | 0 | 0 | 0 | 0 | 0 | 0 | 0 | 0 | 0 | 0 | 0 | 0 | 0 | 0 | 0 | 0 | 0 | 0 | 0 | 0 | 0 | 0 | 0 | 0 | 0 | 0 | 0 | 0
Transportation Pollutant Emissions Disaggregated[ships,N2O,passenger,jet fuel tf] | NoSettings | 0 | 0 | 0 | 0 | 0 | 0 | 0 | 0 | 0 | 0 | 0 | 0 | 0 | 0 | 0 | 0 | 0 | 0 | 0 | 0 | 0 | 0 | 0 | 0 | 0 | 0 | 0 | 0 | 0 | 0 | 0
Transportation Pollutant Emissions Disaggregated[ships,N2O,passenger,heavy or residual fuel oil tf] | NoSettings | 0 | 0 | 0 | 0 | 0 | 0 | 0 | 0 | 0 | 0 | 0 | 0 | 0 | 0 | 0 | 0 | 0 | 0 | 0 | 0 | 0 | 0 | 0 | 0 | 0 | 0 | 0 | 0 | 0 | 0 | 0
Transportation Pollutant Emissions Disaggregated[ships,N2O,passenger,LPG propane or butane tf] | NoSettings | 0 | 0 | 0 | 0 | 0 | 0 | 0 | 0 | 0 | 0 | 0 | 0 | 0 | 0 | 0 | 0 | 0 | 0 | 0 | 0 | 0 | 0 | 0 | 0 | 0 | 0 | 0 | 0 | 0 | 0 | 0
Transportation Pollutant Emissions Disaggregated[ships,N2O,passenger,hydrogen tf] | NoSettings | 0 | 0 | 0 | 0 | 0 | 0 | 0 | 0 | 0 | 0 | 0 | 0 | 0 | 0 | 0 | 0 | 0 | 0 | 0 | 0 | 0 | 0 | 0 | 0 | 0 | 0 | 0 | 0 | 0 | 0 | 0
Transportation Pollutant Emissions Disaggregated[ships,N2O,freight,electricity tf] | NoSettings | 0 | 0 | 0 | 0 | 0 | 0 | 0 | 0 | 0 | 0 | 0 | 0 | 0 | 0 | 0 | 0 | 0 | 0 | 0 | 0 | 0 | 0 | 0 | 0 | 0 | 0 | 0 | 0 | 0 | 0 | 0
Transportation Pollutant Emissions Disaggregated[ships,N2O,freight,natural gas tf] | NoSettings | 0 | 0 | 0 | 0 | 0 | 0 | 0 | 0 | 0 | 0 | 0 | 0 | 0 | 0 | 0 | 0 | 0 | 0 | 0 | 0 | 0 | 0 | 0 | 0 | 0 | 0 | 0 | 0 | 0 | 0 | 0
Transportation Pollutant Emissions Disaggregated[ships,N2O,freight,petroleum gasoline tf] | NoSettings | 0 | 0 | 0 | 0 | 0 | 0 | 0 | 0 | 0 | 0 | 0 | 0 | 0 | 0 | 0 | 0 | 0 | 0 | 0 | 0 | 0 | 0 | 0 | 0 | 0 | 0 | 0 | 0 | 0 | 0 | 0
Transportation Pollutant Emissions Disaggregated[ships,N2O,freight,petroleum diesel tf] | NoSettings | 11698900 | 10763100 | 11802800 | 9586290 | 9590030 | 9745650 | 10815100 | 11508300 | 13068000 | 13593700 | 12923300 | 13367700 | 13874600 | 14484600 | 14968600 | 15637100 | 17563700 | 18348900 | 19383600 | 20280600 | 21323900 | 21464900 | 23138900 | 23945000 | 25551600 | 25507600 | 27531600 | 28573300 | 29513600 | 30698100 | 31679800
Transportation Pollutant Emissions Disaggregated[ships,N2O,freight,biofuel gasoline tf] | NoSettings | 0 | 0 | 0 | 0 | 0 | 0 | 0 | 0 | 0 | 0 | 0 | 0 | 0 | 0 | 0 | 0 | 0 | 0 | 0 | 0 | 0 | 0 | 0 | 0 | 0 | 0 | 0 | 0 | 0 | 0 | 0
Transportation Pollutant Emissions Disaggregated[ships,N2O,freight,biofuel diesel tf] | NoSettings | 0 | 0 | 0 | 0 | 0 | 0 | 0 | 0 | 0 | 0 | 0 | 0 | 0 | 0 | 0 | 0 | 0 | 0 | 0 | 0 | 0 | 0 | 0 | 0 | 0 | 0 | 0 | 0 | 0 | 0 | 0
Transportation Pollutant Emissions Disaggregated[ships,N2O,freight,jet fuel tf] | NoSettings | 0 | 0 | 0 | 0 | 0 | 0 | 0 | 0 | 0 | 0 | 0 | 0 | 0 | 0 | 0 | 0 | 0 | 0 | 0 | 0 | 0 | 0 | 0 | 0 | 0 | 0 | 0 | 0 | 0 | 0 | 0
Transportation Pollutant Emissions Disaggregated[ships,N2O,freight,heavy or residual fuel oil tf] | NoSettings | 10185600 | 12037300 | 12145800 | 15316500 | 16289800 | 17125400 | 17279700 | 17837400 | 17552600 | 18337800 | 20346200 | 21019900 | 21881700 | 22665000 | 23377400 | 24163300 | 23722100 | 24710700 | 25240500 | 26184900 | 26769500 | 28285600 | 28521600 | 29426000 | 29803800 | 31620500 | 31644000 | 32434400 | 33350100 | 34309400 | 35023900
Transportation Pollutant Emissions Disaggregated[ships,N2O,freight,LPG propane or butane tf] | NoSettings | 0 | 0 | 0 | 0 | 0 | 0 | 0 | 0 | 0 | 0 | 0 | 0 | 0 | 0 | 0 | 0 | 0 | 0 | 0 | 0 | 0 | 0 | 0 | 0 | 0 | 0 | 0 | 0 | 0 | 0 | 0
Transportation Pollutant Emissions Disaggregated[ships,N2O,freight,hydrogen tf] | NoSettings | 0 | 0 | 0 | 0 | 0 | 0 | 0 | 0 | 0 | 0 | 0 | 0 | 0 | 0 | 0 | 0 | 0 | 0 | 0 | 0 | 0 | 0 | 0 | 0 | 0 | 0 | 0 | 0 | 0 | 0 | 0
Transportation Pollutant Emissions Disaggregated[ships,F gases,passenger,electricity tf] | NoSettings | 0 | 0 | 0 | 0 | 0 | 0 | 0 | 0 | 0 | 0 | 0 | 0 | 0 | 0 | 0 | 0 | 0 | 0 | 0 | 0 | 0 | 0 | 0 | 0 | 0 | 0 | 0 | 0 | 0 | 0 | 0
Transportation Pollutant Emissions Disaggregated[ships,F gases,passenger,natural gas tf] | NoSettings | 0 | 0 | 0 | 0 | 0 | 0 | 0 | 0 | 0 | 0 | 0 | 0 | 0 | 0 | 0 | 0 | 0 | 0 | 0 | 0 | 0 | 0 | 0 | 0 | 0 | 0 | 0 | 0 | 0 | 0 | 0
Transportation Pollutant Emissions Disaggregated[ships,F gases,passenger,petroleum gasoline tf] | NoSettings | 0 | 0 | 0 | 0 | 0 | 0 | 0 | 0 | 0 | 0 | 0 | 0 | 0 | 0 | 0 | 0 | 0 | 0 | 0 | 0 | 0 | 0 | 0 | 0 | 0 | 0 | 0 | 0 | 0 | 0 | 0
Transportation Pollutant Emissions Disaggregated[ships,F gases,passenger,petroleum diesel tf] | NoSettings | 0 | 0 | 0 | 0 | 0 | 0 | 0 | 0 | 0 | 0 | 0 | 0 | 0 | 0 | 0 | 0 | 0 | 0 | 0 | 0 | 0 | 0 | 0 | 0 | 0 | 0 | 0 | 0 | 0 | 0 | 0
Transportation Pollutant Emissions Disaggregated[ships,F gases,passenger,biofuel gasoline tf] | NoSettings | 0 | 0 | 0 | 0 | 0 | 0 | 0 | 0 | 0 | 0 | 0 | 0 | 0 | 0 | 0 | 0 | 0 | 0 | 0 | 0 | 0 | 0 | 0 | 0 | 0 | 0 | 0 | 0 | 0 | 0 | 0
Transportation Pollutant Emissions Disaggregated[ships,F gases,passenger,biofuel diesel tf] | NoSettings | 0 | 0 | 0 | 0 | 0 | 0 | 0 | 0 | 0 | 0 | 0 | 0 | 0 | 0 | 0 | 0 | 0 | 0 | 0 | 0 | 0 | 0 | 0 | 0 | 0 | 0 | 0 | 0 | 0 | 0 | 0
Transportation Pollutant Emissions Disaggregated[ships,F gases,passenger,jet fuel tf] | NoSettings | 0 | 0 | 0 | 0 | 0 | 0 | 0 | 0 | 0 | 0 | 0 | 0 | 0 | 0 | 0 | 0 | 0 | 0 | 0 | 0 | 0 | 0 | 0 | 0 | 0 | 0 | 0 | 0 | 0 | 0 | 0
Transportation Pollutant Emissions Disaggregated[ships,F gases,passenger,heavy or residual fuel oil tf] | NoSettings | 0 | 0 | 0 | 0 | 0 | 0 | 0 | 0 | 0 | 0 | 0 | 0 | 0 | 0 | 0 | 0 | 0 | 0 | 0 | 0 | 0 | 0 | 0 | 0 | 0 | 0 | 0 | 0 | 0 | 0 | 0
Transportation Pollutant Emissions Disaggregated[ships,F gases,passenger,LPG propane or butane tf] | NoSettings | 0 | 0 | 0 | 0 | 0 | 0 | 0 | 0 | 0 | 0 | 0 | 0 | 0 | 0 | 0 | 0 | 0 | 0 | 0 | 0 | 0 | 0 | 0 | 0 | 0 | 0 | 0 | 0 | 0 | 0 | 0
Transportation Pollutant Emissions Disaggregated[ships,F gases,passenger,hydrogen tf] | NoSettings | 0 | 0 | 0 | 0 | 0 | 0 | 0 | 0 | 0 | 0 | 0 | 0 | 0 | 0 | 0 | 0 | 0 | 0 | 0 | 0 | 0 | 0 | 0 | 0 | 0 | 0 | 0 | 0 | 0 | 0 | 0
Transportation Pollutant Emissions Disaggregated[ships,F gases,freight,electricity tf] | NoSettings | 0 | 0 | 0 | 0 | 0 | 0 | 0 | 0 | 0 | 0 | 0 | 0 | 0 | 0 | 0 | 0 | 0 | 0 | 0 | 0 | 0 | 0 | 0 | 0 | 0 | 0 | 0 | 0 | 0 | 0 | 0
Transportation Pollutant Emissions Disaggregated[ships,F gases,freight,natural gas tf] | NoSettings | 0 | 0 | 0 | 0 | 0 | 0 | 0 | 0 | 0 | 0 | 0 | 0 | 0 | 0 | 0 | 0 | 0 | 0 | 0 | 0 | 0 | 0 | 0 | 0 | 0 | 0 | 0 | 0 | 0 | 0 | 0
Transportation Pollutant Emissions Disaggregated[ships,F gases,freight,petroleum gasoline tf] | NoSettings | 0 | 0 | 0 | 0 | 0 | 0 | 0 | 0 | 0 | 0 | 0 | 0 | 0 | 0 | 0 | 0 | 0 | 0 | 0 | 0 | 0 | 0 | 0 | 0 | 0 | 0 | 0 | 0 | 0 | 0 | 0
Transportation Pollutant Emissions Disaggregated[ships,F gases,freight,petroleum diesel tf] | NoSettings | 0 | 0 | 0 | 0 | 0 | 0 | 0 | 0 | 0 | 0 | 0 | 0 | 0 | 0 | 0 | 0 | 0 | 0 | 0 | 0 | 0 | 0 | 0 | 0 | 0 | 0 | 0 | 0 | 0 | 0 | 0
Transportation Pollutant Emissions Disaggregated[ships,F gases,freight,biofuel gasoline tf] | NoSettings | 0 | 0 | 0 | 0 | 0 | 0 | 0 | 0 | 0 | 0 | 0 | 0 | 0 | 0 | 0 | 0 | 0 | 0 | 0 | 0 | 0 | 0 | 0 | 0 | 0 | 0 | 0 | 0 | 0 | 0 | 0
Transportation Pollutant Emissions Disaggregated[ships,F gases,freight,biofuel diesel tf] | NoSettings | 0 | 0 | 0 | 0 | 0 | 0 | 0 | 0 | 0 | 0 | 0 | 0 | 0 | 0 | 0 | 0 | 0 | 0 | 0 | 0 | 0 | 0 | 0 | 0 | 0 | 0 | 0 | 0 | 0 | 0 | 0
Transportation Pollutant Emissions Disaggregated[ships,F gases,freight,jet fuel tf] | NoSettings | 0 | 0 | 0 | 0 | 0 | 0 | 0 | 0 | 0 | 0 | 0 | 0 | 0 | 0 | 0 | 0 | 0 | 0 | 0 | 0 | 0 | 0 | 0 | 0 | 0 | 0 | 0 | 0 | 0 | 0 | 0
Transportation Pollutant Emissions Disaggregated[ships,F gases,freight,heavy or residual fuel oil tf] | NoSettings | 0 | 0 | 0 | 0 | 0 | 0 | 0 | 0 | 0 | 0 | 0 | 0 | 0 | 0 | 0 | 0 | 0 | 0 | 0 | 0 | 0 | 0 | 0 | 0 | 0 | 0 | 0 | 0 | 0 | 0 | 0
Transportation Pollutant Emissions Disaggregated[ships,F gases,freight,LPG propane or butane tf] | NoSettings | 0 | 0 | 0 | 0 | 0 | 0 | 0 | 0 | 0 | 0 | 0 | 0 | 0 | 0 | 0 | 0 | 0 | 0 | 0 | 0 | 0 | 0 | 0 | 0 | 0 | 0 | 0 | 0 | 0 | 0 | 0
Transportation Pollutant Emissions Disaggregated[ships,F gases,freight,hydrogen tf] | NoSettings | 0 | 0 | 0 | 0 | 0 | 0 | 0 | 0 | 0 | 0 | 0 | 0 | 0 | 0 | 0 | 0 | 0 | 0 | 0 | 0 | 0 | 0 | 0 | 0 | 0 | 0 | 0 | 0 | 0 | 0 | 0
Transportation Pollutant Emissions Disaggregated[motorbikes,CO2,passenger,electricity tf] | NoSettings | 0 | 0 | 0 | 0 | 0 | 0 | 0 | 0 | 0 | 0 | 0 | 0 | 0 | 0 | 0 | 0 | 0 | 0 | 0 | 0 | 0 | 0 | 0 | 0 | 0 | 0 | 0 | 0 | 0 | 0 | 0
Transportation Pollutant Emissions Disaggregated[motorbikes,CO2,passenger,natural gas tf] | NoSettings | 2690040 | 2695110 | 2352780 | 2015420 | 1688810 | 1388900 | 1116190 | 870216 | 651917 | 462348 | 302647 | 174428 | 79610.9 | 45174.5 | 20272.1 | 5122.51 | 0 | 0 | 0 | 0 | 0 | 0 | 0 | 0 | 0 | 0 | 0 | 0 | 0 | 0 | 0
Transportation Pollutant Emissions Disaggregated[motorbikes,CO2,passenger,petroleum gasoline tf] | NoSettings | 249931000000 | 280469000000 | 276845000000 | 270875000000 | 262271000000 | 254463000000 | 246345000000 | 237990000000 | 229579000000 | 221308000000 | 213146000000 | 205227000000 | 197626000000 | 190334000000 | 183349000000 | 176711000000 | 170238000000 | 163698000000 | 157404000000 | 151946000000 | 147502000000 | 144179000000 | 141843000000 | 140144000000 | 138896000000 | 137892000000 | 137028000000 | 136268000000 | 135599000000 | 135043000000 | 134472000000
Transportation Pollutant Emissions Disaggregated[motorbikes,CO2,passenger,petroleum diesel tf] | NoSettings | 24096800 | 23922900 | 20735900 | 17682900 | 14803200 | 12212900 | 9911530 | 7877730 | 6101700 | 4573290 | 3281250 | 2288520 | 1462500 | 810279 | 368225 | 94312.5 | 0 | 0 | 0 | 0 | 0 | 0 | 0 | 0 | 0 | 0 | 0 | 0 | 0 | 0 | 0
Transportation Pollutant Emissions Disaggregated[motorbikes,CO2,passenger,biofuel gasoline tf] | NoSettings | 0 | 0 | 0 | 0 | 0 | 0 | 0 | 0 | 0 | 0 | 0 | 0 | 0 | 0 | 0 | 0 | 0 | 0 | 0 | 0 | 0 | 0 | 0 | 0 | 0 | 0 | 0 | 0 | 0 | 0 | 0
Transportation Pollutant Emissions Disaggregated[motorbikes,CO2,passenger,biofuel diesel tf] | NoSettings | 0 | 0 | 0 | 0 | 0 | 0 | 0 | 0 | 0 | 0 | 0 | 0 | 0 | 0 | 0 | 0 | 0 | 0 | 0 | 0 | 0 | 0 | 0 | 0 | 0 | 0 | 0 | 0 | 0 | 0 | 0
Transportation Pollutant Emissions Disaggregated[motorbikes,CO2,passenger,jet fuel tf] | NoSettings | 0 | 0 | 0 | 0 | 0 | 0 | 0 | 0 | 0 | 0 | 0 | 0 | 0 | 0 | 0 | 0 | 0 | 0 | 0 | 0 | 0 | 0 | 0 | 0 | 0 | 0 | 0 | 0 | 0 | 0 | 0
Transportation Pollutant Emissions Disaggregated[motorbikes,CO2,passenger,heavy or residual fuel oil tf] | NoSettings | 0 | 0 | 0 | 0 | 0 | 0 | 0 | 0 | 0 | 0 | 0 | 0 | 0 | 0 | 0 | 0 | 0 | 0 | 0 | 0 | 0 | 0 | 0 | 0 | 0 | 0 | 0 | 0 | 0 | 0 | 0
Transportation Pollutant Emissions Disaggregated[motorbikes,CO2,passenger,LPG propane or butane tf] | NoSettings | 0 | 0 | 0 | 0 | 0 | 0 | 0 | 0 | 0 | 0 | 0 | 0 | 0 | 0 | 0 | 0 | 0 | 0 | 0 | 0 | 0 | 0 | 0 | 0 | 0 | 0 | 0 | 0 | 0 | 0 | 0
Transportation Pollutant Emissions Disaggregated[motorbikes,CO2,passenger,hydrogen tf] | NoSettings | 0 | 0 | 0 | 0 | 0 | 0 | 0 | 0 | 0 | 0 | 0 | 0 | 0 | 0 | 0 | 0 | 0 | 0 | 0 | 0 | 0 | 0 | 0 | 0 | 0 | 0 | 0 | 0 | 0 | 0 | 0
Transportation Pollutant Emissions Disaggregated[motorbikes,CO2,freight,electricity tf] | NoSettings | 0 | 0 | 0 | 0 | 0 | 0 | 0 | 0 | 0 | 0 | 0 | 0 | 0 | 0 | 0 | 0 | 0 | 0 | 0 | 0 | 0 | 0 | 0 | 0 | 0 | 0 | 0 | 0 | 0 | 0 | 0
Transportation Pollutant Emissions Disaggregated[motorbikes,CO2,freight,natural gas tf] | NoSettings | 8507840000 | 11979300000 | 19060300000 | 25003500000 | 29284500000 | 33131700000 | 36999800000 | 40668300000 | 44429600000 | 48594900000 | 52851800000 | 58702000000 | 65064500000 | 72634300000 | 81804600000 | 92645300000 | 105564000000 | 120627000000 | 137528000000 | 156648000000 | 177984000000 | 201178000000 | 225818000000 | 252661000000 | 281327000000 | 305622000000 | 330851000000 | 352276000000 | 376622000000 | 404479000000 | 433950000000
Transportation Pollutant Emissions Disaggregated[motorbikes,CO2,freight,petroleum gasoline tf] | NoSettings | 0 | 0 | 0 | 0 | 0 | 0 | 0 | 0 | 0 | 0 | 0 | 0 | 0 | 0 | 0 | 0 | 0 | 0 | 0 | 0 | 0 | 0 | 0 | 0 | 0 | 0 | 0 | 0 | 0 | 0 | 0
Transportation Pollutant Emissions Disaggregated[motorbikes,CO2,freight,petroleum diesel tf] | NoSettings | 11449200000000 | 11332200000000 | 11204100000000 | 11072600000000 | 10890200000000 | 10698700000000 | 10493900000000 | 10248800000000 | 9984400000000 | 9697970000000 | 9389490000000 | 9439780000000 | 9467250000000 | 9485220000000 | 9494620000000 | 9495330000000 | 9481120000000 | 9429480000000 | 9371390000000 | 9309920000000 | 9261480000000 | 9207470000000 | 9174240000000 | 9104930000000 | 9035670000000 | 8993220000000 | 9000050000000 | 9014220000000 | 9026320000000 | 9078620000000 | 9137800000000
Transportation Pollutant Emissions Disaggregated[motorbikes,CO2,freight,biofuel gasoline tf] | NoSettings | 0 | 0 | 0 | 0 | 0 | 0 | 0 | 0 | 0 | 0 | 0 | 0 | 0 | 0 | 0 | 0 | 0 | 0 | 0 | 0 | 0 | 0 | 0 | 0 | 0 | 0 | 0 | 0 | 0 | 0 | 0
Transportation Pollutant Emissions Disaggregated[motorbikes,CO2,freight,biofuel diesel tf] | NoSettings | 0 | 0 | 0 | 0 | 0 | 0 | 0 | 0 | 0 | 0 | 0 | 0 | 0 | 0 | 0 | 0 | 0 | 0 | 0 | 0 | 0 | 0 | 0 | 0 | 0 | 0 | 0 | 0 | 0 | 0 | 0
Transportation Pollutant Emissions Disaggregated[motorbikes,CO2,freight,jet fuel tf] | NoSettings | 0 | 0 | 0 | 0 | 0 | 0 | 0 | 0 | 0 | 0 | 0 | 0 | 0 | 0 | 0 | 0 | 0 | 0 | 0 | 0 | 0 | 0 | 0 | 0 | 0 | 0 | 0 | 0 | 0 | 0 | 0
Transportation Pollutant Emissions Disaggregated[motorbikes,CO2,freight,heavy or residual fuel oil tf] | NoSettings | 0 | 0 | 0 | 0 | 0 | 0 | 0 | 0 | 0 | 0 | 0 | 0 | 0 | 0 | 0 | 0 | 0 | 0 | 0 | 0 | 0 | 0 | 0 | 0 | 0 | 0 | 0 | 0 | 0 | 0 | 0
Transportation Pollutant Emissions Disaggregated[motorbikes,CO2,freight,LPG propane or butane tf] | NoSettings | 0 | 0 | 0 | 0 | 0 | 0 | 0 | 0 | 0 | 0 | 0 | 0 | 0 | 0 | 0 | 0 | 0 | 0 | 0 | 0 | 0 | 0 | 0 | 0 | 0 | 0 | 0 | 0 | 0 | 0 | 0
Transportation Pollutant Emissions Disaggregated[motorbikes,CO2,freight,hydrogen tf] | NoSettings | 0 | 0 | 0 | 0 | 0 | 0 | 0 | 0 | 0 | 0 | 0 | 0 | 0 | 0 | 0 | 0 | 0 | 0 | 0 | 0 | 0 | 0 | 0 | 0 | 0 | 0 | 0 | 0 | 0 | 0 | 0
Transportation Pollutant Emissions Disaggregated[motorbikes,VOC,passenger,electricity tf] | NoSettings | 0 | 0 | 0 | 0 | 0 | 0 | 0 | 0 | 0 | 0 | 0 | 0 | 0 | 0 | 0 | 0 | 0 | 0 | 0 | 0 | 0 | 0 | 0 | 0 | 0 | 0 | 0 | 0 | 0 | 0 | 0
Transportation Pollutant Emissions Disaggregated[motorbikes,VOC,passenger,natural gas tf] | NoSettings | 1761.49 | 1764.81 | 1540.65 | 1319.73 | 1105.86 | 909.477 | 730.901 | 569.835 | 426.888 | 302.754 | 198.179 | 114.219 | 52.1308 | 29.5812 | 13.2746 | 3.3543 | 0 | 0 | 0 | 0 | 0 | 0 | 0 | 0 | 0 | 0 | 0 | 0 | 0 | 0 | 0
Transportation Pollutant Emissions Disaggregated[motorbikes,VOC,passenger,petroleum gasoline tf] | NoSettings | 177301000 | 198965000 | 196394000 | 192159000 | 186055000 | 180517000 | 174757000 | 168830000 | 162863000 | 156996000 | 151206000 | 145589000 | 140196000 | 135023000 | 130068000 | 125359000 | 120767000 | 116128000 | 111663000 | 107790000 | 104638000 | 102281000 | 100623000 | 99418100 | 98532800 | 97820900 | 97207900 | 96669000 | 96193900 | 95799300 | 95394500
Transportation Pollutant Emissions Disaggregated[motorbikes,VOC,passenger,petroleum diesel tf] | NoSettings | 18117.4 | 17986.7 | 15590.5 | 13295.1 | 11129.9 | 9182.42 | 7452.08 | 5922.95 | 4587.62 | 3438.47 | 2467.04 | 1720.65 | 1099.59 | 609.216 | 276.854 | 70.9097 | 0 | 0 | 0 | 0 | 0 | 0 | 0 | 0 | 0 | 0 | 0 | 0 | 0 | 0 | 0
Transportation Pollutant Emissions Disaggregated[motorbikes,VOC,passenger,biofuel gasoline tf] | NoSettings | 12386800 | 13942100 | 13803200 | 13546100 | 13155000 | 12801300 | 12429700 | 12043800 | 11652500 | 11249200 | 10866200 | 10462600 | 10075000 | 9703290 | 9347200 | 9008790 | 8678780 | 8345390 | 8024530 | 7746240 | 7519690 | 7350300 | 7231190 | 7144570 | 7080960 | 7029800 | 6985740 | 6947010 | 6912870 | 6884520 | 6855420
Transportation Pollutant Emissions Disaggregated[motorbikes,VOC,passenger,biofuel diesel tf] | NoSettings | 2412.36 | 2691.76 | 2603.34 | 2462.32 | 2274.86 | 2062.55 | 1833.04 | 1590.67 | 1341.79 | 1092.94 | 850.702 | 593.325 | 379.169 | 210.074 | 95.4666 | 24.4516 | 0 | 0 | 0 | 0 | 0 | 0 | 0 | 0 | 0 | 0 | 0 | 0 | 0 | 0 | 0
Transportation Pollutant Emissions Disaggregated[motorbikes,VOC,passenger,jet fuel tf] | NoSettings | 0 | 0 | 0 | 0 | 0 | 0 | 0 | 0 | 0 | 0 | 0 | 0 | 0 | 0 | 0 | 0 | 0 | 0 | 0 | 0 | 0 | 0 | 0 | 0 | 0 | 0 | 0 | 0 | 0 | 0 | 0
Transportation Pollutant Emissions Disaggregated[motorbikes,VOC,passenger,heavy or residual fuel oil tf] | NoSettings | 0 | 0 | 0 | 0 | 0 | 0 | 0 | 0 | 0 | 0 | 0 | 0 | 0 | 0 | 0 | 0 | 0 | 0 | 0 | 0 | 0 | 0 | 0 | 0 | 0 | 0 | 0 | 0 | 0 | 0 | 0
Transportation Pollutant Emissions Disaggregated[motorbikes,VOC,passenger,LPG propane or butane tf] | NoSettings | 0 | 0 | 0 | 0 | 0 | 0 | 0 | 0 | 0 | 0 | 0 | 0 | 0 | 0 | 0 | 0 | 0 | 0 | 0 | 0 | 0 | 0 | 0 | 0 | 0 | 0 | 0 | 0 | 0 | 0 | 0
Transportation Pollutant Emissions Disaggregated[motorbikes,VOC,passenger,hydrogen tf] | NoSettings | 0 | 0 | 0 | 0 | 0 | 0 | 0 | 0 | 0 | 0 | 0 | 0 | 0 | 0 | 0 | 0 | 0 | 0 | 0 | 0 | 0 | 0 | 0 | 0 | 0 | 0 | 0 | 0 | 0 | 0 | 0
Transportation Pollutant Emissions Disaggregated[motorbikes,VOC,freight,electricity tf] | NoSettings | 0 | 0 | 0 | 0 | 0 | 0 | 0 | 0 | 0 | 0 | 0 | 0 | 0 | 0 | 0 | 0 | 0 | 0 | 0 | 0 | 0 | 0 | 0 | 0 | 0 | 0 | 0 | 0 | 0 | 0 | 0
Transportation Pollutant Emissions Disaggregated[motorbikes,VOC,freight,natural gas tf] | NoSettings | 5571100 | 7844270 | 12481100 | 16372800 | 19176100 | 21695300 | 24228200 | 26630400 | 29093300 | 31820900 | 34608400 | 38439200 | 42605500 | 47562300 | 53567200 | 60665900 | 69125200 | 78989000 | 90055900 | 102576000 | 116547000 | 131735000 | 147870000 | 165447000 | 184218000 | 200127000 | 216648000 | 230677000 | 246619000 | 264861000 | 284159000
Transportation Pollutant Emissions Disaggregated[motorbikes,VOC,freight,petroleum gasoline tf] | NoSettings | 0 | 0 | 0 | 0 | 0 | 0 | 0 | 0 | 0 | 0 | 0 | 0 | 0 | 0 | 0 | 0 | 0 | 0 | 0 | 0 | 0 | 0 | 0 | 0 | 0 | 0 | 0 | 0 | 0 | 0 | 0
Transportation Pollutant Emissions Disaggregated[motorbikes,VOC,freight,petroleum diesel tf] | NoSettings | 8608170000 | 8520220000 | 8423910000 | 8325060000 | 8187930000 | 8043920000 | 7889910000 | 7705670000 | 7506860000 | 7291510000 | 7059580000 | 7097390000 | 7118040000 | 7131550000 | 7138620000 | 7139150000 | 7128470000 | 7089650000 | 7045970000 | 6999750000 | 6963330000 | 6922720000 | 6897740000 | 6845630000 | 6793560000 | 6761640000 | 6766770000 | 6777420000 | 6786520000 | 6825850000 | 6870350000
Transportation Pollutant Emissions Disaggregated[motorbikes,VOC,freight,biofuel gasoline tf] | NoSettings | 0 | 0 | 0 | 0 | 0 | 0 | 0 | 0 | 0 | 0 | 0 | 0 | 0 | 0 | 0 | 0 | 0 | 0 | 0 | 0 | 0 | 0 | 0 | 0 | 0 | 0 | 0 | 0 | 0 | 0 | 0
Transportation Pollutant Emissions Disaggregated[motorbikes,VOC,freight,biofuel diesel tf] | NoSettings | 1146190000 | 1275080000 | 1406650000 | 1541850000 | 1673540000 | 1806820000 | 1940740000 | 2069440000 | 2195610000 | 2317650000 | 2434330000 | 2447370000 | 2454490000 | 2459150000 | 2461590000 | 2461770000 | 2458090000 | 2444700000 | 2429640000 | 2413700000 | 2401140000 | 2387140000 | 2378520000 | 2360560000 | 2342600000 | 2331590000 | 2333360000 | 2337040000 | 2340170000 | 2353740000 | 2369080000
Transportation Pollutant Emissions Disaggregated[motorbikes,VOC,freight,jet fuel tf] | NoSettings | 0 | 0 | 0 | 0 | 0 | 0 | 0 | 0 | 0 | 0 | 0 | 0 | 0 | 0 | 0 | 0 | 0 | 0 | 0 | 0 | 0 | 0 | 0 | 0 | 0 | 0 | 0 | 0 | 0 | 0 | 0
Transportation Pollutant Emissions Disaggregated[motorbikes,VOC,freight,heavy or residual fuel oil tf] | NoSettings | 0 | 0 | 0 | 0 | 0 | 0 | 0 | 0 | 0 | 0 | 0 | 0 | 0 | 0 | 0 | 0 | 0 | 0 | 0 | 0 | 0 | 0 | 0 | 0 | 0 | 0 | 0 | 0 | 0 | 0 | 0
Transportation Pollutant Emissions Disaggregated[motorbikes,VOC,freight,LPG propane or butane tf] | NoSettings | 0 | 0 | 0 | 0 | 0 | 0 | 0 | 0 | 0 | 0 | 0 | 0 | 0 | 0 | 0 | 0 | 0 | 0 | 0 | 0 | 0 | 0 | 0 | 0 | 0 | 0 | 0 | 0 | 0 | 0 | 0
Transportation Pollutant Emissions Disaggregated[motorbikes,VOC,freight,hydrogen tf] | NoSettings | 0 | 0 | 0 | 0 | 0 | 0 | 0 | 0 | 0 | 0 | 0 | 0 | 0 | 0 | 0 | 0 | 0 | 0 | 0 | 0 | 0 | 0 | 0 | 0 | 0 | 0 | 0 | 0 | 0 | 0 | 0
Transportation Pollutant Emissions Disaggregated[motorbikes,CO,passenger,electricity tf] | NoSettings | 0 | 0 | 0 | 0 | 0 | 0 | 0 | 0 | 0 | 0 | 0 | 0 | 0 | 0 | 0 | 0 | 0 | 0 | 0 | 0 | 0 | 0 | 0 | 0 | 0 | 0 | 0 | 0 | 0 | 0 | 0
Transportation Pollutant Emissions Disaggregated[motorbikes,CO,passenger,natural gas tf] | NoSettings | 27481.1 | 27532.8 | 24035.7 | 20589.2 | 17252.6 | 14188.8 | 11402.8 | 8890 | 6659.89 | 4723.28 | 3091.8 | 1781.93 | 813.293 | 461.496 | 207.097 | 52.3308 | 0 | 0 | 0 | 0 | 0 | 0 | 0 | 0 | 0 | 0 | 0 | 0 | 0 | 0 | 0
Transportation Pollutant Emissions Disaggregated[motorbikes,CO,passenger,petroleum gasoline tf] | NoSettings | 2006480000 | 2251650000 | 2222550000 | 2174630000 | 2105550000 | 2042870000 | 1977690000 | 1910620000 | 1843090000 | 1776690000 | 1711170000 | 1647600000 | 1586570000 | 1528030000 | 1471950000 | 1418660000 | 1366690000 | 1314190000 | 1263670000 | 1219840000 | 1184170000 | 1157490000 | 1138730000 | 1125090000 | 1115080000 | 1107020000 | 1100080000 | 1093980000 | 1088610000 | 1084140000 | 1079560000
Transportation Pollutant Emissions Disaggregated[motorbikes,CO,passenger,petroleum diesel tf] | NoSettings | 219399 | 217816 | 188798 | 161001 | 134782 | 111198 | 90243.5 | 71726 | 55555.3 | 41639.3 | 29875.5 | 20836.7 | 13315.9 | 7377.51 | 3352.66 | 858.706 | 0 | 0 | 0 | 0 | 0 | 0 | 0 | 0 | 0 | 0 | 0 | 0 | 0 | 0 | 0
Transportation Pollutant Emissions Disaggregated[motorbikes,CO,passenger,biofuel gasoline tf] | NoSettings | 150002000 | 168836000 | 167154000 | 164040000 | 159304000 | 155022000 | 150521000 | 145847000 | 141109000 | 136226000 | 131588000 | 126699000 | 122007000 | 117505000 | 113193000 | 109095000 | 105098000 | 101061000 | 97175400 | 93805400 | 91061900 | 89010600 | 87568200 | 86519300 | 85748900 | 85129400 | 84595900 | 84126900 | 83713400 | 83370100 | 83017700
Transportation Pollutant Emissions Disaggregated[motorbikes,CO,passenger,biofuel diesel tf] | NoSettings | 58491.9 | 65266.4 | 63122.4 | 59703.2 | 55158 | 50010.2 | 44445.2 | 38568.6 | 32533.9 | 26500.2 | 20626.7 | 14386.2 | 9193.61 | 5093.61 | 2314.75 | 592.871 | 0 | 0 | 0 | 0 | 0 | 0 | 0 | 0 | 0 | 0 | 0 | 0 | 0 | 0 | 0
Transportation Pollutant Emissions Disaggregated[motorbikes,CO,passenger,jet fuel tf] | NoSettings | 0 | 0 | 0 | 0 | 0 | 0 | 0 | 0 | 0 | 0 | 0 | 0 | 0 | 0 | 0 | 0 | 0 | 0 | 0 | 0 | 0 | 0 | 0 | 0 | 0 | 0 | 0 | 0 | 0 | 0 | 0
Transportation Pollutant Emissions Disaggregated[motorbikes,CO,passenger,heavy or residual fuel oil tf] | NoSettings | 0 | 0 | 0 | 0 | 0 | 0 | 0 | 0 | 0 | 0 | 0 | 0 | 0 | 0 | 0 | 0 | 0 | 0 | 0 | 0 | 0 | 0 | 0 | 0 | 0 | 0 | 0 | 0 | 0 | 0 | 0
Transportation Pollutant Emissions Disaggregated[motorbikes,CO,passenger,LPG propane or butane tf] | NoSettings | 0 | 0 | 0 | 0 | 0 | 0 | 0 | 0 | 0 | 0 | 0 | 0 | 0 | 0 | 0 | 0 | 0 | 0 | 0 | 0 | 0 | 0 | 0 | 0 | 0 | 0 | 0 | 0 | 0 | 0 | 0
Transportation Pollutant Emissions Disaggregated[motorbikes,CO,passenger,hydrogen tf] | NoSettings | 0 | 0 | 0 | 0 | 0 | 0 | 0 | 0 | 0 | 0 | 0 | 0 | 0 | 0 | 0 | 0 | 0 | 0 | 0 | 0 | 0 | 0 | 0 | 0 | 0 | 0 | 0 | 0 | 0 | 0 | 0
Transportation Pollutant Emissions Disaggregated[motorbikes,CO,freight,electricity tf] | NoSettings | 0 | 0 | 0 | 0 | 0 | 0 | 0 | 0 | 0 | 0 | 0 | 0 | 0 | 0 | 0 | 0 | 0 | 0 | 0 | 0 | 0 | 0 | 0 | 0 | 0 | 0 | 0 | 0 | 0 | 0 | 0
Transportation Pollutant Emissions Disaggregated[motorbikes,CO,freight,natural gas tf] | NoSettings | 86914900 | 122379000 | 194718000 | 255432000 | 299166000 | 338469000 | 377985000 | 415461000 | 453886000 | 496438000 | 539926000 | 599690000 | 664689000 | 742021000 | 835704000 | 946451000 | 1078420000 | 1232310000 | 1404960000 | 1600290000 | 1818260000 | 2055210000 | 2306920000 | 2581140000 | 2873990000 | 3122190000 | 3379920000 | 3598800000 | 3847510000 | 4132100000 | 4433170000
Transportation Pollutant Emissions Disaggregated[motorbikes,CO,freight,petroleum gasoline tf] | NoSettings | 0 | 0 | 0 | 0 | 0 | 0 | 0 | 0 | 0 | 0 | 0 | 0 | 0 | 0 | 0 | 0 | 0 | 0 | 0 | 0 | 0 | 0 | 0 | 0 | 0 | 0 | 0 | 0 | 0 | 0 | 0
Transportation Pollutant Emissions Disaggregated[motorbikes,CO,freight,petroleum diesel tf] | NoSettings | 104243000000 | 103179000000 | 102012000000 | 100815000000 | 99154500000 | 97410600000 | 95545500000 | 93314500000 | 90906900000 | 88299000000 | 85490300000 | 85948200000 | 86198400000 | 86361900000 | 86447500000 | 86454000000 | 86324600000 | 85854500000 | 85325600000 | 84765800000 | 84324800000 | 83833000000 | 83530500000 | 82899500000 | 82268900000 | 81882300000 | 81944500000 | 82073500000 | 82183700000 | 82659900000 | 83198800000
Transportation Pollutant Emissions Disaggregated[motorbikes,CO,freight,biofuel gasoline tf] | NoSettings | 0 | 0 | 0 | 0 | 0 | 0 | 0 | 0 | 0 | 0 | 0 | 0 | 0 | 0 | 0 | 0 | 0 | 0 | 0 | 0 | 0 | 0 | 0 | 0 | 0 | 0 | 0 | 0 | 0 | 0 | 0
Transportation Pollutant Emissions Disaggregated[motorbikes,CO,freight,biofuel diesel tf] | NoSettings | 27791400000 | 30916400000 | 34106600000 | 37384800000 | 40578000000 | 43809600000 | 47056500000 | 50177200000 | 53236300000 | 56195400000 | 59024600000 | 59340700000 | 59513400000 | 59626300000 | 59685400000 | 59689900000 | 59600600000 | 59276000000 | 58910800000 | 58524400000 | 58219900000 | 57880300000 | 57671400000 | 57235800000 | 56800400000 | 56533500000 | 56576400000 | 56665500000 | 56741600000 | 57070400000 | 57442400000
Transportation Pollutant Emissions Disaggregated[motorbikes,CO,freight,jet fuel tf] | NoSettings | 0 | 0 | 0 | 0 | 0 | 0 | 0 | 0 | 0 | 0 | 0 | 0 | 0 | 0 | 0 | 0 | 0 | 0 | 0 | 0 | 0 | 0 | 0 | 0 | 0 | 0 | 0 | 0 | 0 | 0 | 0
Transportation Pollutant Emissions Disaggregated[motorbikes,CO,freight,heavy or residual fuel oil tf] | NoSettings | 0 | 0 | 0 | 0 | 0 | 0 | 0 | 0 | 0 | 0 | 0 | 0 | 0 | 0 | 0 | 0 | 0 | 0 | 0 | 0 | 0 | 0 | 0 | 0 | 0 | 0 | 0 | 0 | 0 | 0 | 0
Transportation Pollutant Emissions Disaggregated[motorbikes,CO,freight,LPG propane or butane tf] | NoSettings | 0 | 0 | 0 | 0 | 0 | 0 | 0 | 0 | 0 | 0 | 0 | 0 | 0 | 0 | 0 | 0 | 0 | 0 | 0 | 0 | 0 | 0 | 0 | 0 | 0 | 0 | 0 | 0 | 0 | 0 | 0
Transportation Pollutant Emissions Disaggregated[motorbikes,CO,freight,hydrogen tf] | NoSettings | 0 | 0 | 0 | 0 | 0 | 0 | 0 | 0 | 0 | 0 | 0 | 0 | 0 | 0 | 0 | 0 | 0 | 0 | 0 | 0 | 0 | 0 | 0 | 0 | 0 | 0 | 0 | 0 | 0 | 0 | 0
Transportation Pollutant Emissions Disaggregated[motorbikes,NOx,passenger,electricity tf] | NoSettings | 0 | 0 | 0 | 0 | 0 | 0 | 0 | 0 | 0 | 0 | 0 | 0 | 0 | 0 | 0 | 0 | 0 | 0 | 0 | 0 | 0 | 0 | 0 | 0 | 0 | 0 | 0 | 0 | 0 | 0 | 0
Transportation Pollutant Emissions Disaggregated[motorbikes,NOx,passenger,natural gas tf] | NoSettings | 1220.19 | 1222.49 | 1067.21 | 914.182 | 766.033 | 629.996 | 506.296 | 394.725 | 295.706 | 209.719 | 137.279 | 79.1194 | 36.1111 | 20.4909 | 9.1953 | 2.3235 | 0 | 0 | 0 | 0 | 0 | 0 | 0 | 0 | 0 | 0 | 0 | 0 | 0 | 0 | 0
Transportation Pollutant Emissions Disaggregated[motorbikes,NOx,passenger,petroleum gasoline tf] | NoSettings | 89089400 | 99974900 | 98682800 | 96555000 | 93488100 | 90704900 | 87810900 | 84832800 | 81834700 | 78886600 | 75977000 | 73154500 | 70444900 | 67845600 | 65355900 | 62989700 | 60682200 | 58351200 | 56107700 | 54161900 | 52577900 | 51393400 | 50560600 | 49955000 | 49510200 | 49152500 | 48844500 | 48573700 | 48334900 | 48136700 | 47933300
Transportation Pollutant Emissions Disaggregated[motorbikes,NOx,passenger,petroleum diesel tf] | NoSettings | 9741.53 | 9671.23 | 8382.8 | 7148.6 | 5984.43 | 4937.28 | 4006.89 | 3184.7 | 2466.71 | 1848.82 | 1326.5 | 925.171 | 591.238 | 327.568 | 148.861 | 38.1273 | 0 | 0 | 0 | 0 | 0 | 0 | 0 | 0 | 0 | 0 | 0 | 0 | 0 | 0 | 0
Transportation Pollutant Emissions Disaggregated[motorbikes,NOx,passenger,biofuel gasoline tf] | NoSettings | 6660340 | 7496630 | 7421960 | 7283670 | 7073370 | 6883240 | 6683420 | 6475890 | 6265490 | 6048680 | 5842740 | 5625690 | 5417310 | 5217430 | 5025960 | 4843990 | 4666550 | 4487290 | 4314760 | 4165130 | 4043310 | 3952230 | 3888180 | 3841610 | 3807410 | 3779900 | 3756210 | 3735380 | 3717030 | 3701780 | 3686140
Transportation Pollutant Emissions Disaggregated[motorbikes,NOx,passenger,biofuel diesel tf] | NoSettings | 2739.47 | 3056.75 | 2956.34 | 2796.2 | 2583.33 | 2342.23 | 2081.59 | 1806.36 | 1523.73 | 1241.14 | 966.054 | 673.777 | 430.583 | 238.559 | 108.412 | 27.7671 | 0 | 0 | 0 | 0 | 0 | 0 | 0 | 0 | 0 | 0 | 0 | 0 | 0 | 0 | 0
Transportation Pollutant Emissions Disaggregated[motorbikes,NOx,passenger,jet fuel tf] | NoSettings | 0 | 0 | 0 | 0 | 0 | 0 | 0 | 0 | 0 | 0 | 0 | 0 | 0 | 0 | 0 | 0 | 0 | 0 | 0 | 0 | 0 | 0 | 0 | 0 | 0 | 0 | 0 | 0 | 0 | 0 | 0
Transportation Pollutant Emissions Disaggregated[motorbikes,NOx,passenger,heavy or residual fuel oil tf] | NoSettings | 0 | 0 | 0 | 0 | 0 | 0 | 0 | 0 | 0 | 0 | 0 | 0 | 0 | 0 | 0 | 0 | 0 | 0 | 0 | 0 | 0 | 0 | 0 | 0 | 0 | 0 | 0 | 0 | 0 | 0 | 0
Transportation Pollutant Emissions Disaggregated[motorbikes,NOx,passenger,LPG propane or butane tf] | NoSettings | 0 | 0 | 0 | 0 | 0 | 0 | 0 | 0 | 0 | 0 | 0 | 0 | 0 | 0 | 0 | 0 | 0 | 0 | 0 | 0 | 0 | 0 | 0 | 0 | 0 | 0 | 0 | 0 | 0 | 0 | 0
Transportation Pollutant Emissions Disaggregated[motorbikes,NOx,passenger,hydrogen tf] | NoSettings | 0 | 0 | 0 | 0 | 0 | 0 | 0 | 0 | 0 | 0 | 0 | 0 | 0 | 0 | 0 | 0 | 0 | 0 | 0 | 0 | 0 | 0 | 0 | 0 | 0 | 0 | 0 | 0 | 0 | 0 | 0
Transportation Pollutant Emissions Disaggregated[motorbikes,NOx,freight,electricity tf] | NoSettings | 0 | 0 | 0 | 0 | 0 | 0 | 0 | 0 | 0 | 0 | 0 | 0 | 0 | 0 | 0 | 0 | 0 | 0 | 0 | 0 | 0 | 0 | 0 | 0 | 0 | 0 | 0 | 0 | 0 | 0 | 0
Transportation Pollutant Emissions Disaggregated[motorbikes,NOx,freight,natural gas tf] | NoSettings | 3859110 | 5433740 | 8645660 | 11341400 | 13283300 | 15028400 | 16782900 | 18446900 | 20153000 | 22042400 | 23973300 | 26626900 | 29512900 | 32946500 | 37106100 | 42023400 | 47883200 | 54715800 | 62381900 | 71054700 | 80732600 | 91253300 | 102430000 | 114606000 | 127608000 | 138629000 | 150072000 | 159791000 | 170834000 | 183470000 | 196838000
Transportation Pollutant Emissions Disaggregated[motorbikes,NOx,freight,petroleum gasoline tf] | NoSettings | 0 | 0 | 0 | 0 | 0 | 0 | 0 | 0 | 0 | 0 | 0 | 0 | 0 | 0 | 0 | 0 | 0 | 0 | 0 | 0 | 0 | 0 | 0 | 0 | 0 | 0 | 0 | 0 | 0 | 0 | 0
Transportation Pollutant Emissions Disaggregated[motorbikes,NOx,freight,petroleum diesel tf] | NoSettings | 4628510000 | 4581220000 | 4529440000 | 4476290000 | 4402550000 | 4325120000 | 4242310000 | 4143250000 | 4036350000 | 3920560000 | 3795850000 | 3816180000 | 3827290000 | 3834550000 | 3838350000 | 3838640000 | 3832890000 | 3812020000 | 3788540000 | 3763680000 | 3744100000 | 3722270000 | 3708830000 | 3680810000 | 3652810000 | 3635650000 | 3638410000 | 3644140000 | 3649030000 | 3670180000 | 3694100000
Transportation Pollutant Emissions Disaggregated[motorbikes,NOx,freight,biofuel gasoline tf] | NoSettings | 0 | 0 | 0 | 0 | 0 | 0 | 0 | 0 | 0 | 0 | 0 | 0 | 0 | 0 | 0 | 0 | 0 | 0 | 0 | 0 | 0 | 0 | 0 | 0 | 0 | 0 | 0 | 0 | 0 | 0 | 0
Transportation Pollutant Emissions Disaggregated[motorbikes,NOx,freight,biofuel diesel tf] | NoSettings | 1301610000 | 1447970000 | 1597390000 | 1750920000 | 1900470000 | 2051820000 | 2203890000 | 2350050000 | 2493320000 | 2631920000 | 2764420000 | 2779220000 | 2787310000 | 2792600000 | 2795370000 | 2795580000 | 2791400000 | 2776190000 | 2759090000 | 2740990000 | 2726730000 | 2710830000 | 2701040000 | 2680640000 | 2660250000 | 2647750000 | 2649760000 | 2653930000 | 2657490000 | 2672890000 | 2690320000
Transportation Pollutant Emissions Disaggregated[motorbikes,NOx,freight,jet fuel tf] | NoSettings | 0 | 0 | 0 | 0 | 0 | 0 | 0 | 0 | 0 | 0 | 0 | 0 | 0 | 0 | 0 | 0 | 0 | 0 | 0 | 0 | 0 | 0 | 0 | 0 | 0 | 0 | 0 | 0 | 0 | 0 | 0
Transportation Pollutant Emissions Disaggregated[motorbikes,NOx,freight,heavy or residual fuel oil tf] | NoSettings | 0 | 0 | 0 | 0 | 0 | 0 | 0 | 0 | 0 | 0 | 0 | 0 | 0 | 0 | 0 | 0 | 0 | 0 | 0 | 0 | 0 | 0 | 0 | 0 | 0 | 0 | 0 | 0 | 0 | 0 | 0
Transportation Pollutant Emissions Disaggregated[motorbikes,NOx,freight,LPG propane or butane tf] | NoSettings | 0 | 0 | 0 | 0 | 0 | 0 | 0 | 0 | 0 | 0 | 0 | 0 | 0 | 0 | 0 | 0 | 0 | 0 | 0 | 0 | 0 | 0 | 0 | 0 | 0 | 0 | 0 | 0 | 0 | 0 | 0
Transportation Pollutant Emissions Disaggregated[motorbikes,NOx,freight,hydrogen tf] | NoSettings | 0 | 0 | 0 | 0 | 0 | 0 | 0 | 0 | 0 | 0 | 0 | 0 | 0 | 0 | 0 | 0 | 0 | 0 | 0 | 0 | 0 | 0 | 0 | 0 | 0 | 0 | 0 | 0 | 0 | 0 | 0
Transportation Pollutant Emissions Disaggregated[motorbikes,PM10,passenger,electricity tf] | NoSettings | 0 | 0 | 0 | 0 | 0 | 0 | 0 | 0 | 0 | 0 | 0 | 0 | 0 | 0 | 0 | 0 | 0 | 0 | 0 | 0 | 0 | 0 | 0 | 0 | 0 | 0 | 0 | 0 | 0 | 0 | 0
Transportation Pollutant Emissions Disaggregated[motorbikes,PM10,passenger,natural gas tf] | NoSettings | 237.939 | 238.387 | 208.108 | 178.267 | 149.378 | 122.85 | 98.7287 | 76.9721 | 57.6632 | 40.8955 | 26.7697 | 15.4284 | 7.0417 | 3.9958 | 1.7931 | 0.4531 | 0 | 0 | 0 | 0 | 0 | 0 | 0 | 0 | 0 | 0 | 0 | 0 | 0 | 0 | 0
Transportation Pollutant Emissions Disaggregated[motorbikes,PM10,passenger,petroleum gasoline tf] | NoSettings | 17370300 | 19492700 | 19240700 | 18825900 | 18227900 | 17685200 | 17121000 | 16540300 | 15955800 | 15381000 | 14813700 | 14263300 | 13735000 | 13228200 | 12742800 | 12281400 | 11831600 | 11377100 | 10939600 | 10560300 | 10251400 | 10020500 | 9858090 | 9740010 | 9653280 | 9583540 | 9523480 | 9470680 | 9424130 | 9385480 | 9345820
Transportation Pollutant Emissions Disaggregated[motorbikes,PM10,passenger,petroleum diesel tf] | NoSettings | 1899.41 | 1885.7 | 1634.48 | 1393.84 | 1166.85 | 962.673 | 781.266 | 620.954 | 480.96 | 360.485 | 258.641 | 180.39 | 115.28 | 63.8694 | 29.025 | 7.4341 | 0 | 0 | 0 | 0 | 0 | 0 | 0 | 0 | 0 | 0 | 0 | 0 | 0 | 0 | 0
Transportation Pollutant Emissions Disaggregated[motorbikes,PM10,passenger,biofuel gasoline tf] | NoSettings | 1298660 | 1461720 | 1447160 | 1420200 | 1379190 | 1342120 | 1303160 | 1262690 | 1221670 | 1179390 | 1139240 | 1096920 | 1056290 | 1017310 | 979979 | 944499 | 909901 | 874948 | 841308 | 812132 | 788380 | 770620 | 758132 | 749051 | 742382 | 737018 | 732399 | 728338 | 724759 | 721787 | 718736
Transportation Pollutant Emissions Disaggregated[motorbikes,PM10,passenger,biofuel diesel tf] | NoSettings | 490.662 | 547.49 | 529.506 | 500.823 | 462.696 | 419.513 | 372.831 | 323.535 | 272.912 | 222.298 | 173.028 | 120.679 | 77.121 | 42.728 | 19.4174 | 4.9733 | 0 | 0 | 0 | 0 | 0 | 0 | 0 | 0 | 0 | 0 | 0 | 0 | 0 | 0 | 0
Transportation Pollutant Emissions Disaggregated[motorbikes,PM10,passenger,jet fuel tf] | NoSettings | 0 | 0 | 0 | 0 | 0 | 0 | 0 | 0 | 0 | 0 | 0 | 0 | 0 | 0 | 0 | 0 | 0 | 0 | 0 | 0 | 0 | 0 | 0 | 0 | 0 | 0 | 0 | 0 | 0 | 0 | 0
Transportation Pollutant Emissions Disaggregated[motorbikes,PM10,passenger,heavy or residual fuel oil tf] | NoSettings | 0 | 0 | 0 | 0 | 0 | 0 | 0 | 0 | 0 | 0 | 0 | 0 | 0 | 0 | 0 | 0 | 0 | 0 | 0 | 0 | 0 | 0 | 0 | 0 | 0 | 0 | 0 | 0 | 0 | 0 | 0
Transportation Pollutant Emissions Disaggregated[motorbikes,PM10,passenger,LPG propane or butane tf] | NoSettings | 0 | 0 | 0 | 0 | 0 | 0 | 0 | 0 | 0 | 0 | 0 | 0 | 0 | 0 | 0 | 0 | 0 | 0 | 0 | 0 | 0 | 0 | 0 | 0 | 0 | 0 | 0 | 0 | 0 | 0 | 0
Transportation Pollutant Emissions Disaggregated[motorbikes,PM10,passenger,hydrogen tf] | NoSettings | 0 | 0 | 0 | 0 | 0 | 0 | 0 | 0 | 0 | 0 | 0 | 0 | 0 | 0 | 0 | 0 | 0 | 0 | 0 | 0 | 0 | 0 | 0 | 0 | 0 | 0 | 0 | 0 | 0 | 0 | 0
Transportation Pollutant Emissions Disaggregated[motorbikes,PM10,freight,electricity tf] | NoSettings | 0 | 0 | 0 | 0 | 0 | 0 | 0 | 0 | 0 | 0 | 0 | 0 | 0 | 0 | 0 | 0 | 0 | 0 | 0 | 0 | 0 | 0 | 0 | 0 | 0 | 0 | 0 | 0 | 0 | 0 | 0
Transportation Pollutant Emissions Disaggregated[motorbikes,PM10,freight,natural gas tf] | NoSettings | 752533 | 1059590 | 1685920 | 2211600 | 2590270 | 2930560 | 3272700 | 3597180 | 3929870 | 4298300 | 4674830 | 5192290 | 5755070 | 6424630 | 7235760 | 8194640 | 9337300 | 10669700 | 12164600 | 13855800 | 15743000 | 17794600 | 19974000 | 22348300 | 24883800 | 27032800 | 29264300 | 31159400 | 33312800 | 35776900 | 38383700
Transportation Pollutant Emissions Disaggregated[motorbikes,PM10,freight,petroleum gasoline tf] | NoSettings | 0 | 0 | 0 | 0 | 0 | 0 | 0 | 0 | 0 | 0 | 0 | 0 | 0 | 0 | 0 | 0 | 0 | 0 | 0 | 0 | 0 | 0 | 0 | 0 | 0 | 0 | 0 | 0 | 0 | 0 | 0
Transportation Pollutant Emissions Disaggregated[motorbikes,PM10,freight,petroleum diesel tf] | NoSettings | 902469000 | 893249000 | 883152000 | 872789000 | 858412000 | 843315000 | 827168000 | 807853000 | 787010000 | 764433000 | 740117000 | 744081000 | 746247000 | 747663000 | 748404000 | 748460000 | 747340000 | 743269000 | 738691000 | 733845000 | 730027000 | 725769000 | 723150000 | 717687000 | 712228000 | 708881000 | 709420000 | 710536000 | 711490000 | 715613000 | 720278000
Transportation Pollutant Emissions Disaggregated[motorbikes,PM10,freight,biofuel gasoline tf] | NoSettings | 0 | 0 | 0 | 0 | 0 | 0 | 0 | 0 | 0 | 0 | 0 | 0 | 0 | 0 | 0 | 0 | 0 | 0 | 0 | 0 | 0 | 0 | 0 | 0 | 0 | 0 | 0 | 0 | 0 | 0 | 0
Transportation Pollutant Emissions Disaggregated[motorbikes,PM10,freight,biofuel diesel tf] | NoSettings | 233129000 | 259344000 | 286105000 | 313604000 | 340390000 | 367499000 | 394736000 | 420914000 | 446575000 | 471398000 | 495131000 | 497782000 | 499231000 | 500179000 | 500674000 | 500712000 | 499962000 | 497240000 | 494176000 | 490934000 | 488380000 | 485532000 | 483780000 | 480125000 | 476473000 | 474234000 | 474594000 | 475342000 | 475980000 | 478738000 | 481859000
Transportation Pollutant Emissions Disaggregated[motorbikes,PM10,freight,jet fuel tf] | NoSettings | 0 | 0 | 0 | 0 | 0 | 0 | 0 | 0 | 0 | 0 | 0 | 0 | 0 | 0 | 0 | 0 | 0 | 0 | 0 | 0 | 0 | 0 | 0 | 0 | 0 | 0 | 0 | 0 | 0 | 0 | 0
Transportation Pollutant Emissions Disaggregated[motorbikes,PM10,freight,heavy or residual fuel oil tf] | NoSettings | 0 | 0 | 0 | 0 | 0 | 0 | 0 | 0 | 0 | 0 | 0 | 0 | 0 | 0 | 0 | 0 | 0 | 0 | 0 | 0 | 0 | 0 | 0 | 0 | 0 | 0 | 0 | 0 | 0 | 0 | 0
Transportation Pollutant Emissions Disaggregated[motorbikes,PM10,freight,LPG propane or butane tf] | NoSettings | 0 | 0 | 0 | 0 | 0 | 0 | 0 | 0 | 0 | 0 | 0 | 0 | 0 | 0 | 0 | 0 | 0 | 0 | 0 | 0 | 0 | 0 | 0 | 0 | 0 | 0 | 0 | 0 | 0 | 0 | 0
Transportation Pollutant Emissions Disaggregated[motorbikes,PM10,freight,hydrogen tf] | NoSettings | 0 | 0 | 0 | 0 | 0 | 0 | 0 | 0 | 0 | 0 | 0 | 0 | 0 | 0 | 0 | 0 | 0 | 0 | 0 | 0 | 0 | 0 | 0 | 0 | 0 | 0 | 0 | 0 | 0 | 0 | 0
Transportation Pollutant Emissions Disaggregated[motorbikes,PM25,passenger,electricity tf] | NoSettings | 0 | 0 | 0 | 0 | 0 | 0 | 0 | 0 | 0 | 0 | 0 | 0 | 0 | 0 | 0 | 0 | 0 | 0 | 0 | 0 | 0 | 0 | 0 | 0 | 0 | 0 | 0 | 0 | 0 | 0 | 0
Transportation Pollutant Emissions Disaggregated[motorbikes,PM25,passenger,natural gas tf] | NoSettings | 95.3592 | 95.5387 | 83.4037 | 71.4443 | 59.8664 | 49.2349 | 39.5676 | 30.8482 | 23.1098 | 16.3897 | 10.7285 | 6.1833 | 2.8221 | 1.6014 | 0.71862 | 0.18159 | 0 | 0 | 0 | 0 | 0 | 0 | 0 | 0 | 0 | 0 | 0 | 0 | 0 | 0 | 0
Transportation Pollutant Emissions Disaggregated[motorbikes,PM25,passenger,petroleum gasoline tf] | NoSettings | 6964560 | 7815530 | 7714520 | 7548180 | 7308420 | 7090850 | 6864610 | 6631790 | 6397420 | 6166950 | 5939500 | 5718850 | 5507020 | 5303830 | 5109190 | 4924210 | 4743830 | 4561600 | 4386220 | 4234100 | 4110270 | 4017680 | 3952570 | 3905230 | 3870460 | 3842490 | 3818410 | 3797240 | 3778580 | 3763080 | 3747180
Transportation Pollutant Emissions Disaggregated[motorbikes,PM25,passenger,petroleum diesel tf] | NoSettings | 761.387 | 755.892 | 655.19 | 558.726 | 467.736 | 385.892 | 313.174 | 248.912 | 192.795 | 144.502 | 103.678 | 72.3103 | 46.2105 | 25.6024 | 11.6348 | 2.98 | 0 | 0 | 0 | 0 | 0 | 0 | 0 | 0 | 0 | 0 | 0 | 0 | 0 | 0 | 0
Transportation Pollutant Emissions Disaggregated[motorbikes,PM25,passenger,biofuel gasoline tf] | NoSettings | 520467 | 585819 | 579983 | 569177 | 552743 | 537885 | 522271 | 506053 | 489612 | 472669 | 456577 | 439615 | 423331 | 407712 | 392750 | 378530 | 364664 | 350656 | 337174 | 325481 | 315962 | 308844 | 303839 | 300200 | 297527 | 295377 | 293526 | 291899 | 290464 | 289273 | 288050
Transportation Pollutant Emissions Disaggregated[motorbikes,PM25,passenger,biofuel diesel tf] | NoSettings | 202.103 | 225.511 | 218.103 | 206.288 | 190.584 | 172.797 | 153.569 | 133.264 | 112.412 | 91.5643 | 71.2702 | 49.7076 | 31.7661 | 17.5996 | 7.998 | 2.0485 | 0 | 0 | 0 | 0 | 0 | 0 | 0 | 0 | 0 | 0 | 0 | 0 | 0 | 0 | 0
Transportation Pollutant Emissions Disaggregated[motorbikes,PM25,passenger,jet fuel tf] | NoSettings | 0 | 0 | 0 | 0 | 0 | 0 | 0 | 0 | 0 | 0 | 0 | 0 | 0 | 0 | 0 | 0 | 0 | 0 | 0 | 0 | 0 | 0 | 0 | 0 | 0 | 0 | 0 | 0 | 0 | 0 | 0
Transportation Pollutant Emissions Disaggregated[motorbikes,PM25,passenger,heavy or residual fuel oil tf] | NoSettings | 0 | 0 | 0 | 0 | 0 | 0 | 0 | 0 | 0 | 0 | 0 | 0 | 0 | 0 | 0 | 0 | 0 | 0 | 0 | 0 | 0 | 0 | 0 | 0 | 0 | 0 | 0 | 0 | 0 | 0 | 0
Transportation Pollutant Emissions Disaggregated[motorbikes,PM25,passenger,LPG propane or butane tf] | NoSettings | 0 | 0 | 0 | 0 | 0 | 0 | 0 | 0 | 0 | 0 | 0 | 0 | 0 | 0 | 0 | 0 | 0 | 0 | 0 | 0 | 0 | 0 | 0 | 0 | 0 | 0 | 0 | 0 | 0 | 0 | 0
Transportation Pollutant Emissions Disaggregated[motorbikes,PM25,passenger,hydrogen tf] | NoSettings | 0 | 0 | 0 | 0 | 0 | 0 | 0 | 0 | 0 | 0 | 0 | 0 | 0 | 0 | 0 | 0 | 0 | 0 | 0 | 0 | 0 | 0 | 0 | 0 | 0 | 0 | 0 | 0 | 0 | 0 | 0
Transportation Pollutant Emissions Disaggregated[motorbikes,PM25,freight,electricity tf] | NoSettings | 0 | 0 | 0 | 0 | 0 | 0 | 0 | 0 | 0 | 0 | 0 | 0 | 0 | 0 | 0 | 0 | 0 | 0 | 0 | 0 | 0 | 0 | 0 | 0 | 0 | 0 | 0 | 0 | 0 | 0 | 0
Transportation Pollutant Emissions Disaggregated[motorbikes,PM25,freight,natural gas tf] | NoSettings | 301594 | 424653 | 675668 | 886347 | 1038100 | 1174480 | 1311600 | 1441650 | 1574980 | 1722640 | 1873540 | 2080920 | 2306470 | 2574810 | 2899890 | 3284180 | 3742120 | 4276100 | 4875210 | 5553010 | 6309340 | 7131550 | 8005000 | 8956550 | 9972730 | 10834000 | 11728300 | 12487800 | 13350800 | 14338400 | 15383100
Transportation Pollutant Emissions Disaggregated[motorbikes,PM25,freight,petroleum gasoline tf] | NoSettings | 0 | 0 | 0 | 0 | 0 | 0 | 0 | 0 | 0 | 0 | 0 | 0 | 0 | 0 | 0 | 0 | 0 | 0 | 0 | 0 | 0 | 0 | 0 | 0 | 0 | 0 | 0 | 0 | 0 | 0 | 0
Transportation Pollutant Emissions Disaggregated[motorbikes,PM25,freight,petroleum diesel tf] | NoSettings | 361759000 | 358063000 | 354016000 | 349862000 | 344098000 | 338047000 | 331574000 | 323832000 | 315477000 | 306426000 | 296679000 | 298268000 | 299136000 | 299704000 | 300001000 | 300024000 | 299575000 | 297943000 | 296108000 | 294165000 | 292635000 | 290928000 | 289878000 | 287688000 | 285500000 | 284158000 | 284374000 | 284822000 | 285204000 | 286857000 | 288727000
Transportation Pollutant Emissions Disaggregated[motorbikes,PM25,freight,biofuel gasoline tf] | NoSettings | 0 | 0 | 0 | 0 | 0 | 0 | 0 | 0 | 0 | 0 | 0 | 0 | 0 | 0 | 0 | 0 | 0 | 0 | 0 | 0 | 0 | 0 | 0 | 0 | 0 | 0 | 0 | 0 | 0 | 0 | 0
Transportation Pollutant Emissions Disaggregated[motorbikes,PM25,freight,biofuel diesel tf] | NoSettings | 96025700 | 106824000 | 117846000 | 129173000 | 140206000 | 151372000 | 162591000 | 173374000 | 183944000 | 194168000 | 203944000 | 205036000 | 205633000 | 206023000 | 206227000 | 206243000 | 205934000 | 204812000 | 203551000 | 202215000 | 201163000 | 199990000 | 199268000 | 197763000 | 196259000 | 195337000 | 195485000 | 195793000 | 196055000 | 197192000 | 198477000
Transportation Pollutant Emissions Disaggregated[motorbikes,PM25,freight,jet fuel tf] | NoSettings | 0 | 0 | 0 | 0 | 0 | 0 | 0 | 0 | 0 | 0 | 0 | 0 | 0 | 0 | 0 | 0 | 0 | 0 | 0 | 0 | 0 | 0 | 0 | 0 | 0 | 0 | 0 | 0 | 0 | 0 | 0
Transportation Pollutant Emissions Disaggregated[motorbikes,PM25,freight,heavy or residual fuel oil tf] | NoSettings | 0 | 0 | 0 | 0 | 0 | 0 | 0 | 0 | 0 | 0 | 0 | 0 | 0 | 0 | 0 | 0 | 0 | 0 | 0 | 0 | 0 | 0 | 0 | 0 | 0 | 0 | 0 | 0 | 0 | 0 | 0
Transportation Pollutant Emissions Disaggregated[motorbikes,PM25,freight,LPG propane or butane tf] | NoSettings | 0 | 0 | 0 | 0 | 0 | 0 | 0 | 0 | 0 | 0 | 0 | 0 | 0 | 0 | 0 | 0 | 0 | 0 | 0 | 0 | 0 | 0 | 0 | 0 | 0 | 0 | 0 | 0 | 0 | 0 | 0
Transportation Pollutant Emissions Disaggregated[motorbikes,PM25,freight,hydrogen tf] | NoSettings | 0 | 0 | 0 | 0 | 0 | 0 | 0 | 0 | 0 | 0 | 0 | 0 | 0 | 0 | 0 | 0 | 0 | 0 | 0 | 0 | 0 | 0 | 0 | 0 | 0 | 0 | 0 | 0 | 0 | 0 | 0
Transportation Pollutant Emissions Disaggregated[motorbikes,SOx,passenger,electricity tf] | NoSettings | 0 | 0 | 0 | 0 | 0 | 0 | 0 | 0 | 0 | 0 | 0 | 0 | 0 | 0 | 0 | 0 | 0 | 0 | 0 | 0 | 0 | 0 | 0 | 0 | 0 | 0 | 0 | 0 | 0 | 0 | 0
Transportation Pollutant Emissions Disaggregated[motorbikes,SOx,passenger,natural gas tf] | NoSettings | 12.3406 | 12.3638 | 10.7934 | 9.2457 | 7.7474 | 6.3716 | 5.1205 | 3.9921 | 2.9907 | 2.121 | 1.3884 | 0.80019 | 0.36522 | 0.20724 | 0.092998 | 0.0235 | 0 | 0 | 0 | 0 | 0 | 0 | 0 | 0 | 0 | 0 | 0 | 0 | 0 | 0 | 0
Transportation Pollutant Emissions Disaggregated[motorbikes,SOx,passenger,petroleum gasoline tf] | NoSettings | 1456660 | 1634650 | 1613520 | 1578730 | 1528580 | 1483080 | 1435760 | 1387060 | 1338040 | 1289840 | 1242270 | 1196120 | 1151810 | 1109310 | 1068600 | 1029920 | 992188 | 954075 | 917393 | 885578 | 859678 | 840311 | 826695 | 816792 | 809520 | 803671 | 798635 | 794207 | 790303 | 787062 | 783736
Transportation Pollutant Emissions Disaggregated[motorbikes,SOx,passenger,petroleum diesel tf] | NoSettings | 44.8065 | 44.4832 | 38.557 | 32.8803 | 27.5256 | 22.7092 | 18.4299 | 14.6482 | 11.3457 | 8.5037 | 6.1013 | 4.2554 | 2.7194 | 1.5067 | 0.68469 | 0.17537 | 0 | 0 | 0 | 0 | 0 | 0 | 0 | 0 | 0 | 0 | 0 | 0 | 0 | 0 | 0
Transportation Pollutant Emissions Disaggregated[motorbikes,SOx,passenger,biofuel gasoline tf] | NoSettings | 35156 | 39570.3 | 39176.1 | 38446.2 | 37336.1 | 36332.5 | 35277.8 | 34182.4 | 33071.8 | 31927.4 | 30840.4 | 29694.7 | 28594.8 | 27539.7 | 26529 | 25568.6 | 24632 | 23685.7 | 22775.1 | 21985.2 | 21342.3 | 20861.5 | 20523.4 | 20277.6 | 20097 | 19951.8 | 19826.8 | 19716.9 | 19620 | 19539.5 | 19456.9
Transportation Pollutant Emissions Disaggregated[motorbikes,SOx,passenger,biofuel diesel tf] | NoSettings | 0 | 0 | 0 | 0 | 0 | 0 | 0 | 0 | 0 | 0 | 0 | 0 | 0 | 0 | 0 | 0 | 0 | 0 | 0 | 0 | 0 | 0 | 0 | 0 | 0 | 0 | 0 | 0 | 0 | 0 | 0
Transportation Pollutant Emissions Disaggregated[motorbikes,SOx,passenger,jet fuel tf] | NoSettings | 0 | 0 | 0 | 0 | 0 | 0 | 0 | 0 | 0 | 0 | 0 | 0 | 0 | 0 | 0 | 0 | 0 | 0 | 0 | 0 | 0 | 0 | 0 | 0 | 0 | 0 | 0 | 0 | 0 | 0 | 0
Transportation Pollutant Emissions Disaggregated[motorbikes,SOx,passenger,heavy or residual fuel oil tf] | NoSettings | 0 | 0 | 0 | 0 | 0 | 0 | 0 | 0 | 0 | 0 | 0 | 0 | 0 | 0 | 0 | 0 | 0 | 0 | 0 | 0 | 0 | 0 | 0 | 0 | 0 | 0 | 0 | 0 | 0 | 0 | 0
Transportation Pollutant Emissions Disaggregated[motorbikes,SOx,passenger,LPG propane or butane tf] | NoSettings | 0 | 0 | 0 | 0 | 0 | 0 | 0 | 0 | 0 | 0 | 0 | 0 | 0 | 0 | 0 | 0 | 0 | 0 | 0 | 0 | 0 | 0 | 0 | 0 | 0 | 0 | 0 | 0 | 0 | 0 | 0
Transportation Pollutant Emissions Disaggregated[motorbikes,SOx,passenger,hydrogen tf] | NoSettings | 0 | 0 | 0 | 0 | 0 | 0 | 0 | 0 | 0 | 0 | 0 | 0 | 0 | 0 | 0 | 0 | 0 | 0 | 0 | 0 | 0 | 0 | 0 | 0 | 0 | 0 | 0 | 0 | 0 | 0 | 0
Transportation Pollutant Emissions Disaggregated[motorbikes,SOx,freight,electricity tf] | NoSettings | 0 | 0 | 0 | 0 | 0 | 0 | 0 | 0 | 0 | 0 | 0 | 0 | 0 | 0 | 0 | 0 | 0 | 0 | 0 | 0 | 0 | 0 | 0 | 0 | 0 | 0 | 0 | 0 | 0 | 0 | 0
Transportation Pollutant Emissions Disaggregated[motorbikes,SOx,freight,natural gas tf] | NoSettings | 39029.8 | 54955.1 | 87439.4 | 114704 | 134343 | 151992 | 169737 | 186566 | 203821 | 222929 | 242458 | 269296 | 298484 | 333210 | 375279 | 425011 | 484275 | 553378 | 630910 | 718625 | 816503 | 922907 | 1035940 | 1159080 | 1290590 | 1402040 | 1517780 | 1616070 | 1727760 | 1855550 | 1990750
Transportation Pollutant Emissions Disaggregated[motorbikes,SOx,freight,petroleum gasoline tf] | NoSettings | 0 | 0 | 0 | 0 | 0 | 0 | 0 | 0 | 0 | 0 | 0 | 0 | 0 | 0 | 0 | 0 | 0 | 0 | 0 | 0 | 0 | 0 | 0 | 0 | 0 | 0 | 0 | 0 | 0 | 0 | 0
Transportation Pollutant Emissions Disaggregated[motorbikes,SOx,freight,petroleum diesel tf] | NoSettings | 21289000 | 21071500 | 20833300 | 20588900 | 20249700 | 19893600 | 19512700 | 19057000 | 18565400 | 18032800 | 17459200 | 17552700 | 17603800 | 17637200 | 17654700 | 17656000 | 17629500 | 17533500 | 17425500 | 17311200 | 17221100 | 17120700 | 17058900 | 16930000 | 16801300 | 16722300 | 16735000 | 16761400 | 16783900 | 16881100 | 16991200
Transportation Pollutant Emissions Disaggregated[motorbikes,SOx,freight,biofuel gasoline tf] | NoSettings | 0 | 0 | 0 | 0 | 0 | 0 | 0 | 0 | 0 | 0 | 0 | 0 | 0 | 0 | 0 | 0 | 0 | 0 | 0 | 0 | 0 | 0 | 0 | 0 | 0 | 0 | 0 | 0 | 0 | 0 | 0
Transportation Pollutant Emissions Disaggregated[motorbikes,SOx,freight,biofuel diesel tf] | NoSettings | 0 | 0 | 0 | 0 | 0 | 0 | 0 | 0 | 0 | 0 | 0 | 0 | 0 | 0 | 0 | 0 | 0 | 0 | 0 | 0 | 0 | 0 | 0 | 0 | 0 | 0 | 0 | 0 | 0 | 0 | 0
Transportation Pollutant Emissions Disaggregated[motorbikes,SOx,freight,jet fuel tf] | NoSettings | 0 | 0 | 0 | 0 | 0 | 0 | 0 | 0 | 0 | 0 | 0 | 0 | 0 | 0 | 0 | 0 | 0 | 0 | 0 | 0 | 0 | 0 | 0 | 0 | 0 | 0 | 0 | 0 | 0 | 0 | 0
Transportation Pollutant Emissions Disaggregated[motorbikes,SOx,freight,heavy or residual fuel oil tf] | NoSettings | 0 | 0 | 0 | 0 | 0 | 0 | 0 | 0 | 0 | 0 | 0 | 0 | 0 | 0 | 0 | 0 | 0 | 0 | 0 | 0 | 0 | 0 | 0 | 0 | 0 | 0 | 0 | 0 | 0 | 0 | 0
Transportation Pollutant Emissions Disaggregated[motorbikes,SOx,freight,LPG propane or butane tf] | NoSettings | 0 | 0 | 0 | 0 | 0 | 0 | 0 | 0 | 0 | 0 | 0 | 0 | 0 | 0 | 0 | 0 | 0 | 0 | 0 | 0 | 0 | 0 | 0 | 0 | 0 | 0 | 0 | 0 | 0 | 0 | 0
Transportation Pollutant Emissions Disaggregated[motorbikes,SOx,freight,hydrogen tf] | NoSettings | 0 | 0 | 0 | 0 | 0 | 0 | 0 | 0 | 0 | 0 | 0 | 0 | 0 | 0 | 0 | 0 | 0 | 0 | 0 | 0 | 0 | 0 | 0 | 0 | 0 | 0 | 0 | 0 | 0 | 0 | 0
Transportation Pollutant Emissions Disaggregated[motorbikes,BC,passenger,electricity tf] | NoSettings | 0 | 0 | 0 | 0 | 0 | 0 | 0 | 0 | 0 | 0 | 0 | 0 | 0 | 0 | 0 | 0 | 0 | 0 | 0 | 0 | 0 | 0 | 0 | 0 | 0 | 0 | 0 | 0 | 0 | 0 | 0
Transportation Pollutant Emissions Disaggregated[motorbikes,BC,passenger,natural gas tf] | NoSettings | 17.695 | 17.7283 | 15.4765 | 13.2573 | 11.1089 | 9.1361 | 7.3422 | 5.7242 | 4.2883 | 3.0413 | 1.9908 | 1.1474 | 0.52368 | 0.29716 | 0.13335 | 0.033696 | 0 | 0 | 0 | 0 | 0 | 0 | 0 | 0 | 0 | 0 | 0 | 0 | 0 | 0 | 0
Transportation Pollutant Emissions Disaggregated[motorbikes,BC,passenger,petroleum gasoline tf] | NoSettings | 1288720 | 1446180 | 1427490 | 1396710 | 1352350 | 1312090 | 1270220 | 1227140 | 1183770 | 1141130 | 1099040 | 1058210 | 1019020 | 981416 | 945401 | 911173 | 877795 | 844075 | 811623 | 783476 | 760562 | 743428 | 731382 | 722621 | 716187 | 711012 | 706557 | 702639 | 699186 | 696318 | 693376
Transportation Pollutant Emissions Disaggregated[motorbikes,BC,passenger,petroleum diesel tf] | NoSettings | 141.238 | 140.219 | 121.538 | 103.644 | 86.7656 | 71.5834 | 58.0942 | 46.1735 | 35.7637 | 26.8053 | 19.2323 | 13.4136 | 8.5721 | 4.7493 | 2.1583 | 0.55279 | 0 | 0 | 0 | 0 | 0 | 0 | 0 | 0 | 0 | 0 | 0 | 0 | 0 | 0 | 0
Transportation Pollutant Emissions Disaggregated[motorbikes,BC,passenger,biofuel gasoline tf] | NoSettings | 96480.7 | 108595 | 107513 | 105510 | 102464 | 99709.6 | 96815 | 93808.8 | 90761 | 87620.2 | 84637.1 | 81492.8 | 78474.3 | 75578.9 | 72805.3 | 70169.4 | 67599 | 65002.2 | 62503 | 60335.4 | 58570.8 | 57251.4 | 56323.7 | 55649 | 55153.5 | 54755 | 54411.9 | 54110.2 | 53844.3 | 53623.5 | 53396.8
Transportation Pollutant Emissions Disaggregated[motorbikes,BC,passenger,biofuel diesel tf] | NoSettings | 33.5906 | 37.481 | 36.2498 | 34.2862 | 31.676 | 28.7197 | 25.5239 | 22.1491 | 18.6835 | 15.2184 | 11.8455 | 8.2617 | 5.2797 | 2.9251 | 1.3293 | 0.34047 | 0 | 0 | 0 | 0 | 0 | 0 | 0 | 0 | 0 | 0 | 0 | 0 | 0 | 0 | 0
Transportation Pollutant Emissions Disaggregated[motorbikes,BC,passenger,jet fuel tf] | NoSettings | 0 | 0 | 0 | 0 | 0 | 0 | 0 | 0 | 0 | 0 | 0 | 0 | 0 | 0 | 0 | 0 | 0 | 0 | 0 | 0 | 0 | 0 | 0 | 0 | 0 | 0 | 0 | 0 | 0 | 0 | 0
Transportation Pollutant Emissions Disaggregated[motorbikes,BC,passenger,heavy or residual fuel oil tf] | NoSettings | 0 | 0 | 0 | 0 | 0 | 0 | 0 | 0 | 0 | 0 | 0 | 0 | 0 | 0 | 0 | 0 | 0 | 0 | 0 | 0 | 0 | 0 | 0 | 0 | 0 | 0 | 0 | 0 | 0 | 0 | 0
Transportation Pollutant Emissions Disaggregated[motorbikes,BC,passenger,LPG propane or butane tf] | NoSettings | 0 | 0 | 0 | 0 | 0 | 0 | 0 | 0 | 0 | 0 | 0 | 0 | 0 | 0 | 0 | 0 | 0 | 0 | 0 | 0 | 0 | 0 | 0 | 0 | 0 | 0 | 0 | 0 | 0 | 0 | 0
Transportation Pollutant Emissions Disaggregated[motorbikes,BC,passenger,hydrogen tf] | NoSettings | 0 | 0 | 0 | 0 | 0 | 0 | 0 | 0 | 0 | 0 | 0 | 0 | 0 | 0 | 0 | 0 | 0 | 0 | 0 | 0 | 0 | 0 | 0 | 0 | 0 | 0 | 0 | 0 | 0 | 0 | 0
Transportation Pollutant Emissions Disaggregated[motorbikes,BC,freight,electricity tf] | NoSettings | 0 | 0 | 0 | 0 | 0 | 0 | 0 | 0 | 0 | 0 | 0 | 0 | 0 | 0 | 0 | 0 | 0 | 0 | 0 | 0 | 0 | 0 | 0 | 0 | 0 | 0 | 0 | 0 | 0 | 0 | 0
Transportation Pollutant Emissions Disaggregated[motorbikes,BC,freight,natural gas tf] | NoSettings | 55964.2 | 78799.2 | 125378 | 164472 | 192632 | 217939 | 243383 | 267514 | 292256 | 319655 | 347657 | 386139 | 427991 | 477785 | 538107 | 609417 | 694394 | 793480 | 904652 | 1030420 | 1170770 | 1323340 | 1485420 | 1661990 | 1850560 | 2010370 | 2176320 | 2317260 | 2477400 | 2660650 | 2854510
Transportation Pollutant Emissions Disaggregated[motorbikes,BC,freight,petroleum gasoline tf] | NoSettings | 0 | 0 | 0 | 0 | 0 | 0 | 0 | 0 | 0 | 0 | 0 | 0 | 0 | 0 | 0 | 0 | 0 | 0 | 0 | 0 | 0 | 0 | 0 | 0 | 0 | 0 | 0 | 0 | 0 | 0 | 0
Transportation Pollutant Emissions Disaggregated[motorbikes,BC,freight,petroleum diesel tf] | NoSettings | 67106700 | 66421100 | 65670300 | 64899700 | 63830600 | 62708000 | 61507400 | 60071100 | 58521300 | 56842400 | 55034300 | 55329100 | 55490100 | 55595400 | 55650500 | 55654700 | 55571400 | 55268700 | 54928300 | 54567900 | 54284000 | 53967500 | 53772700 | 53366500 | 52960500 | 52711700 | 52751700 | 52834800 | 52905700 | 53212300 | 53559100
Transportation Pollutant Emissions Disaggregated[motorbikes,BC,freight,biofuel gasoline tf] | NoSettings | 0 | 0 | 0 | 0 | 0 | 0 | 0 | 0 | 0 | 0 | 0 | 0 | 0 | 0 | 0 | 0 | 0 | 0 | 0 | 0 | 0 | 0 | 0 | 0 | 0 | 0 | 0 | 0 | 0 | 0 | 0
Transportation Pollutant Emissions Disaggregated[motorbikes,BC,freight,biofuel diesel tf] | NoSettings | 15959900 | 17754600 | 19586700 | 21469200 | 23303000 | 25158800 | 27023500 | 28815600 | 30572400 | 32271800 | 33896500 | 34078000 | 34177200 | 34242100 | 34276000 | 34278600 | 34227300 | 34040800 | 33831200 | 33609200 | 33434400 | 33239400 | 33119400 | 32869200 | 32619200 | 32465900 | 32490600 | 32541700 | 32585400 | 32774200 | 32987900
Transportation Pollutant Emissions Disaggregated[motorbikes,BC,freight,jet fuel tf] | NoSettings | 0 | 0 | 0 | 0 | 0 | 0 | 0 | 0 | 0 | 0 | 0 | 0 | 0 | 0 | 0 | 0 | 0 | 0 | 0 | 0 | 0 | 0 | 0 | 0 | 0 | 0 | 0 | 0 | 0 | 0 | 0
Transportation Pollutant Emissions Disaggregated[motorbikes,BC,freight,heavy or residual fuel oil tf] | NoSettings | 0 | 0 | 0 | 0 | 0 | 0 | 0 | 0 | 0 | 0 | 0 | 0 | 0 | 0 | 0 | 0 | 0 | 0 | 0 | 0 | 0 | 0 | 0 | 0 | 0 | 0 | 0 | 0 | 0 | 0 | 0
Transportation Pollutant Emissions Disaggregated[motorbikes,BC,freight,LPG propane or butane tf] | NoSettings | 0 | 0 | 0 | 0 | 0 | 0 | 0 | 0 | 0 | 0 | 0 | 0 | 0 | 0 | 0 | 0 | 0 | 0 | 0 | 0 | 0 | 0 | 0 | 0 | 0 | 0 | 0 | 0 | 0 | 0 | 0
Transportation Pollutant Emissions Disaggregated[motorbikes,BC,freight,hydrogen tf] | NoSettings | 0 | 0 | 0 | 0 | 0 | 0 | 0 | 0 | 0 | 0 | 0 | 0 | 0 | 0 | 0 | 0 | 0 | 0 | 0 | 0 | 0 | 0 | 0 | 0 | 0 | 0 | 0 | 0 | 0 | 0 | 0
Transportation Pollutant Emissions Disaggregated[motorbikes,OC,passenger,electricity tf] | NoSettings | 0 | 0 | 0 | 0 | 0 | 0 | 0 | 0 | 0 | 0 | 0 | 0 | 0 | 0 | 0 | 0 | 0 | 0 | 0 | 0 | 0 | 0 | 0 | 0 | 0 | 0 | 0 | 0 | 0 | 0 | 0
Transportation Pollutant Emissions Disaggregated[motorbikes,OC,passenger,natural gas tf] | NoSettings | 33.4012 | 33.4641 | 29.2136 | 25.0246 | 20.9692 | 17.2454 | 13.8593 | 10.8051 | 8.0946 | 5.7408 | 3.7578 | 2.1658 | 0.9885 | 0.56091 | 0.25171 | 0.063604 | 0 | 0 | 0 | 0 | 0 | 0 | 0 | 0 | 0 | 0 | 0 | 0 | 0 | 0 | 0
Transportation Pollutant Emissions Disaggregated[motorbikes,OC,passenger,petroleum gasoline tf] | NoSettings | 2440340 | 2738510 | 2703120 | 2644830 | 2560820 | 2484590 | 2405320 | 2323740 | 2241620 | 2160860 | 2081160 | 2003850 | 1929620 | 1858430 | 1790230 | 1725410 | 1662210 | 1598360 | 1536900 | 1483600 | 1440210 | 1407770 | 1384960 | 1368370 | 1356180 | 1346390 | 1337950 | 1330530 | 1323990 | 1318560 | 1312990
Transportation Pollutant Emissions Disaggregated[motorbikes,OC,passenger,petroleum diesel tf] | NoSettings | 266.566 | 264.643 | 229.386 | 195.614 | 163.758 | 135.103 | 109.644 | 87.1459 | 67.4988 | 50.5911 | 36.2982 | 25.3163 | 16.1786 | 8.9636 | 4.0734 | 1.0433 | 0 | 0 | 0 | 0 | 0 | 0 | 0 | 0 | 0 | 0 | 0 | 0 | 0 | 0 | 0
Transportation Pollutant Emissions Disaggregated[motorbikes,OC,passenger,biofuel gasoline tf] | NoSettings | 182388 | 205289 | 203245 | 199458 | 193699 | 188492 | 183020 | 177337 | 171575 | 165638 | 159999 | 154055 | 148349 | 142875 | 137632 | 132649 | 127790 | 122881 | 118156 | 114059 | 110723 | 108229 | 106475 | 105200 | 104263 | 103510 | 102861 | 102291 | 101788 | 101370 | 100942
Transportation Pollutant Emissions Disaggregated[motorbikes,OC,passenger,biofuel diesel tf] | NoSettings | 31.1913 | 34.8038 | 33.6605 | 31.8372 | 29.4134 | 26.6683 | 23.7007 | 20.567 | 17.3489 | 14.1314 | 10.9994 | 7.6715 | 4.9026 | 2.7162 | 1.2344 | 0.31615 | 0 | 0 | 0 | 0 | 0 | 0 | 0 | 0 | 0 | 0 | 0 | 0 | 0 | 0 | 0
Transportation Pollutant Emissions Disaggregated[motorbikes,OC,passenger,jet fuel tf] | NoSettings | 0 | 0 | 0 | 0 | 0 | 0 | 0 | 0 | 0 | 0 | 0 | 0 | 0 | 0 | 0 | 0 | 0 | 0 | 0 | 0 | 0 | 0 | 0 | 0 | 0 | 0 | 0 | 0 | 0 | 0 | 0
Transportation Pollutant Emissions Disaggregated[motorbikes,OC,passenger,heavy or residual fuel oil tf] | NoSettings | 0 | 0 | 0 | 0 | 0 | 0 | 0 | 0 | 0 | 0 | 0 | 0 | 0 | 0 | 0 | 0 | 0 | 0 | 0 | 0 | 0 | 0 | 0 | 0 | 0 | 0 | 0 | 0 | 0 | 0 | 0
Transportation Pollutant Emissions Disaggregated[motorbikes,OC,passenger,LPG propane or butane tf] | NoSettings | 0 | 0 | 0 | 0 | 0 | 0 | 0 | 0 | 0 | 0 | 0 | 0 | 0 | 0 | 0 | 0 | 0 | 0 | 0 | 0 | 0 | 0 | 0 | 0 | 0 | 0 | 0 | 0 | 0 | 0 | 0
Transportation Pollutant Emissions Disaggregated[motorbikes,OC,passenger,hydrogen tf] | NoSettings | 0 | 0 | 0 | 0 | 0 | 0 | 0 | 0 | 0 | 0 | 0 | 0 | 0 | 0 | 0 | 0 | 0 | 0 | 0 | 0 | 0 | 0 | 0 | 0 | 0 | 0 | 0 | 0 | 0 | 0 | 0
Transportation Pollutant Emissions Disaggregated[motorbikes,OC,freight,electricity tf] | NoSettings | 0 | 0 | 0 | 0 | 0 | 0 | 0 | 0 | 0 | 0 | 0 | 0 | 0 | 0 | 0 | 0 | 0 | 0 | 0 | 0 | 0 | 0 | 0 | 0 | 0 | 0 | 0 | 0 | 0 | 0 | 0
Transportation Pollutant Emissions Disaggregated[motorbikes,OC,freight,natural gas tf] | NoSettings | 105639 | 148742 | 236665 | 310458 | 363614 | 411383 | 459412 | 504962 | 551664 | 603383 | 656240 | 728879 | 807880 | 901871 | 1015740 | 1150340 | 1310740 | 1497780 | 1707630 | 1945040 | 2209960 | 2497950 | 2803890 | 3137190 | 3493120 | 3794790 | 4108040 | 4374070 | 4676360 | 5022260 | 5388190
Transportation Pollutant Emissions Disaggregated[motorbikes,OC,freight,petroleum gasoline tf] | NoSettings | 0 | 0 | 0 | 0 | 0 | 0 | 0 | 0 | 0 | 0 | 0 | 0 | 0 | 0 | 0 | 0 | 0 | 0 | 0 | 0 | 0 | 0 | 0 | 0 | 0 | 0 | 0 | 0 | 0 | 0 | 0
Transportation Pollutant Emissions Disaggregated[motorbikes,OC,freight,petroleum diesel tf] | NoSettings | 126654000 | 125360000 | 123943000 | 122489000 | 120471000 | 118352000 | 116086000 | 113376000 | 110450000 | 107282000 | 103869000 | 104426000 | 104730000 | 104928000 | 105032000 | 105040000 | 104883000 | 104312000 | 103669000 | 102989000 | 102453000 | 101856000 | 101488000 | 100722000 | 99955400 | 99485700 | 99561300 | 99718000 | 99851900 | 100430000 | 101085000
Transportation Pollutant Emissions Disaggregated[motorbikes,OC,freight,biofuel gasoline tf] | NoSettings | 0 | 0 | 0 | 0 | 0 | 0 | 0 | 0 | 0 | 0 | 0 | 0 | 0 | 0 | 0 | 0 | 0 | 0 | 0 | 0 | 0 | 0 | 0 | 0 | 0 | 0 | 0 | 0 | 0 | 0 | 0
Transportation Pollutant Emissions Disaggregated[motorbikes,OC,freight,biofuel diesel tf] | NoSettings | 14820000 | 16486400 | 18187600 | 19935700 | 21638500 | 23361800 | 25093200 | 26757400 | 28388600 | 29966600 | 31475300 | 31643900 | 31736000 | 31796200 | 31827700 | 31830100 | 31782500 | 31609400 | 31414600 | 31208500 | 31046200 | 30865100 | 30753700 | 30521400 | 30289200 | 30146900 | 30169800 | 30217300 | 30257900 | 30433200 | 30631600
Transportation Pollutant Emissions Disaggregated[motorbikes,OC,freight,jet fuel tf] | NoSettings | 0 | 0 | 0 | 0 | 0 | 0 | 0 | 0 | 0 | 0 | 0 | 0 | 0 | 0 | 0 | 0 | 0 | 0 | 0 | 0 | 0 | 0 | 0 | 0 | 0 | 0 | 0 | 0 | 0 | 0 | 0
Transportation Pollutant Emissions Disaggregated[motorbikes,OC,freight,heavy or residual fuel oil tf] | NoSettings | 0 | 0 | 0 | 0 | 0 | 0 | 0 | 0 | 0 | 0 | 0 | 0 | 0 | 0 | 0 | 0 | 0 | 0 | 0 | 0 | 0 | 0 | 0 | 0 | 0 | 0 | 0 | 0 | 0 | 0 | 0
Transportation Pollutant Emissions Disaggregated[motorbikes,OC,freight,LPG propane or butane tf] | NoSettings | 0 | 0 | 0 | 0 | 0 | 0 | 0 | 0 | 0 | 0 | 0 | 0 | 0 | 0 | 0 | 0 | 0 | 0 | 0 | 0 | 0 | 0 | 0 | 0 | 0 | 0 | 0 | 0 | 0 | 0 | 0
Transportation Pollutant Emissions Disaggregated[motorbikes,OC,freight,hydrogen tf] | NoSettings | 0 | 0 | 0 | 0 | 0 | 0 | 0 | 0 | 0 | 0 | 0 | 0 | 0 | 0 | 0 | 0 | 0 | 0 | 0 | 0 | 0 | 0 | 0 | 0 | 0 | 0 | 0 | 0 | 0 | 0 | 0
Transportation Pollutant Emissions Disaggregated[motorbikes,CH4,passenger,electricity tf] | NoSettings | 0 | 0 | 0 | 0 | 0 | 0 | 0 | 0 | 0 | 0 | 0 | 0 | 0 | 0 | 0 | 0 | 0 | 0 | 0 | 0 | 0 | 0 | 0 | 0 | 0 | 0 | 0 | 0 | 0 | 0 | 0
Transportation Pollutant Emissions Disaggregated[motorbikes,CH4,passenger,natural gas tf] | NoSettings | 50.9942 | 51.0902 | 44.6009 | 38.2055 | 32.0141 | 26.3288 | 21.1592 | 16.4964 | 12.3582 | 8.7646 | 5.7372 | 3.3066 | 1.5092 | 0.85636 | 0.38429 | 0.097106 | 0 | 0 | 0 | 0 | 0 | 0 | 0 | 0 | 0 | 0 | 0 | 0 | 0 | 0 | 0
Transportation Pollutant Emissions Disaggregated[motorbikes,CH4,passenger,petroleum gasoline tf] | NoSettings | 10282300 | 11538700 | 11389500 | 11144000 | 10790000 | 10468800 | 10134800 | 9791040 | 9445010 | 9104750 | 8768940 | 8443180 | 8130440 | 7830450 | 7543090 | 7269990 | 7003680 | 6734640 | 6475710 | 6251140 | 6068310 | 5931610 | 5835490 | 5765590 | 5714260 | 5672970 | 5637420 | 5606160 | 5578610 | 5555730 | 5532250
Transportation Pollutant Emissions Disaggregated[motorbikes,CH4,passenger,petroleum diesel tf] | NoSettings | 974.055 | 967.026 | 838.196 | 714.788 | 598.383 | 493.678 | 400.649 | 318.438 | 246.646 | 184.864 | 132.637 | 92.5078 | 59.1179 | 32.7536 | 14.8846 | 3.8123 | 0 | 0 | 0 | 0 | 0 | 0 | 0 | 0 | 0 | 0 | 0 | 0 | 0 | 0 | 0
Transportation Pollutant Emissions Disaggregated[motorbikes,CH4,passenger,biofuel gasoline tf] | NoSettings | 0 | 0 | 0 | 0 | 0 | 0 | 0 | 0 | 0 | 0 | 0 | 0 | 0 | 0 | 0 | 0 | 0 | 0 | 0 | 0 | 0 | 0 | 0 | 0 | 0 | 0 | 0 | 0 | 0 | 0 | 0
Transportation Pollutant Emissions Disaggregated[motorbikes,CH4,passenger,biofuel diesel tf] | NoSettings | 0 | 0 | 0 | 0 | 0 | 0 | 0 | 0 | 0 | 0 | 0 | 0 | 0 | 0 | 0 | 0 | 0 | 0 | 0 | 0 | 0 | 0 | 0 | 0 | 0 | 0 | 0 | 0 | 0 | 0 | 0
Transportation Pollutant Emissions Disaggregated[motorbikes,CH4,passenger,jet fuel tf] | NoSettings | 0 | 0 | 0 | 0 | 0 | 0 | 0 | 0 | 0 | 0 | 0 | 0 | 0 | 0 | 0 | 0 | 0 | 0 | 0 | 0 | 0 | 0 | 0 | 0 | 0 | 0 | 0 | 0 | 0 | 0 | 0
Transportation Pollutant Emissions Disaggregated[motorbikes,CH4,passenger,heavy or residual fuel oil tf] | NoSettings | 0 | 0 | 0 | 0 | 0 | 0 | 0 | 0 | 0 | 0 | 0 | 0 | 0 | 0 | 0 | 0 | 0 | 0 | 0 | 0 | 0 | 0 | 0 | 0 | 0 | 0 | 0 | 0 | 0 | 0 | 0
Transportation Pollutant Emissions Disaggregated[motorbikes,CH4,passenger,LPG propane or butane tf] | NoSettings | 0 | 0 | 0 | 0 | 0 | 0 | 0 | 0 | 0 | 0 | 0 | 0 | 0 | 0 | 0 | 0 | 0 | 0 | 0 | 0 | 0 | 0 | 0 | 0 | 0 | 0 | 0 | 0 | 0 | 0 | 0
Transportation Pollutant Emissions Disaggregated[motorbikes,CH4,passenger,hydrogen tf] | NoSettings | 0 | 0 | 0 | 0 | 0 | 0 | 0 | 0 | 0 | 0 | 0 | 0 | 0 | 0 | 0 | 0 | 0 | 0 | 0 | 0 | 0 | 0 | 0 | 0 | 0 | 0 | 0 | 0 | 0 | 0 | 0
Transportation Pollutant Emissions Disaggregated[motorbikes,CH4,freight,electricity tf] | NoSettings | 0 | 0 | 0 | 0 | 0 | 0 | 0 | 0 | 0 | 0 | 0 | 0 | 0 | 0 | 0 | 0 | 0 | 0 | 0 | 0 | 0 | 0 | 0 | 0 | 0 | 0 | 0 | 0 | 0 | 0 | 0
Transportation Pollutant Emissions Disaggregated[motorbikes,CH4,freight,natural gas tf] | NoSettings | 161280 | 227087 | 361320 | 473982 | 555136 | 628066 | 701393 | 770934 | 842235 | 921196 | 1001890 | 1112790 | 1233400 | 1376900 | 1550740 | 1756240 | 2001140 | 2286690 | 2607070 | 2969520 | 3373980 | 3813660 | 4280750 | 4789600 | 5333010 | 5793570 | 6271820 | 6677980 | 7139490 | 7667570 | 8226250
Transportation Pollutant Emissions Disaggregated[motorbikes,CH4,freight,petroleum gasoline tf] | NoSettings | 0 | 0 | 0 | 0 | 0 | 0 | 0 | 0 | 0 | 0 | 0 | 0 | 0 | 0 | 0 | 0 | 0 | 0 | 0 | 0 | 0 | 0 | 0 | 0 | 0 | 0 | 0 | 0 | 0 | 0 | 0
Transportation Pollutant Emissions Disaggregated[motorbikes,CH4,freight,petroleum diesel tf] | NoSettings | 462805000 | 458077000 | 452898000 | 447584000 | 440211000 | 432469000 | 424189000 | 414283000 | 403595000 | 392017000 | 379547000 | 381580000 | 382691000 | 383417000 | 383797000 | 383825000 | 383251000 | 381164000 | 378816000 | 376331000 | 374373000 | 372189000 | 370846000 | 368045000 | 365245000 | 363529000 | 363805000 | 364378000 | 364867000 | 366981000 | 369373000
Transportation Pollutant Emissions Disaggregated[motorbikes,CH4,freight,biofuel gasoline tf] | NoSettings | 0 | 0 | 0 | 0 | 0 | 0 | 0 | 0 | 0 | 0 | 0 | 0 | 0 | 0 | 0 | 0 | 0 | 0 | 0 | 0 | 0 | 0 | 0 | 0 | 0 | 0 | 0 | 0 | 0 | 0 | 0
Transportation Pollutant Emissions Disaggregated[motorbikes,CH4,freight,biofuel diesel tf] | NoSettings | 0 | 0 | 0 | 0 | 0 | 0 | 0 | 0 | 0 | 0 | 0 | 0 | 0 | 0 | 0 | 0 | 0 | 0 | 0 | 0 | 0 | 0 | 0 | 0 | 0 | 0 | 0 | 0 | 0 | 0 | 0
Transportation Pollutant Emissions Disaggregated[motorbikes,CH4,freight,jet fuel tf] | NoSettings | 0 | 0 | 0 | 0 | 0 | 0 | 0 | 0 | 0 | 0 | 0 | 0 | 0 | 0 | 0 | 0 | 0 | 0 | 0 | 0 | 0 | 0 | 0 | 0 | 0 | 0 | 0 | 0 | 0 | 0 | 0
Transportation Pollutant Emissions Disaggregated[motorbikes,CH4,freight,heavy or residual fuel oil tf] | NoSettings | 0 | 0 | 0 | 0 | 0 | 0 | 0 | 0 | 0 | 0 | 0 | 0 | 0 | 0 | 0 | 0 | 0 | 0 | 0 | 0 | 0 | 0 | 0 | 0 | 0 | 0 | 0 | 0 | 0 | 0 | 0
Transportation Pollutant Emissions Disaggregated[motorbikes,CH4,freight,LPG propane or butane tf] | NoSettings | 0 | 0 | 0 | 0 | 0 | 0 | 0 | 0 | 0 | 0 | 0 | 0 | 0 | 0 | 0 | 0 | 0 | 0 | 0 | 0 | 0 | 0 | 0 | 0 | 0 | 0 | 0 | 0 | 0 | 0 | 0
Transportation Pollutant Emissions Disaggregated[motorbikes,CH4,freight,hydrogen tf] | NoSettings | 0 | 0 | 0 | 0 | 0 | 0 | 0 | 0 | 0 | 0 | 0 | 0 | 0 | 0 | 0 | 0 | 0 | 0 | 0 | 0 | 0 | 0 | 0 | 0 | 0 | 0 | 0 | 0 | 0 | 0 | 0
Transportation Pollutant Emissions Disaggregated[motorbikes,N2O,passenger,electricity tf] | NoSettings | 0 | 0 | 0 | 0 | 0 | 0 | 0 | 0 | 0 | 0 | 0 | 0 | 0 | 0 | 0 | 0 | 0 | 0 | 0 | 0 | 0 | 0 | 0 | 0 | 0 | 0 | 0 | 0 | 0 | 0 | 0
Transportation Pollutant Emissions Disaggregated[motorbikes,N2O,passenger,natural gas tf] | NoSettings | 5.0994 | 5.109 | 4.4601 | 3.8205 | 3.2014 | 2.6329 | 2.1159 | 1.6496 | 1.2358 | 0.87646 | 0.57372 | 0.33066 | 0.15092 | 0.085636 | 0.038429 | 0.0097106 | 0 | 0 | 0 | 0 | 0 | 0 | 0 | 0 | 0 | 0 | 0 | 0 | 0 | 0 | 0
Transportation Pollutant Emissions Disaggregated[motorbikes,N2O,passenger,petroleum gasoline tf] | NoSettings | 2056460 | 2307730 | 2277910 | 2228790 | 2158000 | 2093750 | 2026950 | 1958210 | 1889000 | 1820950 | 1753790 | 1688640 | 1626090 | 1566090 | 1508620 | 1454000 | 1400740 | 1346930 | 1295140 | 1250230 | 1213660 | 1186320 | 1167100 | 1153120 | 1142850 | 1134590 | 1127480 | 1121230 | 1115720 | 1111150 | 1106450
Transportation Pollutant Emissions Disaggregated[motorbikes,N2O,passenger,petroleum diesel tf] | NoSettings | 194.811 | 193.405 | 167.639 | 142.958 | 119.677 | 98.7357 | 80.1299 | 63.6876 | 49.3292 | 36.9728 | 26.5273 | 18.5016 | 11.8236 | 6.5507 | 2.9769 | 0.76247 | 0 | 0 | 0 | 0 | 0 | 0 | 0 | 0 | 0 | 0 | 0 | 0 | 0 | 0 | 0
Transportation Pollutant Emissions Disaggregated[motorbikes,N2O,passenger,biofuel gasoline tf] | NoSettings | 0 | 0 | 0 | 0 | 0 | 0 | 0 | 0 | 0 | 0 | 0 | 0 | 0 | 0 | 0 | 0 | 0 | 0 | 0 | 0 | 0 | 0 | 0 | 0 | 0 | 0 | 0 | 0 | 0 | 0 | 0
Transportation Pollutant Emissions Disaggregated[motorbikes,N2O,passenger,biofuel diesel tf] | NoSettings | 0 | 0 | 0 | 0 | 0 | 0 | 0 | 0 | 0 | 0 | 0 | 0 | 0 | 0 | 0 | 0 | 0 | 0 | 0 | 0 | 0 | 0 | 0 | 0 | 0 | 0 | 0 | 0 | 0 | 0 | 0
Transportation Pollutant Emissions Disaggregated[motorbikes,N2O,passenger,jet fuel tf] | NoSettings | 0 | 0 | 0 | 0 | 0 | 0 | 0 | 0 | 0 | 0 | 0 | 0 | 0 | 0 | 0 | 0 | 0 | 0 | 0 | 0 | 0 | 0 | 0 | 0 | 0 | 0 | 0 | 0 | 0 | 0 | 0
Transportation Pollutant Emissions Disaggregated[motorbikes,N2O,passenger,heavy or residual fuel oil tf] | NoSettings | 0 | 0 | 0 | 0 | 0 | 0 | 0 | 0 | 0 | 0 | 0 | 0 | 0 | 0 | 0 | 0 | 0 | 0 | 0 | 0 | 0 | 0 | 0 | 0 | 0 | 0 | 0 | 0 | 0 | 0 | 0
Transportation Pollutant Emissions Disaggregated[motorbikes,N2O,passenger,LPG propane or butane tf] | NoSettings | 0 | 0 | 0 | 0 | 0 | 0 | 0 | 0 | 0 | 0 | 0 | 0 | 0 | 0 | 0 | 0 | 0 | 0 | 0 | 0 | 0 | 0 | 0 | 0 | 0 | 0 | 0 | 0 | 0 | 0 | 0
Transportation Pollutant Emissions Disaggregated[motorbikes,N2O,passenger,hydrogen tf] | NoSettings | 0 | 0 | 0 | 0 | 0 | 0 | 0 | 0 | 0 | 0 | 0 | 0 | 0 | 0 | 0 | 0 | 0 | 0 | 0 | 0 | 0 | 0 | 0 | 0 | 0 | 0 | 0 | 0 | 0 | 0 | 0
Transportation Pollutant Emissions Disaggregated[motorbikes,N2O,freight,electricity tf] | NoSettings | 0 | 0 | 0 | 0 | 0 | 0 | 0 | 0 | 0 | 0 | 0 | 0 | 0 | 0 | 0 | 0 | 0 | 0 | 0 | 0 | 0 | 0 | 0 | 0 | 0 | 0 | 0 | 0 | 0 | 0 | 0
Transportation Pollutant Emissions Disaggregated[motorbikes,N2O,freight,natural gas tf] | NoSettings | 16128 | 22708.7 | 36132 | 47398.2 | 55513.6 | 62806.6 | 70139.3 | 77093.4 | 84223.5 | 92119.6 | 100189 | 111279 | 123340 | 137690 | 155074 | 175624 | 200114 | 228669 | 260707 | 296952 | 337398 | 381366 | 428075 | 478960 | 533301 | 579357 | 627182 | 667798 | 713949 | 766757 | 822625
Transportation Pollutant Emissions Disaggregated[motorbikes,N2O,freight,petroleum gasoline tf] | NoSettings | 0 | 0 | 0 | 0 | 0 | 0 | 0 | 0 | 0 | 0 | 0 | 0 | 0 | 0 | 0 | 0 | 0 | 0 | 0 | 0 | 0 | 0 | 0 | 0 | 0 | 0 | 0 | 0 | 0 | 0 | 0
Transportation Pollutant Emissions Disaggregated[motorbikes,N2O,freight,petroleum diesel tf] | NoSettings | 92560900 | 91615300 | 90579700 | 89516800 | 88042200 | 86493800 | 84837700 | 82856700 | 80719000 | 78403300 | 75909400 | 76316000 | 76538100 | 76683400 | 76759400 | 76765100 | 76650200 | 76232700 | 75763100 | 75266100 | 74874500 | 74437900 | 74169200 | 73608900 | 73049000 | 72705800 | 72761000 | 72875500 | 72973400 | 73396200 | 73874700
Transportation Pollutant Emissions Disaggregated[motorbikes,N2O,freight,biofuel gasoline tf] | NoSettings | 0 | 0 | 0 | 0 | 0 | 0 | 0 | 0 | 0 | 0 | 0 | 0 | 0 | 0 | 0 | 0 | 0 | 0 | 0 | 0 | 0 | 0 | 0 | 0 | 0 | 0 | 0 | 0 | 0 | 0 | 0
Transportation Pollutant Emissions Disaggregated[motorbikes,N2O,freight,biofuel diesel tf] | NoSettings | 0 | 0 | 0 | 0 | 0 | 0 | 0 | 0 | 0 | 0 | 0 | 0 | 0 | 0 | 0 | 0 | 0 | 0 | 0 | 0 | 0 | 0 | 0 | 0 | 0 | 0 | 0 | 0 | 0 | 0 | 0
Transportation Pollutant Emissions Disaggregated[motorbikes,N2O,freight,jet fuel tf] | NoSettings | 0 | 0 | 0 | 0 | 0 | 0 | 0 | 0 | 0 | 0 | 0 | 0 | 0 | 0 | 0 | 0 | 0 | 0 | 0 | 0 | 0 | 0 | 0 | 0 | 0 | 0 | 0 | 0 | 0 | 0 | 0
Transportation Pollutant Emissions Disaggregated[motorbikes,N2O,freight,heavy or residual fuel oil tf] | NoSettings | 0 | 0 | 0 | 0 | 0 | 0 | 0 | 0 | 0 | 0 | 0 | 0 | 0 | 0 | 0 | 0 | 0 | 0 | 0 | 0 | 0 | 0 | 0 | 0 | 0 | 0 | 0 | 0 | 0 | 0 | 0
Transportation Pollutant Emissions Disaggregated[motorbikes,N2O,freight,LPG propane or butane tf] | NoSettings | 0 | 0 | 0 | 0 | 0 | 0 | 0 | 0 | 0 | 0 | 0 | 0 | 0 | 0 | 0 | 0 | 0 | 0 | 0 | 0 | 0 | 0 | 0 | 0 | 0 | 0 | 0 | 0 | 0 | 0 | 0
Transportation Pollutant Emissions Disaggregated[motorbikes,N2O,freight,hydrogen tf] | NoSettings | 0 | 0 | 0 | 0 | 0 | 0 | 0 | 0 | 0 | 0 | 0 | 0 | 0 | 0 | 0 | 0 | 0 | 0 | 0 | 0 | 0 | 0 | 0 | 0 | 0 | 0 | 0 | 0 | 0 | 0 | 0
Transportation Pollutant Emissions Disaggregated[motorbikes,F gases,passenger,electricity tf] | NoSettings | 0 | 0 | 0 | 0 | 0 | 0 | 0 | 0 | 0 | 0 | 0 | 0 | 0 | 0 | 0 | 0 | 0 | 0 | 0 | 0 | 0 | 0 | 0 | 0 | 0 | 0 | 0 | 0 | 0 | 0 | 0
Transportation Pollutant Emissions Disaggregated[motorbikes,F gases,passenger,natural gas tf] | NoSettings | 0 | 0 | 0 | 0 | 0 | 0 | 0 | 0 | 0 | 0 | 0 | 0 | 0 | 0 | 0 | 0 | 0 | 0 | 0 | 0 | 0 | 0 | 0 | 0 | 0 | 0 | 0 | 0 | 0 | 0 | 0
Transportation Pollutant Emissions Disaggregated[motorbikes,F gases,passenger,petroleum gasoline tf] | NoSettings | 0 | 0 | 0 | 0 | 0 | 0 | 0 | 0 | 0 | 0 | 0 | 0 | 0 | 0 | 0 | 0 | 0 | 0 | 0 | 0 | 0 | 0 | 0 | 0 | 0 | 0 | 0 | 0 | 0 | 0 | 0
Transportation Pollutant Emissions Disaggregated[motorbikes,F gases,passenger,petroleum diesel tf] | NoSettings | 0 | 0 | 0 | 0 | 0 | 0 | 0 | 0 | 0 | 0 | 0 | 0 | 0 | 0 | 0 | 0 | 0 | 0 | 0 | 0 | 0 | 0 | 0 | 0 | 0 | 0 | 0 | 0 | 0 | 0 | 0
Transportation Pollutant Emissions Disaggregated[motorbikes,F gases,passenger,biofuel gasoline tf] | NoSettings | 0 | 0 | 0 | 0 | 0 | 0 | 0 | 0 | 0 | 0 | 0 | 0 | 0 | 0 | 0 | 0 | 0 | 0 | 0 | 0 | 0 | 0 | 0 | 0 | 0 | 0 | 0 | 0 | 0 | 0 | 0
Transportation Pollutant Emissions Disaggregated[motorbikes,F gases,passenger,biofuel diesel tf] | NoSettings | 0 | 0 | 0 | 0 | 0 | 0 | 0 | 0 | 0 | 0 | 0 | 0 | 0 | 0 | 0 | 0 | 0 | 0 | 0 | 0 | 0 | 0 | 0 | 0 | 0 | 0 | 0 | 0 | 0 | 0 | 0
Transportation Pollutant Emissions Disaggregated[motorbikes,F gases,passenger,jet fuel tf] | NoSettings | 0 | 0 | 0 | 0 | 0 | 0 | 0 | 0 | 0 | 0 | 0 | 0 | 0 | 0 | 0 | 0 | 0 | 0 | 0 | 0 | 0 | 0 | 0 | 0 | 0 | 0 | 0 | 0 | 0 | 0 | 0
Transportation Pollutant Emissions Disaggregated[motorbikes,F gases,passenger,heavy or residual fuel oil tf] | NoSettings | 0 | 0 | 0 | 0 | 0 | 0 | 0 | 0 | 0 | 0 | 0 | 0 | 0 | 0 | 0 | 0 | 0 | 0 | 0 | 0 | 0 | 0 | 0 | 0 | 0 | 0 | 0 | 0 | 0 | 0 | 0
Transportation Pollutant Emissions Disaggregated[motorbikes,F gases,passenger,LPG propane or butane tf] | NoSettings | 0 | 0 | 0 | 0 | 0 | 0 | 0 | 0 | 0 | 0 | 0 | 0 | 0 | 0 | 0 | 0 | 0 | 0 | 0 | 0 | 0 | 0 | 0 | 0 | 0 | 0 | 0 | 0 | 0 | 0 | 0
Transportation Pollutant Emissions Disaggregated[motorbikes,F gases,passenger,hydrogen tf] | NoSettings | 0 | 0 | 0 | 0 | 0 | 0 | 0 | 0 | 0 | 0 | 0 | 0 | 0 | 0 | 0 | 0 | 0 | 0 | 0 | 0 | 0 | 0 | 0 | 0 | 0 | 0 | 0 | 0 | 0 | 0 | 0
Transportation Pollutant Emissions Disaggregated[motorbikes,F gases,freight,electricity tf] | NoSettings | 0 | 0 | 0 | 0 | 0 | 0 | 0 | 0 | 0 | 0 | 0 | 0 | 0 | 0 | 0 | 0 | 0 | 0 | 0 | 0 | 0 | 0 | 0 | 0 | 0 | 0 | 0 | 0 | 0 | 0 | 0
Transportation Pollutant Emissions Disaggregated[motorbikes,F gases,freight,natural gas tf] | NoSettings | 0 | 0 | 0 | 0 | 0 | 0 | 0 | 0 | 0 | 0 | 0 | 0 | 0 | 0 | 0 | 0 | 0 | 0 | 0 | 0 | 0 | 0 | 0 | 0 | 0 | 0 | 0 | 0 | 0 | 0 | 0
Transportation Pollutant Emissions Disaggregated[motorbikes,F gases,freight,petroleum gasoline tf] | NoSettings | 0 | 0 | 0 | 0 | 0 | 0 | 0 | 0 | 0 | 0 | 0 | 0 | 0 | 0 | 0 | 0 | 0 | 0 | 0 | 0 | 0 | 0 | 0 | 0 | 0 | 0 | 0 | 0 | 0 | 0 | 0
Transportation Pollutant Emissions Disaggregated[motorbikes,F gases,freight,petroleum diesel tf] | NoSettings | 0 | 0 | 0 | 0 | 0 | 0 | 0 | 0 | 0 | 0 | 0 | 0 | 0 | 0 | 0 | 0 | 0 | 0 | 0 | 0 | 0 | 0 | 0 | 0 | 0 | 0 | 0 | 0 | 0 | 0 | 0
Transportation Pollutant Emissions Disaggregated[motorbikes,F gases,freight,biofuel gasoline tf] | NoSettings | 0 | 0 | 0 | 0 | 0 | 0 | 0 | 0 | 0 | 0 | 0 | 0 | 0 | 0 | 0 | 0 | 0 | 0 | 0 | 0 | 0 | 0 | 0 | 0 | 0 | 0 | 0 | 0 | 0 | 0 | 0
Transportation Pollutant Emissions Disaggregated[motorbikes,F gases,freight,biofuel diesel tf] | NoSettings | 0 | 0 | 0 | 0 | 0 | 0 | 0 | 0 | 0 | 0 | 0 | 0 | 0 | 0 | 0 | 0 | 0 | 0 | 0 | 0 | 0 | 0 | 0 | 0 | 0 | 0 | 0 | 0 | 0 | 0 | 0
Transportation Pollutant Emissions Disaggregated[motorbikes,F gases,freight,jet fuel tf] | NoSettings | 0 | 0 | 0 | 0 | 0 | 0 | 0 | 0 | 0 | 0 | 0 | 0 | 0 | 0 | 0 | 0 | 0 | 0 | 0 | 0 | 0 | 0 | 0 | 0 | 0 | 0 | 0 | 0 | 0 | 0 | 0
Transportation Pollutant Emissions Disaggregated[motorbikes,F gases,freight,heavy or residual fuel oil tf] | NoSettings | 0 | 0 | 0 | 0 | 0 | 0 | 0 | 0 | 0 | 0 | 0 | 0 | 0 | 0 | 0 | 0 | 0 | 0 | 0 | 0 | 0 | 0 | 0 | 0 | 0 | 0 | 0 | 0 | 0 | 0 | 0
Transportation Pollutant Emissions Disaggregated[motorbikes,F gases,freight,LPG propane or butane tf] | NoSettings | 0 | 0 | 0 | 0 | 0 | 0 | 0 | 0 | 0 | 0 | 0 | 0 | 0 | 0 | 0 | 0 | 0 | 0 | 0 | 0 | 0 | 0 | 0 | 0 | 0 | 0 | 0 | 0 | 0 | 0 | 0
Transportation Pollutant Emissions Disaggregated[motorbikes,F gases,freight,hydrogen tf] | NoSettings | 0 | 0 | 0 | 0 | 0 | 0 | 0 | 0 | 0 | 0 | 0 | 0 | 0 | 0 | 0 | 0 | 0 | 0 | 0 | 0 | 0 | 0 | 0 | 0 | 0 | 0 | 0 | 0 | 0 | 0 | 0
Industrial Sector Energy Related Emissions before CCS[electricity if,agriculture and forestry 01T03,CO2] | NoSettings | 0 | 0 | 0 | 0 | 0 | 0 | 0 | 0 | 0 | 0 | 0 | 0 | 0 | 0 | 0 | 0 | 0 | 0 | 0 | 0 | 0 | 0 | 0 | 0 | 0 | 0 | 0 | 0 | 0 | 0 | 0
Industrial Sector Energy Related Emissions before CCS[electricity if,agriculture and forestry 01T03,VOC] | NoSettings | 0 | 0 | 0 | 0 | 0 | 0 | 0 | 0 | 0 | 0 | 0 | 0 | 0 | 0 | 0 | 0 | 0 | 0 | 0 | 0 | 0 | 0 | 0 | 0 | 0 | 0 | 0 | 0 | 0 | 0 | 0
Industrial Sector Energy Related Emissions before CCS[electricity if,agriculture and forestry 01T03,CO] | NoSettings | 0 | 0 | 0 | 0 | 0 | 0 | 0 | 0 | 0 | 0 | 0 | 0 | 0 | 0 | 0 | 0 | 0 | 0 | 0 | 0 | 0 | 0 | 0 | 0 | 0 | 0 | 0 | 0 | 0 | 0 | 0
Industrial Sector Energy Related Emissions before CCS[electricity if,agriculture and forestry 01T03,NOx] | NoSettings | 0 | 0 | 0 | 0 | 0 | 0 | 0 | 0 | 0 | 0 | 0 | 0 | 0 | 0 | 0 | 0 | 0 | 0 | 0 | 0 | 0 | 0 | 0 | 0 | 0 | 0 | 0 | 0 | 0 | 0 | 0
Industrial Sector Energy Related Emissions before CCS[electricity if,agriculture and forestry 01T03,PM10] | NoSettings | 0 | 0 | 0 | 0 | 0 | 0 | 0 | 0 | 0 | 0 | 0 | 0 | 0 | 0 | 0 | 0 | 0 | 0 | 0 | 0 | 0 | 0 | 0 | 0 | 0 | 0 | 0 | 0 | 0 | 0 | 0
Industrial Sector Energy Related Emissions before CCS[electricity if,agriculture and forestry 01T03,PM25] | NoSettings | 0 | 0 | 0 | 0 | 0 | 0 | 0 | 0 | 0 | 0 | 0 | 0 | 0 | 0 | 0 | 0 | 0 | 0 | 0 | 0 | 0 | 0 | 0 | 0 | 0 | 0 | 0 | 0 | 0 | 0 | 0
Industrial Sector Energy Related Emissions before CCS[electricity if,agriculture and forestry 01T03,SOx] | NoSettings | 0 | 0 | 0 | 0 | 0 | 0 | 0 | 0 | 0 | 0 | 0 | 0 | 0 | 0 | 0 | 0 | 0 | 0 | 0 | 0 | 0 | 0 | 0 | 0 | 0 | 0 | 0 | 0 | 0 | 0 | 0
Industrial Sector Energy Related Emissions before CCS[electricity if,agriculture and forestry 01T03,BC] | NoSettings | 0 | 0 | 0 | 0 | 0 | 0 | 0 | 0 | 0 | 0 | 0 | 0 | 0 | 0 | 0 | 0 | 0 | 0 | 0 | 0 | 0 | 0 | 0 | 0 | 0 | 0 | 0 | 0 | 0 | 0 | 0
Industrial Sector Energy Related Emissions before CCS[electricity if,agriculture and forestry 01T03,OC] | NoSettings | 0 | 0 | 0 | 0 | 0 | 0 | 0 | 0 | 0 | 0 | 0 | 0 | 0 | 0 | 0 | 0 | 0 | 0 | 0 | 0 | 0 | 0 | 0 | 0 | 0 | 0 | 0 | 0 | 0 | 0 | 0
Industrial Sector Energy Related Emissions before CCS[electricity if,agriculture and forestry 01T03,CH4] | NoSettings | 0 | 0 | 0 | 0 | 0 | 0 | 0 | 0 | 0 | 0 | 0 | 0 | 0 | 0 | 0 | 0 | 0 | 0 | 0 | 0 | 0 | 0 | 0 | 0 | 0 | 0 | 0 | 0 | 0 | 0 | 0
Industrial Sector Energy Related Emissions before CCS[electricity if,agriculture and forestry 01T03,N2O] | NoSettings | 0 | 0 | 0 | 0 | 0 | 0 | 0 | 0 | 0 | 0 | 0 | 0 | 0 | 0 | 0 | 0 | 0 | 0 | 0 | 0 | 0 | 0 | 0 | 0 | 0 | 0 | 0 | 0 | 0 | 0 | 0
Industrial Sector Energy Related Emissions before CCS[electricity if,agriculture and forestry 01T03,F gases] | NoSettings | 0 | 0 | 0 | 0 | 0 | 0 | 0 | 0 | 0 | 0 | 0 | 0 | 0 | 0 | 0 | 0 | 0 | 0 | 0 | 0 | 0 | 0 | 0 | 0 | 0 | 0 | 0 | 0 | 0 | 0 | 0
Industrial Sector Energy Related Emissions before CCS[electricity if,coal mining 05,CO2] | NoSettings | 0 | 0 | 0 | 0 | 0 | 0 | 0 | 0 | 0 | 0 | 0 | 0 | 0 | 0 | 0 | 0 | 0 | 0 | 0 | 0 | 0 | 0 | 0 | 0 | 0 | 0 | 0 | 0 | 0 | 0 | 0
Industrial Sector Energy Related Emissions before CCS[electricity if,coal mining 05,VOC] | NoSettings | 0 | 0 | 0 | 0 | 0 | 0 | 0 | 0 | 0 | 0 | 0 | 0 | 0 | 0 | 0 | 0 | 0 | 0 | 0 | 0 | 0 | 0 | 0 | 0 | 0 | 0 | 0 | 0 | 0 | 0 | 0
Industrial Sector Energy Related Emissions before CCS[electricity if,coal mining 05,CO] | NoSettings | 0 | 0 | 0 | 0 | 0 | 0 | 0 | 0 | 0 | 0 | 0 | 0 | 0 | 0 | 0 | 0 | 0 | 0 | 0 | 0 | 0 | 0 | 0 | 0 | 0 | 0 | 0 | 0 | 0 | 0 | 0
Industrial Sector Energy Related Emissions before CCS[electricity if,coal mining 05,NOx] | NoSettings | 0 | 0 | 0 | 0 | 0 | 0 | 0 | 0 | 0 | 0 | 0 | 0 | 0 | 0 | 0 | 0 | 0 | 0 | 0 | 0 | 0 | 0 | 0 | 0 | 0 | 0 | 0 | 0 | 0 | 0 | 0
Industrial Sector Energy Related Emissions before CCS[electricity if,coal mining 05,PM10] | NoSettings | 0 | 0 | 0 | 0 | 0 | 0 | 0 | 0 | 0 | 0 | 0 | 0 | 0 | 0 | 0 | 0 | 0 | 0 | 0 | 0 | 0 | 0 | 0 | 0 | 0 | 0 | 0 | 0 | 0 | 0 | 0
Industrial Sector Energy Related Emissions before CCS[electricity if,coal mining 05,PM25] | NoSettings | 0 | 0 | 0 | 0 | 0 | 0 | 0 | 0 | 0 | 0 | 0 | 0 | 0 | 0 | 0 | 0 | 0 | 0 | 0 | 0 | 0 | 0 | 0 | 0 | 0 | 0 | 0 | 0 | 0 | 0 | 0
Industrial Sector Energy Related Emissions before CCS[electricity if,coal mining 05,SOx] | NoSettings | 0 | 0 | 0 | 0 | 0 | 0 | 0 | 0 | 0 | 0 | 0 | 0 | 0 | 0 | 0 | 0 | 0 | 0 | 0 | 0 | 0 | 0 | 0 | 0 | 0 | 0 | 0 | 0 | 0 | 0 | 0
Industrial Sector Energy Related Emissions before CCS[electricity if,coal mining 05,BC] | NoSettings | 0 | 0 | 0 | 0 | 0 | 0 | 0 | 0 | 0 | 0 | 0 | 0 | 0 | 0 | 0 | 0 | 0 | 0 | 0 | 0 | 0 | 0 | 0 | 0 | 0 | 0 | 0 | 0 | 0 | 0 | 0
Industrial Sector Energy Related Emissions before CCS[electricity if,coal mining 05,OC] | NoSettings | 0 | 0 | 0 | 0 | 0 | 0 | 0 | 0 | 0 | 0 | 0 | 0 | 0 | 0 | 0 | 0 | 0 | 0 | 0 | 0 | 0 | 0 | 0 | 0 | 0 | 0 | 0 | 0 | 0 | 0 | 0
Industrial Sector Energy Related Emissions before CCS[electricity if,coal mining 05,CH4] | NoSettings | 0 | 0 | 0 | 0 | 0 | 0 | 0 | 0 | 0 | 0 | 0 | 0 | 0 | 0 | 0 | 0 | 0 | 0 | 0 | 0 | 0 | 0 | 0 | 0 | 0 | 0 | 0 | 0 | 0 | 0 | 0
Industrial Sector Energy Related Emissions before CCS[electricity if,coal mining 05,N2O] | NoSettings | 0 | 0 | 0 | 0 | 0 | 0 | 0 | 0 | 0 | 0 | 0 | 0 | 0 | 0 | 0 | 0 | 0 | 0 | 0 | 0 | 0 | 0 | 0 | 0 | 0 | 0 | 0 | 0 | 0 | 0 | 0
Industrial Sector Energy Related Emissions before CCS[electricity if,coal mining 05,F gases] | NoSettings | 0 | 0 | 0 | 0 | 0 | 0 | 0 | 0 | 0 | 0 | 0 | 0 | 0 | 0 | 0 | 0 | 0 | 0 | 0 | 0 | 0 | 0 | 0 | 0 | 0 | 0 | 0 | 0 | 0 | 0 | 0
Industrial Sector Energy Related Emissions before CCS[electricity if,oil and gas extraction 06,CO2] | NoSettings | 0 | 0 | 0 | 0 | 0 | 0 | 0 | 0 | 0 | 0 | 0 | 0 | 0 | 0 | 0 | 0 | 0 | 0 | 0 | 0 | 0 | 0 | 0 | 0 | 0 | 0 | 0 | 0 | 0 | 0 | 0
Industrial Sector Energy Related Emissions before CCS[electricity if,oil and gas extraction 06,VOC] | NoSettings | 0 | 0 | 0 | 0 | 0 | 0 | 0 | 0 | 0 | 0 | 0 | 0 | 0 | 0 | 0 | 0 | 0 | 0 | 0 | 0 | 0 | 0 | 0 | 0 | 0 | 0 | 0 | 0 | 0 | 0 | 0
Industrial Sector Energy Related Emissions before CCS[electricity if,oil and gas extraction 06,CO] | NoSettings | 0 | 0 | 0 | 0 | 0 | 0 | 0 | 0 | 0 | 0 | 0 | 0 | 0 | 0 | 0 | 0 | 0 | 0 | 0 | 0 | 0 | 0 | 0 | 0 | 0 | 0 | 0 | 0 | 0 | 0 | 0
Industrial Sector Energy Related Emissions before CCS[electricity if,oil and gas extraction 06,NOx] | NoSettings | 0 | 0 | 0 | 0 | 0 | 0 | 0 | 0 | 0 | 0 | 0 | 0 | 0 | 0 | 0 | 0 | 0 | 0 | 0 | 0 | 0 | 0 | 0 | 0 | 0 | 0 | 0 | 0 | 0 | 0 | 0
Industrial Sector Energy Related Emissions before CCS[electricity if,oil and gas extraction 06,PM10] | NoSettings | 0 | 0 | 0 | 0 | 0 | 0 | 0 | 0 | 0 | 0 | 0 | 0 | 0 | 0 | 0 | 0 | 0 | 0 | 0 | 0 | 0 | 0 | 0 | 0 | 0 | 0 | 0 | 0 | 0 | 0 | 0
Industrial Sector Energy Related Emissions before CCS[electricity if,oil and gas extraction 06,PM25] | NoSettings | 0 | 0 | 0 | 0 | 0 | 0 | 0 | 0 | 0 | 0 | 0 | 0 | 0 | 0 | 0 | 0 | 0 | 0 | 0 | 0 | 0 | 0 | 0 | 0 | 0 | 0 | 0 | 0 | 0 | 0 | 0
Industrial Sector Energy Related Emissions before CCS[electricity if,oil and gas extraction 06,SOx] | NoSettings | 0 | 0 | 0 | 0 | 0 | 0 | 0 | 0 | 0 | 0 | 0 | 0 | 0 | 0 | 0 | 0 | 0 | 0 | 0 | 0 | 0 | 0 | 0 | 0 | 0 | 0 | 0 | 0 | 0 | 0 | 0
Industrial Sector Energy Related Emissions before CCS[electricity if,oil and gas extraction 06,BC] | NoSettings | 0 | 0 | 0 | 0 | 0 | 0 | 0 | 0 | 0 | 0 | 0 | 0 | 0 | 0 | 0 | 0 | 0 | 0 | 0 | 0 | 0 | 0 | 0 | 0 | 0 | 0 | 0 | 0 | 0 | 0 | 0
Industrial Sector Energy Related Emissions before CCS[electricity if,oil and gas extraction 06,OC] | NoSettings | 0 | 0 | 0 | 0 | 0 | 0 | 0 | 0 | 0 | 0 | 0 | 0 | 0 | 0 | 0 | 0 | 0 | 0 | 0 | 0 | 0 | 0 | 0 | 0 | 0 | 0 | 0 | 0 | 0 | 0 | 0
Industrial Sector Energy Related Emissions before CCS[electricity if,oil and gas extraction 06,CH4] | NoSettings | 0 | 0 | 0 | 0 | 0 | 0 | 0 | 0 | 0 | 0 | 0 | 0 | 0 | 0 | 0 | 0 | 0 | 0 | 0 | 0 | 0 | 0 | 0 | 0 | 0 | 0 | 0 | 0 | 0 | 0 | 0
Industrial Sector Energy Related Emissions before CCS[electricity if,oil and gas extraction 06,N2O] | NoSettings | 0 | 0 | 0 | 0 | 0 | 0 | 0 | 0 | 0 | 0 | 0 | 0 | 0 | 0 | 0 | 0 | 0 | 0 | 0 | 0 | 0 | 0 | 0 | 0 | 0 | 0 | 0 | 0 | 0 | 0 | 0
Industrial Sector Energy Related Emissions before CCS[electricity if,oil and gas extraction 06,F gases] | NoSettings | 0 | 0 | 0 | 0 | 0 | 0 | 0 | 0 | 0 | 0 | 0 | 0 | 0 | 0 | 0 | 0 | 0 | 0 | 0 | 0 | 0 | 0 | 0 | 0 | 0 | 0 | 0 | 0 | 0 | 0 | 0
Industrial Sector Energy Related Emissions before CCS[electricity if,other mining and quarrying 07T08,CO2] | NoSettings | 0 | 0 | 0 | 0 | 0 | 0 | 0 | 0 | 0 | 0 | 0 | 0 | 0 | 0 | 0 | 0 | 0 | 0 | 0 | 0 | 0 | 0 | 0 | 0 | 0 | 0 | 0 | 0 | 0 | 0 | 0
Industrial Sector Energy Related Emissions before CCS[electricity if,other mining and quarrying 07T08,VOC] | NoSettings | 0 | 0 | 0 | 0 | 0 | 0 | 0 | 0 | 0 | 0 | 0 | 0 | 0 | 0 | 0 | 0 | 0 | 0 | 0 | 0 | 0 | 0 | 0 | 0 | 0 | 0 | 0 | 0 | 0 | 0 | 0
Industrial Sector Energy Related Emissions before CCS[electricity if,other mining and quarrying 07T08,CO] | NoSettings | 0 | 0 | 0 | 0 | 0 | 0 | 0 | 0 | 0 | 0 | 0 | 0 | 0 | 0 | 0 | 0 | 0 | 0 | 0 | 0 | 0 | 0 | 0 | 0 | 0 | 0 | 0 | 0 | 0 | 0 | 0
Industrial Sector Energy Related Emissions before CCS[electricity if,other mining and quarrying 07T08,NOx] | NoSettings | 0 | 0 | 0 | 0 | 0 | 0 | 0 | 0 | 0 | 0 | 0 | 0 | 0 | 0 | 0 | 0 | 0 | 0 | 0 | 0 | 0 | 0 | 0 | 0 | 0 | 0 | 0 | 0 | 0 | 0 | 0
Industrial Sector Energy Related Emissions before CCS[electricity if,other mining and quarrying 07T08,PM10] | NoSettings | 0 | 0 | 0 | 0 | 0 | 0 | 0 | 0 | 0 | 0 | 0 | 0 | 0 | 0 | 0 | 0 | 0 | 0 | 0 | 0 | 0 | 0 | 0 | 0 | 0 | 0 | 0 | 0 | 0 | 0 | 0
Industrial Sector Energy Related Emissions before CCS[electricity if,other mining and quarrying 07T08,PM25] | NoSettings | 0 | 0 | 0 | 0 | 0 | 0 | 0 | 0 | 0 | 0 | 0 | 0 | 0 | 0 | 0 | 0 | 0 | 0 | 0 | 0 | 0 | 0 | 0 | 0 | 0 | 0 | 0 | 0 | 0 | 0 | 0
Industrial Sector Energy Related Emissions before CCS[electricity if,other mining and quarrying 07T08,SOx] | NoSettings | 0 | 0 | 0 | 0 | 0 | 0 | 0 | 0 | 0 | 0 | 0 | 0 | 0 | 0 | 0 | 0 | 0 | 0 | 0 | 0 | 0 | 0 | 0 | 0 | 0 | 0 | 0 | 0 | 0 | 0 | 0
Industrial Sector Energy Related Emissions before CCS[electricity if,other mining and quarrying 07T08,BC] | NoSettings | 0 | 0 | 0 | 0 | 0 | 0 | 0 | 0 | 0 | 0 | 0 | 0 | 0 | 0 | 0 | 0 | 0 | 0 | 0 | 0 | 0 | 0 | 0 | 0 | 0 | 0 | 0 | 0 | 0 | 0 | 0
Industrial Sector Energy Related Emissions before CCS[electricity if,other mining and quarrying 07T08,OC] | NoSettings | 0 | 0 | 0 | 0 | 0 | 0 | 0 | 0 | 0 | 0 | 0 | 0 | 0 | 0 | 0 | 0 | 0 | 0 | 0 | 0 | 0 | 0 | 0 | 0 | 0 | 0 | 0 | 0 | 0 | 0 | 0
Industrial Sector Energy Related Emissions before CCS[electricity if,other mining and quarrying 07T08,CH4] | NoSettings | 0 | 0 | 0 | 0 | 0 | 0 | 0 | 0 | 0 | 0 | 0 | 0 | 0 | 0 | 0 | 0 | 0 | 0 | 0 | 0 | 0 | 0 | 0 | 0 | 0 | 0 | 0 | 0 | 0 | 0 | 0
Industrial Sector Energy Related Emissions before CCS[electricity if,other mining and quarrying 07T08,N2O] | NoSettings | 0 | 0 | 0 | 0 | 0 | 0 | 0 | 0 | 0 | 0 | 0 | 0 | 0 | 0 | 0 | 0 | 0 | 0 | 0 | 0 | 0 | 0 | 0 | 0 | 0 | 0 | 0 | 0 | 0 | 0 | 0
Industrial Sector Energy Related Emissions before CCS[electricity if,other mining and quarrying 07T08,F gases] | NoSettings | 0 | 0 | 0 | 0 | 0 | 0 | 0 | 0 | 0 | 0 | 0 | 0 | 0 | 0 | 0 | 0 | 0 | 0 | 0 | 0 | 0 | 0 | 0 | 0 | 0 | 0 | 0 | 0 | 0 | 0 | 0
Industrial Sector Energy Related Emissions before CCS[electricity if,food beverage and tobacco 10T12,CO2] | NoSettings | 0 | 0 | 0 | 0 | 0 | 0 | 0 | 0 | 0 | 0 | 0 | 0 | 0 | 0 | 0 | 0 | 0 | 0 | 0 | 0 | 0 | 0 | 0 | 0 | 0 | 0 | 0 | 0 | 0 | 0 | 0
Industrial Sector Energy Related Emissions before CCS[electricity if,food beverage and tobacco 10T12,VOC] | NoSettings | 0 | 0 | 0 | 0 | 0 | 0 | 0 | 0 | 0 | 0 | 0 | 0 | 0 | 0 | 0 | 0 | 0 | 0 | 0 | 0 | 0 | 0 | 0 | 0 | 0 | 0 | 0 | 0 | 0 | 0 | 0
Industrial Sector Energy Related Emissions before CCS[electricity if,food beverage and tobacco 10T12,CO] | NoSettings | 0 | 0 | 0 | 0 | 0 | 0 | 0 | 0 | 0 | 0 | 0 | 0 | 0 | 0 | 0 | 0 | 0 | 0 | 0 | 0 | 0 | 0 | 0 | 0 | 0 | 0 | 0 | 0 | 0 | 0 | 0
Industrial Sector Energy Related Emissions before CCS[electricity if,food beverage and tobacco 10T12,NOx] | NoSettings | 0 | 0 | 0 | 0 | 0 | 0 | 0 | 0 | 0 | 0 | 0 | 0 | 0 | 0 | 0 | 0 | 0 | 0 | 0 | 0 | 0 | 0 | 0 | 0 | 0 | 0 | 0 | 0 | 0 | 0 | 0
Industrial Sector Energy Related Emissions before CCS[electricity if,food beverage and tobacco 10T12,PM10] | NoSettings | 0 | 0 | 0 | 0 | 0 | 0 | 0 | 0 | 0 | 0 | 0 | 0 | 0 | 0 | 0 | 0 | 0 | 0 | 0 | 0 | 0 | 0 | 0 | 0 | 0 | 0 | 0 | 0 | 0 | 0 | 0
Industrial Sector Energy Related Emissions before CCS[electricity if,food beverage and tobacco 10T12,PM25] | NoSettings | 0 | 0 | 0 | 0 | 0 | 0 | 0 | 0 | 0 | 0 | 0 | 0 | 0 | 0 | 0 | 0 | 0 | 0 | 0 | 0 | 0 | 0 | 0 | 0 | 0 | 0 | 0 | 0 | 0 | 0 | 0
Industrial Sector Energy Related Emissions before CCS[electricity if,food beverage and tobacco 10T12,SOx] | NoSettings | 0 | 0 | 0 | 0 | 0 | 0 | 0 | 0 | 0 | 0 | 0 | 0 | 0 | 0 | 0 | 0 | 0 | 0 | 0 | 0 | 0 | 0 | 0 | 0 | 0 | 0 | 0 | 0 | 0 | 0 | 0
Industrial Sector Energy Related Emissions before CCS[electricity if,food beverage and tobacco 10T12,BC] | NoSettings | 0 | 0 | 0 | 0 | 0 | 0 | 0 | 0 | 0 | 0 | 0 | 0 | 0 | 0 | 0 | 0 | 0 | 0 | 0 | 0 | 0 | 0 | 0 | 0 | 0 | 0 | 0 | 0 | 0 | 0 | 0
Industrial Sector Energy Related Emissions before CCS[electricity if,food beverage and tobacco 10T12,OC] | NoSettings | 0 | 0 | 0 | 0 | 0 | 0 | 0 | 0 | 0 | 0 | 0 | 0 | 0 | 0 | 0 | 0 | 0 | 0 | 0 | 0 | 0 | 0 | 0 | 0 | 0 | 0 | 0 | 0 | 0 | 0 | 0
Industrial Sector Energy Related Emissions before CCS[electricity if,food beverage and tobacco 10T12,CH4] | NoSettings | 0 | 0 | 0 | 0 | 0 | 0 | 0 | 0 | 0 | 0 | 0 | 0 | 0 | 0 | 0 | 0 | 0 | 0 | 0 | 0 | 0 | 0 | 0 | 0 | 0 | 0 | 0 | 0 | 0 | 0 | 0
Industrial Sector Energy Related Emissions before CCS[electricity if,food beverage and tobacco 10T12,N2O] | NoSettings | 0 | 0 | 0 | 0 | 0 | 0 | 0 | 0 | 0 | 0 | 0 | 0 | 0 | 0 | 0 | 0 | 0 | 0 | 0 | 0 | 0 | 0 | 0 | 0 | 0 | 0 | 0 | 0 | 0 | 0 | 0
Industrial Sector Energy Related Emissions before CCS[electricity if,food beverage and tobacco 10T12,F gases] | NoSettings | 0 | 0 | 0 | 0 | 0 | 0 | 0 | 0 | 0 | 0 | 0 | 0 | 0 | 0 | 0 | 0 | 0 | 0 | 0 | 0 | 0 | 0 | 0 | 0 | 0 | 0 | 0 | 0 | 0 | 0 | 0
Industrial Sector Energy Related Emissions before CCS[electricity if,textiles apparel and leather 13T15,CO2] | NoSettings | 0 | 0 | 0 | 0 | 0 | 0 | 0 | 0 | 0 | 0 | 0 | 0 | 0 | 0 | 0 | 0 | 0 | 0 | 0 | 0 | 0 | 0 | 0 | 0 | 0 | 0 | 0 | 0 | 0 | 0 | 0
Industrial Sector Energy Related Emissions before CCS[electricity if,textiles apparel and leather 13T15,VOC] | NoSettings | 0 | 0 | 0 | 0 | 0 | 0 | 0 | 0 | 0 | 0 | 0 | 0 | 0 | 0 | 0 | 0 | 0 | 0 | 0 | 0 | 0 | 0 | 0 | 0 | 0 | 0 | 0 | 0 | 0 | 0 | 0
Industrial Sector Energy Related Emissions before CCS[electricity if,textiles apparel and leather 13T15,CO] | NoSettings | 0 | 0 | 0 | 0 | 0 | 0 | 0 | 0 | 0 | 0 | 0 | 0 | 0 | 0 | 0 | 0 | 0 | 0 | 0 | 0 | 0 | 0 | 0 | 0 | 0 | 0 | 0 | 0 | 0 | 0 | 0
Industrial Sector Energy Related Emissions before CCS[electricity if,textiles apparel and leather 13T15,NOx] | NoSettings | 0 | 0 | 0 | 0 | 0 | 0 | 0 | 0 | 0 | 0 | 0 | 0 | 0 | 0 | 0 | 0 | 0 | 0 | 0 | 0 | 0 | 0 | 0 | 0 | 0 | 0 | 0 | 0 | 0 | 0 | 0
Industrial Sector Energy Related Emissions before CCS[electricity if,textiles apparel and leather 13T15,PM10] | NoSettings | 0 | 0 | 0 | 0 | 0 | 0 | 0 | 0 | 0 | 0 | 0 | 0 | 0 | 0 | 0 | 0 | 0 | 0 | 0 | 0 | 0 | 0 | 0 | 0 | 0 | 0 | 0 | 0 | 0 | 0 | 0
Industrial Sector Energy Related Emissions before CCS[electricity if,textiles apparel and leather 13T15,PM25] | NoSettings | 0 | 0 | 0 | 0 | 0 | 0 | 0 | 0 | 0 | 0 | 0 | 0 | 0 | 0 | 0 | 0 | 0 | 0 | 0 | 0 | 0 | 0 | 0 | 0 | 0 | 0 | 0 | 0 | 0 | 0 | 0
Industrial Sector Energy Related Emissions before CCS[electricity if,textiles apparel and leather 13T15,SOx] | NoSettings | 0 | 0 | 0 | 0 | 0 | 0 | 0 | 0 | 0 | 0 | 0 | 0 | 0 | 0 | 0 | 0 | 0 | 0 | 0 | 0 | 0 | 0 | 0 | 0 | 0 | 0 | 0 | 0 | 0 | 0 | 0
Industrial Sector Energy Related Emissions before CCS[electricity if,textiles apparel and leather 13T15,BC] | NoSettings | 0 | 0 | 0 | 0 | 0 | 0 | 0 | 0 | 0 | 0 | 0 | 0 | 0 | 0 | 0 | 0 | 0 | 0 | 0 | 0 | 0 | 0 | 0 | 0 | 0 | 0 | 0 | 0 | 0 | 0 | 0
Industrial Sector Energy Related Emissions before CCS[electricity if,textiles apparel and leather 13T15,OC] | NoSettings | 0 | 0 | 0 | 0 | 0 | 0 | 0 | 0 | 0 | 0 | 0 | 0 | 0 | 0 | 0 | 0 | 0 | 0 | 0 | 0 | 0 | 0 | 0 | 0 | 0 | 0 | 0 | 0 | 0 | 0 | 0
Industrial Sector Energy Related Emissions before CCS[electricity if,textiles apparel and leather 13T15,CH4] | NoSettings | 0 | 0 | 0 | 0 | 0 | 0 | 0 | 0 | 0 | 0 | 0 | 0 | 0 | 0 | 0 | 0 | 0 | 0 | 0 | 0 | 0 | 0 | 0 | 0 | 0 | 0 | 0 | 0 | 0 | 0 | 0
Industrial Sector Energy Related Emissions before CCS[electricity if,textiles apparel and leather 13T15,N2O] | NoSettings | 0 | 0 | 0 | 0 | 0 | 0 | 0 | 0 | 0 | 0 | 0 | 0 | 0 | 0 | 0 | 0 | 0 | 0 | 0 | 0 | 0 | 0 | 0 | 0 | 0 | 0 | 0 | 0 | 0 | 0 | 0
Industrial Sector Energy Related Emissions before CCS[electricity if,textiles apparel and leather 13T15,F gases] | NoSettings | 0 | 0 | 0 | 0 | 0 | 0 | 0 | 0 | 0 | 0 | 0 | 0 | 0 | 0 | 0 | 0 | 0 | 0 | 0 | 0 | 0 | 0 | 0 | 0 | 0 | 0 | 0 | 0 | 0 | 0 | 0
Industrial Sector Energy Related Emissions before CCS[electricity if,wood products 16,CO2] | NoSettings | 0 | 0 | 0 | 0 | 0 | 0 | 0 | 0 | 0 | 0 | 0 | 0 | 0 | 0 | 0 | 0 | 0 | 0 | 0 | 0 | 0 | 0 | 0 | 0 | 0 | 0 | 0 | 0 | 0 | 0 | 0
Industrial Sector Energy Related Emissions before CCS[electricity if,wood products 16,VOC] | NoSettings | 0 | 0 | 0 | 0 | 0 | 0 | 0 | 0 | 0 | 0 | 0 | 0 | 0 | 0 | 0 | 0 | 0 | 0 | 0 | 0 | 0 | 0 | 0 | 0 | 0 | 0 | 0 | 0 | 0 | 0 | 0
Industrial Sector Energy Related Emissions before CCS[electricity if,wood products 16,CO] | NoSettings | 0 | 0 | 0 | 0 | 0 | 0 | 0 | 0 | 0 | 0 | 0 | 0 | 0 | 0 | 0 | 0 | 0 | 0 | 0 | 0 | 0 | 0 | 0 | 0 | 0 | 0 | 0 | 0 | 0 | 0 | 0
Industrial Sector Energy Related Emissions before CCS[electricity if,wood products 16,NOx] | NoSettings | 0 | 0 | 0 | 0 | 0 | 0 | 0 | 0 | 0 | 0 | 0 | 0 | 0 | 0 | 0 | 0 | 0 | 0 | 0 | 0 | 0 | 0 | 0 | 0 | 0 | 0 | 0 | 0 | 0 | 0 | 0
Industrial Sector Energy Related Emissions before CCS[electricity if,wood products 16,PM10] | NoSettings | 0 | 0 | 0 | 0 | 0 | 0 | 0 | 0 | 0 | 0 | 0 | 0 | 0 | 0 | 0 | 0 | 0 | 0 | 0 | 0 | 0 | 0 | 0 | 0 | 0 | 0 | 0 | 0 | 0 | 0 | 0
Industrial Sector Energy Related Emissions before CCS[electricity if,wood products 16,PM25] | NoSettings | 0 | 0 | 0 | 0 | 0 | 0 | 0 | 0 | 0 | 0 | 0 | 0 | 0 | 0 | 0 | 0 | 0 | 0 | 0 | 0 | 0 | 0 | 0 | 0 | 0 | 0 | 0 | 0 | 0 | 0 | 0
Industrial Sector Energy Related Emissions before CCS[electricity if,wood products 16,SOx] | NoSettings | 0 | 0 | 0 | 0 | 0 | 0 | 0 | 0 | 0 | 0 | 0 | 0 | 0 | 0 | 0 | 0 | 0 | 0 | 0 | 0 | 0 | 0 | 0 | 0 | 0 | 0 | 0 | 0 | 0 | 0 | 0
Industrial Sector Energy Related Emissions before CCS[electricity if,wood products 16,BC] | NoSettings | 0 | 0 | 0 | 0 | 0 | 0 | 0 | 0 | 0 | 0 | 0 | 0 | 0 | 0 | 0 | 0 | 0 | 0 | 0 | 0 | 0 | 0 | 0 | 0 | 0 | 0 | 0 | 0 | 0 | 0 | 0
Industrial Sector Energy Related Emissions before CCS[electricity if,wood products 16,OC] | NoSettings | 0 | 0 | 0 | 0 | 0 | 0 | 0 | 0 | 0 | 0 | 0 | 0 | 0 | 0 | 0 | 0 | 0 | 0 | 0 | 0 | 0 | 0 | 0 | 0 | 0 | 0 | 0 | 0 | 0 | 0 | 0
Industrial Sector Energy Related Emissions before CCS[electricity if,wood products 16,CH4] | NoSettings | 0 | 0 | 0 | 0 | 0 | 0 | 0 | 0 | 0 | 0 | 0 | 0 | 0 | 0 | 0 | 0 | 0 | 0 | 0 | 0 | 0 | 0 | 0 | 0 | 0 | 0 | 0 | 0 | 0 | 0 | 0
Industrial Sector Energy Related Emissions before CCS[electricity if,wood products 16,N2O] | NoSettings | 0 | 0 | 0 | 0 | 0 | 0 | 0 | 0 | 0 | 0 | 0 | 0 | 0 | 0 | 0 | 0 | 0 | 0 | 0 | 0 | 0 | 0 | 0 | 0 | 0 | 0 | 0 | 0 | 0 | 0 | 0
Industrial Sector Energy Related Emissions before CCS[electricity if,wood products 16,F gases] | NoSettings | 0 | 0 | 0 | 0 | 0 | 0 | 0 | 0 | 0 | 0 | 0 | 0 | 0 | 0 | 0 | 0 | 0 | 0 | 0 | 0 | 0 | 0 | 0 | 0 | 0 | 0 | 0 | 0 | 0 | 0 | 0
Industrial Sector Energy Related Emissions before CCS[electricity if,pulp paper and printing 17T18,CO2] | NoSettings | 0 | 0 | 0 | 0 | 0 | 0 | 0 | 0 | 0 | 0 | 0 | 0 | 0 | 0 | 0 | 0 | 0 | 0 | 0 | 0 | 0 | 0 | 0 | 0 | 0 | 0 | 0 | 0 | 0 | 0 | 0
Industrial Sector Energy Related Emissions before CCS[electricity if,pulp paper and printing 17T18,VOC] | NoSettings | 0 | 0 | 0 | 0 | 0 | 0 | 0 | 0 | 0 | 0 | 0 | 0 | 0 | 0 | 0 | 0 | 0 | 0 | 0 | 0 | 0 | 0 | 0 | 0 | 0 | 0 | 0 | 0 | 0 | 0 | 0
Industrial Sector Energy Related Emissions before CCS[electricity if,pulp paper and printing 17T18,CO] | NoSettings | 0 | 0 | 0 | 0 | 0 | 0 | 0 | 0 | 0 | 0 | 0 | 0 | 0 | 0 | 0 | 0 | 0 | 0 | 0 | 0 | 0 | 0 | 0 | 0 | 0 | 0 | 0 | 0 | 0 | 0 | 0
Industrial Sector Energy Related Emissions before CCS[electricity if,pulp paper and printing 17T18,NOx] | NoSettings | 0 | 0 | 0 | 0 | 0 | 0 | 0 | 0 | 0 | 0 | 0 | 0 | 0 | 0 | 0 | 0 | 0 | 0 | 0 | 0 | 0 | 0 | 0 | 0 | 0 | 0 | 0 | 0 | 0 | 0 | 0
Industrial Sector Energy Related Emissions before CCS[electricity if,pulp paper and printing 17T18,PM10] | NoSettings | 0 | 0 | 0 | 0 | 0 | 0 | 0 | 0 | 0 | 0 | 0 | 0 | 0 | 0 | 0 | 0 | 0 | 0 | 0 | 0 | 0 | 0 | 0 | 0 | 0 | 0 | 0 | 0 | 0 | 0 | 0
Industrial Sector Energy Related Emissions before CCS[electricity if,pulp paper and printing 17T18,PM25] | NoSettings | 0 | 0 | 0 | 0 | 0 | 0 | 0 | 0 | 0 | 0 | 0 | 0 | 0 | 0 | 0 | 0 | 0 | 0 | 0 | 0 | 0 | 0 | 0 | 0 | 0 | 0 | 0 | 0 | 0 | 0 | 0
Industrial Sector Energy Related Emissions before CCS[electricity if,pulp paper and printing 17T18,SOx] | NoSettings | 0 | 0 | 0 | 0 | 0 | 0 | 0 | 0 | 0 | 0 | 0 | 0 | 0 | 0 | 0 | 0 | 0 | 0 | 0 | 0 | 0 | 0 | 0 | 0 | 0 | 0 | 0 | 0 | 0 | 0 | 0
Industrial Sector Energy Related Emissions before CCS[electricity if,pulp paper and printing 17T18,BC] | NoSettings | 0 | 0 | 0 | 0 | 0 | 0 | 0 | 0 | 0 | 0 | 0 | 0 | 0 | 0 | 0 | 0 | 0 | 0 | 0 | 0 | 0 | 0 | 0 | 0 | 0 | 0 | 0 | 0 | 0 | 0 | 0
Industrial Sector Energy Related Emissions before CCS[electricity if,pulp paper and printing 17T18,OC] | NoSettings | 0 | 0 | 0 | 0 | 0 | 0 | 0 | 0 | 0 | 0 | 0 | 0 | 0 | 0 | 0 | 0 | 0 | 0 | 0 | 0 | 0 | 0 | 0 | 0 | 0 | 0 | 0 | 0 | 0 | 0 | 0
Industrial Sector Energy Related Emissions before CCS[electricity if,pulp paper and printing 17T18,CH4] | NoSettings | 0 | 0 | 0 | 0 | 0 | 0 | 0 | 0 | 0 | 0 | 0 | 0 | 0 | 0 | 0 | 0 | 0 | 0 | 0 | 0 | 0 | 0 | 0 | 0 | 0 | 0 | 0 | 0 | 0 | 0 | 0
Industrial Sector Energy Related Emissions before CCS[electricity if,pulp paper and printing 17T18,N2O] | NoSettings | 0 | 0 | 0 | 0 | 0 | 0 | 0 | 0 | 0 | 0 | 0 | 0 | 0 | 0 | 0 | 0 | 0 | 0 | 0 | 0 | 0 | 0 | 0 | 0 | 0 | 0 | 0 | 0 | 0 | 0 | 0
Industrial Sector Energy Related Emissions before CCS[electricity if,pulp paper and printing 17T18,F gases] | NoSettings | 0 | 0 | 0 | 0 | 0 | 0 | 0 | 0 | 0 | 0 | 0 | 0 | 0 | 0 | 0 | 0 | 0 | 0 | 0 | 0 | 0 | 0 | 0 | 0 | 0 | 0 | 0 | 0 | 0 | 0 | 0
Industrial Sector Energy Related Emissions before CCS[electricity if,refined petroleum and coke 19,CO2] | NoSettings | 0 | 0 | 0 | 0 | 0 | 0 | 0 | 0 | 0 | 0 | 0 | 0 | 0 | 0 | 0 | 0 | 0 | 0 | 0 | 0 | 0 | 0 | 0 | 0 | 0 | 0 | 0 | 0 | 0 | 0 | 0
Industrial Sector Energy Related Emissions before CCS[electricity if,refined petroleum and coke 19,VOC] | NoSettings | 0 | 0 | 0 | 0 | 0 | 0 | 0 | 0 | 0 | 0 | 0 | 0 | 0 | 0 | 0 | 0 | 0 | 0 | 0 | 0 | 0 | 0 | 0 | 0 | 0 | 0 | 0 | 0 | 0 | 0 | 0
Industrial Sector Energy Related Emissions before CCS[electricity if,refined petroleum and coke 19,CO] | NoSettings | 0 | 0 | 0 | 0 | 0 | 0 | 0 | 0 | 0 | 0 | 0 | 0 | 0 | 0 | 0 | 0 | 0 | 0 | 0 | 0 | 0 | 0 | 0 | 0 | 0 | 0 | 0 | 0 | 0 | 0 | 0
Industrial Sector Energy Related Emissions before CCS[electricity if,refined petroleum and coke 19,NOx] | NoSettings | 0 | 0 | 0 | 0 | 0 | 0 | 0 | 0 | 0 | 0 | 0 | 0 | 0 | 0 | 0 | 0 | 0 | 0 | 0 | 0 | 0 | 0 | 0 | 0 | 0 | 0 | 0 | 0 | 0 | 0 | 0
Industrial Sector Energy Related Emissions before CCS[electricity if,refined petroleum and coke 19,PM10] | NoSettings | 0 | 0 | 0 | 0 | 0 | 0 | 0 | 0 | 0 | 0 | 0 | 0 | 0 | 0 | 0 | 0 | 0 | 0 | 0 | 0 | 0 | 0 | 0 | 0 | 0 | 0 | 0 | 0 | 0 | 0 | 0
Industrial Sector Energy Related Emissions before CCS[electricity if,refined petroleum and coke 19,PM25] | NoSettings | 0 | 0 | 0 | 0 | 0 | 0 | 0 | 0 | 0 | 0 | 0 | 0 | 0 | 0 | 0 | 0 | 0 | 0 | 0 | 0 | 0 | 0 | 0 | 0 | 0 | 0 | 0 | 0 | 0 | 0 | 0
Industrial Sector Energy Related Emissions before CCS[electricity if,refined petroleum and coke 19,SOx] | NoSettings | 0 | 0 | 0 | 0 | 0 | 0 | 0 | 0 | 0 | 0 | 0 | 0 | 0 | 0 | 0 | 0 | 0 | 0 | 0 | 0 | 0 | 0 | 0 | 0 | 0 | 0 | 0 | 0 | 0 | 0 | 0
Industrial Sector Energy Related Emissions before CCS[electricity if,refined petroleum and coke 19,BC] | NoSettings | 0 | 0 | 0 | 0 | 0 | 0 | 0 | 0 | 0 | 0 | 0 | 0 | 0 | 0 | 0 | 0 | 0 | 0 | 0 | 0 | 0 | 0 | 0 | 0 | 0 | 0 | 0 | 0 | 0 | 0 | 0
Industrial Sector Energy Related Emissions before CCS[electricity if,refined petroleum and coke 19,OC] | NoSettings | 0 | 0 | 0 | 0 | 0 | 0 | 0 | 0 | 0 | 0 | 0 | 0 | 0 | 0 | 0 | 0 | 0 | 0 | 0 | 0 | 0 | 0 | 0 | 0 | 0 | 0 | 0 | 0 | 0 | 0 | 0
Industrial Sector Energy Related Emissions before CCS[electricity if,refined petroleum and coke 19,CH4] | NoSettings | 0 | 0 | 0 | 0 | 0 | 0 | 0 | 0 | 0 | 0 | 0 | 0 | 0 | 0 | 0 | 0 | 0 | 0 | 0 | 0 | 0 | 0 | 0 | 0 | 0 | 0 | 0 | 0 | 0 | 0 | 0
Industrial Sector Energy Related Emissions before CCS[electricity if,refined petroleum and coke 19,N2O] | NoSettings | 0 | 0 | 0 | 0 | 0 | 0 | 0 | 0 | 0 | 0 | 0 | 0 | 0 | 0 | 0 | 0 | 0 | 0 | 0 | 0 | 0 | 0 | 0 | 0 | 0 | 0 | 0 | 0 | 0 | 0 | 0
Industrial Sector Energy Related Emissions before CCS[electricity if,refined petroleum and coke 19,F gases] | NoSettings | 0 | 0 | 0 | 0 | 0 | 0 | 0 | 0 | 0 | 0 | 0 | 0 | 0 | 0 | 0 | 0 | 0 | 0 | 0 | 0 | 0 | 0 | 0 | 0 | 0 | 0 | 0 | 0 | 0 | 0 | 0
Industrial Sector Energy Related Emissions before CCS[electricity if,chemicals 20,CO2] | NoSettings | 0 | 0 | 0 | 0 | 0 | 0 | 0 | 0 | 0 | 0 | 0 | 0 | 0 | 0 | 0 | 0 | 0 | 0 | 0 | 0 | 0 | 0 | 0 | 0 | 0 | 0 | 0 | 0 | 0 | 0 | 0
Industrial Sector Energy Related Emissions before CCS[electricity if,chemicals 20,VOC] | NoSettings | 0 | 0 | 0 | 0 | 0 | 0 | 0 | 0 | 0 | 0 | 0 | 0 | 0 | 0 | 0 | 0 | 0 | 0 | 0 | 0 | 0 | 0 | 0 | 0 | 0 | 0 | 0 | 0 | 0 | 0 | 0
Industrial Sector Energy Related Emissions before CCS[electricity if,chemicals 20,CO] | NoSettings | 0 | 0 | 0 | 0 | 0 | 0 | 0 | 0 | 0 | 0 | 0 | 0 | 0 | 0 | 0 | 0 | 0 | 0 | 0 | 0 | 0 | 0 | 0 | 0 | 0 | 0 | 0 | 0 | 0 | 0 | 0
Industrial Sector Energy Related Emissions before CCS[electricity if,chemicals 20,NOx] | NoSettings | 0 | 0 | 0 | 0 | 0 | 0 | 0 | 0 | 0 | 0 | 0 | 0 | 0 | 0 | 0 | 0 | 0 | 0 | 0 | 0 | 0 | 0 | 0 | 0 | 0 | 0 | 0 | 0 | 0 | 0 | 0
Industrial Sector Energy Related Emissions before CCS[electricity if,chemicals 20,PM10] | NoSettings | 0 | 0 | 0 | 0 | 0 | 0 | 0 | 0 | 0 | 0 | 0 | 0 | 0 | 0 | 0 | 0 | 0 | 0 | 0 | 0 | 0 | 0 | 0 | 0 | 0 | 0 | 0 | 0 | 0 | 0 | 0
Industrial Sector Energy Related Emissions before CCS[electricity if,chemicals 20,PM25] | NoSettings | 0 | 0 | 0 | 0 | 0 | 0 | 0 | 0 | 0 | 0 | 0 | 0 | 0 | 0 | 0 | 0 | 0 | 0 | 0 | 0 | 0 | 0 | 0 | 0 | 0 | 0 | 0 | 0 | 0 | 0 | 0
Industrial Sector Energy Related Emissions before CCS[electricity if,chemicals 20,SOx] | NoSettings | 0 | 0 | 0 | 0 | 0 | 0 | 0 | 0 | 0 | 0 | 0 | 0 | 0 | 0 | 0 | 0 | 0 | 0 | 0 | 0 | 0 | 0 | 0 | 0 | 0 | 0 | 0 | 0 | 0 | 0 | 0
Industrial Sector Energy Related Emissions before CCS[electricity if,chemicals 20,BC] | NoSettings | 0 | 0 | 0 | 0 | 0 | 0 | 0 | 0 | 0 | 0 | 0 | 0 | 0 | 0 | 0 | 0 | 0 | 0 | 0 | 0 | 0 | 0 | 0 | 0 | 0 | 0 | 0 | 0 | 0 | 0 | 0
Industrial Sector Energy Related Emissions before CCS[electricity if,chemicals 20,OC] | NoSettings | 0 | 0 | 0 | 0 | 0 | 0 | 0 | 0 | 0 | 0 | 0 | 0 | 0 | 0 | 0 | 0 | 0 | 0 | 0 | 0 | 0 | 0 | 0 | 0 | 0 | 0 | 0 | 0 | 0 | 0 | 0
Industrial Sector Energy Related Emissions before CCS[electricity if,chemicals 20,CH4] | NoSettings | 0 | 0 | 0 | 0 | 0 | 0 | 0 | 0 | 0 | 0 | 0 | 0 | 0 | 0 | 0 | 0 | 0 | 0 | 0 | 0 | 0 | 0 | 0 | 0 | 0 | 0 | 0 | 0 | 0 | 0 | 0
Industrial Sector Energy Related Emissions before CCS[electricity if,chemicals 20,N2O] | NoSettings | 0 | 0 | 0 | 0 | 0 | 0 | 0 | 0 | 0 | 0 | 0 | 0 | 0 | 0 | 0 | 0 | 0 | 0 | 0 | 0 | 0 | 0 | 0 | 0 | 0 | 0 | 0 | 0 | 0 | 0 | 0
Industrial Sector Energy Related Emissions before CCS[electricity if,chemicals 20,F gases] | NoSettings | 0 | 0 | 0 | 0 | 0 | 0 | 0 | 0 | 0 | 0 | 0 | 0 | 0 | 0 | 0 | 0 | 0 | 0 | 0 | 0 | 0 | 0 | 0 | 0 | 0 | 0 | 0 | 0 | 0 | 0 | 0
Industrial Sector Energy Related Emissions before CCS[electricity if,rubber and plastic products 22,CO2] | NoSettings | 0 | 0 | 0 | 0 | 0 | 0 | 0 | 0 | 0 | 0 | 0 | 0 | 0 | 0 | 0 | 0 | 0 | 0 | 0 | 0 | 0 | 0 | 0 | 0 | 0 | 0 | 0 | 0 | 0 | 0 | 0
Industrial Sector Energy Related Emissions before CCS[electricity if,rubber and plastic products 22,VOC] | NoSettings | 0 | 0 | 0 | 0 | 0 | 0 | 0 | 0 | 0 | 0 | 0 | 0 | 0 | 0 | 0 | 0 | 0 | 0 | 0 | 0 | 0 | 0 | 0 | 0 | 0 | 0 | 0 | 0 | 0 | 0 | 0
Industrial Sector Energy Related Emissions before CCS[electricity if,rubber and plastic products 22,CO] | NoSettings | 0 | 0 | 0 | 0 | 0 | 0 | 0 | 0 | 0 | 0 | 0 | 0 | 0 | 0 | 0 | 0 | 0 | 0 | 0 | 0 | 0 | 0 | 0 | 0 | 0 | 0 | 0 | 0 | 0 | 0 | 0
Industrial Sector Energy Related Emissions before CCS[electricity if,rubber and plastic products 22,NOx] | NoSettings | 0 | 0 | 0 | 0 | 0 | 0 | 0 | 0 | 0 | 0 | 0 | 0 | 0 | 0 | 0 | 0 | 0 | 0 | 0 | 0 | 0 | 0 | 0 | 0 | 0 | 0 | 0 | 0 | 0 | 0 | 0
Industrial Sector Energy Related Emissions before CCS[electricity if,rubber and plastic products 22,PM10] | NoSettings | 0 | 0 | 0 | 0 | 0 | 0 | 0 | 0 | 0 | 0 | 0 | 0 | 0 | 0 | 0 | 0 | 0 | 0 | 0 | 0 | 0 | 0 | 0 | 0 | 0 | 0 | 0 | 0 | 0 | 0 | 0
Industrial Sector Energy Related Emissions before CCS[electricity if,rubber and plastic products 22,PM25] | NoSettings | 0 | 0 | 0 | 0 | 0 | 0 | 0 | 0 | 0 | 0 | 0 | 0 | 0 | 0 | 0 | 0 | 0 | 0 | 0 | 0 | 0 | 0 | 0 | 0 | 0 | 0 | 0 | 0 | 0 | 0 | 0
Industrial Sector Energy Related Emissions before CCS[electricity if,rubber and plastic products 22,SOx] | NoSettings | 0 | 0 | 0 | 0 | 0 | 0 | 0 | 0 | 0 | 0 | 0 | 0 | 0 | 0 | 0 | 0 | 0 | 0 | 0 | 0 | 0 | 0 | 0 | 0 | 0 | 0 | 0 | 0 | 0 | 0 | 0
Industrial Sector Energy Related Emissions before CCS[electricity if,rubber and plastic products 22,BC] | NoSettings | 0 | 0 | 0 | 0 | 0 | 0 | 0 | 0 | 0 | 0 | 0 | 0 | 0 | 0 | 0 | 0 | 0 | 0 | 0 | 0 | 0 | 0 | 0 | 0 | 0 | 0 | 0 | 0 | 0 | 0 | 0
Industrial Sector Energy Related Emissions before CCS[electricity if,rubber and plastic products 22,OC] | NoSettings | 0 | 0 | 0 | 0 | 0 | 0 | 0 | 0 | 0 | 0 | 0 | 0 | 0 | 0 | 0 | 0 | 0 | 0 | 0 | 0 | 0 | 0 | 0 | 0 | 0 | 0 | 0 | 0 | 0 | 0 | 0
Industrial Sector Energy Related Emissions before CCS[electricity if,rubber and plastic products 22,CH4] | NoSettings | 0 | 0 | 0 | 0 | 0 | 0 | 0 | 0 | 0 | 0 | 0 | 0 | 0 | 0 | 0 | 0 | 0 | 0 | 0 | 0 | 0 | 0 | 0 | 0 | 0 | 0 | 0 | 0 | 0 | 0 | 0
Industrial Sector Energy Related Emissions before CCS[electricity if,rubber and plastic products 22,N2O] | NoSettings | 0 | 0 | 0 | 0 | 0 | 0 | 0 | 0 | 0 | 0 | 0 | 0 | 0 | 0 | 0 | 0 | 0 | 0 | 0 | 0 | 0 | 0 | 0 | 0 | 0 | 0 | 0 | 0 | 0 | 0 | 0
Industrial Sector Energy Related Emissions before CCS[electricity if,rubber and plastic products 22,F gases] | NoSettings | 0 | 0 | 0 | 0 | 0 | 0 | 0 | 0 | 0 | 0 | 0 | 0 | 0 | 0 | 0 | 0 | 0 | 0 | 0 | 0 | 0 | 0 | 0 | 0 | 0 | 0 | 0 | 0 | 0 | 0 | 0
Industrial Sector Energy Related Emissions before CCS[electricity if,glass and glass products 231,CO2] | NoSettings | 0 | 0 | 0 | 0 | 0 | 0 | 0 | 0 | 0 | 0 | 0 | 0 | 0 | 0 | 0 | 0 | 0 | 0 | 0 | 0 | 0 | 0 | 0 | 0 | 0 | 0 | 0 | 0 | 0 | 0 | 0
Industrial Sector Energy Related Emissions before CCS[electricity if,glass and glass products 231,VOC] | NoSettings | 0 | 0 | 0 | 0 | 0 | 0 | 0 | 0 | 0 | 0 | 0 | 0 | 0 | 0 | 0 | 0 | 0 | 0 | 0 | 0 | 0 | 0 | 0 | 0 | 0 | 0 | 0 | 0 | 0 | 0 | 0
Industrial Sector Energy Related Emissions before CCS[electricity if,glass and glass products 231,CO] | NoSettings | 0 | 0 | 0 | 0 | 0 | 0 | 0 | 0 | 0 | 0 | 0 | 0 | 0 | 0 | 0 | 0 | 0 | 0 | 0 | 0 | 0 | 0 | 0 | 0 | 0 | 0 | 0 | 0 | 0 | 0 | 0
Industrial Sector Energy Related Emissions before CCS[electricity if,glass and glass products 231,NOx] | NoSettings | 0 | 0 | 0 | 0 | 0 | 0 | 0 | 0 | 0 | 0 | 0 | 0 | 0 | 0 | 0 | 0 | 0 | 0 | 0 | 0 | 0 | 0 | 0 | 0 | 0 | 0 | 0 | 0 | 0 | 0 | 0
Industrial Sector Energy Related Emissions before CCS[electricity if,glass and glass products 231,PM10] | NoSettings | 0 | 0 | 0 | 0 | 0 | 0 | 0 | 0 | 0 | 0 | 0 | 0 | 0 | 0 | 0 | 0 | 0 | 0 | 0 | 0 | 0 | 0 | 0 | 0 | 0 | 0 | 0 | 0 | 0 | 0 | 0
Industrial Sector Energy Related Emissions before CCS[electricity if,glass and glass products 231,PM25] | NoSettings | 0 | 0 | 0 | 0 | 0 | 0 | 0 | 0 | 0 | 0 | 0 | 0 | 0 | 0 | 0 | 0 | 0 | 0 | 0 | 0 | 0 | 0 | 0 | 0 | 0 | 0 | 0 | 0 | 0 | 0 | 0
Industrial Sector Energy Related Emissions before CCS[electricity if,glass and glass products 231,SOx] | NoSettings | 0 | 0 | 0 | 0 | 0 | 0 | 0 | 0 | 0 | 0 | 0 | 0 | 0 | 0 | 0 | 0 | 0 | 0 | 0 | 0 | 0 | 0 | 0 | 0 | 0 | 0 | 0 | 0 | 0 | 0 | 0
Industrial Sector Energy Related Emissions before CCS[electricity if,glass and glass products 231,BC] | NoSettings | 0 | 0 | 0 | 0 | 0 | 0 | 0 | 0 | 0 | 0 | 0 | 0 | 0 | 0 | 0 | 0 | 0 | 0 | 0 | 0 | 0 | 0 | 0 | 0 | 0 | 0 | 0 | 0 | 0 | 0 | 0
Industrial Sector Energy Related Emissions before CCS[electricity if,glass and glass products 231,OC] | NoSettings | 0 | 0 | 0 | 0 | 0 | 0 | 0 | 0 | 0 | 0 | 0 | 0 | 0 | 0 | 0 | 0 | 0 | 0 | 0 | 0 | 0 | 0 | 0 | 0 | 0 | 0 | 0 | 0 | 0 | 0 | 0
Industrial Sector Energy Related Emissions before CCS[electricity if,glass and glass products 231,CH4] | NoSettings | 0 | 0 | 0 | 0 | 0 | 0 | 0 | 0 | 0 | 0 | 0 | 0 | 0 | 0 | 0 | 0 | 0 | 0 | 0 | 0 | 0 | 0 | 0 | 0 | 0 | 0 | 0 | 0 | 0 | 0 | 0
Industrial Sector Energy Related Emissions before CCS[electricity if,glass and glass products 231,N2O] | NoSettings | 0 | 0 | 0 | 0 | 0 | 0 | 0 | 0 | 0 | 0 | 0 | 0 | 0 | 0 | 0 | 0 | 0 | 0 | 0 | 0 | 0 | 0 | 0 | 0 | 0 | 0 | 0 | 0 | 0 | 0 | 0
Industrial Sector Energy Related Emissions before CCS[electricity if,glass and glass products 231,F gases] | NoSettings | 0 | 0 | 0 | 0 | 0 | 0 | 0 | 0 | 0 | 0 | 0 | 0 | 0 | 0 | 0 | 0 | 0 | 0 | 0 | 0 | 0 | 0 | 0 | 0 | 0 | 0 | 0 | 0 | 0 | 0 | 0
Industrial Sector Energy Related Emissions before CCS[electricity if,cement and other nonmetallic minerals 239,CO2] | NoSettings | 0 | 0 | 0 | 0 | 0 | 0 | 0 | 0 | 0 | 0 | 0 | 0 | 0 | 0 | 0 | 0 | 0 | 0 | 0 | 0 | 0 | 0 | 0 | 0 | 0 | 0 | 0 | 0 | 0 | 0 | 0
Industrial Sector Energy Related Emissions before CCS[electricity if,cement and other nonmetallic minerals 239,VOC] | NoSettings | 0 | 0 | 0 | 0 | 0 | 0 | 0 | 0 | 0 | 0 | 0 | 0 | 0 | 0 | 0 | 0 | 0 | 0 | 0 | 0 | 0 | 0 | 0 | 0 | 0 | 0 | 0 | 0 | 0 | 0 | 0
Industrial Sector Energy Related Emissions before CCS[electricity if,cement and other nonmetallic minerals 239,CO] | NoSettings | 0 | 0 | 0 | 0 | 0 | 0 | 0 | 0 | 0 | 0 | 0 | 0 | 0 | 0 | 0 | 0 | 0 | 0 | 0 | 0 | 0 | 0 | 0 | 0 | 0 | 0 | 0 | 0 | 0 | 0 | 0
Industrial Sector Energy Related Emissions before CCS[electricity if,cement and other nonmetallic minerals 239,NOx] | NoSettings | 0 | 0 | 0 | 0 | 0 | 0 | 0 | 0 | 0 | 0 | 0 | 0 | 0 | 0 | 0 | 0 | 0 | 0 | 0 | 0 | 0 | 0 | 0 | 0 | 0 | 0 | 0 | 0 | 0 | 0 | 0
Industrial Sector Energy Related Emissions before CCS[electricity if,cement and other nonmetallic minerals 239,PM10] | NoSettings | 0 | 0 | 0 | 0 | 0 | 0 | 0 | 0 | 0 | 0 | 0 | 0 | 0 | 0 | 0 | 0 | 0 | 0 | 0 | 0 | 0 | 0 | 0 | 0 | 0 | 0 | 0 | 0 | 0 | 0 | 0
Industrial Sector Energy Related Emissions before CCS[electricity if,cement and other nonmetallic minerals 239,PM25] | NoSettings | 0 | 0 | 0 | 0 | 0 | 0 | 0 | 0 | 0 | 0 | 0 | 0 | 0 | 0 | 0 | 0 | 0 | 0 | 0 | 0 | 0 | 0 | 0 | 0 | 0 | 0 | 0 | 0 | 0 | 0 | 0
Industrial Sector Energy Related Emissions before CCS[electricity if,cement and other nonmetallic minerals 239,SOx] | NoSettings | 0 | 0 | 0 | 0 | 0 | 0 | 0 | 0 | 0 | 0 | 0 | 0 | 0 | 0 | 0 | 0 | 0 | 0 | 0 | 0 | 0 | 0 | 0 | 0 | 0 | 0 | 0 | 0 | 0 | 0 | 0
Industrial Sector Energy Related Emissions before CCS[electricity if,cement and other nonmetallic minerals 239,BC] | NoSettings | 0 | 0 | 0 | 0 | 0 | 0 | 0 | 0 | 0 | 0 | 0 | 0 | 0 | 0 | 0 | 0 | 0 | 0 | 0 | 0 | 0 | 0 | 0 | 0 | 0 | 0 | 0 | 0 | 0 | 0 | 0
Industrial Sector Energy Related Emissions before CCS[electricity if,cement and other nonmetallic minerals 239,OC] | NoSettings | 0 | 0 | 0 | 0 | 0 | 0 | 0 | 0 | 0 | 0 | 0 | 0 | 0 | 0 | 0 | 0 | 0 | 0 | 0 | 0 | 0 | 0 | 0 | 0 | 0 | 0 | 0 | 0 | 0 | 0 | 0
Industrial Sector Energy Related Emissions before CCS[electricity if,cement and other nonmetallic minerals 239,CH4] | NoSettings | 0 | 0 | 0 | 0 | 0 | 0 | 0 | 0 | 0 | 0 | 0 | 0 | 0 | 0 | 0 | 0 | 0 | 0 | 0 | 0 | 0 | 0 | 0 | 0 | 0 | 0 | 0 | 0 | 0 | 0 | 0
Industrial Sector Energy Related Emissions before CCS[electricity if,cement and other nonmetallic minerals 239,N2O] | NoSettings | 0 | 0 | 0 | 0 | 0 | 0 | 0 | 0 | 0 | 0 | 0 | 0 | 0 | 0 | 0 | 0 | 0 | 0 | 0 | 0 | 0 | 0 | 0 | 0 | 0 | 0 | 0 | 0 | 0 | 0 | 0
Industrial Sector Energy Related Emissions before CCS[electricity if,cement and other nonmetallic minerals 239,F gases] | NoSettings | 0 | 0 | 0 | 0 | 0 | 0 | 0 | 0 | 0 | 0 | 0 | 0 | 0 | 0 | 0 | 0 | 0 | 0 | 0 | 0 | 0 | 0 | 0 | 0 | 0 | 0 | 0 | 0 | 0 | 0 | 0
Industrial Sector Energy Related Emissions before CCS[electricity if,iron and steel 241,CO2] | NoSettings | 0 | 0 | 0 | 0 | 0 | 0 | 0 | 0 | 0 | 0 | 0 | 0 | 0 | 0 | 0 | 0 | 0 | 0 | 0 | 0 | 0 | 0 | 0 | 0 | 0 | 0 | 0 | 0 | 0 | 0 | 0
Industrial Sector Energy Related Emissions before CCS[electricity if,iron and steel 241,VOC] | NoSettings | 0 | 0 | 0 | 0 | 0 | 0 | 0 | 0 | 0 | 0 | 0 | 0 | 0 | 0 | 0 | 0 | 0 | 0 | 0 | 0 | 0 | 0 | 0 | 0 | 0 | 0 | 0 | 0 | 0 | 0 | 0
Industrial Sector Energy Related Emissions before CCS[electricity if,iron and steel 241,CO] | NoSettings | 0 | 0 | 0 | 0 | 0 | 0 | 0 | 0 | 0 | 0 | 0 | 0 | 0 | 0 | 0 | 0 | 0 | 0 | 0 | 0 | 0 | 0 | 0 | 0 | 0 | 0 | 0 | 0 | 0 | 0 | 0
Industrial Sector Energy Related Emissions before CCS[electricity if,iron and steel 241,NOx] | NoSettings | 0 | 0 | 0 | 0 | 0 | 0 | 0 | 0 | 0 | 0 | 0 | 0 | 0 | 0 | 0 | 0 | 0 | 0 | 0 | 0 | 0 | 0 | 0 | 0 | 0 | 0 | 0 | 0 | 0 | 0 | 0
Industrial Sector Energy Related Emissions before CCS[electricity if,iron and steel 241,PM10] | NoSettings | 0 | 0 | 0 | 0 | 0 | 0 | 0 | 0 | 0 | 0 | 0 | 0 | 0 | 0 | 0 | 0 | 0 | 0 | 0 | 0 | 0 | 0 | 0 | 0 | 0 | 0 | 0 | 0 | 0 | 0 | 0
Industrial Sector Energy Related Emissions before CCS[electricity if,iron and steel 241,PM25] | NoSettings | 0 | 0 | 0 | 0 | 0 | 0 | 0 | 0 | 0 | 0 | 0 | 0 | 0 | 0 | 0 | 0 | 0 | 0 | 0 | 0 | 0 | 0 | 0 | 0 | 0 | 0 | 0 | 0 | 0 | 0 | 0
Industrial Sector Energy Related Emissions before CCS[electricity if,iron and steel 241,SOx] | NoSettings | 0 | 0 | 0 | 0 | 0 | 0 | 0 | 0 | 0 | 0 | 0 | 0 | 0 | 0 | 0 | 0 | 0 | 0 | 0 | 0 | 0 | 0 | 0 | 0 | 0 | 0 | 0 | 0 | 0 | 0 | 0
Industrial Sector Energy Related Emissions before CCS[electricity if,iron and steel 241,BC] | NoSettings | 0 | 0 | 0 | 0 | 0 | 0 | 0 | 0 | 0 | 0 | 0 | 0 | 0 | 0 | 0 | 0 | 0 | 0 | 0 | 0 | 0 | 0 | 0 | 0 | 0 | 0 | 0 | 0 | 0 | 0 | 0
Industrial Sector Energy Related Emissions before CCS[electricity if,iron and steel 241,OC] | NoSettings | 0 | 0 | 0 | 0 | 0 | 0 | 0 | 0 | 0 | 0 | 0 | 0 | 0 | 0 | 0 | 0 | 0 | 0 | 0 | 0 | 0 | 0 | 0 | 0 | 0 | 0 | 0 | 0 | 0 | 0 | 0
Industrial Sector Energy Related Emissions before CCS[electricity if,iron and steel 241,CH4] | NoSettings | 0 | 0 | 0 | 0 | 0 | 0 | 0 | 0 | 0 | 0 | 0 | 0 | 0 | 0 | 0 | 0 | 0 | 0 | 0 | 0 | 0 | 0 | 0 | 0 | 0 | 0 | 0 | 0 | 0 | 0 | 0
Industrial Sector Energy Related Emissions before CCS[electricity if,iron and steel 241,N2O] | NoSettings | 0 | 0 | 0 | 0 | 0 | 0 | 0 | 0 | 0 | 0 | 0 | 0 | 0 | 0 | 0 | 0 | 0 | 0 | 0 | 0 | 0 | 0 | 0 | 0 | 0 | 0 | 0 | 0 | 0 | 0 | 0
Industrial Sector Energy Related Emissions before CCS[electricity if,iron and steel 241,F gases] | NoSettings | 0 | 0 | 0 | 0 | 0 | 0 | 0 | 0 | 0 | 0 | 0 | 0 | 0 | 0 | 0 | 0 | 0 | 0 | 0 | 0 | 0 | 0 | 0 | 0 | 0 | 0 | 0 | 0 | 0 | 0 | 0
Industrial Sector Energy Related Emissions before CCS[electricity if,other metals 242,CO2] | NoSettings | 0 | 0 | 0 | 0 | 0 | 0 | 0 | 0 | 0 | 0 | 0 | 0 | 0 | 0 | 0 | 0 | 0 | 0 | 0 | 0 | 0 | 0 | 0 | 0 | 0 | 0 | 0 | 0 | 0 | 0 | 0
Industrial Sector Energy Related Emissions before CCS[electricity if,other metals 242,VOC] | NoSettings | 0 | 0 | 0 | 0 | 0 | 0 | 0 | 0 | 0 | 0 | 0 | 0 | 0 | 0 | 0 | 0 | 0 | 0 | 0 | 0 | 0 | 0 | 0 | 0 | 0 | 0 | 0 | 0 | 0 | 0 | 0
Industrial Sector Energy Related Emissions before CCS[electricity if,other metals 242,CO] | NoSettings | 0 | 0 | 0 | 0 | 0 | 0 | 0 | 0 | 0 | 0 | 0 | 0 | 0 | 0 | 0 | 0 | 0 | 0 | 0 | 0 | 0 | 0 | 0 | 0 | 0 | 0 | 0 | 0 | 0 | 0 | 0
Industrial Sector Energy Related Emissions before CCS[electricity if,other metals 242,NOx] | NoSettings | 0 | 0 | 0 | 0 | 0 | 0 | 0 | 0 | 0 | 0 | 0 | 0 | 0 | 0 | 0 | 0 | 0 | 0 | 0 | 0 | 0 | 0 | 0 | 0 | 0 | 0 | 0 | 0 | 0 | 0 | 0
Industrial Sector Energy Related Emissions before CCS[electricity if,other metals 242,PM10] | NoSettings | 0 | 0 | 0 | 0 | 0 | 0 | 0 | 0 | 0 | 0 | 0 | 0 | 0 | 0 | 0 | 0 | 0 | 0 | 0 | 0 | 0 | 0 | 0 | 0 | 0 | 0 | 0 | 0 | 0 | 0 | 0
Industrial Sector Energy Related Emissions before CCS[electricity if,other metals 242,PM25] | NoSettings | 0 | 0 | 0 | 0 | 0 | 0 | 0 | 0 | 0 | 0 | 0 | 0 | 0 | 0 | 0 | 0 | 0 | 0 | 0 | 0 | 0 | 0 | 0 | 0 | 0 | 0 | 0 | 0 | 0 | 0 | 0
Industrial Sector Energy Related Emissions before CCS[electricity if,other metals 242,SOx] | NoSettings | 0 | 0 | 0 | 0 | 0 | 0 | 0 | 0 | 0 | 0 | 0 | 0 | 0 | 0 | 0 | 0 | 0 | 0 | 0 | 0 | 0 | 0 | 0 | 0 | 0 | 0 | 0 | 0 | 0 | 0 | 0
Industrial Sector Energy Related Emissions before CCS[electricity if,other metals 242,BC] | NoSettings | 0 | 0 | 0 | 0 | 0 | 0 | 0 | 0 | 0 | 0 | 0 | 0 | 0 | 0 | 0 | 0 | 0 | 0 | 0 | 0 | 0 | 0 | 0 | 0 | 0 | 0 | 0 | 0 | 0 | 0 | 0
Industrial Sector Energy Related Emissions before CCS[electricity if,other metals 242,OC] | NoSettings | 0 | 0 | 0 | 0 | 0 | 0 | 0 | 0 | 0 | 0 | 0 | 0 | 0 | 0 | 0 | 0 | 0 | 0 | 0 | 0 | 0 | 0 | 0 | 0 | 0 | 0 | 0 | 0 | 0 | 0 | 0
Industrial Sector Energy Related Emissions before CCS[electricity if,other metals 242,CH4] | NoSettings | 0 | 0 | 0 | 0 | 0 | 0 | 0 | 0 | 0 | 0 | 0 | 0 | 0 | 0 | 0 | 0 | 0 | 0 | 0 | 0 | 0 | 0 | 0 | 0 | 0 | 0 | 0 | 0 | 0 | 0 | 0
Industrial Sector Energy Related Emissions before CCS[electricity if,other metals 242,N2O] | NoSettings | 0 | 0 | 0 | 0 | 0 | 0 | 0 | 0 | 0 | 0 | 0 | 0 | 0 | 0 | 0 | 0 | 0 | 0 | 0 | 0 | 0 | 0 | 0 | 0 | 0 | 0 | 0 | 0 | 0 | 0 | 0
Industrial Sector Energy Related Emissions before CCS[electricity if,other metals 242,F gases] | NoSettings | 0 | 0 | 0 | 0 | 0 | 0 | 0 | 0 | 0 | 0 | 0 | 0 | 0 | 0 | 0 | 0 | 0 | 0 | 0 | 0 | 0 | 0 | 0 | 0 | 0 | 0 | 0 | 0 | 0 | 0 | 0
Industrial Sector Energy Related Emissions before CCS[electricity if,metal products except machinery and vehicles 25,CO2] | NoSettings | 0 | 0 | 0 | 0 | 0 | 0 | 0 | 0 | 0 | 0 | 0 | 0 | 0 | 0 | 0 | 0 | 0 | 0 | 0 | 0 | 0 | 0 | 0 | 0 | 0 | 0 | 0 | 0 | 0 | 0 | 0
Industrial Sector Energy Related Emissions before CCS[electricity if,metal products except machinery and vehicles 25,VOC] | NoSettings | 0 | 0 | 0 | 0 | 0 | 0 | 0 | 0 | 0 | 0 | 0 | 0 | 0 | 0 | 0 | 0 | 0 | 0 | 0 | 0 | 0 | 0 | 0 | 0 | 0 | 0 | 0 | 0 | 0 | 0 | 0
Industrial Sector Energy Related Emissions before CCS[electricity if,metal products except machinery and vehicles 25,CO] | NoSettings | 0 | 0 | 0 | 0 | 0 | 0 | 0 | 0 | 0 | 0 | 0 | 0 | 0 | 0 | 0 | 0 | 0 | 0 | 0 | 0 | 0 | 0 | 0 | 0 | 0 | 0 | 0 | 0 | 0 | 0 | 0
Industrial Sector Energy Related Emissions before CCS[electricity if,metal products except machinery and vehicles 25,NOx] | NoSettings | 0 | 0 | 0 | 0 | 0 | 0 | 0 | 0 | 0 | 0 | 0 | 0 | 0 | 0 | 0 | 0 | 0 | 0 | 0 | 0 | 0 | 0 | 0 | 0 | 0 | 0 | 0 | 0 | 0 | 0 | 0
Industrial Sector Energy Related Emissions before CCS[electricity if,metal products except machinery and vehicles 25,PM10] | NoSettings | 0 | 0 | 0 | 0 | 0 | 0 | 0 | 0 | 0 | 0 | 0 | 0 | 0 | 0 | 0 | 0 | 0 | 0 | 0 | 0 | 0 | 0 | 0 | 0 | 0 | 0 | 0 | 0 | 0 | 0 | 0
Industrial Sector Energy Related Emissions before CCS[electricity if,metal products except machinery and vehicles 25,PM25] | NoSettings | 0 | 0 | 0 | 0 | 0 | 0 | 0 | 0 | 0 | 0 | 0 | 0 | 0 | 0 | 0 | 0 | 0 | 0 | 0 | 0 | 0 | 0 | 0 | 0 | 0 | 0 | 0 | 0 | 0 | 0 | 0
Industrial Sector Energy Related Emissions before CCS[electricity if,metal products except machinery and vehicles 25,SOx] | NoSettings | 0 | 0 | 0 | 0 | 0 | 0 | 0 | 0 | 0 | 0 | 0 | 0 | 0 | 0 | 0 | 0 | 0 | 0 | 0 | 0 | 0 | 0 | 0 | 0 | 0 | 0 | 0 | 0 | 0 | 0 | 0
Industrial Sector Energy Related Emissions before CCS[electricity if,metal products except machinery and vehicles 25,BC] | NoSettings | 0 | 0 | 0 | 0 | 0 | 0 | 0 | 0 | 0 | 0 | 0 | 0 | 0 | 0 | 0 | 0 | 0 | 0 | 0 | 0 | 0 | 0 | 0 | 0 | 0 | 0 | 0 | 0 | 0 | 0 | 0
Industrial Sector Energy Related Emissions before CCS[electricity if,metal products except machinery and vehicles 25,OC] | NoSettings | 0 | 0 | 0 | 0 | 0 | 0 | 0 | 0 | 0 | 0 | 0 | 0 | 0 | 0 | 0 | 0 | 0 | 0 | 0 | 0 | 0 | 0 | 0 | 0 | 0 | 0 | 0 | 0 | 0 | 0 | 0
Industrial Sector Energy Related Emissions before CCS[electricity if,metal products except machinery and vehicles 25,CH4] | NoSettings | 0 | 0 | 0 | 0 | 0 | 0 | 0 | 0 | 0 | 0 | 0 | 0 | 0 | 0 | 0 | 0 | 0 | 0 | 0 | 0 | 0 | 0 | 0 | 0 | 0 | 0 | 0 | 0 | 0 | 0 | 0
Industrial Sector Energy Related Emissions before CCS[electricity if,metal products except machinery and vehicles 25,N2O] | NoSettings | 0 | 0 | 0 | 0 | 0 | 0 | 0 | 0 | 0 | 0 | 0 | 0 | 0 | 0 | 0 | 0 | 0 | 0 | 0 | 0 | 0 | 0 | 0 | 0 | 0 | 0 | 0 | 0 | 0 | 0 | 0
Industrial Sector Energy Related Emissions before CCS[electricity if,metal products except machinery and vehicles 25,F gases] | NoSettings | 0 | 0 | 0 | 0 | 0 | 0 | 0 | 0 | 0 | 0 | 0 | 0 | 0 | 0 | 0 | 0 | 0 | 0 | 0 | 0 | 0 | 0 | 0 | 0 | 0 | 0 | 0 | 0 | 0 | 0 | 0
Industrial Sector Energy Related Emissions before CCS[electricity if,computers and electronics 26,CO2] | NoSettings | 0 | 0 | 0 | 0 | 0 | 0 | 0 | 0 | 0 | 0 | 0 | 0 | 0 | 0 | 0 | 0 | 0 | 0 | 0 | 0 | 0 | 0 | 0 | 0 | 0 | 0 | 0 | 0 | 0 | 0 | 0
Industrial Sector Energy Related Emissions before CCS[electricity if,computers and electronics 26,VOC] | NoSettings | 0 | 0 | 0 | 0 | 0 | 0 | 0 | 0 | 0 | 0 | 0 | 0 | 0 | 0 | 0 | 0 | 0 | 0 | 0 | 0 | 0 | 0 | 0 | 0 | 0 | 0 | 0 | 0 | 0 | 0 | 0
Industrial Sector Energy Related Emissions before CCS[electricity if,computers and electronics 26,CO] | NoSettings | 0 | 0 | 0 | 0 | 0 | 0 | 0 | 0 | 0 | 0 | 0 | 0 | 0 | 0 | 0 | 0 | 0 | 0 | 0 | 0 | 0 | 0 | 0 | 0 | 0 | 0 | 0 | 0 | 0 | 0 | 0
Industrial Sector Energy Related Emissions before CCS[electricity if,computers and electronics 26,NOx] | NoSettings | 0 | 0 | 0 | 0 | 0 | 0 | 0 | 0 | 0 | 0 | 0 | 0 | 0 | 0 | 0 | 0 | 0 | 0 | 0 | 0 | 0 | 0 | 0 | 0 | 0 | 0 | 0 | 0 | 0 | 0 | 0
Industrial Sector Energy Related Emissions before CCS[electricity if,computers and electronics 26,PM10] | NoSettings | 0 | 0 | 0 | 0 | 0 | 0 | 0 | 0 | 0 | 0 | 0 | 0 | 0 | 0 | 0 | 0 | 0 | 0 | 0 | 0 | 0 | 0 | 0 | 0 | 0 | 0 | 0 | 0 | 0 | 0 | 0
Industrial Sector Energy Related Emissions before CCS[electricity if,computers and electronics 26,PM25] | NoSettings | 0 | 0 | 0 | 0 | 0 | 0 | 0 | 0 | 0 | 0 | 0 | 0 | 0 | 0 | 0 | 0 | 0 | 0 | 0 | 0 | 0 | 0 | 0 | 0 | 0 | 0 | 0 | 0 | 0 | 0 | 0
Industrial Sector Energy Related Emissions before CCS[electricity if,computers and electronics 26,SOx] | NoSettings | 0 | 0 | 0 | 0 | 0 | 0 | 0 | 0 | 0 | 0 | 0 | 0 | 0 | 0 | 0 | 0 | 0 | 0 | 0 | 0 | 0 | 0 | 0 | 0 | 0 | 0 | 0 | 0 | 0 | 0 | 0
Industrial Sector Energy Related Emissions before CCS[electricity if,computers and electronics 26,BC] | NoSettings | 0 | 0 | 0 | 0 | 0 | 0 | 0 | 0 | 0 | 0 | 0 | 0 | 0 | 0 | 0 | 0 | 0 | 0 | 0 | 0 | 0 | 0 | 0 | 0 | 0 | 0 | 0 | 0 | 0 | 0 | 0
Industrial Sector Energy Related Emissions before CCS[electricity if,computers and electronics 26,OC] | NoSettings | 0 | 0 | 0 | 0 | 0 | 0 | 0 | 0 | 0 | 0 | 0 | 0 | 0 | 0 | 0 | 0 | 0 | 0 | 0 | 0 | 0 | 0 | 0 | 0 | 0 | 0 | 0 | 0 | 0 | 0 | 0
Industrial Sector Energy Related Emissions before CCS[electricity if,computers and electronics 26,CH4] | NoSettings | 0 | 0 | 0 | 0 | 0 | 0 | 0 | 0 | 0 | 0 | 0 | 0 | 0 | 0 | 0 | 0 | 0 | 0 | 0 | 0 | 0 | 0 | 0 | 0 | 0 | 0 | 0 | 0 | 0 | 0 | 0
Industrial Sector Energy Related Emissions before CCS[electricity if,computers and electronics 26,N2O] | NoSettings | 0 | 0 | 0 | 0 | 0 | 0 | 0 | 0 | 0 | 0 | 0 | 0 | 0 | 0 | 0 | 0 | 0 | 0 | 0 | 0 | 0 | 0 | 0 | 0 | 0 | 0 | 0 | 0 | 0 | 0 | 0
Industrial Sector Energy Related Emissions before CCS[electricity if,computers and electronics 26,F gases] | NoSettings | 0 | 0 | 0 | 0 | 0 | 0 | 0 | 0 | 0 | 0 | 0 | 0 | 0 | 0 | 0 | 0 | 0 | 0 | 0 | 0 | 0 | 0 | 0 | 0 | 0 | 0 | 0 | 0 | 0 | 0 | 0
Industrial Sector Energy Related Emissions before CCS[electricity if,appliances and electrical equipment 27,CO2] | NoSettings | 0 | 0 | 0 | 0 | 0 | 0 | 0 | 0 | 0 | 0 | 0 | 0 | 0 | 0 | 0 | 0 | 0 | 0 | 0 | 0 | 0 | 0 | 0 | 0 | 0 | 0 | 0 | 0 | 0 | 0 | 0
Industrial Sector Energy Related Emissions before CCS[electricity if,appliances and electrical equipment 27,VOC] | NoSettings | 0 | 0 | 0 | 0 | 0 | 0 | 0 | 0 | 0 | 0 | 0 | 0 | 0 | 0 | 0 | 0 | 0 | 0 | 0 | 0 | 0 | 0 | 0 | 0 | 0 | 0 | 0 | 0 | 0 | 0 | 0
Industrial Sector Energy Related Emissions before CCS[electricity if,appliances and electrical equipment 27,CO] | NoSettings | 0 | 0 | 0 | 0 | 0 | 0 | 0 | 0 | 0 | 0 | 0 | 0 | 0 | 0 | 0 | 0 | 0 | 0 | 0 | 0 | 0 | 0 | 0 | 0 | 0 | 0 | 0 | 0 | 0 | 0 | 0
Industrial Sector Energy Related Emissions before CCS[electricity if,appliances and electrical equipment 27,NOx] | NoSettings | 0 | 0 | 0 | 0 | 0 | 0 | 0 | 0 | 0 | 0 | 0 | 0 | 0 | 0 | 0 | 0 | 0 | 0 | 0 | 0 | 0 | 0 | 0 | 0 | 0 | 0 | 0 | 0 | 0 | 0 | 0
Industrial Sector Energy Related Emissions before CCS[electricity if,appliances and electrical equipment 27,PM10] | NoSettings | 0 | 0 | 0 | 0 | 0 | 0 | 0 | 0 | 0 | 0 | 0 | 0 | 0 | 0 | 0 | 0 | 0 | 0 | 0 | 0 | 0 | 0 | 0 | 0 | 0 | 0 | 0 | 0 | 0 | 0 | 0
Industrial Sector Energy Related Emissions before CCS[electricity if,appliances and electrical equipment 27,PM25] | NoSettings | 0 | 0 | 0 | 0 | 0 | 0 | 0 | 0 | 0 | 0 | 0 | 0 | 0 | 0 | 0 | 0 | 0 | 0 | 0 | 0 | 0 | 0 | 0 | 0 | 0 | 0 | 0 | 0 | 0 | 0 | 0
Industrial Sector Energy Related Emissions before CCS[electricity if,appliances and electrical equipment 27,SOx] | NoSettings | 0 | 0 | 0 | 0 | 0 | 0 | 0 | 0 | 0 | 0 | 0 | 0 | 0 | 0 | 0 | 0 | 0 | 0 | 0 | 0 | 0 | 0 | 0 | 0 | 0 | 0 | 0 | 0 | 0 | 0 | 0
Industrial Sector Energy Related Emissions before CCS[electricity if,appliances and electrical equipment 27,BC] | NoSettings | 0 | 0 | 0 | 0 | 0 | 0 | 0 | 0 | 0 | 0 | 0 | 0 | 0 | 0 | 0 | 0 | 0 | 0 | 0 | 0 | 0 | 0 | 0 | 0 | 0 | 0 | 0 | 0 | 0 | 0 | 0
Industrial Sector Energy Related Emissions before CCS[electricity if,appliances and electrical equipment 27,OC] | NoSettings | 0 | 0 | 0 | 0 | 0 | 0 | 0 | 0 | 0 | 0 | 0 | 0 | 0 | 0 | 0 | 0 | 0 | 0 | 0 | 0 | 0 | 0 | 0 | 0 | 0 | 0 | 0 | 0 | 0 | 0 | 0
Industrial Sector Energy Related Emissions before CCS[electricity if,appliances and electrical equipment 27,CH4] | NoSettings | 0 | 0 | 0 | 0 | 0 | 0 | 0 | 0 | 0 | 0 | 0 | 0 | 0 | 0 | 0 | 0 | 0 | 0 | 0 | 0 | 0 | 0 | 0 | 0 | 0 | 0 | 0 | 0 | 0 | 0 | 0
Industrial Sector Energy Related Emissions before CCS[electricity if,appliances and electrical equipment 27,N2O] | NoSettings | 0 | 0 | 0 | 0 | 0 | 0 | 0 | 0 | 0 | 0 | 0 | 0 | 0 | 0 | 0 | 0 | 0 | 0 | 0 | 0 | 0 | 0 | 0 | 0 | 0 | 0 | 0 | 0 | 0 | 0 | 0
Industrial Sector Energy Related Emissions before CCS[electricity if,appliances and electrical equipment 27,F gases] | NoSettings | 0 | 0 | 0 | 0 | 0 | 0 | 0 | 0 | 0 | 0 | 0 | 0 | 0 | 0 | 0 | 0 | 0 | 0 | 0 | 0 | 0 | 0 | 0 | 0 | 0 | 0 | 0 | 0 | 0 | 0 | 0
Industrial Sector Energy Related Emissions before CCS[electricity if,other machinery 28,CO2] | NoSettings | 0 | 0 | 0 | 0 | 0 | 0 | 0 | 0 | 0 | 0 | 0 | 0 | 0 | 0 | 0 | 0 | 0 | 0 | 0 | 0 | 0 | 0 | 0 | 0 | 0 | 0 | 0 | 0 | 0 | 0 | 0
Industrial Sector Energy Related Emissions before CCS[electricity if,other machinery 28,VOC] | NoSettings | 0 | 0 | 0 | 0 | 0 | 0 | 0 | 0 | 0 | 0 | 0 | 0 | 0 | 0 | 0 | 0 | 0 | 0 | 0 | 0 | 0 | 0 | 0 | 0 | 0 | 0 | 0 | 0 | 0 | 0 | 0
Industrial Sector Energy Related Emissions before CCS[electricity if,other machinery 28,CO] | NoSettings | 0 | 0 | 0 | 0 | 0 | 0 | 0 | 0 | 0 | 0 | 0 | 0 | 0 | 0 | 0 | 0 | 0 | 0 | 0 | 0 | 0 | 0 | 0 | 0 | 0 | 0 | 0 | 0 | 0 | 0 | 0
Industrial Sector Energy Related Emissions before CCS[electricity if,other machinery 28,NOx] | NoSettings | 0 | 0 | 0 | 0 | 0 | 0 | 0 | 0 | 0 | 0 | 0 | 0 | 0 | 0 | 0 | 0 | 0 | 0 | 0 | 0 | 0 | 0 | 0 | 0 | 0 | 0 | 0 | 0 | 0 | 0 | 0
Industrial Sector Energy Related Emissions before CCS[electricity if,other machinery 28,PM10] | NoSettings | 0 | 0 | 0 | 0 | 0 | 0 | 0 | 0 | 0 | 0 | 0 | 0 | 0 | 0 | 0 | 0 | 0 | 0 | 0 | 0 | 0 | 0 | 0 | 0 | 0 | 0 | 0 | 0 | 0 | 0 | 0
Industrial Sector Energy Related Emissions before CCS[electricity if,other machinery 28,PM25] | NoSettings | 0 | 0 | 0 | 0 | 0 | 0 | 0 | 0 | 0 | 0 | 0 | 0 | 0 | 0 | 0 | 0 | 0 | 0 | 0 | 0 | 0 | 0 | 0 | 0 | 0 | 0 | 0 | 0 | 0 | 0 | 0
Industrial Sector Energy Related Emissions before CCS[electricity if,other machinery 28,SOx] | NoSettings | 0 | 0 | 0 | 0 | 0 | 0 | 0 | 0 | 0 | 0 | 0 | 0 | 0 | 0 | 0 | 0 | 0 | 0 | 0 | 0 | 0 | 0 | 0 | 0 | 0 | 0 | 0 | 0 | 0 | 0 | 0
Industrial Sector Energy Related Emissions before CCS[electricity if,other machinery 28,BC] | NoSettings | 0 | 0 | 0 | 0 | 0 | 0 | 0 | 0 | 0 | 0 | 0 | 0 | 0 | 0 | 0 | 0 | 0 | 0 | 0 | 0 | 0 | 0 | 0 | 0 | 0 | 0 | 0 | 0 | 0 | 0 | 0
Industrial Sector Energy Related Emissions before CCS[electricity if,other machinery 28,OC] | NoSettings | 0 | 0 | 0 | 0 | 0 | 0 | 0 | 0 | 0 | 0 | 0 | 0 | 0 | 0 | 0 | 0 | 0 | 0 | 0 | 0 | 0 | 0 | 0 | 0 | 0 | 0 | 0 | 0 | 0 | 0 | 0
Industrial Sector Energy Related Emissions before CCS[electricity if,other machinery 28,CH4] | NoSettings | 0 | 0 | 0 | 0 | 0 | 0 | 0 | 0 | 0 | 0 | 0 | 0 | 0 | 0 | 0 | 0 | 0 | 0 | 0 | 0 | 0 | 0 | 0 | 0 | 0 | 0 | 0 | 0 | 0 | 0 | 0
Industrial Sector Energy Related Emissions before CCS[electricity if,other machinery 28,N2O] | NoSettings | 0 | 0 | 0 | 0 | 0 | 0 | 0 | 0 | 0 | 0 | 0 | 0 | 0 | 0 | 0 | 0 | 0 | 0 | 0 | 0 | 0 | 0 | 0 | 0 | 0 | 0 | 0 | 0 | 0 | 0 | 0
Industrial Sector Energy Related Emissions before CCS[electricity if,other machinery 28,F gases] | NoSettings | 0 | 0 | 0 | 0 | 0 | 0 | 0 | 0 | 0 | 0 | 0 | 0 | 0 | 0 | 0 | 0 | 0 | 0 | 0 | 0 | 0 | 0 | 0 | 0 | 0 | 0 | 0 | 0 | 0 | 0 | 0
Industrial Sector Energy Related Emissions before CCS[electricity if,road vehicles 29,CO2] | NoSettings | 0 | 0 | 0 | 0 | 0 | 0 | 0 | 0 | 0 | 0 | 0 | 0 | 0 | 0 | 0 | 0 | 0 | 0 | 0 | 0 | 0 | 0 | 0 | 0 | 0 | 0 | 0 | 0 | 0 | 0 | 0
Industrial Sector Energy Related Emissions before CCS[electricity if,road vehicles 29,VOC] | NoSettings | 0 | 0 | 0 | 0 | 0 | 0 | 0 | 0 | 0 | 0 | 0 | 0 | 0 | 0 | 0 | 0 | 0 | 0 | 0 | 0 | 0 | 0 | 0 | 0 | 0 | 0 | 0 | 0 | 0 | 0 | 0
Industrial Sector Energy Related Emissions before CCS[electricity if,road vehicles 29,CO] | NoSettings | 0 | 0 | 0 | 0 | 0 | 0 | 0 | 0 | 0 | 0 | 0 | 0 | 0 | 0 | 0 | 0 | 0 | 0 | 0 | 0 | 0 | 0 | 0 | 0 | 0 | 0 | 0 | 0 | 0 | 0 | 0
Industrial Sector Energy Related Emissions before CCS[electricity if,road vehicles 29,NOx] | NoSettings | 0 | 0 | 0 | 0 | 0 | 0 | 0 | 0 | 0 | 0 | 0 | 0 | 0 | 0 | 0 | 0 | 0 | 0 | 0 | 0 | 0 | 0 | 0 | 0 | 0 | 0 | 0 | 0 | 0 | 0 | 0
Industrial Sector Energy Related Emissions before CCS[electricity if,road vehicles 29,PM10] | NoSettings | 0 | 0 | 0 | 0 | 0 | 0 | 0 | 0 | 0 | 0 | 0 | 0 | 0 | 0 | 0 | 0 | 0 | 0 | 0 | 0 | 0 | 0 | 0 | 0 | 0 | 0 | 0 | 0 | 0 | 0 | 0
Industrial Sector Energy Related Emissions before CCS[electricity if,road vehicles 29,PM25] | NoSettings | 0 | 0 | 0 | 0 | 0 | 0 | 0 | 0 | 0 | 0 | 0 | 0 | 0 | 0 | 0 | 0 | 0 | 0 | 0 | 0 | 0 | 0 | 0 | 0 | 0 | 0 | 0 | 0 | 0 | 0 | 0
Industrial Sector Energy Related Emissions before CCS[electricity if,road vehicles 29,SOx] | NoSettings | 0 | 0 | 0 | 0 | 0 | 0 | 0 | 0 | 0 | 0 | 0 | 0 | 0 | 0 | 0 | 0 | 0 | 0 | 0 | 0 | 0 | 0 | 0 | 0 | 0 | 0 | 0 | 0 | 0 | 0 | 0
Industrial Sector Energy Related Emissions before CCS[electricity if,road vehicles 29,BC] | NoSettings | 0 | 0 | 0 | 0 | 0 | 0 | 0 | 0 | 0 | 0 | 0 | 0 | 0 | 0 | 0 | 0 | 0 | 0 | 0 | 0 | 0 | 0 | 0 | 0 | 0 | 0 | 0 | 0 | 0 | 0 | 0
Industrial Sector Energy Related Emissions before CCS[electricity if,road vehicles 29,OC] | NoSettings | 0 | 0 | 0 | 0 | 0 | 0 | 0 | 0 | 0 | 0 | 0 | 0 | 0 | 0 | 0 | 0 | 0 | 0 | 0 | 0 | 0 | 0 | 0 | 0 | 0 | 0 | 0 | 0 | 0 | 0 | 0
Industrial Sector Energy Related Emissions before CCS[electricity if,road vehicles 29,CH4] | NoSettings | 0 | 0 | 0 | 0 | 0 | 0 | 0 | 0 | 0 | 0 | 0 | 0 | 0 | 0 | 0 | 0 | 0 | 0 | 0 | 0 | 0 | 0 | 0 | 0 | 0 | 0 | 0 | 0 | 0 | 0 | 0
Industrial Sector Energy Related Emissions before CCS[electricity if,road vehicles 29,N2O] | NoSettings | 0 | 0 | 0 | 0 | 0 | 0 | 0 | 0 | 0 | 0 | 0 | 0 | 0 | 0 | 0 | 0 | 0 | 0 | 0 | 0 | 0 | 0 | 0 | 0 | 0 | 0 | 0 | 0 | 0 | 0 | 0
Industrial Sector Energy Related Emissions before CCS[electricity if,road vehicles 29,F gases] | NoSettings | 0 | 0 | 0 | 0 | 0 | 0 | 0 | 0 | 0 | 0 | 0 | 0 | 0 | 0 | 0 | 0 | 0 | 0 | 0 | 0 | 0 | 0 | 0 | 0 | 0 | 0 | 0 | 0 | 0 | 0 | 0
Industrial Sector Energy Related Emissions before CCS[electricity if,nonroad vehicles 30,CO2] | NoSettings | 0 | 0 | 0 | 0 | 0 | 0 | 0 | 0 | 0 | 0 | 0 | 0 | 0 | 0 | 0 | 0 | 0 | 0 | 0 | 0 | 0 | 0 | 0 | 0 | 0 | 0 | 0 | 0 | 0 | 0 | 0
Industrial Sector Energy Related Emissions before CCS[electricity if,nonroad vehicles 30,VOC] | NoSettings | 0 | 0 | 0 | 0 | 0 | 0 | 0 | 0 | 0 | 0 | 0 | 0 | 0 | 0 | 0 | 0 | 0 | 0 | 0 | 0 | 0 | 0 | 0 | 0 | 0 | 0 | 0 | 0 | 0 | 0 | 0
Industrial Sector Energy Related Emissions before CCS[electricity if,nonroad vehicles 30,CO] | NoSettings | 0 | 0 | 0 | 0 | 0 | 0 | 0 | 0 | 0 | 0 | 0 | 0 | 0 | 0 | 0 | 0 | 0 | 0 | 0 | 0 | 0 | 0 | 0 | 0 | 0 | 0 | 0 | 0 | 0 | 0 | 0
Industrial Sector Energy Related Emissions before CCS[electricity if,nonroad vehicles 30,NOx] | NoSettings | 0 | 0 | 0 | 0 | 0 | 0 | 0 | 0 | 0 | 0 | 0 | 0 | 0 | 0 | 0 | 0 | 0 | 0 | 0 | 0 | 0 | 0 | 0 | 0 | 0 | 0 | 0 | 0 | 0 | 0 | 0
Industrial Sector Energy Related Emissions before CCS[electricity if,nonroad vehicles 30,PM10] | NoSettings | 0 | 0 | 0 | 0 | 0 | 0 | 0 | 0 | 0 | 0 | 0 | 0 | 0 | 0 | 0 | 0 | 0 | 0 | 0 | 0 | 0 | 0 | 0 | 0 | 0 | 0 | 0 | 0 | 0 | 0 | 0
Industrial Sector Energy Related Emissions before CCS[electricity if,nonroad vehicles 30,PM25] | NoSettings | 0 | 0 | 0 | 0 | 0 | 0 | 0 | 0 | 0 | 0 | 0 | 0 | 0 | 0 | 0 | 0 | 0 | 0 | 0 | 0 | 0 | 0 | 0 | 0 | 0 | 0 | 0 | 0 | 0 | 0 | 0
Industrial Sector Energy Related Emissions before CCS[electricity if,nonroad vehicles 30,SOx] | NoSettings | 0 | 0 | 0 | 0 | 0 | 0 | 0 | 0 | 0 | 0 | 0 | 0 | 0 | 0 | 0 | 0 | 0 | 0 | 0 | 0 | 0 | 0 | 0 | 0 | 0 | 0 | 0 | 0 | 0 | 0 | 0
Industrial Sector Energy Related Emissions before CCS[electricity if,nonroad vehicles 30,BC] | NoSettings | 0 | 0 | 0 | 0 | 0 | 0 | 0 | 0 | 0 | 0 | 0 | 0 | 0 | 0 | 0 | 0 | 0 | 0 | 0 | 0 | 0 | 0 | 0 | 0 | 0 | 0 | 0 | 0 | 0 | 0 | 0
Industrial Sector Energy Related Emissions before CCS[electricity if,nonroad vehicles 30,OC] | NoSettings | 0 | 0 | 0 | 0 | 0 | 0 | 0 | 0 | 0 | 0 | 0 | 0 | 0 | 0 | 0 | 0 | 0 | 0 | 0 | 0 | 0 | 0 | 0 | 0 | 0 | 0 | 0 | 0 | 0 | 0 | 0
Industrial Sector Energy Related Emissions before CCS[electricity if,nonroad vehicles 30,CH4] | NoSettings | 0 | 0 | 0 | 0 | 0 | 0 | 0 | 0 | 0 | 0 | 0 | 0 | 0 | 0 | 0 | 0 | 0 | 0 | 0 | 0 | 0 | 0 | 0 | 0 | 0 | 0 | 0 | 0 | 0 | 0 | 0
Industrial Sector Energy Related Emissions before CCS[electricity if,nonroad vehicles 30,N2O] | NoSettings | 0 | 0 | 0 | 0 | 0 | 0 | 0 | 0 | 0 | 0 | 0 | 0 | 0 | 0 | 0 | 0 | 0 | 0 | 0 | 0 | 0 | 0 | 0 | 0 | 0 | 0 | 0 | 0 | 0 | 0 | 0
Industrial Sector Energy Related Emissions before CCS[electricity if,nonroad vehicles 30,F gases] | NoSettings | 0 | 0 | 0 | 0 | 0 | 0 | 0 | 0 | 0 | 0 | 0 | 0 | 0 | 0 | 0 | 0 | 0 | 0 | 0 | 0 | 0 | 0 | 0 | 0 | 0 | 0 | 0 | 0 | 0 | 0 | 0
Industrial Sector Energy Related Emissions before CCS[electricity if,other manufacturing 31T33,CO2] | NoSettings | 0 | 0 | 0 | 0 | 0 | 0 | 0 | 0 | 0 | 0 | 0 | 0 | 0 | 0 | 0 | 0 | 0 | 0 | 0 | 0 | 0 | 0 | 0 | 0 | 0 | 0 | 0 | 0 | 0 | 0 | 0
Industrial Sector Energy Related Emissions before CCS[electricity if,other manufacturing 31T33,VOC] | NoSettings | 0 | 0 | 0 | 0 | 0 | 0 | 0 | 0 | 0 | 0 | 0 | 0 | 0 | 0 | 0 | 0 | 0 | 0 | 0 | 0 | 0 | 0 | 0 | 0 | 0 | 0 | 0 | 0 | 0 | 0 | 0
Industrial Sector Energy Related Emissions before CCS[electricity if,other manufacturing 31T33,CO] | NoSettings | 0 | 0 | 0 | 0 | 0 | 0 | 0 | 0 | 0 | 0 | 0 | 0 | 0 | 0 | 0 | 0 | 0 | 0 | 0 | 0 | 0 | 0 | 0 | 0 | 0 | 0 | 0 | 0 | 0 | 0 | 0
Industrial Sector Energy Related Emissions before CCS[electricity if,other manufacturing 31T33,NOx] | NoSettings | 0 | 0 | 0 | 0 | 0 | 0 | 0 | 0 | 0 | 0 | 0 | 0 | 0 | 0 | 0 | 0 | 0 | 0 | 0 | 0 | 0 | 0 | 0 | 0 | 0 | 0 | 0 | 0 | 0 | 0 | 0
Industrial Sector Energy Related Emissions before CCS[electricity if,other manufacturing 31T33,PM10] | NoSettings | 0 | 0 | 0 | 0 | 0 | 0 | 0 | 0 | 0 | 0 | 0 | 0 | 0 | 0 | 0 | 0 | 0 | 0 | 0 | 0 | 0 | 0 | 0 | 0 | 0 | 0 | 0 | 0 | 0 | 0 | 0
Industrial Sector Energy Related Emissions before CCS[electricity if,other manufacturing 31T33,PM25] | NoSettings | 0 | 0 | 0 | 0 | 0 | 0 | 0 | 0 | 0 | 0 | 0 | 0 | 0 | 0 | 0 | 0 | 0 | 0 | 0 | 0 | 0 | 0 | 0 | 0 | 0 | 0 | 0 | 0 | 0 | 0 | 0
Industrial Sector Energy Related Emissions before CCS[electricity if,other manufacturing 31T33,SOx] | NoSettings | 0 | 0 | 0 | 0 | 0 | 0 | 0 | 0 | 0 | 0 | 0 | 0 | 0 | 0 | 0 | 0 | 0 | 0 | 0 | 0 | 0 | 0 | 0 | 0 | 0 | 0 | 0 | 0 | 0 | 0 | 0
Industrial Sector Energy Related Emissions before CCS[electricity if,other manufacturing 31T33,BC] | NoSettings | 0 | 0 | 0 | 0 | 0 | 0 | 0 | 0 | 0 | 0 | 0 | 0 | 0 | 0 | 0 | 0 | 0 | 0 | 0 | 0 | 0 | 0 | 0 | 0 | 0 | 0 | 0 | 0 | 0 | 0 | 0
Industrial Sector Energy Related Emissions before CCS[electricity if,other manufacturing 31T33,OC] | NoSettings | 0 | 0 | 0 | 0 | 0 | 0 | 0 | 0 | 0 | 0 | 0 | 0 | 0 | 0 | 0 | 0 | 0 | 0 | 0 | 0 | 0 | 0 | 0 | 0 | 0 | 0 | 0 | 0 | 0 | 0 | 0
Industrial Sector Energy Related Emissions before CCS[electricity if,other manufacturing 31T33,CH4] | NoSettings | 0 | 0 | 0 | 0 | 0 | 0 | 0 | 0 | 0 | 0 | 0 | 0 | 0 | 0 | 0 | 0 | 0 | 0 | 0 | 0 | 0 | 0 | 0 | 0 | 0 | 0 | 0 | 0 | 0 | 0 | 0
Industrial Sector Energy Related Emissions before CCS[electricity if,other manufacturing 31T33,N2O] | NoSettings | 0 | 0 | 0 | 0 | 0 | 0 | 0 | 0 | 0 | 0 | 0 | 0 | 0 | 0 | 0 | 0 | 0 | 0 | 0 | 0 | 0 | 0 | 0 | 0 | 0 | 0 | 0 | 0 | 0 | 0 | 0
Industrial Sector Energy Related Emissions before CCS[electricity if,other manufacturing 31T33,F gases] | NoSettings | 0 | 0 | 0 | 0 | 0 | 0 | 0 | 0 | 0 | 0 | 0 | 0 | 0 | 0 | 0 | 0 | 0 | 0 | 0 | 0 | 0 | 0 | 0 | 0 | 0 | 0 | 0 | 0 | 0 | 0 | 0
Industrial Sector Energy Related Emissions before CCS[electricity if,energy pipelines and gas processing 352T353,CO2] | NoSettings | 0 | 0 | 0 | 0 | 0 | 0 | 0 | 0 | 0 | 0 | 0 | 0 | 0 | 0 | 0 | 0 | 0 | 0 | 0 | 0 | 0 | 0 | 0 | 0 | 0 | 0 | 0 | 0 | 0 | 0 | 0
Industrial Sector Energy Related Emissions before CCS[electricity if,energy pipelines and gas processing 352T353,VOC] | NoSettings | 0 | 0 | 0 | 0 | 0 | 0 | 0 | 0 | 0 | 0 | 0 | 0 | 0 | 0 | 0 | 0 | 0 | 0 | 0 | 0 | 0 | 0 | 0 | 0 | 0 | 0 | 0 | 0 | 0 | 0 | 0
Industrial Sector Energy Related Emissions before CCS[electricity if,energy pipelines and gas processing 352T353,CO] | NoSettings | 0 | 0 | 0 | 0 | 0 | 0 | 0 | 0 | 0 | 0 | 0 | 0 | 0 | 0 | 0 | 0 | 0 | 0 | 0 | 0 | 0 | 0 | 0 | 0 | 0 | 0 | 0 | 0 | 0 | 0 | 0
Industrial Sector Energy Related Emissions before CCS[electricity if,energy pipelines and gas processing 352T353,NOx] | NoSettings | 0 | 0 | 0 | 0 | 0 | 0 | 0 | 0 | 0 | 0 | 0 | 0 | 0 | 0 | 0 | 0 | 0 | 0 | 0 | 0 | 0 | 0 | 0 | 0 | 0 | 0 | 0 | 0 | 0 | 0 | 0
Industrial Sector Energy Related Emissions before CCS[electricity if,energy pipelines and gas processing 352T353,PM10] | NoSettings | 0 | 0 | 0 | 0 | 0 | 0 | 0 | 0 | 0 | 0 | 0 | 0 | 0 | 0 | 0 | 0 | 0 | 0 | 0 | 0 | 0 | 0 | 0 | 0 | 0 | 0 | 0 | 0 | 0 | 0 | 0
Industrial Sector Energy Related Emissions before CCS[electricity if,energy pipelines and gas processing 352T353,PM25] | NoSettings | 0 | 0 | 0 | 0 | 0 | 0 | 0 | 0 | 0 | 0 | 0 | 0 | 0 | 0 | 0 | 0 | 0 | 0 | 0 | 0 | 0 | 0 | 0 | 0 | 0 | 0 | 0 | 0 | 0 | 0 | 0
Industrial Sector Energy Related Emissions before CCS[electricity if,energy pipelines and gas processing 352T353,SOx] | NoSettings | 0 | 0 | 0 | 0 | 0 | 0 | 0 | 0 | 0 | 0 | 0 | 0 | 0 | 0 | 0 | 0 | 0 | 0 | 0 | 0 | 0 | 0 | 0 | 0 | 0 | 0 | 0 | 0 | 0 | 0 | 0
Industrial Sector Energy Related Emissions before CCS[electricity if,energy pipelines and gas processing 352T353,BC] | NoSettings | 0 | 0 | 0 | 0 | 0 | 0 | 0 | 0 | 0 | 0 | 0 | 0 | 0 | 0 | 0 | 0 | 0 | 0 | 0 | 0 | 0 | 0 | 0 | 0 | 0 | 0 | 0 | 0 | 0 | 0 | 0
Industrial Sector Energy Related Emissions before CCS[electricity if,energy pipelines and gas processing 352T353,OC] | NoSettings | 0 | 0 | 0 | 0 | 0 | 0 | 0 | 0 | 0 | 0 | 0 | 0 | 0 | 0 | 0 | 0 | 0 | 0 | 0 | 0 | 0 | 0 | 0 | 0 | 0 | 0 | 0 | 0 | 0 | 0 | 0
Industrial Sector Energy Related Emissions before CCS[electricity if,energy pipelines and gas processing 352T353,CH4] | NoSettings | 0 | 0 | 0 | 0 | 0 | 0 | 0 | 0 | 0 | 0 | 0 | 0 | 0 | 0 | 0 | 0 | 0 | 0 | 0 | 0 | 0 | 0 | 0 | 0 | 0 | 0 | 0 | 0 | 0 | 0 | 0
Industrial Sector Energy Related Emissions before CCS[electricity if,energy pipelines and gas processing 352T353,N2O] | NoSettings | 0 | 0 | 0 | 0 | 0 | 0 | 0 | 0 | 0 | 0 | 0 | 0 | 0 | 0 | 0 | 0 | 0 | 0 | 0 | 0 | 0 | 0 | 0 | 0 | 0 | 0 | 0 | 0 | 0 | 0 | 0
Industrial Sector Energy Related Emissions before CCS[electricity if,energy pipelines and gas processing 352T353,F gases] | NoSettings | 0 | 0 | 0 | 0 | 0 | 0 | 0 | 0 | 0 | 0 | 0 | 0 | 0 | 0 | 0 | 0 | 0 | 0 | 0 | 0 | 0 | 0 | 0 | 0 | 0 | 0 | 0 | 0 | 0 | 0 | 0
Industrial Sector Energy Related Emissions before CCS[electricity if,water and waste 36T39,CO2] | NoSettings | 0 | 0 | 0 | 0 | 0 | 0 | 0 | 0 | 0 | 0 | 0 | 0 | 0 | 0 | 0 | 0 | 0 | 0 | 0 | 0 | 0 | 0 | 0 | 0 | 0 | 0 | 0 | 0 | 0 | 0 | 0
Industrial Sector Energy Related Emissions before CCS[electricity if,water and waste 36T39,VOC] | NoSettings | 0 | 0 | 0 | 0 | 0 | 0 | 0 | 0 | 0 | 0 | 0 | 0 | 0 | 0 | 0 | 0 | 0 | 0 | 0 | 0 | 0 | 0 | 0 | 0 | 0 | 0 | 0 | 0 | 0 | 0 | 0
Industrial Sector Energy Related Emissions before CCS[electricity if,water and waste 36T39,CO] | NoSettings | 0 | 0 | 0 | 0 | 0 | 0 | 0 | 0 | 0 | 0 | 0 | 0 | 0 | 0 | 0 | 0 | 0 | 0 | 0 | 0 | 0 | 0 | 0 | 0 | 0 | 0 | 0 | 0 | 0 | 0 | 0
Industrial Sector Energy Related Emissions before CCS[electricity if,water and waste 36T39,NOx] | NoSettings | 0 | 0 | 0 | 0 | 0 | 0 | 0 | 0 | 0 | 0 | 0 | 0 | 0 | 0 | 0 | 0 | 0 | 0 | 0 | 0 | 0 | 0 | 0 | 0 | 0 | 0 | 0 | 0 | 0 | 0 | 0
Industrial Sector Energy Related Emissions before CCS[electricity if,water and waste 36T39,PM10] | NoSettings | 0 | 0 | 0 | 0 | 0 | 0 | 0 | 0 | 0 | 0 | 0 | 0 | 0 | 0 | 0 | 0 | 0 | 0 | 0 | 0 | 0 | 0 | 0 | 0 | 0 | 0 | 0 | 0 | 0 | 0 | 0
Industrial Sector Energy Related Emissions before CCS[electricity if,water and waste 36T39,PM25] | NoSettings | 0 | 0 | 0 | 0 | 0 | 0 | 0 | 0 | 0 | 0 | 0 | 0 | 0 | 0 | 0 | 0 | 0 | 0 | 0 | 0 | 0 | 0 | 0 | 0 | 0 | 0 | 0 | 0 | 0 | 0 | 0
Industrial Sector Energy Related Emissions before CCS[electricity if,water and waste 36T39,SOx] | NoSettings | 0 | 0 | 0 | 0 | 0 | 0 | 0 | 0 | 0 | 0 | 0 | 0 | 0 | 0 | 0 | 0 | 0 | 0 | 0 | 0 | 0 | 0 | 0 | 0 | 0 | 0 | 0 | 0 | 0 | 0 | 0
Industrial Sector Energy Related Emissions before CCS[electricity if,water and waste 36T39,BC] | NoSettings | 0 | 0 | 0 | 0 | 0 | 0 | 0 | 0 | 0 | 0 | 0 | 0 | 0 | 0 | 0 | 0 | 0 | 0 | 0 | 0 | 0 | 0 | 0 | 0 | 0 | 0 | 0 | 0 | 0 | 0 | 0
Industrial Sector Energy Related Emissions before CCS[electricity if,water and waste 36T39,OC] | NoSettings | 0 | 0 | 0 | 0 | 0 | 0 | 0 | 0 | 0 | 0 | 0 | 0 | 0 | 0 | 0 | 0 | 0 | 0 | 0 | 0 | 0 | 0 | 0 | 0 | 0 | 0 | 0 | 0 | 0 | 0 | 0
Industrial Sector Energy Related Emissions before CCS[electricity if,water and waste 36T39,CH4] | NoSettings | 0 | 0 | 0 | 0 | 0 | 0 | 0 | 0 | 0 | 0 | 0 | 0 | 0 | 0 | 0 | 0 | 0 | 0 | 0 | 0 | 0 | 0 | 0 | 0 | 0 | 0 | 0 | 0 | 0 | 0 | 0
Industrial Sector Energy Related Emissions before CCS[electricity if,water and waste 36T39,N2O] | NoSettings | 0 | 0 | 0 | 0 | 0 | 0 | 0 | 0 | 0 | 0 | 0 | 0 | 0 | 0 | 0 | 0 | 0 | 0 | 0 | 0 | 0 | 0 | 0 | 0 | 0 | 0 | 0 | 0 | 0 | 0 | 0
Industrial Sector Energy Related Emissions before CCS[electricity if,water and waste 36T39,F gases] | NoSettings | 0 | 0 | 0 | 0 | 0 | 0 | 0 | 0 | 0 | 0 | 0 | 0 | 0 | 0 | 0 | 0 | 0 | 0 | 0 | 0 | 0 | 0 | 0 | 0 | 0 | 0 | 0 | 0 | 0 | 0 | 0
Industrial Sector Energy Related Emissions before CCS[electricity if,construction 41T43,CO2] | NoSettings | 0 | 0 | 0 | 0 | 0 | 0 | 0 | 0 | 0 | 0 | 0 | 0 | 0 | 0 | 0 | 0 | 0 | 0 | 0 | 0 | 0 | 0 | 0 | 0 | 0 | 0 | 0 | 0 | 0 | 0 | 0
Industrial Sector Energy Related Emissions before CCS[electricity if,construction 41T43,VOC] | NoSettings | 0 | 0 | 0 | 0 | 0 | 0 | 0 | 0 | 0 | 0 | 0 | 0 | 0 | 0 | 0 | 0 | 0 | 0 | 0 | 0 | 0 | 0 | 0 | 0 | 0 | 0 | 0 | 0 | 0 | 0 | 0
Industrial Sector Energy Related Emissions before CCS[electricity if,construction 41T43,CO] | NoSettings | 0 | 0 | 0 | 0 | 0 | 0 | 0 | 0 | 0 | 0 | 0 | 0 | 0 | 0 | 0 | 0 | 0 | 0 | 0 | 0 | 0 | 0 | 0 | 0 | 0 | 0 | 0 | 0 | 0 | 0 | 0
Industrial Sector Energy Related Emissions before CCS[electricity if,construction 41T43,NOx] | NoSettings | 0 | 0 | 0 | 0 | 0 | 0 | 0 | 0 | 0 | 0 | 0 | 0 | 0 | 0 | 0 | 0 | 0 | 0 | 0 | 0 | 0 | 0 | 0 | 0 | 0 | 0 | 0 | 0 | 0 | 0 | 0
Industrial Sector Energy Related Emissions before CCS[electricity if,construction 41T43,PM10] | NoSettings | 0 | 0 | 0 | 0 | 0 | 0 | 0 | 0 | 0 | 0 | 0 | 0 | 0 | 0 | 0 | 0 | 0 | 0 | 0 | 0 | 0 | 0 | 0 | 0 | 0 | 0 | 0 | 0 | 0 | 0 | 0
Industrial Sector Energy Related Emissions before CCS[electricity if,construction 41T43,PM25] | NoSettings | 0 | 0 | 0 | 0 | 0 | 0 | 0 | 0 | 0 | 0 | 0 | 0 | 0 | 0 | 0 | 0 | 0 | 0 | 0 | 0 | 0 | 0 | 0 | 0 | 0 | 0 | 0 | 0 | 0 | 0 | 0
Industrial Sector Energy Related Emissions before CCS[electricity if,construction 41T43,SOx] | NoSettings | 0 | 0 | 0 | 0 | 0 | 0 | 0 | 0 | 0 | 0 | 0 | 0 | 0 | 0 | 0 | 0 | 0 | 0 | 0 | 0 | 0 | 0 | 0 | 0 | 0 | 0 | 0 | 0 | 0 | 0 | 0
Industrial Sector Energy Related Emissions before CCS[electricity if,construction 41T43,BC] | NoSettings | 0 | 0 | 0 | 0 | 0 | 0 | 0 | 0 | 0 | 0 | 0 | 0 | 0 | 0 | 0 | 0 | 0 | 0 | 0 | 0 | 0 | 0 | 0 | 0 | 0 | 0 | 0 | 0 | 0 | 0 | 0
Industrial Sector Energy Related Emissions before CCS[electricity if,construction 41T43,OC] | NoSettings | 0 | 0 | 0 | 0 | 0 | 0 | 0 | 0 | 0 | 0 | 0 | 0 | 0 | 0 | 0 | 0 | 0 | 0 | 0 | 0 | 0 | 0 | 0 | 0 | 0 | 0 | 0 | 0 | 0 | 0 | 0
Industrial Sector Energy Related Emissions before CCS[electricity if,construction 41T43,CH4] | NoSettings | 0 | 0 | 0 | 0 | 0 | 0 | 0 | 0 | 0 | 0 | 0 | 0 | 0 | 0 | 0 | 0 | 0 | 0 | 0 | 0 | 0 | 0 | 0 | 0 | 0 | 0 | 0 | 0 | 0 | 0 | 0
Industrial Sector Energy Related Emissions before CCS[electricity if,construction 41T43,N2O] | NoSettings | 0 | 0 | 0 | 0 | 0 | 0 | 0 | 0 | 0 | 0 | 0 | 0 | 0 | 0 | 0 | 0 | 0 | 0 | 0 | 0 | 0 | 0 | 0 | 0 | 0 | 0 | 0 | 0 | 0 | 0 | 0
Industrial Sector Energy Related Emissions before CCS[electricity if,construction 41T43,F gases] | NoSettings | 0 | 0 | 0 | 0 | 0 | 0 | 0 | 0 | 0 | 0 | 0 | 0 | 0 | 0 | 0 | 0 | 0 | 0 | 0 | 0 | 0 | 0 | 0 | 0 | 0 | 0 | 0 | 0 | 0 | 0 | 0
Industrial Sector Energy Related Emissions before CCS[hard coal if,agriculture and forestry 01T03,CO2] | NoSettings | 0 | 0 | 0 | 0 | 0 | 0 | 0 | 0 | 0 | 0 | 0 | 0 | 0 | 0 | 0 | 0 | 0 | 0 | 0 | 0 | 0 | 0 | 0 | 0 | 0 | 0 | 0 | 0 | 0 | 0 | 0
Industrial Sector Energy Related Emissions before CCS[hard coal if,agriculture and forestry 01T03,VOC] | NoSettings | 0 | 0 | 0 | 0 | 0 | 0 | 0 | 0 | 0 | 0 | 0 | 0 | 0 | 0 | 0 | 0 | 0 | 0 | 0 | 0 | 0 | 0 | 0 | 0 | 0 | 0 | 0 | 0 | 0 | 0 | 0
Industrial Sector Energy Related Emissions before CCS[hard coal if,agriculture and forestry 01T03,CO] | NoSettings | 0 | 0 | 0 | 0 | 0 | 0 | 0 | 0 | 0 | 0 | 0 | 0 | 0 | 0 | 0 | 0 | 0 | 0 | 0 | 0 | 0 | 0 | 0 | 0 | 0 | 0 | 0 | 0 | 0 | 0 | 0
Industrial Sector Energy Related Emissions before CCS[hard coal if,agriculture and forestry 01T03,NOx] | NoSettings | 0 | 0 | 0 | 0 | 0 | 0 | 0 | 0 | 0 | 0 | 0 | 0 | 0 | 0 | 0 | 0 | 0 | 0 | 0 | 0 | 0 | 0 | 0 | 0 | 0 | 0 | 0 | 0 | 0 | 0 | 0
Industrial Sector Energy Related Emissions before CCS[hard coal if,agriculture and forestry 01T03,PM10] | NoSettings | 0 | 0 | 0 | 0 | 0 | 0 | 0 | 0 | 0 | 0 | 0 | 0 | 0 | 0 | 0 | 0 | 0 | 0 | 0 | 0 | 0 | 0 | 0 | 0 | 0 | 0 | 0 | 0 | 0 | 0 | 0
Industrial Sector Energy Related Emissions before CCS[hard coal if,agriculture and forestry 01T03,PM25] | NoSettings | 0 | 0 | 0 | 0 | 0 | 0 | 0 | 0 | 0 | 0 | 0 | 0 | 0 | 0 | 0 | 0 | 0 | 0 | 0 | 0 | 0 | 0 | 0 | 0 | 0 | 0 | 0 | 0 | 0 | 0 | 0
Industrial Sector Energy Related Emissions before CCS[hard coal if,agriculture and forestry 01T03,SOx] | NoSettings | 0 | 0 | 0 | 0 | 0 | 0 | 0 | 0 | 0 | 0 | 0 | 0 | 0 | 0 | 0 | 0 | 0 | 0 | 0 | 0 | 0 | 0 | 0 | 0 | 0 | 0 | 0 | 0 | 0 | 0 | 0
Industrial Sector Energy Related Emissions before CCS[hard coal if,agriculture and forestry 01T03,BC] | NoSettings | 0 | 0 | 0 | 0 | 0 | 0 | 0 | 0 | 0 | 0 | 0 | 0 | 0 | 0 | 0 | 0 | 0 | 0 | 0 | 0 | 0 | 0 | 0 | 0 | 0 | 0 | 0 | 0 | 0 | 0 | 0
Industrial Sector Energy Related Emissions before CCS[hard coal if,agriculture and forestry 01T03,OC] | NoSettings | 0 | 0 | 0 | 0 | 0 | 0 | 0 | 0 | 0 | 0 | 0 | 0 | 0 | 0 | 0 | 0 | 0 | 0 | 0 | 0 | 0 | 0 | 0 | 0 | 0 | 0 | 0 | 0 | 0 | 0 | 0
Industrial Sector Energy Related Emissions before CCS[hard coal if,agriculture and forestry 01T03,CH4] | NoSettings | 0 | 0 | 0 | 0 | 0 | 0 | 0 | 0 | 0 | 0 | 0 | 0 | 0 | 0 | 0 | 0 | 0 | 0 | 0 | 0 | 0 | 0 | 0 | 0 | 0 | 0 | 0 | 0 | 0 | 0 | 0
Industrial Sector Energy Related Emissions before CCS[hard coal if,agriculture and forestry 01T03,N2O] | NoSettings | 0 | 0 | 0 | 0 | 0 | 0 | 0 | 0 | 0 | 0 | 0 | 0 | 0 | 0 | 0 | 0 | 0 | 0 | 0 | 0 | 0 | 0 | 0 | 0 | 0 | 0 | 0 | 0 | 0 | 0 | 0
Industrial Sector Energy Related Emissions before CCS[hard coal if,agriculture and forestry 01T03,F gases] | NoSettings | 0 | 0 | 0 | 0 | 0 | 0 | 0 | 0 | 0 | 0 | 0 | 0 | 0 | 0 | 0 | 0 | 0 | 0 | 0 | 0 | 0 | 0 | 0 | 0 | 0 | 0 | 0 | 0 | 0 | 0 | 0
Industrial Sector Energy Related Emissions before CCS[hard coal if,coal mining 05,CO2] | NoSettings | 0 | 0 | 0 | 0 | 0 | 0 | 0 | 0 | 0 | 0 | 0 | 0 | 0 | 0 | 0 | 0 | 0 | 0 | 0 | 0 | 0 | 0 | 0 | 0 | 0 | 0 | 0 | 0 | 0 | 0 | 0
Industrial Sector Energy Related Emissions before CCS[hard coal if,coal mining 05,VOC] | NoSettings | 0 | 0 | 0 | 0 | 0 | 0 | 0 | 0 | 0 | 0 | 0 | 0 | 0 | 0 | 0 | 0 | 0 | 0 | 0 | 0 | 0 | 0 | 0 | 0 | 0 | 0 | 0 | 0 | 0 | 0 | 0
Industrial Sector Energy Related Emissions before CCS[hard coal if,coal mining 05,CO] | NoSettings | 0 | 0 | 0 | 0 | 0 | 0 | 0 | 0 | 0 | 0 | 0 | 0 | 0 | 0 | 0 | 0 | 0 | 0 | 0 | 0 | 0 | 0 | 0 | 0 | 0 | 0 | 0 | 0 | 0 | 0 | 0
Industrial Sector Energy Related Emissions before CCS[hard coal if,coal mining 05,NOx] | NoSettings | 0 | 0 | 0 | 0 | 0 | 0 | 0 | 0 | 0 | 0 | 0 | 0 | 0 | 0 | 0 | 0 | 0 | 0 | 0 | 0 | 0 | 0 | 0 | 0 | 0 | 0 | 0 | 0 | 0 | 0 | 0
Industrial Sector Energy Related Emissions before CCS[hard coal if,coal mining 05,PM10] | NoSettings | 0 | 0 | 0 | 0 | 0 | 0 | 0 | 0 | 0 | 0 | 0 | 0 | 0 | 0 | 0 | 0 | 0 | 0 | 0 | 0 | 0 | 0 | 0 | 0 | 0 | 0 | 0 | 0 | 0 | 0 | 0
Industrial Sector Energy Related Emissions before CCS[hard coal if,coal mining 05,PM25] | NoSettings | 0 | 0 | 0 | 0 | 0 | 0 | 0 | 0 | 0 | 0 | 0 | 0 | 0 | 0 | 0 | 0 | 0 | 0 | 0 | 0 | 0 | 0 | 0 | 0 | 0 | 0 | 0 | 0 | 0 | 0 | 0
Industrial Sector Energy Related Emissions before CCS[hard coal if,coal mining 05,SOx] | NoSettings | 0 | 0 | 0 | 0 | 0 | 0 | 0 | 0 | 0 | 0 | 0 | 0 | 0 | 0 | 0 | 0 | 0 | 0 | 0 | 0 | 0 | 0 | 0 | 0 | 0 | 0 | 0 | 0 | 0 | 0 | 0
Industrial Sector Energy Related Emissions before CCS[hard coal if,coal mining 05,BC] | NoSettings | 0 | 0 | 0 | 0 | 0 | 0 | 0 | 0 | 0 | 0 | 0 | 0 | 0 | 0 | 0 | 0 | 0 | 0 | 0 | 0 | 0 | 0 | 0 | 0 | 0 | 0 | 0 | 0 | 0 | 0 | 0
Industrial Sector Energy Related Emissions before CCS[hard coal if,coal mining 05,OC] | NoSettings | 0 | 0 | 0 | 0 | 0 | 0 | 0 | 0 | 0 | 0 | 0 | 0 | 0 | 0 | 0 | 0 | 0 | 0 | 0 | 0 | 0 | 0 | 0 | 0 | 0 | 0 | 0 | 0 | 0 | 0 | 0
Industrial Sector Energy Related Emissions before CCS[hard coal if,coal mining 05,CH4] | NoSettings | 0 | 0 | 0 | 0 | 0 | 0 | 0 | 0 | 0 | 0 | 0 | 0 | 0 | 0 | 0 | 0 | 0 | 0 | 0 | 0 | 0 | 0 | 0 | 0 | 0 | 0 | 0 | 0 | 0 | 0 | 0
Industrial Sector Energy Related Emissions before CCS[hard coal if,coal mining 05,N2O] | NoSettings | 0 | 0 | 0 | 0 | 0 | 0 | 0 | 0 | 0 | 0 | 0 | 0 | 0 | 0 | 0 | 0 | 0 | 0 | 0 | 0 | 0 | 0 | 0 | 0 | 0 | 0 | 0 | 0 | 0 | 0 | 0
Industrial Sector Energy Related Emissions before CCS[hard coal if,coal mining 05,F gases] | NoSettings | 0 | 0 | 0 | 0 | 0 | 0 | 0 | 0 | 0 | 0 | 0 | 0 | 0 | 0 | 0 | 0 | 0 | 0 | 0 | 0 | 0 | 0 | 0 | 0 | 0 | 0 | 0 | 0 | 0 | 0 | 0
Industrial Sector Energy Related Emissions before CCS[hard coal if,oil and gas extraction 06,CO2] | NoSettings | 0 | 0 | 0 | 0 | 0 | 0 | 0 | 0 | 0 | 0 | 0 | 0 | 0 | 0 | 0 | 0 | 0 | 0 | 0 | 0 | 0 | 0 | 0 | 0 | 0 | 0 | 0 | 0 | 0 | 0 | 0
Industrial Sector Energy Related Emissions before CCS[hard coal if,oil and gas extraction 06,VOC] | NoSettings | 0 | 0 | 0 | 0 | 0 | 0 | 0 | 0 | 0 | 0 | 0 | 0 | 0 | 0 | 0 | 0 | 0 | 0 | 0 | 0 | 0 | 0 | 0 | 0 | 0 | 0 | 0 | 0 | 0 | 0 | 0
Industrial Sector Energy Related Emissions before CCS[hard coal if,oil and gas extraction 06,CO] | NoSettings | 0 | 0 | 0 | 0 | 0 | 0 | 0 | 0 | 0 | 0 | 0 | 0 | 0 | 0 | 0 | 0 | 0 | 0 | 0 | 0 | 0 | 0 | 0 | 0 | 0 | 0 | 0 | 0 | 0 | 0 | 0
Industrial Sector Energy Related Emissions before CCS[hard coal if,oil and gas extraction 06,NOx] | NoSettings | 0 | 0 | 0 | 0 | 0 | 0 | 0 | 0 | 0 | 0 | 0 | 0 | 0 | 0 | 0 | 0 | 0 | 0 | 0 | 0 | 0 | 0 | 0 | 0 | 0 | 0 | 0 | 0 | 0 | 0 | 0
Industrial Sector Energy Related Emissions before CCS[hard coal if,oil and gas extraction 06,PM10] | NoSettings | 0 | 0 | 0 | 0 | 0 | 0 | 0 | 0 | 0 | 0 | 0 | 0 | 0 | 0 | 0 | 0 | 0 | 0 | 0 | 0 | 0 | 0 | 0 | 0 | 0 | 0 | 0 | 0 | 0 | 0 | 0
Industrial Sector Energy Related Emissions before CCS[hard coal if,oil and gas extraction 06,PM25] | NoSettings | 0 | 0 | 0 | 0 | 0 | 0 | 0 | 0 | 0 | 0 | 0 | 0 | 0 | 0 | 0 | 0 | 0 | 0 | 0 | 0 | 0 | 0 | 0 | 0 | 0 | 0 | 0 | 0 | 0 | 0 | 0
Industrial Sector Energy Related Emissions before CCS[hard coal if,oil and gas extraction 06,SOx] | NoSettings | 0 | 0 | 0 | 0 | 0 | 0 | 0 | 0 | 0 | 0 | 0 | 0 | 0 | 0 | 0 | 0 | 0 | 0 | 0 | 0 | 0 | 0 | 0 | 0 | 0 | 0 | 0 | 0 | 0 | 0 | 0
Industrial Sector Energy Related Emissions before CCS[hard coal if,oil and gas extraction 06,BC] | NoSettings | 0 | 0 | 0 | 0 | 0 | 0 | 0 | 0 | 0 | 0 | 0 | 0 | 0 | 0 | 0 | 0 | 0 | 0 | 0 | 0 | 0 | 0 | 0 | 0 | 0 | 0 | 0 | 0 | 0 | 0 | 0
Industrial Sector Energy Related Emissions before CCS[hard coal if,oil and gas extraction 06,OC] | NoSettings | 0 | 0 | 0 | 0 | 0 | 0 | 0 | 0 | 0 | 0 | 0 | 0 | 0 | 0 | 0 | 0 | 0 | 0 | 0 | 0 | 0 | 0 | 0 | 0 | 0 | 0 | 0 | 0 | 0 | 0 | 0
Industrial Sector Energy Related Emissions before CCS[hard coal if,oil and gas extraction 06,CH4] | NoSettings | 0 | 0 | 0 | 0 | 0 | 0 | 0 | 0 | 0 | 0 | 0 | 0 | 0 | 0 | 0 | 0 | 0 | 0 | 0 | 0 | 0 | 0 | 0 | 0 | 0 | 0 | 0 | 0 | 0 | 0 | 0
Industrial Sector Energy Related Emissions before CCS[hard coal if,oil and gas extraction 06,N2O] | NoSettings | 0 | 0 | 0 | 0 | 0 | 0 | 0 | 0 | 0 | 0 | 0 | 0 | 0 | 0 | 0 | 0 | 0 | 0 | 0 | 0 | 0 | 0 | 0 | 0 | 0 | 0 | 0 | 0 | 0 | 0 | 0
Industrial Sector Energy Related Emissions before CCS[hard coal if,oil and gas extraction 06,F gases] | NoSettings | 0 | 0 | 0 | 0 | 0 | 0 | 0 | 0 | 0 | 0 | 0 | 0 | 0 | 0 | 0 | 0 | 0 | 0 | 0 | 0 | 0 | 0 | 0 | 0 | 0 | 0 | 0 | 0 | 0 | 0 | 0
Industrial Sector Energy Related Emissions before CCS[hard coal if,other mining and quarrying 07T08,CO2] | NoSettings | 0 | 0 | 0 | 0 | 0 | 0 | 0 | 0 | 0 | 0 | 0 | 0 | 0 | 0 | 0 | 0 | 0 | 0 | 0 | 0 | 0 | 0 | 0 | 0 | 0 | 0 | 0 | 0 | 0 | 0 | 0
Industrial Sector Energy Related Emissions before CCS[hard coal if,other mining and quarrying 07T08,VOC] | NoSettings | 0 | 0 | 0 | 0 | 0 | 0 | 0 | 0 | 0 | 0 | 0 | 0 | 0 | 0 | 0 | 0 | 0 | 0 | 0 | 0 | 0 | 0 | 0 | 0 | 0 | 0 | 0 | 0 | 0 | 0 | 0
Industrial Sector Energy Related Emissions before CCS[hard coal if,other mining and quarrying 07T08,CO] | NoSettings | 0 | 0 | 0 | 0 | 0 | 0 | 0 | 0 | 0 | 0 | 0 | 0 | 0 | 0 | 0 | 0 | 0 | 0 | 0 | 0 | 0 | 0 | 0 | 0 | 0 | 0 | 0 | 0 | 0 | 0 | 0
Industrial Sector Energy Related Emissions before CCS[hard coal if,other mining and quarrying 07T08,NOx] | NoSettings | 0 | 0 | 0 | 0 | 0 | 0 | 0 | 0 | 0 | 0 | 0 | 0 | 0 | 0 | 0 | 0 | 0 | 0 | 0 | 0 | 0 | 0 | 0 | 0 | 0 | 0 | 0 | 0 | 0 | 0 | 0
Industrial Sector Energy Related Emissions before CCS[hard coal if,other mining and quarrying 07T08,PM10] | NoSettings | 0 | 0 | 0 | 0 | 0 | 0 | 0 | 0 | 0 | 0 | 0 | 0 | 0 | 0 | 0 | 0 | 0 | 0 | 0 | 0 | 0 | 0 | 0 | 0 | 0 | 0 | 0 | 0 | 0 | 0 | 0
Industrial Sector Energy Related Emissions before CCS[hard coal if,other mining and quarrying 07T08,PM25] | NoSettings | 0 | 0 | 0 | 0 | 0 | 0 | 0 | 0 | 0 | 0 | 0 | 0 | 0 | 0 | 0 | 0 | 0 | 0 | 0 | 0 | 0 | 0 | 0 | 0 | 0 | 0 | 0 | 0 | 0 | 0 | 0
Industrial Sector Energy Related Emissions before CCS[hard coal if,other mining and quarrying 07T08,SOx] | NoSettings | 0 | 0 | 0 | 0 | 0 | 0 | 0 | 0 | 0 | 0 | 0 | 0 | 0 | 0 | 0 | 0 | 0 | 0 | 0 | 0 | 0 | 0 | 0 | 0 | 0 | 0 | 0 | 0 | 0 | 0 | 0
Industrial Sector Energy Related Emissions before CCS[hard coal if,other mining and quarrying 07T08,BC] | NoSettings | 0 | 0 | 0 | 0 | 0 | 0 | 0 | 0 | 0 | 0 | 0 | 0 | 0 | 0 | 0 | 0 | 0 | 0 | 0 | 0 | 0 | 0 | 0 | 0 | 0 | 0 | 0 | 0 | 0 | 0 | 0
Industrial Sector Energy Related Emissions before CCS[hard coal if,other mining and quarrying 07T08,OC] | NoSettings | 0 | 0 | 0 | 0 | 0 | 0 | 0 | 0 | 0 | 0 | 0 | 0 | 0 | 0 | 0 | 0 | 0 | 0 | 0 | 0 | 0 | 0 | 0 | 0 | 0 | 0 | 0 | 0 | 0 | 0 | 0
Industrial Sector Energy Related Emissions before CCS[hard coal if,other mining and quarrying 07T08,CH4] | NoSettings | 0 | 0 | 0 | 0 | 0 | 0 | 0 | 0 | 0 | 0 | 0 | 0 | 0 | 0 | 0 | 0 | 0 | 0 | 0 | 0 | 0 | 0 | 0 | 0 | 0 | 0 | 0 | 0 | 0 | 0 | 0
Industrial Sector Energy Related Emissions before CCS[hard coal if,other mining and quarrying 07T08,N2O] | NoSettings | 0 | 0 | 0 | 0 | 0 | 0 | 0 | 0 | 0 | 0 | 0 | 0 | 0 | 0 | 0 | 0 | 0 | 0 | 0 | 0 | 0 | 0 | 0 | 0 | 0 | 0 | 0 | 0 | 0 | 0 | 0
Industrial Sector Energy Related Emissions before CCS[hard coal if,other mining and quarrying 07T08,F gases] | NoSettings | 0 | 0 | 0 | 0 | 0 | 0 | 0 | 0 | 0 | 0 | 0 | 0 | 0 | 0 | 0 | 0 | 0 | 0 | 0 | 0 | 0 | 0 | 0 | 0 | 0 | 0 | 0 | 0 | 0 | 0 | 0
Industrial Sector Energy Related Emissions before CCS[hard coal if,food beverage and tobacco 10T12,CO2] | NoSettings | 0 | 0 | 0 | 0 | 0 | 0 | 0 | 0 | 0 | 0 | 0 | 0 | 0 | 0 | 0 | 0 | 0 | 0 | 0 | 0 | 0 | 0 | 0 | 0 | 0 | 0 | 0 | 0 | 0 | 0 | 0
Industrial Sector Energy Related Emissions before CCS[hard coal if,food beverage and tobacco 10T12,VOC] | NoSettings | 0 | 0 | 0 | 0 | 0 | 0 | 0 | 0 | 0 | 0 | 0 | 0 | 0 | 0 | 0 | 0 | 0 | 0 | 0 | 0 | 0 | 0 | 0 | 0 | 0 | 0 | 0 | 0 | 0 | 0 | 0
Industrial Sector Energy Related Emissions before CCS[hard coal if,food beverage and tobacco 10T12,CO] | NoSettings | 0 | 0 | 0 | 0 | 0 | 0 | 0 | 0 | 0 | 0 | 0 | 0 | 0 | 0 | 0 | 0 | 0 | 0 | 0 | 0 | 0 | 0 | 0 | 0 | 0 | 0 | 0 | 0 | 0 | 0 | 0
Industrial Sector Energy Related Emissions before CCS[hard coal if,food beverage and tobacco 10T12,NOx] | NoSettings | 0 | 0 | 0 | 0 | 0 | 0 | 0 | 0 | 0 | 0 | 0 | 0 | 0 | 0 | 0 | 0 | 0 | 0 | 0 | 0 | 0 | 0 | 0 | 0 | 0 | 0 | 0 | 0 | 0 | 0 | 0
Industrial Sector Energy Related Emissions before CCS[hard coal if,food beverage and tobacco 10T12,PM10] | NoSettings | 0 | 0 | 0 | 0 | 0 | 0 | 0 | 0 | 0 | 0 | 0 | 0 | 0 | 0 | 0 | 0 | 0 | 0 | 0 | 0 | 0 | 0 | 0 | 0 | 0 | 0 | 0 | 0 | 0 | 0 | 0
Industrial Sector Energy Related Emissions before CCS[hard coal if,food beverage and tobacco 10T12,PM25] | NoSettings | 0 | 0 | 0 | 0 | 0 | 0 | 0 | 0 | 0 | 0 | 0 | 0 | 0 | 0 | 0 | 0 | 0 | 0 | 0 | 0 | 0 | 0 | 0 | 0 | 0 | 0 | 0 | 0 | 0 | 0 | 0
Industrial Sector Energy Related Emissions before CCS[hard coal if,food beverage and tobacco 10T12,SOx] | NoSettings | 0 | 0 | 0 | 0 | 0 | 0 | 0 | 0 | 0 | 0 | 0 | 0 | 0 | 0 | 0 | 0 | 0 | 0 | 0 | 0 | 0 | 0 | 0 | 0 | 0 | 0 | 0 | 0 | 0 | 0 | 0
Industrial Sector Energy Related Emissions before CCS[hard coal if,food beverage and tobacco 10T12,BC] | NoSettings | 0 | 0 | 0 | 0 | 0 | 0 | 0 | 0 | 0 | 0 | 0 | 0 | 0 | 0 | 0 | 0 | 0 | 0 | 0 | 0 | 0 | 0 | 0 | 0 | 0 | 0 | 0 | 0 | 0 | 0 | 0
Industrial Sector Energy Related Emissions before CCS[hard coal if,food beverage and tobacco 10T12,OC] | NoSettings | 0 | 0 | 0 | 0 | 0 | 0 | 0 | 0 | 0 | 0 | 0 | 0 | 0 | 0 | 0 | 0 | 0 | 0 | 0 | 0 | 0 | 0 | 0 | 0 | 0 | 0 | 0 | 0 | 0 | 0 | 0
Industrial Sector Energy Related Emissions before CCS[hard coal if,food beverage and tobacco 10T12,CH4] | NoSettings | 0 | 0 | 0 | 0 | 0 | 0 | 0 | 0 | 0 | 0 | 0 | 0 | 0 | 0 | 0 | 0 | 0 | 0 | 0 | 0 | 0 | 0 | 0 | 0 | 0 | 0 | 0 | 0 | 0 | 0 | 0
Industrial Sector Energy Related Emissions before CCS[hard coal if,food beverage and tobacco 10T12,N2O] | NoSettings | 0 | 0 | 0 | 0 | 0 | 0 | 0 | 0 | 0 | 0 | 0 | 0 | 0 | 0 | 0 | 0 | 0 | 0 | 0 | 0 | 0 | 0 | 0 | 0 | 0 | 0 | 0 | 0 | 0 | 0 | 0
Industrial Sector Energy Related Emissions before CCS[hard coal if,food beverage and tobacco 10T12,F gases] | NoSettings | 0 | 0 | 0 | 0 | 0 | 0 | 0 | 0 | 0 | 0 | 0 | 0 | 0 | 0 | 0 | 0 | 0 | 0 | 0 | 0 | 0 | 0 | 0 | 0 | 0 | 0 | 0 | 0 | 0 | 0 | 0
Industrial Sector Energy Related Emissions before CCS[hard coal if,textiles apparel and leather 13T15,CO2] | NoSettings | 0 | 0 | 0 | 0 | 0 | 0 | 0 | 0 | 0 | 0 | 0 | 0 | 0 | 0 | 0 | 0 | 0 | 0 | 0 | 0 | 0 | 0 | 0 | 0 | 0 | 0 | 0 | 0 | 0 | 0 | 0
Industrial Sector Energy Related Emissions before CCS[hard coal if,textiles apparel and leather 13T15,VOC] | NoSettings | 0 | 0 | 0 | 0 | 0 | 0 | 0 | 0 | 0 | 0 | 0 | 0 | 0 | 0 | 0 | 0 | 0 | 0 | 0 | 0 | 0 | 0 | 0 | 0 | 0 | 0 | 0 | 0 | 0 | 0 | 0
Industrial Sector Energy Related Emissions before CCS[hard coal if,textiles apparel and leather 13T15,CO] | NoSettings | 0 | 0 | 0 | 0 | 0 | 0 | 0 | 0 | 0 | 0 | 0 | 0 | 0 | 0 | 0 | 0 | 0 | 0 | 0 | 0 | 0 | 0 | 0 | 0 | 0 | 0 | 0 | 0 | 0 | 0 | 0
Industrial Sector Energy Related Emissions before CCS[hard coal if,textiles apparel and leather 13T15,NOx] | NoSettings | 0 | 0 | 0 | 0 | 0 | 0 | 0 | 0 | 0 | 0 | 0 | 0 | 0 | 0 | 0 | 0 | 0 | 0 | 0 | 0 | 0 | 0 | 0 | 0 | 0 | 0 | 0 | 0 | 0 | 0 | 0
Industrial Sector Energy Related Emissions before CCS[hard coal if,textiles apparel and leather 13T15,PM10] | NoSettings | 0 | 0 | 0 | 0 | 0 | 0 | 0 | 0 | 0 | 0 | 0 | 0 | 0 | 0 | 0 | 0 | 0 | 0 | 0 | 0 | 0 | 0 | 0 | 0 | 0 | 0 | 0 | 0 | 0 | 0 | 0
Industrial Sector Energy Related Emissions before CCS[hard coal if,textiles apparel and leather 13T15,PM25] | NoSettings | 0 | 0 | 0 | 0 | 0 | 0 | 0 | 0 | 0 | 0 | 0 | 0 | 0 | 0 | 0 | 0 | 0 | 0 | 0 | 0 | 0 | 0 | 0 | 0 | 0 | 0 | 0 | 0 | 0 | 0 | 0
Industrial Sector Energy Related Emissions before CCS[hard coal if,textiles apparel and leather 13T15,SOx] | NoSettings | 0 | 0 | 0 | 0 | 0 | 0 | 0 | 0 | 0 | 0 | 0 | 0 | 0 | 0 | 0 | 0 | 0 | 0 | 0 | 0 | 0 | 0 | 0 | 0 | 0 | 0 | 0 | 0 | 0 | 0 | 0
Industrial Sector Energy Related Emissions before CCS[hard coal if,textiles apparel and leather 13T15,BC] | NoSettings | 0 | 0 | 0 | 0 | 0 | 0 | 0 | 0 | 0 | 0 | 0 | 0 | 0 | 0 | 0 | 0 | 0 | 0 | 0 | 0 | 0 | 0 | 0 | 0 | 0 | 0 | 0 | 0 | 0 | 0 | 0
Industrial Sector Energy Related Emissions before CCS[hard coal if,textiles apparel and leather 13T15,OC] | NoSettings | 0 | 0 | 0 | 0 | 0 | 0 | 0 | 0 | 0 | 0 | 0 | 0 | 0 | 0 | 0 | 0 | 0 | 0 | 0 | 0 | 0 | 0 | 0 | 0 | 0 | 0 | 0 | 0 | 0 | 0 | 0
Industrial Sector Energy Related Emissions before CCS[hard coal if,textiles apparel and leather 13T15,CH4] | NoSettings | 0 | 0 | 0 | 0 | 0 | 0 | 0 | 0 | 0 | 0 | 0 | 0 | 0 | 0 | 0 | 0 | 0 | 0 | 0 | 0 | 0 | 0 | 0 | 0 | 0 | 0 | 0 | 0 | 0 | 0 | 0
Industrial Sector Energy Related Emissions before CCS[hard coal if,textiles apparel and leather 13T15,N2O] | NoSettings | 0 | 0 | 0 | 0 | 0 | 0 | 0 | 0 | 0 | 0 | 0 | 0 | 0 | 0 | 0 | 0 | 0 | 0 | 0 | 0 | 0 | 0 | 0 | 0 | 0 | 0 | 0 | 0 | 0 | 0 | 0
Industrial Sector Energy Related Emissions before CCS[hard coal if,textiles apparel and leather 13T15,F gases] | NoSettings | 0 | 0 | 0 | 0 | 0 | 0 | 0 | 0 | 0 | 0 | 0 | 0 | 0 | 0 | 0 | 0 | 0 | 0 | 0 | 0 | 0 | 0 | 0 | 0 | 0 | 0 | 0 | 0 | 0 | 0 | 0
Industrial Sector Energy Related Emissions before CCS[hard coal if,wood products 16,CO2] | NoSettings | 0 | 0 | 0 | 0 | 0 | 0 | 0 | 0 | 0 | 0 | 0 | 0 | 0 | 0 | 0 | 0 | 0 | 0 | 0 | 0 | 0 | 0 | 0 | 0 | 0 | 0 | 0 | 0 | 0 | 0 | 0
Industrial Sector Energy Related Emissions before CCS[hard coal if,wood products 16,VOC] | NoSettings | 0 | 0 | 0 | 0 | 0 | 0 | 0 | 0 | 0 | 0 | 0 | 0 | 0 | 0 | 0 | 0 | 0 | 0 | 0 | 0 | 0 | 0 | 0 | 0 | 0 | 0 | 0 | 0 | 0 | 0 | 0
Industrial Sector Energy Related Emissions before CCS[hard coal if,wood products 16,CO] | NoSettings | 0 | 0 | 0 | 0 | 0 | 0 | 0 | 0 | 0 | 0 | 0 | 0 | 0 | 0 | 0 | 0 | 0 | 0 | 0 | 0 | 0 | 0 | 0 | 0 | 0 | 0 | 0 | 0 | 0 | 0 | 0
Industrial Sector Energy Related Emissions before CCS[hard coal if,wood products 16,NOx] | NoSettings | 0 | 0 | 0 | 0 | 0 | 0 | 0 | 0 | 0 | 0 | 0 | 0 | 0 | 0 | 0 | 0 | 0 | 0 | 0 | 0 | 0 | 0 | 0 | 0 | 0 | 0 | 0 | 0 | 0 | 0 | 0
Industrial Sector Energy Related Emissions before CCS[hard coal if,wood products 16,PM10] | NoSettings | 0 | 0 | 0 | 0 | 0 | 0 | 0 | 0 | 0 | 0 | 0 | 0 | 0 | 0 | 0 | 0 | 0 | 0 | 0 | 0 | 0 | 0 | 0 | 0 | 0 | 0 | 0 | 0 | 0 | 0 | 0
Industrial Sector Energy Related Emissions before CCS[hard coal if,wood products 16,PM25] | NoSettings | 0 | 0 | 0 | 0 | 0 | 0 | 0 | 0 | 0 | 0 | 0 | 0 | 0 | 0 | 0 | 0 | 0 | 0 | 0 | 0 | 0 | 0 | 0 | 0 | 0 | 0 | 0 | 0 | 0 | 0 | 0
Industrial Sector Energy Related Emissions before CCS[hard coal if,wood products 16,SOx] | NoSettings | 0 | 0 | 0 | 0 | 0 | 0 | 0 | 0 | 0 | 0 | 0 | 0 | 0 | 0 | 0 | 0 | 0 | 0 | 0 | 0 | 0 | 0 | 0 | 0 | 0 | 0 | 0 | 0 | 0 | 0 | 0
Industrial Sector Energy Related Emissions before CCS[hard coal if,wood products 16,BC] | NoSettings | 0 | 0 | 0 | 0 | 0 | 0 | 0 | 0 | 0 | 0 | 0 | 0 | 0 | 0 | 0 | 0 | 0 | 0 | 0 | 0 | 0 | 0 | 0 | 0 | 0 | 0 | 0 | 0 | 0 | 0 | 0
Industrial Sector Energy Related Emissions before CCS[hard coal if,wood products 16,OC] | NoSettings | 0 | 0 | 0 | 0 | 0 | 0 | 0 | 0 | 0 | 0 | 0 | 0 | 0 | 0 | 0 | 0 | 0 | 0 | 0 | 0 | 0 | 0 | 0 | 0 | 0 | 0 | 0 | 0 | 0 | 0 | 0
Industrial Sector Energy Related Emissions before CCS[hard coal if,wood products 16,CH4] | NoSettings | 0 | 0 | 0 | 0 | 0 | 0 | 0 | 0 | 0 | 0 | 0 | 0 | 0 | 0 | 0 | 0 | 0 | 0 | 0 | 0 | 0 | 0 | 0 | 0 | 0 | 0 | 0 | 0 | 0 | 0 | 0
Industrial Sector Energy Related Emissions before CCS[hard coal if,wood products 16,N2O] | NoSettings | 0 | 0 | 0 | 0 | 0 | 0 | 0 | 0 | 0 | 0 | 0 | 0 | 0 | 0 | 0 | 0 | 0 | 0 | 0 | 0 | 0 | 0 | 0 | 0 | 0 | 0 | 0 | 0 | 0 | 0 | 0
Industrial Sector Energy Related Emissions before CCS[hard coal if,wood products 16,F gases] | NoSettings | 0 | 0 | 0 | 0 | 0 | 0 | 0 | 0 | 0 | 0 | 0 | 0 | 0 | 0 | 0 | 0 | 0 | 0 | 0 | 0 | 0 | 0 | 0 | 0 | 0 | 0 | 0 | 0 | 0 | 0 | 0
Industrial Sector Energy Related Emissions before CCS[hard coal if,pulp paper and printing 17T18,CO2] | NoSettings | 0 | 0 | 0 | 0 | 0 | 0 | 0 | 0 | 0 | 0 | 0 | 0 | 0 | 0 | 0 | 0 | 0 | 0 | 0 | 0 | 0 | 0 | 0 | 0 | 0 | 0 | 0 | 0 | 0 | 0 | 0
Industrial Sector Energy Related Emissions before CCS[hard coal if,pulp paper and printing 17T18,VOC] | NoSettings | 0 | 0 | 0 | 0 | 0 | 0 | 0 | 0 | 0 | 0 | 0 | 0 | 0 | 0 | 0 | 0 | 0 | 0 | 0 | 0 | 0 | 0 | 0 | 0 | 0 | 0 | 0 | 0 | 0 | 0 | 0
Industrial Sector Energy Related Emissions before CCS[hard coal if,pulp paper and printing 17T18,CO] | NoSettings | 0 | 0 | 0 | 0 | 0 | 0 | 0 | 0 | 0 | 0 | 0 | 0 | 0 | 0 | 0 | 0 | 0 | 0 | 0 | 0 | 0 | 0 | 0 | 0 | 0 | 0 | 0 | 0 | 0 | 0 | 0
Industrial Sector Energy Related Emissions before CCS[hard coal if,pulp paper and printing 17T18,NOx] | NoSettings | 0 | 0 | 0 | 0 | 0 | 0 | 0 | 0 | 0 | 0 | 0 | 0 | 0 | 0 | 0 | 0 | 0 | 0 | 0 | 0 | 0 | 0 | 0 | 0 | 0 | 0 | 0 | 0 | 0 | 0 | 0
Industrial Sector Energy Related Emissions before CCS[hard coal if,pulp paper and printing 17T18,PM10] | NoSettings | 0 | 0 | 0 | 0 | 0 | 0 | 0 | 0 | 0 | 0 | 0 | 0 | 0 | 0 | 0 | 0 | 0 | 0 | 0 | 0 | 0 | 0 | 0 | 0 | 0 | 0 | 0 | 0 | 0 | 0 | 0
Industrial Sector Energy Related Emissions before CCS[hard coal if,pulp paper and printing 17T18,PM25] | NoSettings | 0 | 0 | 0 | 0 | 0 | 0 | 0 | 0 | 0 | 0 | 0 | 0 | 0 | 0 | 0 | 0 | 0 | 0 | 0 | 0 | 0 | 0 | 0 | 0 | 0 | 0 | 0 | 0 | 0 | 0 | 0
Industrial Sector Energy Related Emissions before CCS[hard coal if,pulp paper and printing 17T18,SOx] | NoSettings | 0 | 0 | 0 | 0 | 0 | 0 | 0 | 0 | 0 | 0 | 0 | 0 | 0 | 0 | 0 | 0 | 0 | 0 | 0 | 0 | 0 | 0 | 0 | 0 | 0 | 0 | 0 | 0 | 0 | 0 | 0
Industrial Sector Energy Related Emissions before CCS[hard coal if,pulp paper and printing 17T18,BC] | NoSettings | 0 | 0 | 0 | 0 | 0 | 0 | 0 | 0 | 0 | 0 | 0 | 0 | 0 | 0 | 0 | 0 | 0 | 0 | 0 | 0 | 0 | 0 | 0 | 0 | 0 | 0 | 0 | 0 | 0 | 0 | 0
Industrial Sector Energy Related Emissions before CCS[hard coal if,pulp paper and printing 17T18,OC] | NoSettings | 0 | 0 | 0 | 0 | 0 | 0 | 0 | 0 | 0 | 0 | 0 | 0 | 0 | 0 | 0 | 0 | 0 | 0 | 0 | 0 | 0 | 0 | 0 | 0 | 0 | 0 | 0 | 0 | 0 | 0 | 0
Industrial Sector Energy Related Emissions before CCS[hard coal if,pulp paper and printing 17T18,CH4] | NoSettings | 0 | 0 | 0 | 0 | 0 | 0 | 0 | 0 | 0 | 0 | 0 | 0 | 0 | 0 | 0 | 0 | 0 | 0 | 0 | 0 | 0 | 0 | 0 | 0 | 0 | 0 | 0 | 0 | 0 | 0 | 0
Industrial Sector Energy Related Emissions before CCS[hard coal if,pulp paper and printing 17T18,N2O] | NoSettings | 0 | 0 | 0 | 0 | 0 | 0 | 0 | 0 | 0 | 0 | 0 | 0 | 0 | 0 | 0 | 0 | 0 | 0 | 0 | 0 | 0 | 0 | 0 | 0 | 0 | 0 | 0 | 0 | 0 | 0 | 0
Industrial Sector Energy Related Emissions before CCS[hard coal if,pulp paper and printing 17T18,F gases] | NoSettings | 0 | 0 | 0 | 0 | 0 | 0 | 0 | 0 | 0 | 0 | 0 | 0 | 0 | 0 | 0 | 0 | 0 | 0 | 0 | 0 | 0 | 0 | 0 | 0 | 0 | 0 | 0 | 0 | 0 | 0 | 0
Industrial Sector Energy Related Emissions before CCS[hard coal if,refined petroleum and coke 19,CO2] | NoSettings | 5498550000000 | 5499650000000 | 5500000000000 | 5500450000000 | 5500720000000 | 5500930000000 | 5501120000000 | 5501330000000 | 5501280000000 | 5502670000000 | 5503910000000 | 5505100000000 | 5506430000000 | 5507600000000 | 5508740000000 | 5509760000000 | 5510960000000 | 5510780000000 | 5510590000000 | 5510500000000 | 5510360000000 | 5510340000000 | 5510220000000 | 5510100000000 | 5509970000000 | 3816570000000 | 4155130000000 | 3816490000000 | 3477770000000 | 3139060000000 | 2800400000000
Industrial Sector Energy Related Emissions before CCS[hard coal if,refined petroleum and coke 19,VOC] | NoSettings | 25788100 | 25793200 | 25794800 | 25797000 | 25798300 | 25799200 | 25800100 | 25801100 | 25800900 | 25807400 | 25813200 | 25818800 | 25825000 | 25830500 | 25835900 | 25840700 | 25846300 | 25845400 | 25844500 | 25844100 | 25843400 | 25843400 | 25842800 | 25842200 | 25841600 | 17899600 | 19487400 | 17899200 | 16310700 | 14722100 | 13133800
Industrial Sector Energy Related Emissions before CCS[hard coal if,refined petroleum and coke 19,CO] | NoSettings | 1310600000 | 1310870000 | 1310950000 | 1311060000 | 1311120000 | 1311170000 | 1311220000 | 1311270000 | 1311250000 | 1311580000 | 1311880000 | 1312160000 | 1312480000 | 1312760000 | 1313030000 | 1313280000 | 1313560000 | 1313520000 | 1313470000 | 1313450000 | 1313420000 | 1313410000 | 1313390000 | 1313360000 | 1313330000 | 909695000 | 990392000 | 909676000 | 828942000 | 748209000 | 667486000
Industrial Sector Energy Related Emissions before CCS[hard coal if,refined petroleum and coke 19,NOx] | NoSettings | 6654600000 | 6655930000 | 6656350000 | 6656900000 | 6657230000 | 6657480000 | 6657710000 | 6657960000 | 6657900000 | 6659580000 | 6661080000 | 6662530000 | 6664130000 | 6665550000 | 6666930000 | 6668170000 | 6669610000 | 6669400000 | 6669170000 | 6669060000 | 6668890000 | 6668870000 | 6668730000 | 6668580000 | 6668420000 | 4618990000 | 5028720000 | 4618890000 | 4208960000 | 3799040000 | 3389170000
Industrial Sector Energy Related Emissions before CCS[hard coal if,refined petroleum and coke 19,PM10] | NoSettings | 145726000 | 145755000 | 145764000 | 145776000 | 145783000 | 145789000 | 145794000 | 145799000 | 145798000 | 145835000 | 145868000 | 145899000 | 145935000 | 145966000 | 145996000 | 146023000 | 146055000 | 146050000 | 146045000 | 146043000 | 146039000 | 146038000 | 146035000 | 146032000 | 146028000 | 101149000 | 110122000 | 101147000 | 92170000 | 83193300 | 74217700
Industrial Sector Energy Related Emissions before CCS[hard coal if,refined petroleum and coke 19,PM25] | NoSettings | 137943000 | 137971000 | 137979000 | 137991000 | 137997000 | 138003000 | 138007000 | 138013000 | 138011000 | 138046000 | 138077000 | 138107000 | 138141000 | 138170000 | 138199000 | 138224000 | 138254000 | 138250000 | 138245000 | 138243000 | 138239000 | 138239000 | 138236000 | 138233000 | 138229000 | 95746800 | 104240000 | 95744800 | 87247400 | 78750200 | 70253900
Industrial Sector Energy Related Emissions before CCS[hard coal if,refined petroleum and coke 19,SOx] | NoSettings | 29785000000 | 29791000000 | 29792800000 | 29795300000 | 29796800000 | 29797900000 | 29798900000 | 29800000000 | 29799800000 | 29807300000 | 29814000000 | 29820500000 | 29827700000 | 29834000000 | 29840200000 | 29845700000 | 29852200000 | 29851200000 | 29850200000 | 29849700000 | 29848900000 | 29848900000 | 29848200000 | 29847600000 | 29846800000 | 20673900000 | 22507800000 | 20673500000 | 18838700000 | 17003900000 | 15169400000
Industrial Sector Energy Related Emissions before CCS[hard coal if,refined petroleum and coke 19,BC] | NoSettings | 5924280 | 5925470 | 5925840 | 5926340 | 5926630 | 5926850 | 5927060 | 5927280 | 5927220 | 5928720 | 5930060 | 5931350 | 5932770 | 5934040 | 5935270 | 5936370 | 5937650 | 5937470 | 5937260 | 5937160 | 5937000 | 5936990 | 5936860 | 5936730 | 5936590 | 4112070 | 4476840 | 4111990 | 3747050 | 3382110 | 3017220
Industrial Sector Energy Related Emissions before CCS[hard coal if,refined petroleum and coke 19,OC] | NoSettings | 11151600 | 11153800 | 11154500 | 11155500 | 11156000 | 11156400 | 11156800 | 11157200 | 11157100 | 11159900 | 11162500 | 11164900 | 11167600 | 11169900 | 11172300 | 11174300 | 11176800 | 11176400 | 11176000 | 11175800 | 11175500 | 11175500 | 11175300 | 11175000 | 11174800 | 7740370 | 8427000 | 7740210 | 7053260 | 6366330 | 5679480
Industrial Sector Energy Related Emissions before CCS[hard coal if,refined petroleum and coke 19,CH4] | NoSettings | 638893000 | 639022000 | 639062000 | 639115000 | 639146000 | 639171000 | 639192000 | 639217000 | 639210000 | 639372000 | 639516000 | 639655000 | 639809000 | 639945000 | 640078000 | 640196000 | 640335000 | 640315000 | 640293000 | 640282000 | 640265000 | 640264000 | 640250000 | 640236000 | 640221000 | 443459000 | 482797000 | 443450000 | 404093000 | 364738000 | 325387000
Industrial Sector Energy Related Emissions before CCS[hard coal if,refined petroleum and coke 19,N2O] | NoSettings | 92929900 | 92948600 | 92954400 | 92962100 | 92966700 | 92970300 | 92973500 | 92977000 | 92976000 | 92999500 | 93020500 | 93040700 | 93063100 | 93082900 | 93102200 | 93119500 | 93139700 | 93136700 | 93133500 | 93132000 | 93129500 | 93129300 | 93127300 | 93125200 | 93123000 | 64503100 | 70225000 | 64501800 | 58777200 | 53052700 | 47329000
Industrial Sector Energy Related Emissions before CCS[hard coal if,refined petroleum and coke 19,F gases] | NoSettings | 0 | 0 | 0 | 0 | 0 | 0 | 0 | 0 | 0 | 0 | 0 | 0 | 0 | 0 | 0 | 0 | 0 | 0 | 0 | 0 | 0 | 0 | 0 | 0 | 0 | 0 | 0 | 0 | 0 | 0 | 0
Industrial Sector Energy Related Emissions before CCS[hard coal if,chemicals 20,CO2] | NoSettings | 0 | 32468200 | 56690500 | 73451800 | 81571800 | 83445800 | 81354500 | 83946300 | 131548000 | 126017000 | 120111000 | 112080000 | 114627000 | 116451000 | 117956000 | 118478000 | 119866000 | 115648000 | 112816000 | 109905000 | 107519000 | 105223000 | 101610000 | 97920100 | 93936400 | 71318800 | 71821600 | 66892700 | 62218700 | 57565400 | 52804700
Industrial Sector Energy Related Emissions before CCS[hard coal if,chemicals 20,VOC] | NoSettings | 0 | 152.275 | 265.877 | 344.487 | 382.57 | 391.359 | 381.55 | 393.706 | 616.958 | 591.019 | 563.318 | 525.651 | 537.599 | 546.154 | 553.211 | 555.659 | 562.17 | 542.388 | 529.105 | 515.454 | 504.26 | 493.492 | 476.549 | 459.243 | 440.56 | 334.483 | 336.841 | 313.725 | 291.804 | 269.98 | 247.653
Industrial Sector Energy Related Emissions before CCS[hard coal if,chemicals 20,CO] | NoSettings | 0 | 7738.92 | 13512.4 | 17507.5 | 19443 | 19889.7 | 19391.2 | 20009 | 31355.1 | 30036.8 | 28629 | 26714.7 | 27321.9 | 27756.7 | 28115.3 | 28239.7 | 28570.6 | 27565.3 | 26890.2 | 26196.4 | 25627.5 | 25080.3 | 24219.2 | 23339.7 | 22390.2 | 16999.1 | 17119 | 15944.2 | 14830.1 | 13721 | 12586.2
Industrial Sector Energy Related Emissions before CCS[hard coal if,chemicals 20,NOx] | NoSettings | 0 | 39294.5 | 68609.4 | 88894.7 | 98722 | 100990 | 98458.9 | 101596 | 159206 | 152512 | 145364 | 135644 | 138727 | 140935 | 142756 | 143387 | 145068 | 139963 | 136535 | 133013 | 130124 | 127346 | 122973 | 118507 | 113686 | 86313.3 | 86921.8 | 80956.6 | 75299.9 | 69668.3 | 63906.7
Industrial Sector Energy Related Emissions before CCS[hard coal if,chemicals 20,PM10] | NoSettings | 0 | 860.49 | 1502.44 | 1946.66 | 2161.86 | 2211.53 | 2156.1 | 2224.79 | 3486.37 | 3339.79 | 3183.26 | 2970.4 | 3037.92 | 3086.26 | 3126.14 | 3139.97 | 3176.76 | 3064.98 | 2989.92 | 2912.78 | 2849.52 | 2788.68 | 2692.93 | 2595.14 | 2489.56 | 1890.13 | 1903.46 | 1772.83 | 1648.96 | 1525.63 | 1399.46
Industrial Sector Energy Related Emissions before CCS[hard coal if,chemicals 20,PM25] | NoSettings | 0 | 814.533 | 1422.2 | 1842.7 | 2046.4 | 2093.42 | 2040.95 | 2105.97 | 3300.17 | 3161.42 | 3013.25 | 2811.76 | 2875.67 | 2921.43 | 2959.18 | 2972.27 | 3007.1 | 2901.29 | 2830.24 | 2757.21 | 2697.34 | 2639.74 | 2549.11 | 2456.54 | 2356.6 | 1789.18 | 1801.8 | 1678.15 | 1560.89 | 1444.15 | 1324.72
Industrial Sector Energy Related Emissions before CCS[hard coal if,chemicals 20,SOx] | NoSettings | 0 | 175876 | 307085 | 397879 | 441865 | 452016 | 440687 | 454727 | 712581 | 682621 | 650628 | 607123 | 620922 | 630803 | 638953 | 641781 | 649301 | 626453 | 611112 | 595344 | 582415 | 569979 | 550410 | 530422 | 508842 | 386325 | 389049 | 362350 | 337031 | 311825 | 286037
Industrial Sector Energy Related Emissions before CCS[hard coal if,chemicals 20,BC] | NoSettings | 0 | 34.9821 | 61.0798 | 79.1389 | 87.8877 | 89.9068 | 87.6535 | 90.446 | 141.734 | 135.775 | 129.411 | 120.758 | 123.502 | 125.468 | 127.089 | 127.651 | 129.147 | 124.603 | 121.551 | 118.415 | 115.843 | 113.37 | 109.478 | 105.502 | 101.21 | 76.8408 | 77.3825 | 72.072 | 67.0361 | 62.0225 | 56.8932
Industrial Sector Energy Related Emissions before CCS[hard coal if,chemicals 20,OC] | NoSettings | 0 | 65.8486 | 114.974 | 148.967 | 165.436 | 169.236 | 164.995 | 170.251 | 266.793 | 255.576 | 243.597 | 227.309 | 232.475 | 236.175 | 239.226 | 240.285 | 243.1 | 234.546 | 228.802 | 222.899 | 218.058 | 213.402 | 206.075 | 198.592 | 190.512 | 144.641 | 145.661 | 135.665 | 126.186 | 116.748 | 107.093
Industrial Sector Energy Related Emissions before CCS[hard coal if,chemicals 20,CH4] | NoSettings | 0 | 3772.58 | 6587.04 | 8534.59 | 9478.08 | 9695.83 | 9452.83 | 9753.98 | 15285 | 14642.4 | 13956.1 | 13022.9 | 13318.9 | 13530.8 | 13705.7 | 13766.3 | 13927.6 | 13437.5 | 13108.5 | 12770.2 | 12492.9 | 12226.2 | 11806.4 | 11377.6 | 10914.8 | 8286.75 | 8345.17 | 7772.47 | 7229.38 | 6688.7 | 6135.55
Industrial Sector Energy Related Emissions before CCS[hard coal if,chemicals 20,N2O] | NoSettings | 0 | 548.738 | 958.115 | 1241.39 | 1378.63 | 1410.3 | 1374.96 | 1418.76 | 2223.27 | 2129.8 | 2029.98 | 1894.24 | 1937.29 | 1968.12 | 1993.55 | 2002.37 | 2025.84 | 1954.55 | 1906.69 | 1857.49 | 1817.15 | 1778.35 | 1717.29 | 1654.93 | 1587.6 | 1205.35 | 1213.84 | 1130.54 | 1051.55 | 972.903 | 892.443
Industrial Sector Energy Related Emissions before CCS[hard coal if,chemicals 20,F gases] | NoSettings | 0 | 0 | 0 | 0 | 0 | 0 | 0 | 0 | 0 | 0 | 0 | 0 | 0 | 0 | 0 | 0 | 0 | 0 | 0 | 0 | 0 | 0 | 0 | 0 | 0 | 0 | 0 | 0 | 0 | 0 | 0
Industrial Sector Energy Related Emissions before CCS[hard coal if,rubber and plastic products 22,CO2] | NoSettings | 0 | 0 | 0 | 0 | 0 | 0 | 0 | 0 | 0 | 0 | 0 | 0 | 0 | 0 | 0 | 0 | 0 | 0 | 0 | 0 | 0 | 0 | 0 | 0 | 0 | 0 | 0 | 0 | 0 | 0 | 0
Industrial Sector Energy Related Emissions before CCS[hard coal if,rubber and plastic products 22,VOC] | NoSettings | 0 | 0 | 0 | 0 | 0 | 0 | 0 | 0 | 0 | 0 | 0 | 0 | 0 | 0 | 0 | 0 | 0 | 0 | 0 | 0 | 0 | 0 | 0 | 0 | 0 | 0 | 0 | 0 | 0 | 0 | 0
Industrial Sector Energy Related Emissions before CCS[hard coal if,rubber and plastic products 22,CO] | NoSettings | 0 | 0 | 0 | 0 | 0 | 0 | 0 | 0 | 0 | 0 | 0 | 0 | 0 | 0 | 0 | 0 | 0 | 0 | 0 | 0 | 0 | 0 | 0 | 0 | 0 | 0 | 0 | 0 | 0 | 0 | 0
Industrial Sector Energy Related Emissions before CCS[hard coal if,rubber and plastic products 22,NOx] | NoSettings | 0 | 0 | 0 | 0 | 0 | 0 | 0 | 0 | 0 | 0 | 0 | 0 | 0 | 0 | 0 | 0 | 0 | 0 | 0 | 0 | 0 | 0 | 0 | 0 | 0 | 0 | 0 | 0 | 0 | 0 | 0
Industrial Sector Energy Related Emissions before CCS[hard coal if,rubber and plastic products 22,PM10] | NoSettings | 0 | 0 | 0 | 0 | 0 | 0 | 0 | 0 | 0 | 0 | 0 | 0 | 0 | 0 | 0 | 0 | 0 | 0 | 0 | 0 | 0 | 0 | 0 | 0 | 0 | 0 | 0 | 0 | 0 | 0 | 0
Industrial Sector Energy Related Emissions before CCS[hard coal if,rubber and plastic products 22,PM25] | NoSettings | 0 | 0 | 0 | 0 | 0 | 0 | 0 | 0 | 0 | 0 | 0 | 0 | 0 | 0 | 0 | 0 | 0 | 0 | 0 | 0 | 0 | 0 | 0 | 0 | 0 | 0 | 0 | 0 | 0 | 0 | 0
Industrial Sector Energy Related Emissions before CCS[hard coal if,rubber and plastic products 22,SOx] | NoSettings | 0 | 0 | 0 | 0 | 0 | 0 | 0 | 0 | 0 | 0 | 0 | 0 | 0 | 0 | 0 | 0 | 0 | 0 | 0 | 0 | 0 | 0 | 0 | 0 | 0 | 0 | 0 | 0 | 0 | 0 | 0
Industrial Sector Energy Related Emissions before CCS[hard coal if,rubber and plastic products 22,BC] | NoSettings | 0 | 0 | 0 | 0 | 0 | 0 | 0 | 0 | 0 | 0 | 0 | 0 | 0 | 0 | 0 | 0 | 0 | 0 | 0 | 0 | 0 | 0 | 0 | 0 | 0 | 0 | 0 | 0 | 0 | 0 | 0
Industrial Sector Energy Related Emissions before CCS[hard coal if,rubber and plastic products 22,OC] | NoSettings | 0 | 0 | 0 | 0 | 0 | 0 | 0 | 0 | 0 | 0 | 0 | 0 | 0 | 0 | 0 | 0 | 0 | 0 | 0 | 0 | 0 | 0 | 0 | 0 | 0 | 0 | 0 | 0 | 0 | 0 | 0
Industrial Sector Energy Related Emissions before CCS[hard coal if,rubber and plastic products 22,CH4] | NoSettings | 0 | 0 | 0 | 0 | 0 | 0 | 0 | 0 | 0 | 0 | 0 | 0 | 0 | 0 | 0 | 0 | 0 | 0 | 0 | 0 | 0 | 0 | 0 | 0 | 0 | 0 | 0 | 0 | 0 | 0 | 0
Industrial Sector Energy Related Emissions before CCS[hard coal if,rubber and plastic products 22,N2O] | NoSettings | 0 | 0 | 0 | 0 | 0 | 0 | 0 | 0 | 0 | 0 | 0 | 0 | 0 | 0 | 0 | 0 | 0 | 0 | 0 | 0 | 0 | 0 | 0 | 0 | 0 | 0 | 0 | 0 | 0 | 0 | 0
Industrial Sector Energy Related Emissions before CCS[hard coal if,rubber and plastic products 22,F gases] | NoSettings | 0 | 0 | 0 | 0 | 0 | 0 | 0 | 0 | 0 | 0 | 0 | 0 | 0 | 0 | 0 | 0 | 0 | 0 | 0 | 0 | 0 | 0 | 0 | 0 | 0 | 0 | 0 | 0 | 0 | 0 | 0
Industrial Sector Energy Related Emissions before CCS[hard coal if,glass and glass products 231,CO2] | NoSettings | 0 | 0 | 0 | 0 | 0 | 0 | 0 | 0 | 0 | 0 | 0 | 0 | 0 | 0 | 0 | 0 | 0 | 0 | 0 | 0 | 0 | 0 | 0 | 0 | 0 | 0 | 0 | 0 | 0 | 0 | 0
Industrial Sector Energy Related Emissions before CCS[hard coal if,glass and glass products 231,VOC] | NoSettings | 0 | 0 | 0 | 0 | 0 | 0 | 0 | 0 | 0 | 0 | 0 | 0 | 0 | 0 | 0 | 0 | 0 | 0 | 0 | 0 | 0 | 0 | 0 | 0 | 0 | 0 | 0 | 0 | 0 | 0 | 0
Industrial Sector Energy Related Emissions before CCS[hard coal if,glass and glass products 231,CO] | NoSettings | 0 | 0 | 0 | 0 | 0 | 0 | 0 | 0 | 0 | 0 | 0 | 0 | 0 | 0 | 0 | 0 | 0 | 0 | 0 | 0 | 0 | 0 | 0 | 0 | 0 | 0 | 0 | 0 | 0 | 0 | 0
Industrial Sector Energy Related Emissions before CCS[hard coal if,glass and glass products 231,NOx] | NoSettings | 0 | 0 | 0 | 0 | 0 | 0 | 0 | 0 | 0 | 0 | 0 | 0 | 0 | 0 | 0 | 0 | 0 | 0 | 0 | 0 | 0 | 0 | 0 | 0 | 0 | 0 | 0 | 0 | 0 | 0 | 0
Industrial Sector Energy Related Emissions before CCS[hard coal if,glass and glass products 231,PM10] | NoSettings | 0 | 0 | 0 | 0 | 0 | 0 | 0 | 0 | 0 | 0 | 0 | 0 | 0 | 0 | 0 | 0 | 0 | 0 | 0 | 0 | 0 | 0 | 0 | 0 | 0 | 0 | 0 | 0 | 0 | 0 | 0
Industrial Sector Energy Related Emissions before CCS[hard coal if,glass and glass products 231,PM25] | NoSettings | 0 | 0 | 0 | 0 | 0 | 0 | 0 | 0 | 0 | 0 | 0 | 0 | 0 | 0 | 0 | 0 | 0 | 0 | 0 | 0 | 0 | 0 | 0 | 0 | 0 | 0 | 0 | 0 | 0 | 0 | 0
Industrial Sector Energy Related Emissions before CCS[hard coal if,glass and glass products 231,SOx] | NoSettings | 0 | 0 | 0 | 0 | 0 | 0 | 0 | 0 | 0 | 0 | 0 | 0 | 0 | 0 | 0 | 0 | 0 | 0 | 0 | 0 | 0 | 0 | 0 | 0 | 0 | 0 | 0 | 0 | 0 | 0 | 0
Industrial Sector Energy Related Emissions before CCS[hard coal if,glass and glass products 231,BC] | NoSettings | 0 | 0 | 0 | 0 | 0 | 0 | 0 | 0 | 0 | 0 | 0 | 0 | 0 | 0 | 0 | 0 | 0 | 0 | 0 | 0 | 0 | 0 | 0 | 0 | 0 | 0 | 0 | 0 | 0 | 0 | 0
Industrial Sector Energy Related Emissions before CCS[hard coal if,glass and glass products 231,OC] | NoSettings | 0 | 0 | 0 | 0 | 0 | 0 | 0 | 0 | 0 | 0 | 0 | 0 | 0 | 0 | 0 | 0 | 0 | 0 | 0 | 0 | 0 | 0 | 0 | 0 | 0 | 0 | 0 | 0 | 0 | 0 | 0
Industrial Sector Energy Related Emissions before CCS[hard coal if,glass and glass products 231,CH4] | NoSettings | 0 | 0 | 0 | 0 | 0 | 0 | 0 | 0 | 0 | 0 | 0 | 0 | 0 | 0 | 0 | 0 | 0 | 0 | 0 | 0 | 0 | 0 | 0 | 0 | 0 | 0 | 0 | 0 | 0 | 0 | 0
Industrial Sector Energy Related Emissions before CCS[hard coal if,glass and glass products 231,N2O] | NoSettings | 0 | 0 | 0 | 0 | 0 | 0 | 0 | 0 | 0 | 0 | 0 | 0 | 0 | 0 | 0 | 0 | 0 | 0 | 0 | 0 | 0 | 0 | 0 | 0 | 0 | 0 | 0 | 0 | 0 | 0 | 0
Industrial Sector Energy Related Emissions before CCS[hard coal if,glass and glass products 231,F gases] | NoSettings | 0 | 0 | 0 | 0 | 0 | 0 | 0 | 0 | 0 | 0 | 0 | 0 | 0 | 0 | 0 | 0 | 0 | 0 | 0 | 0 | 0 | 0 | 0 | 0 | 0 | 0 | 0 | 0 | 0 | 0 | 0
Industrial Sector Energy Related Emissions before CCS[hard coal if,cement and other nonmetallic minerals 239,CO2] | NoSettings | 3386890000000 | 3301810000000 | 3216890000000 | 3131970000000 | 3047020000000 | 2962040000000 | 2877050000000 | 2792060000000 | 2707290000000 | 2623360000000 | 2539340000000 | 2455200000000 | 2371120000000 | 2286970000000 | 2202770000000 | 2118540000000 | 2119410000000 | 2119270000000 | 2119140000000 | 2119010000000 | 2118900000000 | 2118790000000 | 2118660000000 | 2118510000000 | 2118350000000 | 2116610000000 | 2116830000000 | 2116430000000 | 2116040000000 | 2115650000000 | 2115280000000
Industrial Sector Energy Related Emissions before CCS[hard coal if,cement and other nonmetallic minerals 239,VOC] | NoSettings | 15884500 | 15485400 | 15087100 | 14688900 | 14290400 | 13891900 | 13493300 | 13094700 | 12697100 | 12303500 | 11909400 | 11514800 | 11120500 | 10725800 | 10330900 | 9935890 | 9939960 | 9939340 | 9938720 | 9938090 | 9937570 | 9937060 | 9936450 | 9935760 | 9935020 | 9926830 | 9927860 | 9925990 | 9924160 | 9922370 | 9920610
Industrial Sector Energy Related Emissions before CCS[hard coal if,cement and other nonmetallic minerals 239,CO] | NoSettings | 807281000 | 787000000 | 766759000 | 746518000 | 726269000 | 706015000 | 685756000 | 665500000 | 645294000 | 625289000 | 605262000 | 585208000 | 565166000 | 545108000 | 525039000 | 504962000 | 505170000 | 505138000 | 505106000 | 505074000 | 505048000 | 505022000 | 504991000 | 504956000 | 504918000 | 504502000 | 504554000 | 504459000 | 504366000 | 504275000 | 504186000
Industrial Sector Energy Related Emissions before CCS[hard coal if,cement and other nonmetallic minerals 239,NOx] | NoSettings | 4098980000 | 3996000000 | 3893230000 | 3790450000 | 3687640000 | 3584800000 | 3481930000 | 3379080000 | 3276490000 | 3174910000 | 3073220000 | 2971400000 | 2869640000 | 2767790000 | 2665890000 | 2563950000 | 2565000000 | 2564840000 | 2564680000 | 2564520000 | 2564390000 | 2564250000 | 2564100000 | 2563920000 | 2563730000 | 2561610000 | 2561880000 | 2561400000 | 2560930000 | 2560460000 | 2560010000
Industrial Sector Energy Related Emissions before CCS[hard coal if,cement and other nonmetallic minerals 239,PM10] | NoSettings | 89761500 | 87506400 | 85255900 | 83005200 | 80753800 | 78501700 | 76249200 | 73996900 | 71750200 | 69525800 | 67299000 | 65069200 | 62840800 | 60610500 | 58379000 | 56146700 | 56169800 | 56166200 | 56162700 | 56159200 | 56156200 | 56153300 | 56149900 | 56146000 | 56141800 | 56095500 | 56101300 | 56090800 | 56080400 | 56070300 | 56060400
Industrial Sector Energy Related Emissions before CCS[hard coal if,cement and other nonmetallic minerals 239,PM25] | NoSettings | 84967500 | 82832900 | 80702500 | 78572100 | 76440900 | 74309100 | 72176900 | 70044900 | 67918100 | 65812600 | 63704800 | 61594000 | 59484600 | 57373400 | 55261100 | 53148100 | 53169900 | 53166500 | 53163200 | 53159800 | 53157100 | 53154300 | 53151000 | 53147300 | 53143400 | 53099600 | 53105100 | 53095100 | 53085300 | 53075700 | 53066300
Industrial Sector Energy Related Emissions before CCS[hard coal if,cement and other nonmetallic minerals 239,SOx] | NoSettings | 18346400000 | 17885500000 | 17425500000 | 16965500000 | 16505300000 | 16045000000 | 15584600000 | 15124300000 | 14665100000 | 14210400000 | 13755300000 | 13299500000 | 12844100000 | 12388200000 | 11932100000 | 11475900000 | 11480600000 | 11479800000 | 11479100000 | 11478400000 | 11477800000 | 11477200000 | 11476500000 | 11475700000 | 11474900000 | 11465400000 | 11466600000 | 11464400000 | 11462300000 | 11460200000 | 11458200000
Industrial Sector Energy Related Emissions before CCS[hard coal if,cement and other nonmetallic minerals 239,BC] | NoSettings | 3649130 | 3557450 | 3465960 | 3374470 | 3282940 | 3191380 | 3099810 | 3008240 | 2916910 | 2826480 | 2735950 | 2645300 | 2554710 | 2464040 | 2373320 | 2282570 | 2283510 | 2283360 | 2283220 | 2283080 | 2282960 | 2282840 | 2282700 | 2282540 | 2282370 | 2280490 | 2280720 | 2280300 | 2279870 | 2279460 | 2279060
Industrial Sector Energy Related Emissions before CCS[hard coal if,cement and other nonmetallic minerals 239,OC] | NoSettings | 6868950 | 6696380 | 6524160 | 6351940 | 6179640 | 6007310 | 5834930 | 5662570 | 5490650 | 5320430 | 5150030 | 4979390 | 4808860 | 4638190 | 4467420 | 4296600 | 4298360 | 4298090 | 4297830 | 4297550 | 4297330 | 4297110 | 4296840 | 4296540 | 4296230 | 4292680 | 4293130 | 4292320 | 4291530 | 4290750 | 4289990
Industrial Sector Energy Related Emissions before CCS[hard coal if,cement and other nonmetallic minerals 239,CH4] | NoSettings | 393534000 | 383647000 | 373780000 | 363913000 | 354042000 | 344169000 | 334293000 | 324418000 | 314568000 | 304816000 | 295054000 | 285278000 | 275508000 | 265730000 | 255946000 | 246159000 | 246260000 | 246245000 | 246230000 | 246214000 | 246201000 | 246188000 | 246173000 | 246156000 | 246138000 | 245935000 | 245960000 | 245914000 | 245869000 | 245824000 | 245781000
Industrial Sector Energy Related Emissions before CCS[hard coal if,cement and other nonmetallic minerals 239,N2O] | NoSettings | 57241300 | 55803200 | 54368000 | 52932800 | 51497000 | 50060900 | 48624400 | 47188100 | 45755400 | 44336900 | 42916900 | 41494900 | 40073800 | 38651600 | 37228500 | 35805000 | 35819700 | 35817400 | 35815200 | 35812900 | 35811100 | 35809200 | 35807000 | 35804500 | 35801900 | 35772400 | 35776100 | 35769300 | 35762700 | 35756300 | 35749900
Industrial Sector Energy Related Emissions before CCS[hard coal if,cement and other nonmetallic minerals 239,F gases] | NoSettings | 0 | 0 | 0 | 0 | 0 | 0 | 0 | 0 | 0 | 0 | 0 | 0 | 0 | 0 | 0 | 0 | 0 | 0 | 0 | 0 | 0 | 0 | 0 | 0 | 0 | 0 | 0 | 0 | 0 | 0 | 0
Industrial Sector Energy Related Emissions before CCS[hard coal if,iron and steel 241,CO2] | NoSettings | 0 | 0 | 0 | 0 | 0 | 0 | 0 | 0 | 0 | 0 | 0 | 0 | 0 | 0 | 0 | 0 | 0 | 0 | 0 | 0 | 0 | 0 | 0 | 0 | 0 | 0 | 0 | 0 | 0 | 0 | 0
Industrial Sector Energy Related Emissions before CCS[hard coal if,iron and steel 241,VOC] | NoSettings | 0 | 0 | 0 | 0 | 0 | 0 | 0 | 0 | 0 | 0 | 0 | 0 | 0 | 0 | 0 | 0 | 0 | 0 | 0 | 0 | 0 | 0 | 0 | 0 | 0 | 0 | 0 | 0 | 0 | 0 | 0
Industrial Sector Energy Related Emissions before CCS[hard coal if,iron and steel 241,CO] | NoSettings | 0 | 0 | 0 | 0 | 0 | 0 | 0 | 0 | 0 | 0 | 0 | 0 | 0 | 0 | 0 | 0 | 0 | 0 | 0 | 0 | 0 | 0 | 0 | 0 | 0 | 0 | 0 | 0 | 0 | 0 | 0
Industrial Sector Energy Related Emissions before CCS[hard coal if,iron and steel 241,NOx] | NoSettings | 0 | 0 | 0 | 0 | 0 | 0 | 0 | 0 | 0 | 0 | 0 | 0 | 0 | 0 | 0 | 0 | 0 | 0 | 0 | 0 | 0 | 0 | 0 | 0 | 0 | 0 | 0 | 0 | 0 | 0 | 0
Industrial Sector Energy Related Emissions before CCS[hard coal if,iron and steel 241,PM10] | NoSettings | 0 | 0 | 0 | 0 | 0 | 0 | 0 | 0 | 0 | 0 | 0 | 0 | 0 | 0 | 0 | 0 | 0 | 0 | 0 | 0 | 0 | 0 | 0 | 0 | 0 | 0 | 0 | 0 | 0 | 0 | 0
Industrial Sector Energy Related Emissions before CCS[hard coal if,iron and steel 241,PM25] | NoSettings | 0 | 0 | 0 | 0 | 0 | 0 | 0 | 0 | 0 | 0 | 0 | 0 | 0 | 0 | 0 | 0 | 0 | 0 | 0 | 0 | 0 | 0 | 0 | 0 | 0 | 0 | 0 | 0 | 0 | 0 | 0
Industrial Sector Energy Related Emissions before CCS[hard coal if,iron and steel 241,SOx] | NoSettings | 0 | 0 | 0 | 0 | 0 | 0 | 0 | 0 | 0 | 0 | 0 | 0 | 0 | 0 | 0 | 0 | 0 | 0 | 0 | 0 | 0 | 0 | 0 | 0 | 0 | 0 | 0 | 0 | 0 | 0 | 0
Industrial Sector Energy Related Emissions before CCS[hard coal if,iron and steel 241,BC] | NoSettings | 0 | 0 | 0 | 0 | 0 | 0 | 0 | 0 | 0 | 0 | 0 | 0 | 0 | 0 | 0 | 0 | 0 | 0 | 0 | 0 | 0 | 0 | 0 | 0 | 0 | 0 | 0 | 0 | 0 | 0 | 0
Industrial Sector Energy Related Emissions before CCS[hard coal if,iron and steel 241,OC] | NoSettings | 0 | 0 | 0 | 0 | 0 | 0 | 0 | 0 | 0 | 0 | 0 | 0 | 0 | 0 | 0 | 0 | 0 | 0 | 0 | 0 | 0 | 0 | 0 | 0 | 0 | 0 | 0 | 0 | 0 | 0 | 0
Industrial Sector Energy Related Emissions before CCS[hard coal if,iron and steel 241,CH4] | NoSettings | 0 | 0 | 0 | 0 | 0 | 0 | 0 | 0 | 0 | 0 | 0 | 0 | 0 | 0 | 0 | 0 | 0 | 0 | 0 | 0 | 0 | 0 | 0 | 0 | 0 | 0 | 0 | 0 | 0 | 0 | 0
Industrial Sector Energy Related Emissions before CCS[hard coal if,iron and steel 241,N2O] | NoSettings | 0 | 0 | 0 | 0 | 0 | 0 | 0 | 0 | 0 | 0 | 0 | 0 | 0 | 0 | 0 | 0 | 0 | 0 | 0 | 0 | 0 | 0 | 0 | 0 | 0 | 0 | 0 | 0 | 0 | 0 | 0
Industrial Sector Energy Related Emissions before CCS[hard coal if,iron and steel 241,F gases] | NoSettings | 0 | 0 | 0 | 0 | 0 | 0 | 0 | 0 | 0 | 0 | 0 | 0 | 0 | 0 | 0 | 0 | 0 | 0 | 0 | 0 | 0 | 0 | 0 | 0 | 0 | 0 | 0 | 0 | 0 | 0 | 0
Industrial Sector Energy Related Emissions before CCS[hard coal if,other metals 242,CO2] | NoSettings | 0 | 0 | 0 | 0 | 0 | 0 | 0 | 0 | 0 | 0 | 0 | 0 | 0 | 0 | 0 | 0 | 0 | 0 | 0 | 0 | 0 | 0 | 0 | 0 | 0 | 0 | 0 | 0 | 0 | 0 | 0
Industrial Sector Energy Related Emissions before CCS[hard coal if,other metals 242,VOC] | NoSettings | 0 | 0 | 0 | 0 | 0 | 0 | 0 | 0 | 0 | 0 | 0 | 0 | 0 | 0 | 0 | 0 | 0 | 0 | 0 | 0 | 0 | 0 | 0 | 0 | 0 | 0 | 0 | 0 | 0 | 0 | 0
Industrial Sector Energy Related Emissions before CCS[hard coal if,other metals 242,CO] | NoSettings | 0 | 0 | 0 | 0 | 0 | 0 | 0 | 0 | 0 | 0 | 0 | 0 | 0 | 0 | 0 | 0 | 0 | 0 | 0 | 0 | 0 | 0 | 0 | 0 | 0 | 0 | 0 | 0 | 0 | 0 | 0
Industrial Sector Energy Related Emissions before CCS[hard coal if,other metals 242,NOx] | NoSettings | 0 | 0 | 0 | 0 | 0 | 0 | 0 | 0 | 0 | 0 | 0 | 0 | 0 | 0 | 0 | 0 | 0 | 0 | 0 | 0 | 0 | 0 | 0 | 0 | 0 | 0 | 0 | 0 | 0 | 0 | 0
Industrial Sector Energy Related Emissions before CCS[hard coal if,other metals 242,PM10] | NoSettings | 0 | 0 | 0 | 0 | 0 | 0 | 0 | 0 | 0 | 0 | 0 | 0 | 0 | 0 | 0 | 0 | 0 | 0 | 0 | 0 | 0 | 0 | 0 | 0 | 0 | 0 | 0 | 0 | 0 | 0 | 0
Industrial Sector Energy Related Emissions before CCS[hard coal if,other metals 242,PM25] | NoSettings | 0 | 0 | 0 | 0 | 0 | 0 | 0 | 0 | 0 | 0 | 0 | 0 | 0 | 0 | 0 | 0 | 0 | 0 | 0 | 0 | 0 | 0 | 0 | 0 | 0 | 0 | 0 | 0 | 0 | 0 | 0
Industrial Sector Energy Related Emissions before CCS[hard coal if,other metals 242,SOx] | NoSettings | 0 | 0 | 0 | 0 | 0 | 0 | 0 | 0 | 0 | 0 | 0 | 0 | 0 | 0 | 0 | 0 | 0 | 0 | 0 | 0 | 0 | 0 | 0 | 0 | 0 | 0 | 0 | 0 | 0 | 0 | 0
Industrial Sector Energy Related Emissions before CCS[hard coal if,other metals 242,BC] | NoSettings | 0 | 0 | 0 | 0 | 0 | 0 | 0 | 0 | 0 | 0 | 0 | 0 | 0 | 0 | 0 | 0 | 0 | 0 | 0 | 0 | 0 | 0 | 0 | 0 | 0 | 0 | 0 | 0 | 0 | 0 | 0
Industrial Sector Energy Related Emissions before CCS[hard coal if,other metals 242,OC] | NoSettings | 0 | 0 | 0 | 0 | 0 | 0 | 0 | 0 | 0 | 0 | 0 | 0 | 0 | 0 | 0 | 0 | 0 | 0 | 0 | 0 | 0 | 0 | 0 | 0 | 0 | 0 | 0 | 0 | 0 | 0 | 0
Industrial Sector Energy Related Emissions before CCS[hard coal if,other metals 242,CH4] | NoSettings | 0 | 0 | 0 | 0 | 0 | 0 | 0 | 0 | 0 | 0 | 0 | 0 | 0 | 0 | 0 | 0 | 0 | 0 | 0 | 0 | 0 | 0 | 0 | 0 | 0 | 0 | 0 | 0 | 0 | 0 | 0
Industrial Sector Energy Related Emissions before CCS[hard coal if,other metals 242,N2O] | NoSettings | 0 | 0 | 0 | 0 | 0 | 0 | 0 | 0 | 0 | 0 | 0 | 0 | 0 | 0 | 0 | 0 | 0 | 0 | 0 | 0 | 0 | 0 | 0 | 0 | 0 | 0 | 0 | 0 | 0 | 0 | 0
Industrial Sector Energy Related Emissions before CCS[hard coal if,other metals 242,F gases] | NoSettings | 0 | 0 | 0 | 0 | 0 | 0 | 0 | 0 | 0 | 0 | 0 | 0 | 0 | 0 | 0 | 0 | 0 | 0 | 0 | 0 | 0 | 0 | 0 | 0 | 0 | 0 | 0 | 0 | 0 | 0 | 0
Industrial Sector Energy Related Emissions before CCS[hard coal if,metal products except machinery and vehicles 25,CO2] | NoSettings | 0 | 0 | 0 | 0 | 0 | 0 | 0 | 0 | 0 | 0 | 0 | 0 | 0 | 0 | 0 | 0 | 0 | 0 | 0 | 0 | 0 | 0 | 0 | 0 | 0 | 0 | 0 | 0 | 0 | 0 | 0
Industrial Sector Energy Related Emissions before CCS[hard coal if,metal products except machinery and vehicles 25,VOC] | NoSettings | 0 | 0 | 0 | 0 | 0 | 0 | 0 | 0 | 0 | 0 | 0 | 0 | 0 | 0 | 0 | 0 | 0 | 0 | 0 | 0 | 0 | 0 | 0 | 0 | 0 | 0 | 0 | 0 | 0 | 0 | 0
Industrial Sector Energy Related Emissions before CCS[hard coal if,metal products except machinery and vehicles 25,CO] | NoSettings | 0 | 0 | 0 | 0 | 0 | 0 | 0 | 0 | 0 | 0 | 0 | 0 | 0 | 0 | 0 | 0 | 0 | 0 | 0 | 0 | 0 | 0 | 0 | 0 | 0 | 0 | 0 | 0 | 0 | 0 | 0
Industrial Sector Energy Related Emissions before CCS[hard coal if,metal products except machinery and vehicles 25,NOx] | NoSettings | 0 | 0 | 0 | 0 | 0 | 0 | 0 | 0 | 0 | 0 | 0 | 0 | 0 | 0 | 0 | 0 | 0 | 0 | 0 | 0 | 0 | 0 | 0 | 0 | 0 | 0 | 0 | 0 | 0 | 0 | 0
Industrial Sector Energy Related Emissions before CCS[hard coal if,metal products except machinery and vehicles 25,PM10] | NoSettings | 0 | 0 | 0 | 0 | 0 | 0 | 0 | 0 | 0 | 0 | 0 | 0 | 0 | 0 | 0 | 0 | 0 | 0 | 0 | 0 | 0 | 0 | 0 | 0 | 0 | 0 | 0 | 0 | 0 | 0 | 0
Industrial Sector Energy Related Emissions before CCS[hard coal if,metal products except machinery and vehicles 25,PM25] | NoSettings | 0 | 0 | 0 | 0 | 0 | 0 | 0 | 0 | 0 | 0 | 0 | 0 | 0 | 0 | 0 | 0 | 0 | 0 | 0 | 0 | 0 | 0 | 0 | 0 | 0 | 0 | 0 | 0 | 0 | 0 | 0
Industrial Sector Energy Related Emissions before CCS[hard coal if,metal products except machinery and vehicles 25,SOx] | NoSettings | 0 | 0 | 0 | 0 | 0 | 0 | 0 | 0 | 0 | 0 | 0 | 0 | 0 | 0 | 0 | 0 | 0 | 0 | 0 | 0 | 0 | 0 | 0 | 0 | 0 | 0 | 0 | 0 | 0 | 0 | 0
Industrial Sector Energy Related Emissions before CCS[hard coal if,metal products except machinery and vehicles 25,BC] | NoSettings | 0 | 0 | 0 | 0 | 0 | 0 | 0 | 0 | 0 | 0 | 0 | 0 | 0 | 0 | 0 | 0 | 0 | 0 | 0 | 0 | 0 | 0 | 0 | 0 | 0 | 0 | 0 | 0 | 0 | 0 | 0
Industrial Sector Energy Related Emissions before CCS[hard coal if,metal products except machinery and vehicles 25,OC] | NoSettings | 0 | 0 | 0 | 0 | 0 | 0 | 0 | 0 | 0 | 0 | 0 | 0 | 0 | 0 | 0 | 0 | 0 | 0 | 0 | 0 | 0 | 0 | 0 | 0 | 0 | 0 | 0 | 0 | 0 | 0 | 0
Industrial Sector Energy Related Emissions before CCS[hard coal if,metal products except machinery and vehicles 25,CH4] | NoSettings | 0 | 0 | 0 | 0 | 0 | 0 | 0 | 0 | 0 | 0 | 0 | 0 | 0 | 0 | 0 | 0 | 0 | 0 | 0 | 0 | 0 | 0 | 0 | 0 | 0 | 0 | 0 | 0 | 0 | 0 | 0
Industrial Sector Energy Related Emissions before CCS[hard coal if,metal products except machinery and vehicles 25,N2O] | NoSettings | 0 | 0 | 0 | 0 | 0 | 0 | 0 | 0 | 0 | 0 | 0 | 0 | 0 | 0 | 0 | 0 | 0 | 0 | 0 | 0 | 0 | 0 | 0 | 0 | 0 | 0 | 0 | 0 | 0 | 0 | 0
Industrial Sector Energy Related Emissions before CCS[hard coal if,metal products except machinery and vehicles 25,F gases] | NoSettings | 0 | 0 | 0 | 0 | 0 | 0 | 0 | 0 | 0 | 0 | 0 | 0 | 0 | 0 | 0 | 0 | 0 | 0 | 0 | 0 | 0 | 0 | 0 | 0 | 0 | 0 | 0 | 0 | 0 | 0 | 0
Industrial Sector Energy Related Emissions before CCS[hard coal if,computers and electronics 26,CO2] | NoSettings | 0 | 0 | 0 | 0 | 0 | 0 | 0 | 0 | 0 | 0 | 0 | 0 | 0 | 0 | 0 | 0 | 0 | 0 | 0 | 0 | 0 | 0 | 0 | 0 | 0 | 0 | 0 | 0 | 0 | 0 | 0
Industrial Sector Energy Related Emissions before CCS[hard coal if,computers and electronics 26,VOC] | NoSettings | 0 | 0 | 0 | 0 | 0 | 0 | 0 | 0 | 0 | 0 | 0 | 0 | 0 | 0 | 0 | 0 | 0 | 0 | 0 | 0 | 0 | 0 | 0 | 0 | 0 | 0 | 0 | 0 | 0 | 0 | 0
Industrial Sector Energy Related Emissions before CCS[hard coal if,computers and electronics 26,CO] | NoSettings | 0 | 0 | 0 | 0 | 0 | 0 | 0 | 0 | 0 | 0 | 0 | 0 | 0 | 0 | 0 | 0 | 0 | 0 | 0 | 0 | 0 | 0 | 0 | 0 | 0 | 0 | 0 | 0 | 0 | 0 | 0
Industrial Sector Energy Related Emissions before CCS[hard coal if,computers and electronics 26,NOx] | NoSettings | 0 | 0 | 0 | 0 | 0 | 0 | 0 | 0 | 0 | 0 | 0 | 0 | 0 | 0 | 0 | 0 | 0 | 0 | 0 | 0 | 0 | 0 | 0 | 0 | 0 | 0 | 0 | 0 | 0 | 0 | 0
Industrial Sector Energy Related Emissions before CCS[hard coal if,computers and electronics 26,PM10] | NoSettings | 0 | 0 | 0 | 0 | 0 | 0 | 0 | 0 | 0 | 0 | 0 | 0 | 0 | 0 | 0 | 0 | 0 | 0 | 0 | 0 | 0 | 0 | 0 | 0 | 0 | 0 | 0 | 0 | 0 | 0 | 0
Industrial Sector Energy Related Emissions before CCS[hard coal if,computers and electronics 26,PM25] | NoSettings | 0 | 0 | 0 | 0 | 0 | 0 | 0 | 0 | 0 | 0 | 0 | 0 | 0 | 0 | 0 | 0 | 0 | 0 | 0 | 0 | 0 | 0 | 0 | 0 | 0 | 0 | 0 | 0 | 0 | 0 | 0
Industrial Sector Energy Related Emissions before CCS[hard coal if,computers and electronics 26,SOx] | NoSettings | 0 | 0 | 0 | 0 | 0 | 0 | 0 | 0 | 0 | 0 | 0 | 0 | 0 | 0 | 0 | 0 | 0 | 0 | 0 | 0 | 0 | 0 | 0 | 0 | 0 | 0 | 0 | 0 | 0 | 0 | 0
Industrial Sector Energy Related Emissions before CCS[hard coal if,computers and electronics 26,BC] | NoSettings | 0 | 0 | 0 | 0 | 0 | 0 | 0 | 0 | 0 | 0 | 0 | 0 | 0 | 0 | 0 | 0 | 0 | 0 | 0 | 0 | 0 | 0 | 0 | 0 | 0 | 0 | 0 | 0 | 0 | 0 | 0
Industrial Sector Energy Related Emissions before CCS[hard coal if,computers and electronics 26,OC] | NoSettings | 0 | 0 | 0 | 0 | 0 | 0 | 0 | 0 | 0 | 0 | 0 | 0 | 0 | 0 | 0 | 0 | 0 | 0 | 0 | 0 | 0 | 0 | 0 | 0 | 0 | 0 | 0 | 0 | 0 | 0 | 0
Industrial Sector Energy Related Emissions before CCS[hard coal if,computers and electronics 26,CH4] | NoSettings | 0 | 0 | 0 | 0 | 0 | 0 | 0 | 0 | 0 | 0 | 0 | 0 | 0 | 0 | 0 | 0 | 0 | 0 | 0 | 0 | 0 | 0 | 0 | 0 | 0 | 0 | 0 | 0 | 0 | 0 | 0
Industrial Sector Energy Related Emissions before CCS[hard coal if,computers and electronics 26,N2O] | NoSettings | 0 | 0 | 0 | 0 | 0 | 0 | 0 | 0 | 0 | 0 | 0 | 0 | 0 | 0 | 0 | 0 | 0 | 0 | 0 | 0 | 0 | 0 | 0 | 0 | 0 | 0 | 0 | 0 | 0 | 0 | 0
Industrial Sector Energy Related Emissions before CCS[hard coal if,computers and electronics 26,F gases] | NoSettings | 0 | 0 | 0 | 0 | 0 | 0 | 0 | 0 | 0 | 0 | 0 | 0 | 0 | 0 | 0 | 0 | 0 | 0 | 0 | 0 | 0 | 0 | 0 | 0 | 0 | 0 | 0 | 0 | 0 | 0 | 0
Industrial Sector Energy Related Emissions before CCS[hard coal if,appliances and electrical equipment 27,CO2] | NoSettings | 0 | 0 | 0 | 0 | 0 | 0 | 0 | 0 | 0 | 0 | 0 | 0 | 0 | 0 | 0 | 0 | 0 | 0 | 0 | 0 | 0 | 0 | 0 | 0 | 0 | 0 | 0 | 0 | 0 | 0 | 0
Industrial Sector Energy Related Emissions before CCS[hard coal if,appliances and electrical equipment 27,VOC] | NoSettings | 0 | 0 | 0 | 0 | 0 | 0 | 0 | 0 | 0 | 0 | 0 | 0 | 0 | 0 | 0 | 0 | 0 | 0 | 0 | 0 | 0 | 0 | 0 | 0 | 0 | 0 | 0 | 0 | 0 | 0 | 0
Industrial Sector Energy Related Emissions before CCS[hard coal if,appliances and electrical equipment 27,CO] | NoSettings | 0 | 0 | 0 | 0 | 0 | 0 | 0 | 0 | 0 | 0 | 0 | 0 | 0 | 0 | 0 | 0 | 0 | 0 | 0 | 0 | 0 | 0 | 0 | 0 | 0 | 0 | 0 | 0 | 0 | 0 | 0
Industrial Sector Energy Related Emissions before CCS[hard coal if,appliances and electrical equipment 27,NOx] | NoSettings | 0 | 0 | 0 | 0 | 0 | 0 | 0 | 0 | 0 | 0 | 0 | 0 | 0 | 0 | 0 | 0 | 0 | 0 | 0 | 0 | 0 | 0 | 0 | 0 | 0 | 0 | 0 | 0 | 0 | 0 | 0
Industrial Sector Energy Related Emissions before CCS[hard coal if,appliances and electrical equipment 27,PM10] | NoSettings | 0 | 0 | 0 | 0 | 0 | 0 | 0 | 0 | 0 | 0 | 0 | 0 | 0 | 0 | 0 | 0 | 0 | 0 | 0 | 0 | 0 | 0 | 0 | 0 | 0 | 0 | 0 | 0 | 0 | 0 | 0
Industrial Sector Energy Related Emissions before CCS[hard coal if,appliances and electrical equipment 27,PM25] | NoSettings | 0 | 0 | 0 | 0 | 0 | 0 | 0 | 0 | 0 | 0 | 0 | 0 | 0 | 0 | 0 | 0 | 0 | 0 | 0 | 0 | 0 | 0 | 0 | 0 | 0 | 0 | 0 | 0 | 0 | 0 | 0
Industrial Sector Energy Related Emissions before CCS[hard coal if,appliances and electrical equipment 27,SOx] | NoSettings | 0 | 0 | 0 | 0 | 0 | 0 | 0 | 0 | 0 | 0 | 0 | 0 | 0 | 0 | 0 | 0 | 0 | 0 | 0 | 0 | 0 | 0 | 0 | 0 | 0 | 0 | 0 | 0 | 0 | 0 | 0
Industrial Sector Energy Related Emissions before CCS[hard coal if,appliances and electrical equipment 27,BC] | NoSettings | 0 | 0 | 0 | 0 | 0 | 0 | 0 | 0 | 0 | 0 | 0 | 0 | 0 | 0 | 0 | 0 | 0 | 0 | 0 | 0 | 0 | 0 | 0 | 0 | 0 | 0 | 0 | 0 | 0 | 0 | 0
Industrial Sector Energy Related Emissions before CCS[hard coal if,appliances and electrical equipment 27,OC] | NoSettings | 0 | 0 | 0 | 0 | 0 | 0 | 0 | 0 | 0 | 0 | 0 | 0 | 0 | 0 | 0 | 0 | 0 | 0 | 0 | 0 | 0 | 0 | 0 | 0 | 0 | 0 | 0 | 0 | 0 | 0 | 0
Industrial Sector Energy Related Emissions before CCS[hard coal if,appliances and electrical equipment 27,CH4] | NoSettings | 0 | 0 | 0 | 0 | 0 | 0 | 0 | 0 | 0 | 0 | 0 | 0 | 0 | 0 | 0 | 0 | 0 | 0 | 0 | 0 | 0 | 0 | 0 | 0 | 0 | 0 | 0 | 0 | 0 | 0 | 0
Industrial Sector Energy Related Emissions before CCS[hard coal if,appliances and electrical equipment 27,N2O] | NoSettings | 0 | 0 | 0 | 0 | 0 | 0 | 0 | 0 | 0 | 0 | 0 | 0 | 0 | 0 | 0 | 0 | 0 | 0 | 0 | 0 | 0 | 0 | 0 | 0 | 0 | 0 | 0 | 0 | 0 | 0 | 0
Industrial Sector Energy Related Emissions before CCS[hard coal if,appliances and electrical equipment 27,F gases] | NoSettings | 0 | 0 | 0 | 0 | 0 | 0 | 0 | 0 | 0 | 0 | 0 | 0 | 0 | 0 | 0 | 0 | 0 | 0 | 0 | 0 | 0 | 0 | 0 | 0 | 0 | 0 | 0 | 0 | 0 | 0 | 0
Industrial Sector Energy Related Emissions before CCS[hard coal if,other machinery 28,CO2] | NoSettings | 0 | 0 | 0 | 0 | 0 | 0 | 0 | 0 | 0 | 0 | 0 | 0 | 0 | 0 | 0 | 0 | 0 | 0 | 0 | 0 | 0 | 0 | 0 | 0 | 0 | 0 | 0 | 0 | 0 | 0 | 0
Industrial Sector Energy Related Emissions before CCS[hard coal if,other machinery 28,VOC] | NoSettings | 0 | 0 | 0 | 0 | 0 | 0 | 0 | 0 | 0 | 0 | 0 | 0 | 0 | 0 | 0 | 0 | 0 | 0 | 0 | 0 | 0 | 0 | 0 | 0 | 0 | 0 | 0 | 0 | 0 | 0 | 0
Industrial Sector Energy Related Emissions before CCS[hard coal if,other machinery 28,CO] | NoSettings | 0 | 0 | 0 | 0 | 0 | 0 | 0 | 0 | 0 | 0 | 0 | 0 | 0 | 0 | 0 | 0 | 0 | 0 | 0 | 0 | 0 | 0 | 0 | 0 | 0 | 0 | 0 | 0 | 0 | 0 | 0
Industrial Sector Energy Related Emissions before CCS[hard coal if,other machinery 28,NOx] | NoSettings | 0 | 0 | 0 | 0 | 0 | 0 | 0 | 0 | 0 | 0 | 0 | 0 | 0 | 0 | 0 | 0 | 0 | 0 | 0 | 0 | 0 | 0 | 0 | 0 | 0 | 0 | 0 | 0 | 0 | 0 | 0
Industrial Sector Energy Related Emissions before CCS[hard coal if,other machinery 28,PM10] | NoSettings | 0 | 0 | 0 | 0 | 0 | 0 | 0 | 0 | 0 | 0 | 0 | 0 | 0 | 0 | 0 | 0 | 0 | 0 | 0 | 0 | 0 | 0 | 0 | 0 | 0 | 0 | 0 | 0 | 0 | 0 | 0
Industrial Sector Energy Related Emissions before CCS[hard coal if,other machinery 28,PM25] | NoSettings | 0 | 0 | 0 | 0 | 0 | 0 | 0 | 0 | 0 | 0 | 0 | 0 | 0 | 0 | 0 | 0 | 0 | 0 | 0 | 0 | 0 | 0 | 0 | 0 | 0 | 0 | 0 | 0 | 0 | 0 | 0
Industrial Sector Energy Related Emissions before CCS[hard coal if,other machinery 28,SOx] | NoSettings | 0 | 0 | 0 | 0 | 0 | 0 | 0 | 0 | 0 | 0 | 0 | 0 | 0 | 0 | 0 | 0 | 0 | 0 | 0 | 0 | 0 | 0 | 0 | 0 | 0 | 0 | 0 | 0 | 0 | 0 | 0
Industrial Sector Energy Related Emissions before CCS[hard coal if,other machinery 28,BC] | NoSettings | 0 | 0 | 0 | 0 | 0 | 0 | 0 | 0 | 0 | 0 | 0 | 0 | 0 | 0 | 0 | 0 | 0 | 0 | 0 | 0 | 0 | 0 | 0 | 0 | 0 | 0 | 0 | 0 | 0 | 0 | 0
Industrial Sector Energy Related Emissions before CCS[hard coal if,other machinery 28,OC] | NoSettings | 0 | 0 | 0 | 0 | 0 | 0 | 0 | 0 | 0 | 0 | 0 | 0 | 0 | 0 | 0 | 0 | 0 | 0 | 0 | 0 | 0 | 0 | 0 | 0 | 0 | 0 | 0 | 0 | 0 | 0 | 0
Industrial Sector Energy Related Emissions before CCS[hard coal if,other machinery 28,CH4] | NoSettings | 0 | 0 | 0 | 0 | 0 | 0 | 0 | 0 | 0 | 0 | 0 | 0 | 0 | 0 | 0 | 0 | 0 | 0 | 0 | 0 | 0 | 0 | 0 | 0 | 0 | 0 | 0 | 0 | 0 | 0 | 0
Industrial Sector Energy Related Emissions before CCS[hard coal if,other machinery 28,N2O] | NoSettings | 0 | 0 | 0 | 0 | 0 | 0 | 0 | 0 | 0 | 0 | 0 | 0 | 0 | 0 | 0 | 0 | 0 | 0 | 0 | 0 | 0 | 0 | 0 | 0 | 0 | 0 | 0 | 0 | 0 | 0 | 0
Industrial Sector Energy Related Emissions before CCS[hard coal if,other machinery 28,F gases] | NoSettings | 0 | 0 | 0 | 0 | 0 | 0 | 0 | 0 | 0 | 0 | 0 | 0 | 0 | 0 | 0 | 0 | 0 | 0 | 0 | 0 | 0 | 0 | 0 | 0 | 0 | 0 | 0 | 0 | 0 | 0 | 0
Industrial Sector Energy Related Emissions before CCS[hard coal if,road vehicles 29,CO2] | NoSettings | 0 | 0 | 0 | 0 | 0 | 0 | 0 | 0 | 0 | 0 | 0 | 0 | 0 | 0 | 0 | 0 | 0 | 0 | 0 | 0 | 0 | 0 | 0 | 0 | 0 | 0 | 0 | 0 | 0 | 0 | 0
Industrial Sector Energy Related Emissions before CCS[hard coal if,road vehicles 29,VOC] | NoSettings | 0 | 0 | 0 | 0 | 0 | 0 | 0 | 0 | 0 | 0 | 0 | 0 | 0 | 0 | 0 | 0 | 0 | 0 | 0 | 0 | 0 | 0 | 0 | 0 | 0 | 0 | 0 | 0 | 0 | 0 | 0
Industrial Sector Energy Related Emissions before CCS[hard coal if,road vehicles 29,CO] | NoSettings | 0 | 0 | 0 | 0 | 0 | 0 | 0 | 0 | 0 | 0 | 0 | 0 | 0 | 0 | 0 | 0 | 0 | 0 | 0 | 0 | 0 | 0 | 0 | 0 | 0 | 0 | 0 | 0 | 0 | 0 | 0
Industrial Sector Energy Related Emissions before CCS[hard coal if,road vehicles 29,NOx] | NoSettings | 0 | 0 | 0 | 0 | 0 | 0 | 0 | 0 | 0 | 0 | 0 | 0 | 0 | 0 | 0 | 0 | 0 | 0 | 0 | 0 | 0 | 0 | 0 | 0 | 0 | 0 | 0 | 0 | 0 | 0 | 0
Industrial Sector Energy Related Emissions before CCS[hard coal if,road vehicles 29,PM10] | NoSettings | 0 | 0 | 0 | 0 | 0 | 0 | 0 | 0 | 0 | 0 | 0 | 0 | 0 | 0 | 0 | 0 | 0 | 0 | 0 | 0 | 0 | 0 | 0 | 0 | 0 | 0 | 0 | 0 | 0 | 0 | 0
Industrial Sector Energy Related Emissions before CCS[hard coal if,road vehicles 29,PM25] | NoSettings | 0 | 0 | 0 | 0 | 0 | 0 | 0 | 0 | 0 | 0 | 0 | 0 | 0 | 0 | 0 | 0 | 0 | 0 | 0 | 0 | 0 | 0 | 0 | 0 | 0 | 0 | 0 | 0 | 0 | 0 | 0
Industrial Sector Energy Related Emissions before CCS[hard coal if,road vehicles 29,SOx] | NoSettings | 0 | 0 | 0 | 0 | 0 | 0 | 0 | 0 | 0 | 0 | 0 | 0 | 0 | 0 | 0 | 0 | 0 | 0 | 0 | 0 | 0 | 0 | 0 | 0 | 0 | 0 | 0 | 0 | 0 | 0 | 0
Industrial Sector Energy Related Emissions before CCS[hard coal if,road vehicles 29,BC] | NoSettings | 0 | 0 | 0 | 0 | 0 | 0 | 0 | 0 | 0 | 0 | 0 | 0 | 0 | 0 | 0 | 0 | 0 | 0 | 0 | 0 | 0 | 0 | 0 | 0 | 0 | 0 | 0 | 0 | 0 | 0 | 0
Industrial Sector Energy Related Emissions before CCS[hard coal if,road vehicles 29,OC] | NoSettings | 0 | 0 | 0 | 0 | 0 | 0 | 0 | 0 | 0 | 0 | 0 | 0 | 0 | 0 | 0 | 0 | 0 | 0 | 0 | 0 | 0 | 0 | 0 | 0 | 0 | 0 | 0 | 0 | 0 | 0 | 0
Industrial Sector Energy Related Emissions before CCS[hard coal if,road vehicles 29,CH4] | NoSettings | 0 | 0 | 0 | 0 | 0 | 0 | 0 | 0 | 0 | 0 | 0 | 0 | 0 | 0 | 0 | 0 | 0 | 0 | 0 | 0 | 0 | 0 | 0 | 0 | 0 | 0 | 0 | 0 | 0 | 0 | 0
Industrial Sector Energy Related Emissions before CCS[hard coal if,road vehicles 29,N2O] | NoSettings | 0 | 0 | 0 | 0 | 0 | 0 | 0 | 0 | 0 | 0 | 0 | 0 | 0 | 0 | 0 | 0 | 0 | 0 | 0 | 0 | 0 | 0 | 0 | 0 | 0 | 0 | 0 | 0 | 0 | 0 | 0
Industrial Sector Energy Related Emissions before CCS[hard coal if,road vehicles 29,F gases] | NoSettings | 0 | 0 | 0 | 0 | 0 | 0 | 0 | 0 | 0 | 0 | 0 | 0 | 0 | 0 | 0 | 0 | 0 | 0 | 0 | 0 | 0 | 0 | 0 | 0 | 0 | 0 | 0 | 0 | 0 | 0 | 0
Industrial Sector Energy Related Emissions before CCS[hard coal if,nonroad vehicles 30,CO2] | NoSettings | 0 | 0 | 0 | 0 | 0 | 0 | 0 | 0 | 0 | 0 | 0 | 0 | 0 | 0 | 0 | 0 | 0 | 0 | 0 | 0 | 0 | 0 | 0 | 0 | 0 | 0 | 0 | 0 | 0 | 0 | 0
Industrial Sector Energy Related Emissions before CCS[hard coal if,nonroad vehicles 30,VOC] | NoSettings | 0 | 0 | 0 | 0 | 0 | 0 | 0 | 0 | 0 | 0 | 0 | 0 | 0 | 0 | 0 | 0 | 0 | 0 | 0 | 0 | 0 | 0 | 0 | 0 | 0 | 0 | 0 | 0 | 0 | 0 | 0
Industrial Sector Energy Related Emissions before CCS[hard coal if,nonroad vehicles 30,CO] | NoSettings | 0 | 0 | 0 | 0 | 0 | 0 | 0 | 0 | 0 | 0 | 0 | 0 | 0 | 0 | 0 | 0 | 0 | 0 | 0 | 0 | 0 | 0 | 0 | 0 | 0 | 0 | 0 | 0 | 0 | 0 | 0
Industrial Sector Energy Related Emissions before CCS[hard coal if,nonroad vehicles 30,NOx] | NoSettings | 0 | 0 | 0 | 0 | 0 | 0 | 0 | 0 | 0 | 0 | 0 | 0 | 0 | 0 | 0 | 0 | 0 | 0 | 0 | 0 | 0 | 0 | 0 | 0 | 0 | 0 | 0 | 0 | 0 | 0 | 0
Industrial Sector Energy Related Emissions before CCS[hard coal if,nonroad vehicles 30,PM10] | NoSettings | 0 | 0 | 0 | 0 | 0 | 0 | 0 | 0 | 0 | 0 | 0 | 0 | 0 | 0 | 0 | 0 | 0 | 0 | 0 | 0 | 0 | 0 | 0 | 0 | 0 | 0 | 0 | 0 | 0 | 0 | 0
Industrial Sector Energy Related Emissions before CCS[hard coal if,nonroad vehicles 30,PM25] | NoSettings | 0 | 0 | 0 | 0 | 0 | 0 | 0 | 0 | 0 | 0 | 0 | 0 | 0 | 0 | 0 | 0 | 0 | 0 | 0 | 0 | 0 | 0 | 0 | 0 | 0 | 0 | 0 | 0 | 0 | 0 | 0
Industrial Sector Energy Related Emissions before CCS[hard coal if,nonroad vehicles 30,SOx] | NoSettings | 0 | 0 | 0 | 0 | 0 | 0 | 0 | 0 | 0 | 0 | 0 | 0 | 0 | 0 | 0 | 0 | 0 | 0 | 0 | 0 | 0 | 0 | 0 | 0 | 0 | 0 | 0 | 0 | 0 | 0 | 0
Industrial Sector Energy Related Emissions before CCS[hard coal if,nonroad vehicles 30,BC] | NoSettings | 0 | 0 | 0 | 0 | 0 | 0 | 0 | 0 | 0 | 0 | 0 | 0 | 0 | 0 | 0 | 0 | 0 | 0 | 0 | 0 | 0 | 0 | 0 | 0 | 0 | 0 | 0 | 0 | 0 | 0 | 0
Industrial Sector Energy Related Emissions before CCS[hard coal if,nonroad vehicles 30,OC] | NoSettings | 0 | 0 | 0 | 0 | 0 | 0 | 0 | 0 | 0 | 0 | 0 | 0 | 0 | 0 | 0 | 0 | 0 | 0 | 0 | 0 | 0 | 0 | 0 | 0 | 0 | 0 | 0 | 0 | 0 | 0 | 0
Industrial Sector Energy Related Emissions before CCS[hard coal if,nonroad vehicles 30,CH4] | NoSettings | 0 | 0 | 0 | 0 | 0 | 0 | 0 | 0 | 0 | 0 | 0 | 0 | 0 | 0 | 0 | 0 | 0 | 0 | 0 | 0 | 0 | 0 | 0 | 0 | 0 | 0 | 0 | 0 | 0 | 0 | 0
Industrial Sector Energy Related Emissions before CCS[hard coal if,nonroad vehicles 30,N2O] | NoSettings | 0 | 0 | 0 | 0 | 0 | 0 | 0 | 0 | 0 | 0 | 0 | 0 | 0 | 0 | 0 | 0 | 0 | 0 | 0 | 0 | 0 | 0 | 0 | 0 | 0 | 0 | 0 | 0 | 0 | 0 | 0
Industrial Sector Energy Related Emissions before CCS[hard coal if,nonroad vehicles 30,F gases] | NoSettings | 0 | 0 | 0 | 0 | 0 | 0 | 0 | 0 | 0 | 0 | 0 | 0 | 0 | 0 | 0 | 0 | 0 | 0 | 0 | 0 | 0 | 0 | 0 | 0 | 0 | 0 | 0 | 0 | 0 | 0 | 0
Industrial Sector Energy Related Emissions before CCS[hard coal if,other manufacturing 31T33,CO2] | NoSettings | 36271500000 | 33294900000 | 32568600000 | 31491700000 | 29735200000 | 28058400000 | 26286700000 | 24570300000 | 22737400000 | 21004200000 | 19430200000 | 18111900000 | 16688200000 | 15373700000 | 13796900000 | 13909100000 | 13467400000 | 12995500000 | 12617200000 | 12273800000 | 11998400000 | 11764700000 | 11526700000 | 11322200000 | 11141600000 | 40712200000 | 34546400000 | 40297400000 | 46048400000 | 51799400000 | 57550400000
Industrial Sector Energy Related Emissions before CCS[hard coal if,other manufacturing 31T33,VOC] | NoSettings | 170112 | 156152 | 152746 | 147695 | 139457 | 131593 | 123284 | 115234 | 106638 | 98509.4 | 91127 | 84944.3 | 78267.4 | 72102.5 | 64707.2 | 65233.4 | 63161.7 | 60948.8 | 59174.5 | 57563.7 | 56272.1 | 55176.3 | 54060.1 | 53100.6 | 52253.9 | 190939 | 162022 | 188994 | 215966 | 242938 | 269910
Industrial Sector Energy Related Emissions before CCS[hard coal if,other manufacturing 31T33,CO] | NoSettings | 8645460 | 7935980 | 7762860 | 7506180 | 7087510 | 6687840 | 6265560 | 5856430 | 5419550 | 5006450 | 4631260 | 4317050 | 3977710 | 3664400 | 3288560 | 3315290 | 3210010 | 3097540 | 3007370 | 2925510 | 2859870 | 2804180 | 2747450 | 2698680 | 2655650 | 9703920 | 8234280 | 9605060 | 10975800 | 12346600 | 13717400
Industrial Sector Energy Related Emissions before CCS[hard coal if,other manufacturing 31T33,NOx] | NoSettings | 43897400 | 40295000 | 39416000 | 38112700 | 35986900 | 33957600 | 31813400 | 29736100 | 27517800 | 25420300 | 23515300 | 21919800 | 20196900 | 18606000 | 16697700 | 16833400 | 16298800 | 15727800 | 15270000 | 14854300 | 14521000 | 14238200 | 13950200 | 13702600 | 13484100 | 49271700 | 41809700 | 48769800 | 55729900 | 62690000 | 69650100
Industrial Sector Energy Related Emissions before CCS[hard coal if,other manufacturing 31T33,PM10] | NoSettings | 961288 | 882400 | 863151 | 834611 | 788059 | 743620 | 696667 | 651176 | 602599 | 556667 | 514950 | 480012 | 442282 | 407444 | 365654 | 368627 | 356920 | 344415 | 334389 | 325287 | 317988 | 311796 | 305488 | 300066 | 295282 | 1078980 | 915569 | 1067990 | 1220400 | 1372820 | 1525230
Industrial Sector Energy Related Emissions before CCS[hard coal if,other manufacturing 31T33,PM25] | NoSettings | 909948 | 835273 | 817052 | 790037 | 745971 | 703905 | 659459 | 616398 | 570416 | 526937 | 487447 | 454376 | 418660 | 385683 | 346125 | 348940 | 337858 | 326021 | 316531 | 307914 | 301005 | 295144 | 289173 | 284041 | 279511 | 1021350 | 866671 | 1010950 | 1155220 | 1299500 | 1443770
Industrial Sector Energy Related Emissions before CCS[hard coal if,other manufacturing 31T33,SOx] | NoSettings | 196478000 | 180354000 | 176420000 | 170587000 | 161072000 | 151989000 | 142392000 | 133094000 | 123166000 | 113777000 | 105251000 | 98109900 | 90398200 | 83277700 | 74736300 | 75344000 | 72951200 | 70395300 | 68346100 | 66485600 | 64993800 | 63728200 | 62438900 | 61330700 | 60352800 | 220533000 | 187134000 | 218286000 | 249439000 | 280591000 | 311743000
Industrial Sector Energy Related Emissions before CCS[hard coal if,other manufacturing 31T33,BC] | NoSettings | 39079.9 | 35872.8 | 35090.2 | 33930 | 32037.5 | 30230.9 | 28322 | 26472.7 | 24497.8 | 22630.5 | 20934.6 | 19514.2 | 17980.4 | 16564.1 | 14865.2 | 14986 | 14510.1 | 14001.7 | 13594.2 | 13224.1 | 12927.4 | 12675.6 | 12419.2 | 12198.8 | 12004.3 | 43864.4 | 37221.2 | 43417.5 | 49613.8 | 55810 | 62006.3
Industrial Sector Energy Related Emissions before CCS[hard coal if,other manufacturing 31T33,OC] | NoSettings | 73562.1 | 67525.2 | 66052.2 | 63868.2 | 60305.9 | 56905.2 | 53312.1 | 49830.9 | 46113.6 | 42598.7 | 39406.3 | 36732.7 | 33845.4 | 31179.5 | 27981.5 | 28209 | 27313.2 | 26356.2 | 25589 | 24892.4 | 24333.9 | 23860 | 23377.3 | 22962.4 | 22596.3 | 82568.3 | 70063.5 | 81727.1 | 93390.7 | 105054 | 116718
Industrial Sector Energy Related Emissions before CCS[hard coal if,other manufacturing 31T33,CH4] | NoSettings | 4214500 | 3868630 | 3784240 | 3659120 | 3455020 | 3260190 | 3054340 | 2854900 | 2641930 | 2440550 | 2257650 | 2104480 | 1939060 | 1786320 | 1603110 | 1616140 | 1564820 | 1509990 | 1466040 | 1426130 | 1394130 | 1366980 | 1339330 | 1315560 | 1294580 | 4730470 | 4014050 | 4682280 | 5350510 | 6018730 | 6686960
Industrial Sector Energy Related Emissions before CCS[hard coal if,other manufacturing 31T33,N2O] | NoSettings | 613018 | 562710 | 550435 | 532235 | 502549 | 474210 | 444267 | 415258 | 384280 | 354989 | 328386 | 306106 | 282045 | 259829 | 233179 | 235075 | 227610 | 219635 | 213242 | 207437 | 202782 | 198834 | 194811 | 191354 | 188302 | 688069 | 583862 | 681059 | 778256 | 875451 | 972648
Industrial Sector Energy Related Emissions before CCS[hard coal if,other manufacturing 31T33,F gases] | NoSettings | 0 | 0 | 0 | 0 | 0 | 0 | 0 | 0 | 0 | 0 | 0 | 0 | 0 | 0 | 0 | 0 | 0 | 0 | 0 | 0 | 0 | 0 | 0 | 0 | 0 | 0 | 0 | 0 | 0 | 0 | 0
Industrial Sector Energy Related Emissions before CCS[hard coal if,energy pipelines and gas processing 352T353,CO2] | NoSettings | 0 | 242709000 | 255148000 | 254473000 | 236178000 | 216377000 | 199363000 | 197338000 | 194571000 | 193185000 | 187439000 | 181707000 | 183360000 | 183785000 | 184832000 | 185587000 | 188408000 | 186204000 | 181692000 | 178337000 | 175258000 | 172565000 | 170725000 | 169303000 | 166678000 | 129714000 | 135403000 | 128468000 | 121101000 | 114046000 | 107320000
Industrial Sector Energy Related Emissions before CCS[hard coal if,energy pipelines and gas processing 352T353,VOC] | NoSettings | 0 | 1138.3 | 1196.64 | 1193.47 | 1107.67 | 1014.8 | 935.01 | 925.51 | 912.535 | 906.034 | 879.082 | 852.203 | 859.956 | 861.947 | 866.858 | 870.397 | 883.63 | 873.293 | 852.133 | 836.396 | 821.955 | 809.327 | 800.695 | 794.029 | 781.715 | 608.358 | 635.035 | 602.51 | 567.962 | 534.875 | 503.326
Industrial Sector Energy Related Emissions before CCS[hard coal if,energy pipelines and gas processing 352T353,CO] | NoSettings | 0 | 57850.6 | 60815.6 | 60654.8 | 56294.1 | 51574.3 | 47519.1 | 47036.3 | 46376.9 | 46046.5 | 44676.8 | 43310.7 | 43704.7 | 43805.9 | 44055.5 | 44235.4 | 44907.9 | 44382.6 | 43307.1 | 42507.4 | 41773.5 | 41131.7 | 40693 | 40354.2 | 39728.4 | 30918 | 32273.8 | 30620.8 | 28865 | 27183.5 | 25580.1
Industrial Sector Energy Related Emissions before CCS[hard coal if,energy pipelines and gas processing 352T353,NOx] | NoSettings | 0 | 293737 | 308792 | 307975 | 285834 | 261869 | 241279 | 238827 | 235479 | 233802 | 226847 | 219911 | 221911 | 222425 | 223692 | 224606 | 228020 | 225353 | 219892 | 215832 | 212105 | 208846 | 206619 | 204899 | 201721 | 156986 | 163871 | 155477 | 146562 | 138024 | 129883
Industrial Sector Energy Related Emissions before CCS[hard coal if,energy pipelines and gas processing 352T353,PM10] | NoSettings | 0 | 6432.41 | 6762.08 | 6744.2 | 6259.33 | 5734.54 | 5283.65 | 5229.97 | 5156.65 | 5119.91 | 4967.61 | 4815.72 | 4859.52 | 4870.78 | 4898.53 | 4918.53 | 4993.3 | 4934.89 | 4815.32 | 4726.39 | 4644.79 | 4573.43 | 4524.65 | 4486.98 | 4417.39 | 3437.77 | 3588.52 | 3404.72 | 3209.5 | 3022.53 | 2844.25
Industrial Sector Energy Related Emissions before CCS[hard coal if,energy pipelines and gas processing 352T353,PM25] | NoSettings | 0 | 6088.87 | 6400.94 | 6384.01 | 5925.04 | 5428.27 | 5001.46 | 4950.64 | 4881.24 | 4846.47 | 4702.3 | 4558.52 | 4599.99 | 4610.64 | 4636.91 | 4655.84 | 4726.62 | 4671.33 | 4558.14 | 4473.96 | 4396.72 | 4329.17 | 4282.99 | 4247.34 | 4181.47 | 3254.17 | 3396.87 | 3222.88 | 3038.09 | 2861.1 | 2692.34
Industrial Sector Energy Related Emissions before CCS[hard coal if,energy pipelines and gas processing 352T353,SOx] | NoSettings | 0 | 1314720 | 1382110 | 1378450 | 1279350 | 1172090 | 1079930 | 1068960 | 1053970 | 1046460 | 1015330 | 984287 | 993241 | 995541 | 1001210 | 1005300 | 1020580 | 1008650 | 984205 | 966030 | 949351 | 934765 | 924795 | 917096 | 902874 | 702648 | 733460 | 695893 | 655992 | 617776 | 581337
Industrial Sector Energy Related Emissions before CCS[hard coal if,energy pipelines and gas processing 352T353,BC] | NoSettings | 0 | 261.501 | 274.903 | 274.176 | 254.465 | 233.13 | 214.8 | 212.617 | 209.637 | 208.143 | 201.951 | 195.776 | 197.557 | 198.015 | 199.143 | 199.956 | 202.996 | 200.621 | 195.76 | 192.145 | 188.828 | 185.926 | 183.943 | 182.412 | 179.583 | 139.758 | 145.886 | 138.414 | 130.478 | 122.877 | 115.629
Industrial Sector Energy Related Emissions before CCS[hard coal if,energy pipelines and gas processing 352T353,OC] | NoSettings | 0 | 492.237 | 517.465 | 516.097 | 478.992 | 438.833 | 404.329 | 400.221 | 394.61 | 391.799 | 380.144 | 368.52 | 371.873 | 372.734 | 374.858 | 376.388 | 382.11 | 377.64 | 368.49 | 361.685 | 355.44 | 349.979 | 346.246 | 343.364 | 338.039 | 263.074 | 274.61 | 260.545 | 245.605 | 231.297 | 217.655
Industrial Sector Energy Related Emissions before CCS[hard coal if,energy pipelines and gas processing 352T353,CH4] | NoSettings | 0 | 28201.1 | 29646.4 | 29568 | 27442.3 | 25141.5 | 23164.7 | 22929.3 | 22607.9 | 22446.8 | 21779.1 | 21113.1 | 21305.2 | 21354.5 | 21476.2 | 21563.9 | 21891.7 | 21635.6 | 21111.4 | 20721.5 | 20363.8 | 20050.9 | 19837 | 19671.9 | 19366.8 | 15071.9 | 15732.9 | 14927 | 14071.1 | 13251.4 | 12469.8
Industrial Sector Energy Related Emissions before CCS[hard coal if,energy pipelines and gas processing 352T353,N2O] | NoSettings | 0 | 4101.97 | 4312.21 | 4300.81 | 3991.6 | 3656.94 | 3369.4 | 3335.17 | 3288.42 | 3264.99 | 3167.86 | 3071 | 3098.94 | 3106.12 | 3123.81 | 3136.57 | 3184.25 | 3147 | 3070.75 | 3014.04 | 2962 | 2916.49 | 2885.39 | 2861.36 | 2816.99 | 2192.28 | 2288.41 | 2171.21 | 2046.71 | 1927.48 | 1813.79
Industrial Sector Energy Related Emissions before CCS[hard coal if,energy pipelines and gas processing 352T353,F gases] | NoSettings | 0 | 0 | 0 | 0 | 0 | 0 | 0 | 0 | 0 | 0 | 0 | 0 | 0 | 0 | 0 | 0 | 0 | 0 | 0 | 0 | 0 | 0 | 0 | 0 | 0 | 0 | 0 | 0 | 0 | 0 | 0
Industrial Sector Energy Related Emissions before CCS[hard coal if,water and waste 36T39,CO2] | NoSettings | 0 | 0 | 0 | 0 | 0 | 0 | 0 | 0 | 0 | 0 | 0 | 0 | 0 | 0 | 0 | 0 | 0 | 0 | 0 | 0 | 0 | 0 | 0 | 0 | 0 | 0 | 0 | 0 | 0 | 0 | 0
Industrial Sector Energy Related Emissions before CCS[hard coal if,water and waste 36T39,VOC] | NoSettings | 0 | 0 | 0 | 0 | 0 | 0 | 0 | 0 | 0 | 0 | 0 | 0 | 0 | 0 | 0 | 0 | 0 | 0 | 0 | 0 | 0 | 0 | 0 | 0 | 0 | 0 | 0 | 0 | 0 | 0 | 0
Industrial Sector Energy Related Emissions before CCS[hard coal if,water and waste 36T39,CO] | NoSettings | 0 | 0 | 0 | 0 | 0 | 0 | 0 | 0 | 0 | 0 | 0 | 0 | 0 | 0 | 0 | 0 | 0 | 0 | 0 | 0 | 0 | 0 | 0 | 0 | 0 | 0 | 0 | 0 | 0 | 0 | 0
Industrial Sector Energy Related Emissions before CCS[hard coal if,water and waste 36T39,NOx] | NoSettings | 0 | 0 | 0 | 0 | 0 | 0 | 0 | 0 | 0 | 0 | 0 | 0 | 0 | 0 | 0 | 0 | 0 | 0 | 0 | 0 | 0 | 0 | 0 | 0 | 0 | 0 | 0 | 0 | 0 | 0 | 0
Industrial Sector Energy Related Emissions before CCS[hard coal if,water and waste 36T39,PM10] | NoSettings | 0 | 0 | 0 | 0 | 0 | 0 | 0 | 0 | 0 | 0 | 0 | 0 | 0 | 0 | 0 | 0 | 0 | 0 | 0 | 0 | 0 | 0 | 0 | 0 | 0 | 0 | 0 | 0 | 0 | 0 | 0
Industrial Sector Energy Related Emissions before CCS[hard coal if,water and waste 36T39,PM25] | NoSettings | 0 | 0 | 0 | 0 | 0 | 0 | 0 | 0 | 0 | 0 | 0 | 0 | 0 | 0 | 0 | 0 | 0 | 0 | 0 | 0 | 0 | 0 | 0 | 0 | 0 | 0 | 0 | 0 | 0 | 0 | 0
Industrial Sector Energy Related Emissions before CCS[hard coal if,water and waste 36T39,SOx] | NoSettings | 0 | 0 | 0 | 0 | 0 | 0 | 0 | 0 | 0 | 0 | 0 | 0 | 0 | 0 | 0 | 0 | 0 | 0 | 0 | 0 | 0 | 0 | 0 | 0 | 0 | 0 | 0 | 0 | 0 | 0 | 0
Industrial Sector Energy Related Emissions before CCS[hard coal if,water and waste 36T39,BC] | NoSettings | 0 | 0 | 0 | 0 | 0 | 0 | 0 | 0 | 0 | 0 | 0 | 0 | 0 | 0 | 0 | 0 | 0 | 0 | 0 | 0 | 0 | 0 | 0 | 0 | 0 | 0 | 0 | 0 | 0 | 0 | 0
Industrial Sector Energy Related Emissions before CCS[hard coal if,water and waste 36T39,OC] | NoSettings | 0 | 0 | 0 | 0 | 0 | 0 | 0 | 0 | 0 | 0 | 0 | 0 | 0 | 0 | 0 | 0 | 0 | 0 | 0 | 0 | 0 | 0 | 0 | 0 | 0 | 0 | 0 | 0 | 0 | 0 | 0
Industrial Sector Energy Related Emissions before CCS[hard coal if,water and waste 36T39,CH4] | NoSettings | 0 | 0 | 0 | 0 | 0 | 0 | 0 | 0 | 0 | 0 | 0 | 0 | 0 | 0 | 0 | 0 | 0 | 0 | 0 | 0 | 0 | 0 | 0 | 0 | 0 | 0 | 0 | 0 | 0 | 0 | 0
Industrial Sector Energy Related Emissions before CCS[hard coal if,water and waste 36T39,N2O] | NoSettings | 0 | 0 | 0 | 0 | 0 | 0 | 0 | 0 | 0 | 0 | 0 | 0 | 0 | 0 | 0 | 0 | 0 | 0 | 0 | 0 | 0 | 0 | 0 | 0 | 0 | 0 | 0 | 0 | 0 | 0 | 0
Industrial Sector Energy Related Emissions before CCS[hard coal if,water and waste 36T39,F gases] | NoSettings | 0 | 0 | 0 | 0 | 0 | 0 | 0 | 0 | 0 | 0 | 0 | 0 | 0 | 0 | 0 | 0 | 0 | 0 | 0 | 0 | 0 | 0 | 0 | 0 | 0 | 0 | 0 | 0 | 0 | 0 | 0
Industrial Sector Energy Related Emissions before CCS[hard coal if,construction 41T43,CO2] | NoSettings | 0 | 0 | 0 | 0 | 0 | 0 | 0 | 0 | 0 | 0 | 0 | 0 | 0 | 0 | 0 | 0 | 0 | 0 | 0 | 0 | 0 | 0 | 0 | 0 | 0 | 0 | 0 | 0 | 0 | 0 | 0
Industrial Sector Energy Related Emissions before CCS[hard coal if,construction 41T43,VOC] | NoSettings | 0 | 0 | 0 | 0 | 0 | 0 | 0 | 0 | 0 | 0 | 0 | 0 | 0 | 0 | 0 | 0 | 0 | 0 | 0 | 0 | 0 | 0 | 0 | 0 | 0 | 0 | 0 | 0 | 0 | 0 | 0
Industrial Sector Energy Related Emissions before CCS[hard coal if,construction 41T43,CO] | NoSettings | 0 | 0 | 0 | 0 | 0 | 0 | 0 | 0 | 0 | 0 | 0 | 0 | 0 | 0 | 0 | 0 | 0 | 0 | 0 | 0 | 0 | 0 | 0 | 0 | 0 | 0 | 0 | 0 | 0 | 0 | 0
Industrial Sector Energy Related Emissions before CCS[hard coal if,construction 41T43,NOx] | NoSettings | 0 | 0 | 0 | 0 | 0 | 0 | 0 | 0 | 0 | 0 | 0 | 0 | 0 | 0 | 0 | 0 | 0 | 0 | 0 | 0 | 0 | 0 | 0 | 0 | 0 | 0 | 0 | 0 | 0 | 0 | 0
Industrial Sector Energy Related Emissions before CCS[hard coal if,construction 41T43,PM10] | NoSettings | 0 | 0 | 0 | 0 | 0 | 0 | 0 | 0 | 0 | 0 | 0 | 0 | 0 | 0 | 0 | 0 | 0 | 0 | 0 | 0 | 0 | 0 | 0 | 0 | 0 | 0 | 0 | 0 | 0 | 0 | 0
Industrial Sector Energy Related Emissions before CCS[hard coal if,construction 41T43,PM25] | NoSettings | 0 | 0 | 0 | 0 | 0 | 0 | 0 | 0 | 0 | 0 | 0 | 0 | 0 | 0 | 0 | 0 | 0 | 0 | 0 | 0 | 0 | 0 | 0 | 0 | 0 | 0 | 0 | 0 | 0 | 0 | 0
Industrial Sector Energy Related Emissions before CCS[hard coal if,construction 41T43,SOx] | NoSettings | 0 | 0 | 0 | 0 | 0 | 0 | 0 | 0 | 0 | 0 | 0 | 0 | 0 | 0 | 0 | 0 | 0 | 0 | 0 | 0 | 0 | 0 | 0 | 0 | 0 | 0 | 0 | 0 | 0 | 0 | 0
Industrial Sector Energy Related Emissions before CCS[hard coal if,construction 41T43,BC] | NoSettings | 0 | 0 | 0 | 0 | 0 | 0 | 0 | 0 | 0 | 0 | 0 | 0 | 0 | 0 | 0 | 0 | 0 | 0 | 0 | 0 | 0 | 0 | 0 | 0 | 0 | 0 | 0 | 0 | 0 | 0 | 0
Industrial Sector Energy Related Emissions before CCS[hard coal if,construction 41T43,OC] | NoSettings | 0 | 0 | 0 | 0 | 0 | 0 | 0 | 0 | 0 | 0 | 0 | 0 | 0 | 0 | 0 | 0 | 0 | 0 | 0 | 0 | 0 | 0 | 0 | 0 | 0 | 0 | 0 | 0 | 0 | 0 | 0
Industrial Sector Energy Related Emissions before CCS[hard coal if,construction 41T43,CH4] | NoSettings | 0 | 0 | 0 | 0 | 0 | 0 | 0 | 0 | 0 | 0 | 0 | 0 | 0 | 0 | 0 | 0 | 0 | 0 | 0 | 0 | 0 | 0 | 0 | 0 | 0 | 0 | 0 | 0 | 0 | 0 | 0
Industrial Sector Energy Related Emissions before CCS[hard coal if,construction 41T43,N2O] | NoSettings | 0 | 0 | 0 | 0 | 0 | 0 | 0 | 0 | 0 | 0 | 0 | 0 | 0 | 0 | 0 | 0 | 0 | 0 | 0 | 0 | 0 | 0 | 0 | 0 | 0 | 0 | 0 | 0 | 0 | 0 | 0
Industrial Sector Energy Related Emissions before CCS[hard coal if,construction 41T43,F gases] | NoSettings | 0 | 0 | 0 | 0 | 0 | 0 | 0 | 0 | 0 | 0 | 0 | 0 | 0 | 0 | 0 | 0 | 0 | 0 | 0 | 0 | 0 | 0 | 0 | 0 | 0 | 0 | 0 | 0 | 0 | 0 | 0
Industrial Sector Energy Related Emissions before CCS[natural gas if,agriculture and forestry 01T03,CO2] | NoSettings | 655482000000 | 633207000000 | 610928000000 | 588648000000 | 566373000000 | 544093000000 | 521816000000 | 499538000000 | 477260000000 | 454982000000 | 432704000000 | 410427000000 | 388149000000 | 365871000000 | 343593000000 | 321315000000 | 299037000000 | 276759000000 | 254482000000 | 232204000000 | 209926000000 | 187648000000 | 165370000000 | 143092000000 | 120947000000 | 100122000000 | 77592800000 | 55645100000 | 33697600000 | 11749900000 | 0
Industrial Sector Energy Related Emissions before CCS[natural gas if,agriculture and forestry 01T03,VOC] | NoSettings | 28326800 | 27364200 | 26401400 | 25438500 | 24475900 | 23513100 | 22550400 | 21587700 | 20624900 | 19662200 | 18699400 | 17736700 | 16773900 | 15811200 | 14848500 | 13885700 | 12923000 | 11960200 | 10997500 | 10034700 | 9072000 | 8109240 | 7146500 | 6183760 | 5226730 | 4326780 | 3353190 | 2404710 | 1456250 | 507776 | 0
Industrial Sector Energy Related Emissions before CCS[natural gas if,agriculture and forestry 01T03,CO] | NoSettings | 247665000 | 239249000 | 230831000 | 222413000 | 213996000 | 205578000 | 197161000 | 188744000 | 180326000 | 171909000 | 163491000 | 155074000 | 146657000 | 138239000 | 129822000 | 121404000 | 112987000 | 104570000 | 96152400 | 87735100 | 79317700 | 70900200 | 62482800 | 54065400 | 45698000 | 37829600 | 29317400 | 21024700 | 12732200 | 4439550 | 0
Industrial Sector Energy Related Emissions before CCS[natural gas if,agriculture and forestry 01T03,NOx] | NoSettings | 405902000 | 392109000 | 378312000 | 364516000 | 350722000 | 336926000 | 323131000 | 309335000 | 295540000 | 281744000 | 267949000 | 254153000 | 240358000 | 226563000 | 212767000 | 198972000 | 185176000 | 171381000 | 157586000 | 143790000 | 129995000 | 116199000 | 102404000 | 88608800 | 74895200 | 61999500 | 48048800 | 34457800 | 20867000 | 7276050 | 0
Industrial Sector Energy Related Emissions before CCS[natural gas if,agriculture and forestry 01T03,PM10] | NoSettings | 39111500 | 37782400 | 36453000 | 35123600 | 33794500 | 32465100 | 31135900 | 29806600 | 28477300 | 27148000 | 25818700 | 24489500 | 23160200 | 21830900 | 20501600 | 19172300 | 17843000 | 16513800 | 15184500 | 13855200 | 12525900 | 11196600 | 9867350 | 8538070 | 7216680 | 5974080 | 4629830 | 3320250 | 2010680 | 701098 | 0
Industrial Sector Energy Related Emissions before CCS[natural gas if,agriculture and forestry 01T03,PM25] | NoSettings | 39111500 | 37782400 | 36453000 | 35123600 | 33794500 | 32465100 | 31135900 | 29806600 | 28477300 | 27148000 | 25818700 | 24489500 | 23160200 | 21830900 | 20501600 | 19172300 | 17843000 | 16513800 | 15184500 | 13855200 | 12525900 | 11196600 | 9867350 | 8538070 | 7216680 | 5974080 | 4629830 | 3320250 | 2010680 | 701098 | 0
Industrial Sector Energy Related Emissions before CCS[natural gas if,agriculture and forestry 01T03,SOx] | NoSettings | 2989570 | 2887980 | 2786360 | 2684750 | 2583160 | 2481540 | 2379940 | 2278330 | 2176720 | 2075120 | 1973510 | 1871900 | 1770300 | 1668690 | 1567090 | 1465480 | 1363870 | 1262260 | 1160660 | 1059050 | 957446 | 855838 | 754232 | 652626 | 551622 | 456642 | 353891 | 253790 | 153690 | 53589.9 | 0
Industrial Sector Energy Related Emissions before CCS[natural gas if,agriculture and forestry 01T03,BC] | NoSettings | 6448580 | 6229440 | 6010260 | 5791070 | 5571930 | 5352740 | 5133580 | 4914420 | 4695240 | 4476080 | 4256910 | 4037740 | 3818580 | 3599410 | 3380240 | 3161070 | 2941900 | 2722740 | 2503570 | 2284400 | 2065240 | 1846060 | 1626900 | 1407730 | 1189860 | 984988 | 763352 | 547432 | 331514 | 115595 | 0
Industrial Sector Energy Related Emissions before CCS[natural gas if,agriculture and forestry 01T03,OC] | NoSettings | 16739100 | 16170300 | 15601300 | 15032400 | 14463500 | 13894600 | 13325700 | 12756800 | 12187800 | 11618900 | 11050000 | 10481100 | 9912200 | 9343290 | 8774380 | 8205460 | 7636550 | 7067640 | 6498730 | 5929820 | 5360910 | 4791980 | 4223070 | 3654160 | 3088630 | 2556820 | 1981500 | 1421020 | 860539 | 300059 | 0
Industrial Sector Energy Related Emissions before CCS[natural gas if,agriculture and forestry 01T03,CH4] | NoSettings | 12353600 | 11933800 | 11513900 | 11094000 | 10674200 | 10254300 | 9834450 | 9414590 | 8994720 | 8574860 | 8155000 | 7735140 | 7315280 | 6895420 | 6475560 | 6055690 | 5635830 | 5215970 | 4796110 | 4376250 | 3956390 | 3536520 | 3116660 | 2696800 | 2279430 | 1886950 | 1462360 | 1048720 | 635084 | 221446 | 0
Industrial Sector Energy Related Emissions before CCS[natural gas if,agriculture and forestry 01T03,N2O] | NoSettings | 1235360 | 1193380 | 1151390 | 1109400 | 1067420 | 1025430 | 983445 | 941459 | 899472 | 857486 | 815500 | 773514 | 731528 | 689542 | 647556 | 605569 | 563583 | 521597 | 479611 | 437625 | 395639 | 353652 | 311666 | 269680 | 227943 | 188695 | 146236 | 104872 | 63508.4 | 22144.6 | 0
Industrial Sector Energy Related Emissions before CCS[natural gas if,agriculture and forestry 01T03,F gases] | NoSettings | 0 | 0 | 0 | 0 | 0 | 0 | 0 | 0 | 0 | 0 | 0 | 0 | 0 | 0 | 0 | 0 | 0 | 0 | 0 | 0 | 0 | 0 | 0 | 0 | 0 | 0 | 0 | 0 | 0 | 0 | 0
Industrial Sector Energy Related Emissions before CCS[natural gas if,coal mining 05,CO2] | NoSettings | 1581190 | 1581190 | 1602410 | 1639550 | 1671390 | 1703230 | 1719140 | 1724450 | 1724450 | 1729760 | 1735060 | 1740370 | 1740370 | 1745670 | 1756290 | 1766900 | 1777510 | 1788120 | 1804040 | 1814650 | 1819960 | 1835880 | 1857100 | 1883630 | 1899550 | 1915470 | 1936690 | 1957910 | 1979140 | 2000360 | 2016280
Industrial Sector Energy Related Emissions before CCS[natural gas if,coal mining 05,VOC] | NoSettings | 68.3314 | 68.3314 | 69.2486 | 70.8537 | 72.2295 | 73.6053 | 74.2932 | 74.5225 | 74.5225 | 74.7518 | 74.9811 | 75.2104 | 75.2104 | 75.4397 | 75.8983 | 76.3569 | 76.8155 | 77.2741 | 77.962 | 78.4206 | 78.6499 | 79.3378 | 80.255 | 81.4015 | 82.0894 | 82.7773 | 83.6945 | 84.6117 | 85.5289 | 86.4461 | 87.134
Industrial Sector Energy Related Emissions before CCS[natural gas if,coal mining 05,CO] | NoSettings | 597.43 | 597.43 | 605.45 | 619.483 | 631.512 | 643.541 | 649.555 | 651.56 | 651.56 | 653.565 | 655.57 | 657.574 | 657.574 | 659.579 | 663.589 | 667.598 | 671.608 | 675.618 | 681.632 | 685.642 | 687.646 | 693.661 | 701.68 | 711.704 | 717.718 | 723.733 | 731.752 | 739.771 | 747.79 | 755.81 | 761.824
Industrial Sector Energy Related Emissions before CCS[natural gas if,coal mining 05,NOx] | NoSettings | 979.139 | 979.139 | 992.281 | 1015.28 | 1035 | 1054.71 | 1064.57 | 1067.85 | 1067.85 | 1071.14 | 1074.42 | 1077.71 | 1077.71 | 1081 | 1087.57 | 1094.14 | 1100.71 | 1107.28 | 1117.14 | 1123.71 | 1127 | 1136.85 | 1150 | 1166.42 | 1176.28 | 1186.14 | 1199.28 | 1212.42 | 1225.57 | 1238.71 | 1248.57
Industrial Sector Energy Related Emissions before CCS[natural gas if,coal mining 05,PM10] | NoSettings | 94.3468 | 94.3468 | 95.6132 | 97.8294 | 99.729 | 101.629 | 102.578 | 102.895 | 102.895 | 103.212 | 103.528 | 103.845 | 103.845 | 104.161 | 104.795 | 105.428 | 106.061 | 106.694 | 107.644 | 108.277 | 108.594 | 109.544 | 110.81 | 112.393 | 113.343 | 114.293 | 115.559 | 116.825 | 118.092 | 119.358 | 120.308
Industrial Sector Energy Related Emissions before CCS[natural gas if,coal mining 05,PM25] | NoSettings | 94.3468 | 94.3468 | 95.6132 | 97.8294 | 99.729 | 101.629 | 102.578 | 102.895 | 102.895 | 103.212 | 103.528 | 103.845 | 103.845 | 104.161 | 104.795 | 105.428 | 106.061 | 106.694 | 107.644 | 108.277 | 108.594 | 109.544 | 110.81 | 112.393 | 113.343 | 114.293 | 115.559 | 116.825 | 118.092 | 119.358 | 120.308
Industrial Sector Energy Related Emissions before CCS[natural gas if,coal mining 05,SOx] | NoSettings | 7.2116 | 7.2116 | 7.3084 | 7.4778 | 7.623 | 7.7682 | 7.8408 | 7.865 | 7.865 | 7.8892 | 7.9134 | 7.9376 | 7.9376 | 7.9618 | 8.0102 | 8.0586 | 8.107 | 8.1554 | 8.228 | 8.2764 | 8.3006 | 8.3732 | 8.47 | 8.591 | 8.6636 | 8.7362 | 8.833 | 8.9298 | 9.0266 | 9.1234 | 9.196
Industrial Sector Energy Related Emissions before CCS[natural gas if,coal mining 05,BC] | NoSettings | 15.5556 | 15.5556 | 15.7644 | 16.1298 | 16.443 | 16.7562 | 16.9128 | 16.965 | 16.965 | 17.0172 | 17.0694 | 17.1216 | 17.1216 | 17.1738 | 17.2782 | 17.3826 | 17.487 | 17.5914 | 17.748 | 17.8524 | 17.9046 | 18.0612 | 18.27 | 18.531 | 18.6876 | 18.8442 | 19.053 | 19.2618 | 19.4706 | 19.6794 | 19.836
Industrial Sector Energy Related Emissions before CCS[natural gas if,coal mining 05,OC] | NoSettings | 40.379 | 40.379 | 40.921 | 41.8695 | 42.6825 | 43.4955 | 43.902 | 44.0375 | 44.0375 | 44.173 | 44.3085 | 44.444 | 44.444 | 44.5795 | 44.8505 | 45.1215 | 45.3925 | 45.6635 | 46.07 | 46.341 | 46.4765 | 46.883 | 47.425 | 48.1025 | 48.509 | 48.9155 | 49.4575 | 49.9995 | 50.5415 | 51.0835 | 51.49
Industrial Sector Energy Related Emissions before CCS[natural gas if,coal mining 05,CH4] | NoSettings | 29.8 | 29.8 | 30.2 | 30.9 | 31.5 | 32.1 | 32.4 | 32.5 | 32.5 | 32.6 | 32.7 | 32.8 | 32.8 | 32.9 | 33.1 | 33.3 | 33.5 | 33.7 | 34 | 34.2 | 34.3 | 34.6 | 35 | 35.5 | 35.8 | 36.1 | 36.5 | 36.9 | 37.3 | 37.7 | 38
Industrial Sector Energy Related Emissions before CCS[natural gas if,coal mining 05,N2O] | NoSettings | 2.98 | 2.98 | 3.02 | 3.09 | 3.15 | 3.21 | 3.24 | 3.25 | 3.25 | 3.26 | 3.27 | 3.28 | 3.28 | 3.29 | 3.31 | 3.33 | 3.35 | 3.37 | 3.4 | 3.42 | 3.43 | 3.46 | 3.5 | 3.55 | 3.58 | 3.61 | 3.65 | 3.69 | 3.73 | 3.77 | 3.8
Industrial Sector Energy Related Emissions before CCS[natural gas if,coal mining 05,F gases] | NoSettings | 0 | 0 | 0 | 0 | 0 | 0 | 0 | 0 | 0 | 0 | 0 | 0 | 0 | 0 | 0 | 0 | 0 | 0 | 0 | 0 | 0 | 0 | 0 | 0 | 0 | 0 | 0 | 0 | 0 | 0 | 0
Industrial Sector Energy Related Emissions before CCS[natural gas if,oil and gas extraction 06,CO2] | NoSettings | 13345900000000 | 12231100000000 | 12762100000000 | 13352900000000 | 13644700000000 | 14105300000000 | 14229200000000 | 14228900000000 | 14364700000000 | 14232700000000 | 14039100000000 | 14023000000000 | 13917200000000 | 14039400000000 | 14172300000000 | 14134200000000 | 14046900000000 | 14107500000000 | 14203700000000 | 14255700000000 | 14136200000000 | 13981300000000 | 13905900000000 | 13911700000000 | 13987800000000 | 14041200000000 | 14026100000000 | 14046300000000 | 14066400000000 | 14086600000000 | 14106700000000
Industrial Sector Energy Related Emissions before CCS[natural gas if,oil and gas extraction 06,VOC] | NoSettings | 576747000 | 528571000 | 551517000 | 577050000 | 589659000 | 609562000 | 614918000 | 614907000 | 620772000 | 615067000 | 606705000 | 606008000 | 601433000 | 606714000 | 612460000 | 610812000 | 607042000 | 609661000 | 613818000 | 616063000 | 610901000 | 604206000 | 600947000 | 601197000 | 604488000 | 606794000 | 606141000 | 607012000 | 607883000 | 608755000 | 609626000
Industrial Sector Energy Related Emissions before CCS[natural gas if,oil and gas extraction 06,CO] | NoSettings | 5042570000 | 4621360000 | 4821990000 | 5045220000 | 5155460000 | 5329480000 | 5376310000 | 5376210000 | 5427490000 | 5377620000 | 5304500000 | 5298410000 | 5258410000 | 5304580000 | 5354820000 | 5340410000 | 5307450000 | 5330340000 | 5366690000 | 5386320000 | 5341190000 | 5282650000 | 5254160000 | 5256350000 | 5285110000 | 5305280000 | 5299570000 | 5307190000 | 5314800000 | 5322420000 | 5330040000
Industrial Sector Energy Related Emissions before CCS[natural gas if,oil and gas extraction 06,NOx] | NoSettings | 8264360000 | 7574030000 | 7902830000 | 8268690000 | 8449370000 | 8734570000 | 8811330000 | 8811160000 | 8895210000 | 8813460000 | 8693630000 | 8683650000 | 8618100000 | 8693770000 | 8776100000 | 8752480000 | 8698460000 | 8735990000 | 8795560000 | 8827720000 | 8753760000 | 8657820000 | 8611130000 | 8614710000 | 8661860000 | 8694920000 | 8685550000 | 8698040000 | 8710520000 | 8723010000 | 8735490000
Industrial Sector Energy Related Emissions before CCS[natural gas if,oil and gas extraction 06,PM10] | NoSettings | 796328000 | 729810000 | 761493000 | 796746000 | 814156000 | 841637000 | 849033000 | 849017000 | 857115000 | 849238000 | 837692000 | 836729000 | 830413000 | 837705000 | 845639000 | 843362000 | 838157000 | 841773000 | 847513000 | 850612000 | 843486000 | 834241000 | 829742000 | 830087000 | 834630000 | 837815000 | 836913000 | 838116000 | 839319000 | 840522000 | 841725000
Industrial Sector Energy Related Emissions before CCS[natural gas if,oil and gas extraction 06,PM25] | NoSettings | 796328000 | 729810000 | 761493000 | 796746000 | 814156000 | 841637000 | 849033000 | 849017000 | 857115000 | 849238000 | 837692000 | 836729000 | 830413000 | 837705000 | 845639000 | 843362000 | 838157000 | 841773000 | 847513000 | 850612000 | 843486000 | 834241000 | 829742000 | 830087000 | 834630000 | 837815000 | 836913000 | 838116000 | 839319000 | 840522000 | 841725000
Industrial Sector Energy Related Emissions before CCS[natural gas if,oil and gas extraction 06,SOx] | NoSettings | 60869100 | 55784600 | 58206300 | 60901000 | 62231800 | 64332300 | 64897600 | 64896400 | 65515500 | 64913400 | 64030800 | 63957200 | 63474400 | 64031700 | 64638200 | 64464200 | 64066400 | 64342700 | 64781500 | 65018400 | 64473600 | 63767000 | 63423100 | 63449500 | 63796800 | 64040200 | 63971200 | 64063200 | 64155200 | 64247100 | 64339100
Industrial Sector Energy Related Emissions before CCS[natural gas if,oil and gas extraction 06,BC] | NoSettings | 131296000 | 120329000 | 125552000 | 131365000 | 134235000 | 138766000 | 139986000 | 139983000 | 141318000 | 140020000 | 138116000 | 137957000 | 136916000 | 138118000 | 139426000 | 139051000 | 138193000 | 138789000 | 139735000 | 140246000 | 139071000 | 137547000 | 136805000 | 136862000 | 137611000 | 138136000 | 137988000 | 138186000 | 138384000 | 138583000 | 138781000
Industrial Sector Energy Related Emissions before CCS[natural gas if,oil and gas extraction 06,OC] | NoSettings | 340816000 | 312348000 | 325907000 | 340995000 | 348446000 | 360208000 | 363373000 | 363366000 | 366832000 | 363461000 | 358519000 | 358108000 | 355404000 | 358525000 | 361921000 | 360946000 | 358719000 | 360266000 | 362723000 | 364049000 | 360999000 | 357043000 | 355117000 | 355265000 | 357209000 | 358572000 | 358186000 | 358701000 | 359216000 | 359731000 | 360246000
Industrial Sector Energy Related Emissions before CCS[natural gas if,oil and gas extraction 06,CH4] | NoSettings | 251525000 | 230515000 | 240522000 | 251657000 | 257156000 | 265836000 | 268172000 | 268167000 | 270725000 | 268237000 | 264590000 | 264286000 | 262291000 | 264594000 | 267100000 | 266381000 | 264737000 | 265879000 | 267692000 | 268671000 | 266420000 | 263500000 | 262079000 | 262188000 | 263623000 | 264629000 | 264344000 | 264724000 | 265104000 | 265484000 | 265864000
Industrial Sector Energy Related Emissions before CCS[natural gas if,oil and gas extraction 06,N2O] | NoSettings | 25152500 | 23051500 | 24052200 | 25165700 | 25715600 | 26583600 | 26817200 | 26816700 | 27072500 | 26823700 | 26459000 | 26428600 | 26229100 | 26459400 | 26710000 | 26638100 | 26473700 | 26587900 | 26769200 | 26867100 | 26642000 | 26350000 | 26207900 | 26218800 | 26362300 | 26462900 | 26434400 | 26472400 | 26510400 | 26548400 | 26586400
Industrial Sector Energy Related Emissions before CCS[natural gas if,oil and gas extraction 06,F gases] | NoSettings | 0 | 0 | 0 | 0 | 0 | 0 | 0 | 0 | 0 | 0 | 0 | 0 | 0 | 0 | 0 | 0 | 0 | 0 | 0 | 0 | 0 | 0 | 0 | 0 | 0 | 0 | 0 | 0 | 0 | 0 | 0
Industrial Sector Energy Related Emissions before CCS[natural gas if,other mining and quarrying 07T08,CO2] | NoSettings | 442902000000 | 442159000000 | 449316000000 | 458842000000 | 468144000000 | 476218000000 | 480621000000 | 482836000000 | 483348000000 | 483809000000 | 485098000000 | 486896000000 | 487431000000 | 488637000000 | 491275000000 | 494953000000 | 497581000000 | 500497000000 | 504537000000 | 507776000000 | 510076000000 | 513900000000 | 520259000000 | 526818000000 | 531645000000 | 536198000000 | 542560000000 | 548158000000 | 553755000000 | 559353000000 | 564956000000
Industrial Sector Energy Related Emissions before CCS[natural gas if,other mining and quarrying 07T08,VOC] | NoSettings | 19140100 | 19108000 | 19417300 | 19829000 | 20230900 | 20579900 | 20770100 | 20865900 | 20888000 | 20907900 | 20963600 | 21041300 | 21064500 | 21116600 | 21230600 | 21389500 | 21503100 | 21629100 | 21803700 | 21943600 | 22043100 | 22208300 | 22483100 | 22766600 | 22975200 | 23171900 | 23446800 | 23688800 | 23930700 | 24172600 | 24414700
Industrial Sector Energy Related Emissions before CCS[natural gas if,other mining and quarrying 07T08,CO] | NoSettings | 167344000 | 167064000 | 169768000 | 173367000 | 176882000 | 179933000 | 181596000 | 182433000 | 182626000 | 182801000 | 183288000 | 183967000 | 184169000 | 184625000 | 185622000 | 187011000 | 188004000 | 189106000 | 190633000 | 191856000 | 192725000 | 194170000 | 196573000 | 199051000 | 200875000 | 202595000 | 204999000 | 207114000 | 209229000 | 211344000 | 213461000
Industrial Sector Energy Related Emissions before CCS[natural gas if,other mining and quarrying 07T08,NOx] | NoSettings | 274264000 | 273804000 | 278235000 | 284135000 | 289894000 | 294895000 | 297621000 | 298993000 | 299310000 | 299595000 | 300393000 | 301506000 | 301838000 | 302585000 | 304218000 | 306496000 | 308123000 | 309929000 | 312431000 | 314436000 | 315861000 | 318229000 | 322166000 | 326228000 | 329217000 | 332036000 | 335976000 | 339442000 | 342909000 | 346375000 | 349845000
Industrial Sector Energy Related Emissions before CCS[natural gas if,other mining and quarrying 07T08,PM10] | NoSettings | 26427200 | 26382900 | 26809900 | 27378300 | 27933300 | 28415100 | 28677800 | 28810000 | 28840600 | 28868100 | 28945000 | 29052200 | 29084200 | 29156200 | 29313600 | 29533000 | 29689800 | 29863800 | 30104900 | 30298100 | 30435400 | 30663500 | 31042900 | 31434400 | 31722400 | 31994000 | 32373600 | 32707600 | 33041600 | 33375700 | 33710000
Industrial Sector Energy Related Emissions before CCS[natural gas if,other mining and quarrying 07T08,PM25] | NoSettings | 26427200 | 26382900 | 26809900 | 27378300 | 27933300 | 28415100 | 28677800 | 28810000 | 28840600 | 28868100 | 28945000 | 29052200 | 29084200 | 29156200 | 29313600 | 29533000 | 29689800 | 29863800 | 30104900 | 30298100 | 30435400 | 30663500 | 31042900 | 31434400 | 31722400 | 31994000 | 32373600 | 32707600 | 33041600 | 33375700 | 33710000
Industrial Sector Energy Related Emissions before CCS[natural gas if,other mining and quarrying 07T08,SOx] | NoSettings | 2020020 | 2016630 | 2049270 | 2092720 | 2135140 | 2171970 | 2192050 | 2202160 | 2204490 | 2206590 | 2212470 | 2220670 | 2223110 | 2228610 | 2240640 | 2257420 | 2269410 | 2282710 | 2301130 | 2315900 | 2326390 | 2343830 | 2372830 | 2402750 | 2424770 | 2445530 | 2474550 | 2500080 | 2525610 | 2551140 | 2576700
Industrial Sector Energy Related Emissions before CCS[natural gas if,other mining and quarrying 07T08,BC] | NoSettings | 4357230 | 4349930 | 4420330 | 4514050 | 4605560 | 4685000 | 4728310 | 4750110 | 4755140 | 4759670 | 4772350 | 4790040 | 4795310 | 4807180 | 4833120 | 4869310 | 4895160 | 4923850 | 4963600 | 4995460 | 5018090 | 5055710 | 5118260 | 5182800 | 5230280 | 5275070 | 5337660 | 5392730 | 5447800 | 5502870 | 5558000
Industrial Sector Energy Related Emissions before CCS[natural gas if,other mining and quarrying 07T08,OC] | NoSettings | 11310400 | 11291500 | 11474200 | 11717500 | 11955000 | 12161200 | 12273700 | 12330300 | 12343300 | 12355100 | 12388000 | 12433900 | 12447600 | 12478400 | 12545800 | 12639700 | 12706800 | 12781300 | 12884400 | 12967100 | 13025900 | 13123500 | 13285900 | 13453400 | 13576700 | 13693000 | 13855400 | 13998400 | 14141300 | 14284300 | 14427400
Industrial Sector Energy Related Emissions before CCS[natural gas if,other mining and quarrying 07T08,CH4] | NoSettings | 8347190 | 8333190 | 8468070 | 8647610 | 8822910 | 8975090 | 9058060 | 9099820 | 9109460 | 9118150 | 9142440 | 9176320 | 9186420 | 9209150 | 9258860 | 9328180 | 9377710 | 9432670 | 9508810 | 9569840 | 9613200 | 9685260 | 9805100 | 9928730 | 10019700 | 10105500 | 10225400 | 10330900 | 10436400 | 10541900 | 10647500
Industrial Sector Energy Related Emissions before CCS[natural gas if,other mining and quarrying 07T08,N2O] | NoSettings | 834719 | 833319 | 846807 | 864761 | 882291 | 897509 | 905806 | 909982 | 910946 | 911815 | 914244 | 917632 | 918642 | 920915 | 925886 | 932818 | 937771 | 943267 | 950881 | 956984 | 961320 | 968526 | 980510 | 992873 | 1001970 | 1010550 | 1022540 | 1033090 | 1043640 | 1054190 | 1064750
Industrial Sector Energy Related Emissions before CCS[natural gas if,other mining and quarrying 07T08,F gases] | NoSettings | 0 | 0 | 0 | 0 | 0 | 0 | 0 | 0 | 0 | 0 | 0 | 0 | 0 | 0 | 0 | 0 | 0 | 0 | 0 | 0 | 0 | 0 | 0 | 0 | 0 | 0 | 0 | 0 | 0 | 0 | 0
Industrial Sector Energy Related Emissions before CCS[natural gas if,food beverage and tobacco 10T12,CO2] | NoSettings | 3567170000000 | 3561190000000 | 3618830000000 | 3695560000000 | 3770480000000 | 3835510000000 | 3870960000000 | 3888810000000 | 3892930000000 | 3896640000000 | 3907030000000 | 3921510000000 | 3925820000000 | 3935530000000 | 3956780000000 | 3986400000000 | 4007570000000 | 4031060000000 | 4063590000000 | 4089670000000 | 4108200000000 | 4139000000000 | 4190210000000 | 4243040000000 | 4281930000000 | 4318600000000 | 4369830000000 | 4414920000000 | 4460010000000 | 4505100000000 | 4550200000000
Industrial Sector Energy Related Emissions before CCS[natural gas if,food beverage and tobacco 10T12,VOC] | NoSettings | 154156000 | 153898000 | 156389000 | 159704000 | 162942000 | 165752000 | 167284000 | 168056000 | 168234000 | 168394000 | 168843000 | 169469000 | 169655000 | 170075000 | 170993000 | 172273000 | 173188000 | 174203000 | 175609000 | 176736000 | 177537000 | 178868000 | 181081000 | 183364000 | 185044000 | 186629000 | 188843000 | 190792000 | 192740000 | 194689000 | 196638000
Industrial Sector Energy Related Emissions before CCS[natural gas if,food beverage and tobacco 10T12,CO] | NoSettings | 1347810000 | 1345550000 | 1367330000 | 1396320000 | 1424620000 | 1449190000 | 1462590000 | 1469330000 | 1470890000 | 1472290000 | 1476220000 | 1481690000 | 1483320000 | 1486990000 | 1495020000 | 1506210000 | 1514210000 | 1523080000 | 1535370000 | 1545230000 | 1552230000 | 1563860000 | 1583210000 | 1603180000 | 1617870000 | 1631720000 | 1651080000 | 1668120000 | 1685150000 | 1702190000 | 1719230000
Industrial Sector Energy Related Emissions before CCS[natural gas if,food beverage and tobacco 10T12,NOx] | NoSettings | 2208940000 | 2205240000 | 2240930000 | 2288450000 | 2334840000 | 2375110000 | 2397060000 | 2408120000 | 2410670000 | 2412970000 | 2419400000 | 2428360000 | 2431030000 | 2437050000 | 2450210000 | 2468550000 | 2481660000 | 2496200000 | 2516350000 | 2532500000 | 2543970000 | 2563040000 | 2594760000 | 2627470000 | 2651550000 | 2674260000 | 2705980000 | 2733910000 | 2761830000 | 2789750000 | 2817680000
Industrial Sector Energy Related Emissions before CCS[natural gas if,food beverage and tobacco 10T12,PM10] | NoSettings | 212847000 | 212490000 | 215929000 | 220508000 | 224978000 | 228858000 | 230974000 | 232039000 | 232284000 | 232506000 | 233126000 | 233990000 | 234247000 | 234827000 | 236094000 | 237862000 | 239125000 | 240526000 | 242468000 | 244024000 | 245129000 | 246967000 | 250023000 | 253175000 | 255495000 | 257683000 | 260740000 | 263431000 | 266121000 | 268812000 | 271503000
Industrial Sector Energy Related Emissions before CCS[natural gas if,food beverage and tobacco 10T12,PM25] | NoSettings | 212847000 | 212490000 | 215929000 | 220508000 | 224978000 | 228858000 | 230974000 | 232039000 | 232284000 | 232506000 | 233126000 | 233990000 | 234247000 | 234827000 | 236094000 | 237862000 | 239125000 | 240526000 | 242468000 | 244024000 | 245129000 | 246967000 | 250023000 | 253175000 | 255495000 | 257683000 | 260740000 | 263431000 | 266121000 | 268812000 | 271503000
Industrial Sector Energy Related Emissions before CCS[natural gas if,food beverage and tobacco 10T12,SOx] | NoSettings | 16269400 | 16242100 | 16505000 | 16855000 | 17196700 | 17493300 | 17655000 | 17736400 | 17755200 | 17772100 | 17819500 | 17885500 | 17905200 | 17949500 | 18046400 | 18181500 | 18278000 | 18385200 | 18533500 | 18652500 | 18737000 | 18877500 | 19111000 | 19352000 | 19529300 | 19696600 | 19930200 | 20135900 | 20341600 | 20547200 | 20752900
Industrial Sector Energy Related Emissions before CCS[natural gas if,food beverage and tobacco 10T12,BC] | NoSettings | 35093500 | 35034700 | 35601800 | 36356600 | 37093600 | 37733400 | 38082200 | 38257800 | 38298300 | 38334800 | 38437000 | 38579500 | 38621900 | 38717500 | 38926500 | 39217900 | 39426100 | 39657200 | 39977300 | 40233900 | 40416200 | 40719100 | 41223000 | 41742700 | 42125200 | 42486000 | 42990000 | 43433600 | 43877200 | 44320800 | 44764500
Industrial Sector Energy Related Emissions before CCS[natural gas if,food beverage and tobacco 10T12,OC] | NoSettings | 91095300 | 90942600 | 92414500 | 94374000 | 96287100 | 97947800 | 98853200 | 99309000 | 99414200 | 99509000 | 99774200 | 100144000 | 100254000 | 100502000 | 101045000 | 101801000 | 102342000 | 102942000 | 103773000 | 104439000 | 104912000 | 105698000 | 107006000 | 108355000 | 109348000 | 110285000 | 111593000 | 112744000 | 113896000 | 115047000 | 116199000
Industrial Sector Energy Related Emissions before CCS[natural gas if,food beverage and tobacco 10T12,CH4] | NoSettings | 67229000 | 67116300 | 68202600 | 69648700 | 71060600 | 72286200 | 72954400 | 73290800 | 73368400 | 73438400 | 73634100 | 73907000 | 73988300 | 74171400 | 74571800 | 75130000 | 75529000 | 75971700 | 76584900 | 77076400 | 77425600 | 78006000 | 78971200 | 79966900 | 80699700 | 81390800 | 82356400 | 83206200 | 84056000 | 84905800 | 85755700
Industrial Sector Energy Related Emissions before CCS[natural gas if,food beverage and tobacco 10T12,N2O] | NoSettings | 6722900 | 6711630 | 6820260 | 6964870 | 7106060 | 7228620 | 7295440 | 7329080 | 7336840 | 7343840 | 7363410 | 7390700 | 7398830 | 7417140 | 7457180 | 7513000 | 7552900 | 7597170 | 7658490 | 7707640 | 7742560 | 7800600 | 7897120 | 7996690 | 8069970 | 8139080 | 8235640 | 8320620 | 8405600 | 8490580 | 8575570
Industrial Sector Energy Related Emissions before CCS[natural gas if,food beverage and tobacco 10T12,F gases] | NoSettings | 0 | 0 | 0 | 0 | 0 | 0 | 0 | 0 | 0 | 0 | 0 | 0 | 0 | 0 | 0 | 0 | 0 | 0 | 0 | 0 | 0 | 0 | 0 | 0 | 0 | 0 | 0 | 0 | 0 | 0 | 0
Industrial Sector Energy Related Emissions before CCS[natural gas if,textiles apparel and leather 13T15,CO2] | NoSettings | 165712000000 | 165434000000 | 168112000000 | 171676000000 | 175156000000 | 178177000000 | 179824000000 | 180653000000 | 180844000000 | 181017000000 | 181499000000 | 182172000000 | 182373000000 | 182824000000 | 183810000000 | 185187000000 | 186170000000 | 187261000000 | 188773000000 | 189984000000 | 190845000000 | 192276000000 | 194655000000 | 197109000000 | 198915000000 | 200619000000 | 202999000000 | 205093000000 | 207188000000 | 209283000000 | 211377000000
Industrial Sector Energy Related Emissions before CCS[natural gas if,textiles apparel and leather 13T15,VOC] | NoSettings | 7161270 | 7149250 | 7264980 | 7419000 | 7569400 | 7699960 | 7771140 | 7806950 | 7815230 | 7822680 | 7843530 | 7872600 | 7881270 | 7900760 | 7943410 | 8002890 | 8045380 | 8092520 | 8157850 | 8210200 | 8247420 | 8309240 | 8412050 | 8518110 | 8596160 | 8669790 | 8772630 | 8863160 | 8953680 | 9044210 | 9134720
Industrial Sector Energy Related Emissions before CCS[natural gas if,textiles apparel and leather 13T15,CO] | NoSettings | 62611900 | 62506900 | 63518700 | 64865300 | 66180300 | 67321800 | 67944100 | 68257200 | 68329600 | 68394800 | 68577000 | 68831200 | 68907000 | 69077400 | 69450300 | 69970300 | 70341800 | 70754000 | 71325200 | 71782900 | 72108200 | 72648700 | 73547700 | 74474900 | 75157300 | 75801100 | 76700200 | 77491700 | 78283200 | 79074700 | 79866000
Industrial Sector Energy Related Emissions before CCS[natural gas if,textiles apparel and leather 13T15,NOx] | NoSettings | 102616000 | 102444000 | 104102000 | 106309000 | 108464000 | 110335000 | 111355000 | 111868000 | 111987000 | 112093000 | 112392000 | 112809000 | 112933000 | 113212000 | 113823000 | 114676000 | 115284000 | 115960000 | 116896000 | 117646000 | 118179000 | 119065000 | 120539000 | 122058000 | 123177000 | 124232000 | 125705000 | 127002000 | 128300000 | 129597000 | 130894000
Industrial Sector Energy Related Emissions before CCS[natural gas if,textiles apparel and leather 13T15,PM10] | NoSettings | 9887730 | 9871140 | 10030900 | 10243600 | 10451300 | 10631500 | 10729800 | 10779200 | 10790700 | 10801000 | 10829700 | 10869900 | 10881900 | 10908800 | 10967700 | 11049800 | 11108400 | 11173500 | 11263700 | 11336000 | 11387400 | 11472800 | 11614700 | 11761200 | 11868900 | 11970600 | 12112600 | 12237600 | 12362600 | 12487600 | 12612500
Industrial Sector Energy Related Emissions before CCS[natural gas if,textiles apparel and leather 13T15,PM25] | NoSettings | 9887730 | 9871140 | 10030900 | 10243600 | 10451300 | 10631500 | 10729800 | 10779200 | 10790700 | 10801000 | 10829700 | 10869900 | 10881900 | 10908800 | 10967700 | 11049800 | 11108400 | 11173500 | 11263700 | 11336000 | 11387400 | 11472800 | 11614700 | 11761200 | 11868900 | 11970600 | 12112600 | 12237600 | 12362600 | 12487600 | 12612500
Industrial Sector Energy Related Emissions before CCS[natural gas if,textiles apparel and leather 13T15,SOx] | NoSettings | 755790 | 754522 | 766736 | 782991 | 798864 | 812643 | 820155 | 823935 | 824809 | 825595 | 827795 | 830863 | 831778 | 833835 | 838336 | 844614 | 849098 | 854074 | 860968 | 866493 | 870421 | 876945 | 887796 | 898989 | 907227 | 914997 | 925851 | 935405 | 944959 | 954513 | 964065
Industrial Sector Energy Related Emissions before CCS[natural gas if,textiles apparel and leather 13T15,BC] | NoSettings | 1630260 | 1627520 | 1653870 | 1688930 | 1723170 | 1752890 | 1769090 | 1777250 | 1779130 | 1780830 | 1785570 | 1792190 | 1794170 | 1798600 | 1808310 | 1821850 | 1831530 | 1842260 | 1857130 | 1869050 | 1877520 | 1891590 | 1915000 | 1939140 | 1956910 | 1973670 | 1997080 | 2017690 | 2038300 | 2058910 | 2079510
Industrial Sector Energy Related Emissions before CCS[natural gas if,textiles apparel and leather 13T15,OC] | NoSettings | 4231800 | 4224700 | 4293090 | 4384100 | 4472980 | 4550130 | 4592190 | 4613350 | 4618250 | 4622650 | 4634970 | 4652150 | 4657270 | 4668790 | 4693990 | 4729140 | 4754250 | 4782110 | 4820710 | 4851650 | 4873640 | 4910170 | 4970930 | 5033590 | 5079720 | 5123230 | 5184000 | 5237500 | 5290990 | 5344490 | 5397970
Industrial Sector Energy Related Emissions before CCS[natural gas if,textiles apparel and leather 13T15,CH4] | NoSettings | 3123100 | 3117860 | 3168330 | 3235500 | 3301090 | 3358030 | 3389070 | 3404690 | 3408300 | 3411550 | 3420640 | 3433320 | 3437100 | 3445600 | 3464200 | 3490140 | 3508670 | 3529230 | 3557720 | 3580550 | 3596780 | 3623740 | 3668580 | 3714830 | 3748870 | 3780980 | 3825830 | 3865310 | 3904790 | 3944270 | 3983740
Industrial Sector Energy Related Emissions before CCS[natural gas if,textiles apparel and leather 13T15,N2O] | NoSettings | 312310 | 311786 | 316833 | 323550 | 330109 | 335803 | 338907 | 340469 | 340830 | 341155 | 342064 | 343332 | 343710 | 344560 | 346420 | 349014 | 350867 | 352923 | 355772 | 358055 | 359678 | 362374 | 366858 | 371483 | 374887 | 378098 | 382583 | 386531 | 390479 | 394427 | 398374
Industrial Sector Energy Related Emissions before CCS[natural gas if,textiles apparel and leather 13T15,F gases] | NoSettings | 0 | 0 | 0 | 0 | 0 | 0 | 0 | 0 | 0 | 0 | 0 | 0 | 0 | 0 | 0 | 0 | 0 | 0 | 0 | 0 | 0 | 0 | 0 | 0 | 0 | 0 | 0 | 0 | 0 | 0 | 0
Industrial Sector Energy Related Emissions before CCS[natural gas if,wood products 16,CO2] | NoSettings | 728254000000 | 727028000000 | 738797000000 | 754460000000 | 769757000000 | 783033000000 | 790270000000 | 793916000000 | 794754000000 | 795513000000 | 797635000000 | 800591000000 | 801471000000 | 803456000000 | 807791000000 | 813840000000 | 818159000000 | 822955000000 | 829598000000 | 834920000000 | 838704000000 | 844991000000 | 855449000000 | 866236000000 | 874174000000 | 881661000000 | 892119000000 | 901325000000 | 910531000000 | 919737000000 | 928937000000
Industrial Sector Energy Related Emissions before CCS[natural gas if,wood products 16,VOC] | NoSettings | 31471700 | 31418700 | 31927300 | 32604200 | 33265200 | 33838900 | 34151700 | 34309200 | 34345500 | 34378300 | 34470000 | 34597700 | 34635800 | 34721500 | 34908900 | 35170300 | 35356900 | 35564200 | 35851300 | 36081300 | 36244800 | 36516500 | 36968400 | 37434600 | 37777600 | 38101200 | 38553100 | 38951000 | 39348800 | 39746600 | 40144200
Industrial Sector Energy Related Emissions before CCS[natural gas if,wood products 16,CO] | NoSettings | 275161000 | 274698000 | 279144000 | 285063000 | 290842000 | 295858000 | 298593000 | 299970000 | 300287000 | 300574000 | 301376000 | 302492000 | 302825000 | 303575000 | 305213000 | 307498000 | 309130000 | 310942000 | 313452000 | 315463000 | 316893000 | 319268000 | 323220000 | 327296000 | 330295000 | 333124000 | 337075000 | 340553000 | 344032000 | 347510000 | 350986000
Industrial Sector Energy Related Emissions before CCS[natural gas if,wood products 16,NOx] | NoSettings | 450966000 | 450207000 | 457494000 | 467194000 | 476666000 | 484887000 | 489369000 | 491626000 | 492145000 | 492615000 | 493929000 | 495760000 | 496305000 | 497534000 | 500218000 | 503964000 | 506639000 | 509609000 | 513722000 | 517018000 | 519361000 | 523254000 | 529730000 | 536410000 | 541326000 | 545962000 | 552438000 | 558139000 | 563839000 | 569540000 | 575237000
Industrial Sector Energy Related Emissions before CCS[natural gas if,wood products 16,PM10] | NoSettings | 43453700 | 43380500 | 44082800 | 45017400 | 45930100 | 46722200 | 47154100 | 47371600 | 47421600 | 47466900 | 47593500 | 47769900 | 47822400 | 47940800 | 48199500 | 48560400 | 48818100 | 49104300 | 49500700 | 49818300 | 50044000 | 50419200 | 51043200 | 51686800 | 52160500 | 52607200 | 53231200 | 53780500 | 54329800 | 54879100 | 55428100
Industrial Sector Energy Related Emissions before CCS[natural gas if,wood products 16,PM25] | NoSettings | 43453700 | 43380500 | 44082800 | 45017400 | 45930100 | 46722200 | 47154100 | 47371600 | 47421600 | 47466900 | 47593500 | 47769900 | 47822400 | 47940800 | 48199500 | 48560400 | 48818100 | 49104300 | 49500700 | 49818300 | 50044000 | 50419200 | 51043200 | 51686800 | 52160500 | 52607200 | 53231200 | 53780500 | 54329800 | 54879100 | 55428100
Industrial Sector Energy Related Emissions before CCS[natural gas if,wood products 16,SOx] | NoSettings | 3321470 | 3315880 | 3369560 | 3441000 | 3510770 | 3571320 | 3604320 | 3620950 | 3624770 | 3628230 | 3637910 | 3651390 | 3655410 | 3664460 | 3684230 | 3711820 | 3731520 | 3753400 | 3783690 | 3807970 | 3825220 | 3853900 | 3901600 | 3950800 | 3987000 | 4021140 | 4068840 | 4110830 | 4152820 | 4194800 | 4236770
Industrial Sector Energy Related Emissions before CCS[natural gas if,wood products 16,BC] | NoSettings | 7164500 | 7152440 | 7268220 | 7422320 | 7572810 | 7703420 | 7774620 | 7810480 | 7818720 | 7826190 | 7847070 | 7876140 | 7884810 | 7904330 | 7946980 | 8006490 | 8048980 | 8096170 | 8161520 | 8213880 | 8251100 | 8312950 | 8415840 | 8521960 | 8600050 | 8673710 | 8776590 | 8867160 | 8957730 | 9048300 | 9138810
Industrial Sector Energy Related Emissions before CCS[natural gas if,wood products 16,OC] | NoSettings | 18597500 | 18566200 | 18866700 | 19266700 | 19657400 | 19996400 | 20181200 | 20274300 | 20295700 | 20315100 | 20369300 | 20444800 | 20467300 | 20518000 | 20628700 | 20783100 | 20893400 | 21015900 | 21185600 | 21321500 | 21418100 | 21578600 | 21845700 | 22121200 | 22323900 | 22515100 | 22782200 | 23017200 | 23252300 | 23487400 | 23722400
Industrial Sector Energy Related Emissions before CCS[natural gas if,wood products 16,CH4] | NoSettings | 13725100 | 13702000 | 13923800 | 14219000 | 14507300 | 14757500 | 14893900 | 14962600 | 14978400 | 14992700 | 15032700 | 15088400 | 15105000 | 15142400 | 15224100 | 15338100 | 15419500 | 15509900 | 15635100 | 15735400 | 15806700 | 15925200 | 16122300 | 16325600 | 16475200 | 16616300 | 16813400 | 16986900 | 17160400 | 17333900 | 17507300
Industrial Sector Energy Related Emissions before CCS[natural gas if,wood products 16,N2O] | NoSettings | 1372510 | 1370200 | 1392380 | 1421900 | 1450730 | 1475750 | 1489390 | 1496260 | 1497840 | 1499270 | 1503270 | 1508840 | 1510500 | 1514240 | 1522410 | 1533810 | 1541950 | 1550990 | 1563510 | 1573540 | 1580670 | 1592520 | 1612230 | 1632560 | 1647520 | 1661630 | 1681340 | 1698690 | 1716040 | 1733390 | 1750730
Industrial Sector Energy Related Emissions before CCS[natural gas if,wood products 16,F gases] | NoSettings | 0 | 0 | 0 | 0 | 0 | 0 | 0 | 0 | 0 | 0 | 0 | 0 | 0 | 0 | 0 | 0 | 0 | 0 | 0 | 0 | 0 | 0 | 0 | 0 | 0 | 0 | 0 | 0 | 0 | 0 | 0
Industrial Sector Energy Related Emissions before CCS[natural gas if,pulp paper and printing 17T18,CO2] | NoSettings | 955998000000 | 954396000000 | 969841000000 | 990407000000 | 1010480000000 | 1027910000000 | 1037410000000 | 1042190000000 | 1043300000000 | 1044300000000 | 1047080000000 | 1050960000000 | 1052120000000 | 1054720000000 | 1060410000000 | 1068350000000 | 1074020000000 | 1080320000000 | 1089040000000 | 1096030000000 | 1101000000000 | 1109250000000 | 1122970000000 | 1137130000000 | 1147550000000 | 1157380000000 | 1171110000000 | 1183200000000 | 1195280000000 | 1207360000000 | 1219450000000
Industrial Sector Energy Related Emissions before CCS[natural gas if,pulp paper and printing 17T18,VOC] | NoSettings | 41313700 | 41244400 | 41911900 | 42800700 | 43668100 | 44421400 | 44832000 | 45038600 | 45086300 | 45129500 | 45249600 | 45417500 | 45467400 | 45579800 | 45825800 | 46169100 | 46414200 | 46686200 | 47062900 | 47365100 | 47579800 | 47936300 | 48529500 | 49141300 | 49591600 | 50016300 | 50609700 | 51132100 | 51654200 | 52176500 | 52698600
Industrial Sector Energy Related Emissions before CCS[natural gas if,pulp paper and printing 17T18,CO] | NoSettings | 361211000 | 360605000 | 366441000 | 374212000 | 381796000 | 388382000 | 391972000 | 393779000 | 394196000 | 394573000 | 395623000 | 397091000 | 397528000 | 398510000 | 400661000 | 403662000 | 405806000 | 408183000 | 411477000 | 414120000 | 415996000 | 419113000 | 424300000 | 429649000 | 433586000 | 437299000 | 442487000 | 447054000 | 451619000 | 456186000 | 460751000
Industrial Sector Energy Related Emissions before CCS[natural gas if,pulp paper and printing 17T18,NOx] | NoSettings | 591994000 | 591002000 | 600567000 | 613302000 | 625732000 | 636526000 | 642410000 | 645371000 | 646054000 | 646672000 | 648393000 | 650799000 | 651515000 | 653125000 | 656650000 | 661569000 | 665082000 | 668978000 | 674377000 | 678707000 | 681783000 | 686892000 | 695392000 | 704158000 | 710611000 | 716697000 | 725200000 | 732685000 | 740166000 | 747651000 | 755133000
Industrial Sector Energy Related Emissions before CCS[natural gas if,pulp paper and printing 17T18,PM10] | NoSettings | 57042800 | 56947200 | 57868800 | 59095900 | 60293600 | 61333700 | 61900700 | 62185900 | 62251800 | 62311300 | 62477200 | 62709000 | 62778000 | 62933100 | 63272800 | 63746800 | 64085200 | 64460700 | 64980900 | 65398200 | 65694500 | 66186800 | 67005900 | 67850500 | 68472300 | 69058700 | 69878100 | 70599300 | 71320200 | 72041400 | 72762300
Industrial Sector Energy Related Emissions before CCS[natural gas if,pulp paper and printing 17T18,PM25] | NoSettings | 57042800 | 56947200 | 57868800 | 59095900 | 60293600 | 61333700 | 61900700 | 62185900 | 62251800 | 62311300 | 62477200 | 62709000 | 62778000 | 62933100 | 63272800 | 63746800 | 64085200 | 64460700 | 64980900 | 65398200 | 65694500 | 66186800 | 67005900 | 67850500 | 68472300 | 69058700 | 69878100 | 70599300 | 71320200 | 72041400 | 72762300
Industrial Sector Energy Related Emissions before CCS[natural gas if,pulp paper and printing 17T18,SOx] | NoSettings | 4360190 | 4352880 | 4423320 | 4517120 | 4608670 | 4688170 | 4731510 | 4753320 | 4758350 | 4762900 | 4775580 | 4793290 | 4798570 | 4810430 | 4836390 | 4872620 | 4898490 | 4927190 | 4966950 | 4998850 | 5021500 | 5059130 | 5121740 | 5186300 | 5233830 | 5278650 | 5341280 | 5396410 | 5451510 | 5506640 | 5561740
Industrial Sector Energy Related Emissions before CCS[natural gas if,pulp paper and printing 17T18,BC] | NoSettings | 9405030 | 9389270 | 9541220 | 9743550 | 9941020 | 10112500 | 10206000 | 10253000 | 10263900 | 10273700 | 10301000 | 10339300 | 10350600 | 10376200 | 10432200 | 10510400 | 10566200 | 10628100 | 10713800 | 10782600 | 10831500 | 10912700 | 11047700 | 11187000 | 11289500 | 11386200 | 11521300 | 11640200 | 11759000 | 11878000 | 11996800
Industrial Sector Energy Related Emissions before CCS[natural gas if,pulp paper and printing 17T18,OC] | NoSettings | 24413400 | 24372500 | 24767000 | 25292200 | 25804800 | 26249900 | 26492600 | 26614600 | 26642800 | 26668300 | 26739300 | 26838500 | 26868000 | 26934400 | 27079800 | 27282700 | 27427500 | 27588200 | 27810800 | 27989400 | 28116300 | 28327000 | 28677500 | 29039000 | 29305100 | 29556100 | 29906700 | 30215400 | 30523900 | 30832600 | 31141200
Industrial Sector Energy Related Emissions before CCS[natural gas if,pulp paper and printing 17T18,CH4] | NoSettings | 18017300 | 17987100 | 18278200 | 18665800 | 19044100 | 19372600 | 19551700 | 19641800 | 19662600 | 19681400 | 19733800 | 19807000 | 19828800 | 19877800 | 19985100 | 20134800 | 20241700 | 20360300 | 20524600 | 20656400 | 20750000 | 20905500 | 21164200 | 21431000 | 21627400 | 21812600 | 22071400 | 22299200 | 22526900 | 22754700 | 22982400
Industrial Sector Energy Related Emissions before CCS[natural gas if,pulp paper and printing 17T18,N2O] | NoSettings | 1801730 | 1798710 | 1827820 | 1866580 | 1904410 | 1937260 | 1955170 | 1964180 | 1966260 | 1968140 | 1973380 | 1980700 | 1982880 | 1987780 | 1998510 | 2013480 | 2024170 | 2036030 | 2052460 | 2065640 | 2075000 | 2090550 | 2116420 | 2143100 | 2162740 | 2181260 | 2207140 | 2229920 | 2252690 | 2275470 | 2298240
Industrial Sector Energy Related Emissions before CCS[natural gas if,pulp paper and printing 17T18,F gases] | NoSettings | 0 | 0 | 0 | 0 | 0 | 0 | 0 | 0 | 0 | 0 | 0 | 0 | 0 | 0 | 0 | 0 | 0 | 0 | 0 | 0 | 0 | 0 | 0 | 0 | 0 | 0 | 0 | 0 | 0 | 0 | 0
Industrial Sector Energy Related Emissions before CCS[natural gas if,refined petroleum and coke 19,CO2] | NoSettings | 8401650000000 | 8986470000000 | 8410320000000 | 8573380000000 | 8499380000000 | 8413830000000 | 8228530000000 | 8177510000000 | 7848870000000 | 7680610000000 | 7514950000000 | 7393580000000 | 7205180000000 | 7168610000000 | 6947100000000 | 6818210000000 | 6848220000000 | 6662950000000 | 6575410000000 | 6556890000000 | 6534260000000 | 6442010000000 | 6398540000000 | 6368820000000 | 6347970000000 | 6301650000000 | 6272370000000 | 6240050000000 | 6207170000000 | 6174330000000 | 6141690000000
Industrial Sector Energy Related Emissions before CCS[natural gas if,refined petroleum and coke 19,VOC] | NoSettings | 363079000 | 388352000 | 363454000 | 370501000 | 367303000 | 363606000 | 355598000 | 353393000 | 339191000 | 331919000 | 324760000 | 319515000 | 311374000 | 309793000 | 300220000 | 294650000 | 295947000 | 287941000 | 284158000 | 283357000 | 282379000 | 278393000 | 276514000 | 275230000 | 274329000 | 272327000 | 271062000 | 269665000 | 268244000 | 266825000 | 265415000
Industrial Sector Energy Related Emissions before CCS[natural gas if,refined petroleum and coke 19,CO] | NoSettings | 3174450000 | 3395420000 | 3177720000 | 3239330000 | 3211380000 | 3179050000 | 3109040000 | 3089760000 | 2965590000 | 2902020000 | 2839420000 | 2793570000 | 2722380000 | 2708560000 | 2624870000 | 2576170000 | 2587510000 | 2517510000 | 2484430000 | 2477430000 | 2468880000 | 2434020000 | 2417600000 | 2406370000 | 2398500000 | 2380990000 | 2369930000 | 2357720000 | 2345290000 | 2332890000 | 2320550000
Industrial Sector Energy Related Emissions before CCS[natural gas if,refined petroleum and coke 19,NOx] | NoSettings | 5202660000 | 5564800000 | 5208020000 | 5309000000 | 5263180000 | 5210200000 | 5095450000 | 5063860000 | 4860350000 | 4756160000 | 4653570000 | 4578420000 | 4461750000 | 4439110000 | 4301940000 | 4222120000 | 4240710000 | 4125980000 | 4071770000 | 4060300000 | 4046290000 | 3989160000 | 3962240000 | 3943840000 | 3930930000 | 3902250000 | 3884120000 | 3864100000 | 3843740000 | 3823410000 | 3803190000
Industrial Sector Energy Related Emissions before CCS[natural gas if,refined petroleum and coke 19,PM10] | NoSettings | 501312000 | 536208000 | 501829000 | 511559000 | 507144000 | 502039000 | 490982000 | 487938000 | 468329000 | 458289000 | 448404000 | 441163000 | 429921000 | 427739000 | 414521000 | 406831000 | 408622000 | 397567000 | 392343000 | 391238000 | 389888000 | 384384000 | 381790000 | 380017000 | 378773000 | 376009000 | 374262000 | 372333000 | 370371000 | 368412000 | 366464000
Industrial Sector Energy Related Emissions before CCS[natural gas if,refined petroleum and coke 19,PM25] | NoSettings | 501312000 | 536208000 | 501829000 | 511559000 | 507144000 | 502039000 | 490982000 | 487938000 | 468329000 | 458289000 | 448404000 | 441163000 | 429921000 | 427739000 | 414521000 | 406831000 | 408622000 | 397567000 | 392343000 | 391238000 | 389888000 | 384384000 | 381790000 | 380017000 | 378773000 | 376009000 | 374262000 | 372333000 | 370371000 | 368412000 | 366464000
Industrial Sector Energy Related Emissions before CCS[natural gas if,refined petroleum and coke 19,SOx] | NoSettings | 38318900 | 40986200 | 38358400 | 39102100 | 38764600 | 38374400 | 37529300 | 37296600 | 35797700 | 35030300 | 34274700 | 33721200 | 32861900 | 32695100 | 31684800 | 31097000 | 31233900 | 30388900 | 29989600 | 29905100 | 29801900 | 29381200 | 29182900 | 29047400 | 28952300 | 28741000 | 28607500 | 28460100 | 28310100 | 28160300 | 28011500
Industrial Sector Energy Related Emissions before CCS[natural gas if,refined petroleum and coke 19,BC] | NoSettings | 82654700 | 88408200 | 82740000 | 84344200 | 83616200 | 82774600 | 80951600 | 80449700 | 77216500 | 75561200 | 73931500 | 72737500 | 70884000 | 70524200 | 68345000 | 67077000 | 67372300 | 65549600 | 64688300 | 64506100 | 64283500 | 63375900 | 62948300 | 62655900 | 62450800 | 61995100 | 61707100 | 61389100 | 61065600 | 60742600 | 60421400
Industrial Sector Energy Related Emissions before CCS[natural gas if,refined petroleum and coke 19,OC] | NoSettings | 214554000 | 229489000 | 214775000 | 218939000 | 217050000 | 214865000 | 210133000 | 208830000 | 200438000 | 196141000 | 191910000 | 188811000 | 184000000 | 183066000 | 177409000 | 174117000 | 174884000 | 170153000 | 167917000 | 167444000 | 166866000 | 164510000 | 163400000 | 162641000 | 162109000 | 160926000 | 160178000 | 159353000 | 158513000 | 157675000 | 156841000
Industrial Sector Energy Related Emissions before CCS[natural gas if,refined petroleum and coke 19,CH4] | NoSettings | 158342000 | 169364000 | 158506000 | 161579000 | 160184000 | 158572000 | 155080000 | 154118000 | 147924000 | 144753000 | 141631000 | 139344000 | 135793000 | 135104000 | 130929000 | 128500000 | 129066000 | 125574000 | 123924000 | 123575000 | 123148000 | 121410000 | 120591000 | 120031000 | 119638000 | 118765000 | 118213000 | 117604000 | 116984000 | 116365000 | 115750000
Industrial Sector Energy Related Emissions before CCS[natural gas if,refined petroleum and coke 19,N2O] | NoSettings | 15834200 | 16936400 | 15850600 | 16157900 | 16018400 | 15857200 | 15508000 | 15411800 | 14792400 | 14475300 | 14163100 | 13934400 | 13579300 | 13510400 | 13092900 | 12850000 | 12906600 | 12557400 | 12392400 | 12357500 | 12314800 | 12141000 | 12059100 | 12003100 | 11963800 | 11876500 | 11821300 | 11760400 | 11698400 | 11636500 | 11575000
Industrial Sector Energy Related Emissions before CCS[natural gas if,refined petroleum and coke 19,F gases] | NoSettings | 0 | 0 | 0 | 0 | 0 | 0 | 0 | 0 | 0 | 0 | 0 | 0 | 0 | 0 | 0 | 0 | 0 | 0 | 0 | 0 | 0 | 0 | 0 | 0 | 0 | 0 | 0 | 0 | 0 | 0 | 0
Industrial Sector Energy Related Emissions before CCS[natural gas if,chemicals 20,CO2] | NoSettings | 7707070000000 | 7694270000000 | 7818920000000 | 7984820000000 | 8146700000000 | 8287220000000 | 8363840000000 | 8402430000000 | 8411540000000 | 8419520000000 | 8441940000000 | 8473210000000 | 8482560000000 | 8503540000000 | 8549450000000 | 8613450000000 | 8659190000000 | 8709950000000 | 8780240000000 | 8836520000000 | 8876570000000 | 8943090000000 | 9053700000000 | 9167870000000 | 9251850000000 | 9331050000000 | 9441710000000 | 9539130000000 | 9636540000000 | 9733950000000 | 9831420000000
Industrial Sector Energy Related Emissions before CCS[natural gas if,chemicals 20,VOC] | NoSettings | 333063000 | 332510000 | 337896000 | 345066000 | 352061000 | 358134000 | 361445000 | 363113000 | 363506000 | 363852000 | 364820000 | 366172000 | 366576000 | 367482000 | 369466000 | 372232000 | 374209000 | 376402000 | 379440000 | 381872000 | 383603000 | 386478000 | 391258000 | 396192000 | 399821000 | 403244000 | 408026000 | 412236000 | 416445000 | 420655000 | 424867000
Industrial Sector Energy Related Emissions before CCS[natural gas if,chemicals 20,CO] | NoSettings | 2912010000 | 2907180000 | 2954270000 | 3016960000 | 3078120000 | 3131210000 | 3160160000 | 3174740000 | 3178180000 | 3181200000 | 3189670000 | 3201490000 | 3205020000 | 3212950000 | 3230290000 | 3254470000 | 3271760000 | 3290940000 | 3317490000 | 3338760000 | 3353890000 | 3379030000 | 3420820000 | 3463960000 | 3495680000 | 3525610000 | 3567420000 | 3604230000 | 3641040000 | 3677840000 | 3714670000
Industrial Sector Energy Related Emissions before CCS[natural gas if,chemicals 20,NOx] | NoSettings | 4772540000 | 4764620000 | 4841800000 | 4944540000 | 5044780000 | 5131800000 | 5179240000 | 5203140000 | 5208780000 | 5213720000 | 5227610000 | 5246970000 | 5252760000 | 5265750000 | 5294180000 | 5333810000 | 5362140000 | 5393570000 | 5437100000 | 5471950000 | 5496750000 | 5537940000 | 5606440000 | 5677130000 | 5729140000 | 5778180000 | 5846710000 | 5907030000 | 5967350000 | 6027680000 | 6088030000
Industrial Sector Energy Related Emissions before CCS[natural gas if,chemicals 20,PM10] | NoSettings | 459868000 | 459104000 | 466541000 | 476441000 | 486100000 | 494484000 | 499056000 | 501359000 | 501902000 | 502379000 | 503716000 | 505582000 | 506140000 | 507392000 | 510131000 | 513950000 | 516679000 | 519708000 | 523902000 | 527260000 | 529650000 | 533619000 | 540219000 | 547031000 | 552042000 | 556768000 | 563371000 | 569183000 | 574996000 | 580808000 | 586624000
Industrial Sector Energy Related Emissions before CCS[natural gas if,chemicals 20,PM25] | NoSettings | 459868000 | 459104000 | 466541000 | 476441000 | 486100000 | 494484000 | 499056000 | 501359000 | 501902000 | 502379000 | 503716000 | 505582000 | 506140000 | 507392000 | 510131000 | 513950000 | 516679000 | 519708000 | 523902000 | 527260000 | 529650000 | 533619000 | 540219000 | 547031000 | 552042000 | 556768000 | 563371000 | 569183000 | 574996000 | 580808000 | 586624000
Industrial Sector Energy Related Emissions before CCS[natural gas if,chemicals 20,SOx] | NoSettings | 35151000 | 35092600 | 35661100 | 36417800 | 37156100 | 37797000 | 38146400 | 38322400 | 38364000 | 38400400 | 38502600 | 38645200 | 38687900 | 38783600 | 38993000 | 39284900 | 39493500 | 39725000 | 40045600 | 40302300 | 40484900 | 40788300 | 41292800 | 41813500 | 42196500 | 42557800 | 43062500 | 43506800 | 43951000 | 44395300 | 44839900
Industrial Sector Energy Related Emissions before CCS[natural gas if,chemicals 20,BC] | NoSettings | 75821500 | 75695600 | 76921900 | 78554000 | 80146600 | 81529000 | 82282700 | 82662400 | 82752000 | 82830600 | 83051100 | 83358700 | 83450700 | 83657100 | 84108800 | 84738400 | 85188400 | 85687800 | 86379300 | 86933000 | 87327000 | 87981400 | 89069600 | 90192800 | 91018900 | 91798100 | 92886800 | 93845200 | 94803500 | 95761800 | 96720700
Industrial Sector Energy Related Emissions before CCS[natural gas if,chemicals 20,OC] | NoSettings | 196816000 | 196490000 | 199673000 | 203909000 | 208043000 | 211632000 | 213588000 | 214574000 | 214806000 | 215010000 | 215583000 | 216381000 | 216620000 | 217156000 | 218328000 | 219963000 | 221131000 | 222427000 | 224222000 | 225659000 | 226682000 | 228381000 | 231206000 | 234121000 | 236266000 | 238288000 | 241114000 | 243602000 | 246090000 | 248577000 | 251066000
Industrial Sector Energy Related Emissions before CCS[natural gas if,chemicals 20,CH4] | NoSettings | 145252000 | 145011000 | 147360000 | 150487000 | 153537000 | 156186000 | 157630000 | 158357000 | 158529000 | 158679000 | 159102000 | 159691000 | 159867000 | 160263000 | 161128000 | 162334000 | 163196000 | 164153000 | 165478000 | 166538000 | 167293000 | 168547000 | 170631000 | 172783000 | 174366000 | 175859000 | 177944000 | 179780000 | 181616000 | 183452000 | 185289000
Industrial Sector Energy Related Emissions before CCS[natural gas if,chemicals 20,N2O] | NoSettings | 14525200 | 14501100 | 14736000 | 15048700 | 15353700 | 15618600 | 15763000 | 15835700 | 15852900 | 15867900 | 15910200 | 15969100 | 15986700 | 16026300 | 16112800 | 16233400 | 16319600 | 16415300 | 16547800 | 16653800 | 16729300 | 16854700 | 17063100 | 17278300 | 17436600 | 17585900 | 17794400 | 17978000 | 18161600 | 18345200 | 18528900
Industrial Sector Energy Related Emissions before CCS[natural gas if,chemicals 20,F gases] | NoSettings | 0 | 0 | 0 | 0 | 0 | 0 | 0 | 0 | 0 | 0 | 0 | 0 | 0 | 0 | 0 | 0 | 0 | 0 | 0 | 0 | 0 | 0 | 0 | 0 | 0 | 0 | 0 | 0 | 0 | 0 | 0
Industrial Sector Energy Related Emissions before CCS[natural gas if,rubber and plastic products 22,CO2] | NoSettings | 86948900000 | 86803000000 | 88208000000 | 90078400000 | 91904200000 | 93489600000 | 94353400000 | 94788500000 | 94888800000 | 94979500000 | 95232600000 | 95585500000 | 95690500000 | 95927700000 | 96445600000 | 97167200000 | 97683500000 | 98256000000 | 99048700000 | 99684400000 | 100136000000 | 100887000000 | 102135000000 | 103423000000 | 104371000000 | 105265000000 | 106513000000 | 107613000000 | 108711000000 | 109811000000 | 110910000000
Industrial Sector Energy Related Emissions before CCS[natural gas if,rubber and plastic products 22,VOC] | NoSettings | 3757520 | 3751210 | 3811930 | 3892760 | 3971660 | 4040170 | 4077500 | 4096310 | 4100640 | 4104560 | 4115500 | 4130750 | 4135290 | 4145540 | 4167920 | 4199100 | 4221410 | 4246150 | 4280410 | 4307880 | 4327420 | 4359840 | 4413800 | 4469450 | 4510400 | 4549040 | 4602990 | 4650500 | 4697990 | 4745500 | 4792990
Industrial Sector Energy Related Emissions before CCS[natural gas if,rubber and plastic products 22,CO] | NoSettings | 32852500 | 32797300 | 33328200 | 34034900 | 34724700 | 35323800 | 35650200 | 35814500 | 35852400 | 35886700 | 35982400 | 36115700 | 36155400 | 36245000 | 36440600 | 36713300 | 36908400 | 37124700 | 37424200 | 37664400 | 37835200 | 38118700 | 38590400 | 39077000 | 39435000 | 39772800 | 40244600 | 40660000 | 41075100 | 41490500 | 41905700
Industrial Sector Energy Related Emissions before CCS[natural gas if,rubber and plastic products 22,NOx] | NoSettings | 53842400 | 53752100 | 54622100 | 55780300 | 56911000 | 57892700 | 58427600 | 58697100 | 58759200 | 58815300 | 58972100 | 59190600 | 59255600 | 59402500 | 59723200 | 60170000 | 60489700 | 60844300 | 61335100 | 61728800 | 62008700 | 62473300 | 63246400 | 64043900 | 64630700 | 65184300 | 65957500 | 66638300 | 67318700 | 67999500 | 68680000
Industrial Sector Energy Related Emissions before CCS[natural gas if,rubber and plastic products 22,PM10] | NoSettings | 5188090 | 5179390 | 5263220 | 5374820 | 5483770 | 5578370 | 5629910 | 5655870 | 5661850 | 5667270 | 5682370 | 5703420 | 5709690 | 5723840 | 5754740 | 5797800 | 5828610 | 5862770 | 5910070 | 5948000 | 5974970 | 6019740 | 6094230 | 6171070 | 6227620 | 6280960 | 6355460 | 6421060 | 6486630 | 6552230 | 6617790
Industrial Sector Energy Related Emissions before CCS[natural gas if,rubber and plastic products 22,PM25] | NoSettings | 5188090 | 5179390 | 5263220 | 5374820 | 5483770 | 5578370 | 5629910 | 5655870 | 5661850 | 5667270 | 5682370 | 5703420 | 5709690 | 5723840 | 5754740 | 5797800 | 5828610 | 5862770 | 5910070 | 5948000 | 5974970 | 6019740 | 6094230 | 6171070 | 6227620 | 6280960 | 6355460 | 6421060 | 6486630 | 6552230 | 6617790
Industrial Sector Energy Related Emissions before CCS[natural gas if,rubber and plastic products 22,SOx] | NoSettings | 396563 | 395897 | 402306 | 410836 | 419163 | 426394 | 430334 | 432318 | 432776 | 433190 | 434344 | 435953 | 436432 | 437514 | 439876 | 443167 | 445522 | 448133 | 451749 | 454648 | 456710 | 460132 | 465826 | 471699 | 476021 | 480099 | 485793 | 490807 | 495819 | 500834 | 505845
Industrial Sector Energy Related Emissions before CCS[natural gas if,rubber and plastic products 22,BC] | NoSettings | 855396 | 853961 | 867783 | 886184 | 904146 | 919743 | 928241 | 932522 | 933508 | 934401 | 936891 | 940362 | 941396 | 943729 | 948824 | 955923 | 961002 | 966634 | 974433 | 980687 | 985134 | 992515 | 1004800 | 1017470 | 1026790 | 1035590 | 1047870 | 1058680 | 1069490 | 1080310 | 1091120
Industrial Sector Energy Related Emissions before CCS[natural gas if,rubber and plastic products 22,OC] | NoSettings | 2220420 | 2216700 | 2252580 | 2300340 | 2346970 | 2387460 | 2409520 | 2420630 | 2423190 | 2425500 | 2431970 | 2440980 | 2443660 | 2449720 | 2462940 | 2481370 | 2494560 | 2509180 | 2529420 | 2545650 | 2557200 | 2576360 | 2608240 | 2641130 | 2665330 | 2688160 | 2720040 | 2748120 | 2776180 | 2804250 | 2832320
Industrial Sector Energy Related Emissions before CCS[natural gas if,rubber and plastic products 22,CH4] | NoSettings | 1638690 | 1635940 | 1662420 | 1697670 | 1732080 | 1761960 | 1778240 | 1786440 | 1788330 | 1790040 | 1794810 | 1801460 | 1803440 | 1807910 | 1817670 | 1831270 | 1841000 | 1851790 | 1866730 | 1878710 | 1887230 | 1901370 | 1924900 | 1949170 | 1967030 | 1983880 | 2007410 | 2028130 | 2048840 | 2069560 | 2090270
Industrial Sector Energy Related Emissions before CCS[natural gas if,rubber and plastic products 22,N2O] | NoSettings | 163869 | 163594 | 166242 | 169767 | 173208 | 176196 | 177824 | 178644 | 178833 | 179004 | 179481 | 180146 | 180344 | 180791 | 181767 | 183127 | 184100 | 185179 | 186673 | 187871 | 188723 | 190137 | 192490 | 194917 | 196703 | 198388 | 200741 | 202813 | 204884 | 206956 | 209027
Industrial Sector Energy Related Emissions before CCS[natural gas if,rubber and plastic products 22,F gases] | NoSettings | 0 | 0 | 0 | 0 | 0 | 0 | 0 | 0 | 0 | 0 | 0 | 0 | 0 | 0 | 0 | 0 | 0 | 0 | 0 | 0 | 0 | 0 | 0 | 0 | 0 | 0 | 0 | 0 | 0 | 0 | 0
Industrial Sector Energy Related Emissions before CCS[natural gas if,glass and glass products 231,CO2] | NoSettings | 726588000000 | 725367000000 | 737110000000 | 752741000000 | 768001000000 | 781245000000 | 788466000000 | 792101000000 | 792939000000 | 793698000000 | 795810000000 | 798760000000 | 799641000000 | 801620000000 | 805944000000 | 811982000000 | 816291000000 | 821077000000 | 827704000000 | 833015000000 | 836788000000 | 843060000000 | 853497000000 | 864257000000 | 872174000000 | 879645000000 | 890082000000 | 899266000000 | 908451000000 | 917636000000 | 926820000000
Industrial Sector Energy Related Emissions before CCS[natural gas if,glass and glass products 231,VOC] | NoSettings | 31399700 | 31346900 | 31854400 | 32529900 | 33189300 | 33761700 | 34073800 | 34230800 | 34267100 | 34299800 | 34391100 | 34518600 | 34556700 | 34642200 | 34829100 | 35090000 | 35276200 | 35483000 | 35769400 | 35999000 | 36162000 | 36433000 | 36884100 | 37349100 | 37691200 | 38014000 | 38465100 | 38862000 | 39258900 | 39655800 | 40052700
Industrial Sector Energy Related Emissions before CCS[natural gas if,glass and glass products 231,CO] | NoSettings | 274531000 | 274070000 | 278507000 | 284413000 | 290179000 | 295183000 | 297911000 | 299285000 | 299601000 | 299888000 | 300686000 | 301801000 | 302133000 | 302881000 | 304515000 | 306797000 | 308424000 | 310233000 | 312737000 | 314744000 | 316169000 | 318539000 | 322482000 | 326548000 | 329539000 | 332362000 | 336305000 | 339776000 | 343246000 | 346716000 | 350186000
Industrial Sector Energy Related Emissions before CCS[natural gas if,glass and glass products 231,NOx] | NoSettings | 449934000 | 449178000 | 456449000 | 466129000 | 475579000 | 483780000 | 488252000 | 490502000 | 491022000 | 491491000 | 492799000 | 494626000 | 495171000 | 496397000 | 499075000 | 502814000 | 505482000 | 508446000 | 512549000 | 515838000 | 518175000 | 522058000 | 528521000 | 535185000 | 540087000 | 544713000 | 551176000 | 556864000 | 562551000 | 568239000 | 573926000
Industrial Sector Energy Related Emissions before CCS[natural gas if,glass and glass products 231,PM10] | NoSettings | 43354300 | 43281400 | 43982100 | 44914800 | 45825300 | 46615600 | 47046400 | 47263300 | 47313300 | 47358600 | 47484600 | 47660600 | 47713200 | 47831300 | 48089300 | 48449600 | 48706700 | 48992300 | 49387700 | 49704600 | 49929700 | 50303900 | 50926700 | 51568800 | 52041100 | 52486900 | 53109700 | 53657700 | 54205700 | 54753800 | 55301800
Industrial Sector Energy Related Emissions before CCS[natural gas if,glass and glass products 231,PM25] | NoSettings | 43354300 | 43281400 | 43982100 | 44914800 | 45825300 | 46615600 | 47046400 | 47263300 | 47313300 | 47358600 | 47484600 | 47660600 | 47713200 | 47831300 | 48089300 | 48449600 | 48706700 | 48992300 | 49387700 | 49704600 | 49929700 | 50303900 | 50926700 | 51568800 | 52041100 | 52486900 | 53109700 | 53657700 | 54205700 | 54753800 | 55301800
Industrial Sector Energy Related Emissions before CCS[natural gas if,glass and glass products 231,SOx] | NoSettings | 3313880 | 3308310 | 3361860 | 3433160 | 3502760 | 3563160 | 3596100 | 3612670 | 3616500 | 3619960 | 3629590 | 3643040 | 3647060 | 3656090 | 3675810 | 3703350 | 3723000 | 3744830 | 3775050 | 3799280 | 3816490 | 3845090 | 3892690 | 3941770 | 3977880 | 4011950 | 4059550 | 4101440 | 4143330 | 4185220 | 4227110
Industrial Sector Energy Related Emissions before CCS[natural gas if,glass and glass products 231,BC] | NoSettings | 7148110 | 7136110 | 7251620 | 7405410 | 7555530 | 7685820 | 7756870 | 7792620 | 7800870 | 7808340 | 7829110 | 7858140 | 7866800 | 7886270 | 7928810 | 7988220 | 8030600 | 8077690 | 8142890 | 8195140 | 8232250 | 8293950 | 8396630 | 8502490 | 8580380 | 8653870 | 8756550 | 8846910 | 8937270 | 9027620 | 9117980
Industrial Sector Energy Related Emissions before CCS[natural gas if,glass and glass products 231,OC] | NoSettings | 18555000 | 18523800 | 18823700 | 19222800 | 19612500 | 19950700 | 20135200 | 20228000 | 20249400 | 20268800 | 20322700 | 20398000 | 20420500 | 20471100 | 20581500 | 20735700 | 20845700 | 20967900 | 21137200 | 21272800 | 21369200 | 21529300 | 21795900 | 22070600 | 22272800 | 22463600 | 22730100 | 22964700 | 23199200 | 23433800 | 23668300
Industrial Sector Energy Related Emissions before CCS[natural gas if,glass and glass products 231,CH4] | NoSettings | 13693700 | 13670700 | 13892000 | 14186600 | 14474200 | 14723800 | 14859900 | 14928400 | 14944200 | 14958500 | 14998300 | 15053900 | 15070500 | 15107800 | 15189300 | 15303100 | 15384300 | 15474500 | 15599400 | 15699500 | 15770600 | 15888800 | 16085500 | 16288300 | 16437500 | 16578300 | 16775000 | 16948100 | 17121200 | 17294300 | 17467400
Industrial Sector Energy Related Emissions before CCS[natural gas if,glass and glass products 231,N2O] | NoSettings | 1369370 | 1367070 | 1389200 | 1418660 | 1447420 | 1472380 | 1485990 | 1492840 | 1494420 | 1495850 | 1499830 | 1505390 | 1507050 | 1510780 | 1518930 | 1530310 | 1538430 | 1547450 | 1559940 | 1569950 | 1577060 | 1588880 | 1608550 | 1628830 | 1643750 | 1657830 | 1677500 | 1694810 | 1712120 | 1729430 | 1746740
Industrial Sector Energy Related Emissions before CCS[natural gas if,glass and glass products 231,F gases] | NoSettings | 0 | 0 | 0 | 0 | 0 | 0 | 0 | 0 | 0 | 0 | 0 | 0 | 0 | 0 | 0 | 0 | 0 | 0 | 0 | 0 | 0 | 0 | 0 | 0 | 0 | 0 | 0 | 0 | 0 | 0 | 0
Industrial Sector Energy Related Emissions before CCS[natural gas if,cement and other nonmetallic minerals 239,CO2] | NoSettings | 247181000000 | 241778000000 | 237164000000 | 232594000000 | 227897000000 | 223125000000 | 218242000000 | 213417000000 | 209666000000 | 210273000000 | 210428000000 | 210197000000 | 210143000000 | 210082000000 | 209814000000 | 209454000000 | 214191000000 | 213439000000 | 212897000000 | 212325000000 | 211646000000 | 210928000000 | 210342000000 | 209766000000 | 209145000000 | 209002000000 | 208400000000 | 208118000000 | 207834000000 | 207548000000 | 207273000000
Industrial Sector Energy Related Emissions before CCS[natural gas if,cement and other nonmetallic minerals 239,VOC] | NoSettings | 10682000 | 10448500 | 10249100 | 10051600 | 9848610 | 9642410 | 9431370 | 9222860 | 9060750 | 9087000 | 9093680 | 9083710 | 9081390 | 9078760 | 9067140 | 9051620 | 9256310 | 9223800 | 9200390 | 9175680 | 9146320 | 9115320 | 9089970 | 9065100 | 9038260 | 9032070 | 9006070 | 8993850 | 8981610 | 8969230 | 8957360
Industrial Sector Energy Related Emissions before CCS[natural gas if,cement and other nonmetallic minerals 239,CO] | NoSettings | 93394000 | 91352500 | 89609300 | 87882600 | 86107700 | 84304900 | 82459700 | 80636700 | 79219400 | 79448900 | 79507300 | 79420100 | 79399800 | 79376800 | 79275200 | 79139500 | 80929100 | 80644900 | 80440200 | 80224100 | 79967500 | 79696400 | 79474800 | 79257400 | 79022700 | 78968500 | 78741300 | 78634400 | 78527400 | 78419200 | 78315400
Industrial Sector Energy Related Emissions before CCS[natural gas if,cement and other nonmetallic minerals 239,NOx] | NoSettings | 153065000 | 149719000 | 146862000 | 144032000 | 141123000 | 138169000 | 135145000 | 132157000 | 129834000 | 130210000 | 130306000 | 130163000 | 130130000 | 130092000 | 129925000 | 129703000 | 132636000 | 132170000 | 131835000 | 131481000 | 131060000 | 130616000 | 130253000 | 129896000 | 129512000 | 129423000 | 129050000 | 128875000 | 128700000 | 128522000 | 128352000
Industrial Sector Energy Related Emissions before CCS[natural gas if,cement and other nonmetallic minerals 239,PM10] | NoSettings | 14748900 | 14426500 | 14151200 | 13878500 | 13598200 | 13313500 | 13022100 | 12734200 | 12510400 | 12546600 | 12555900 | 12542100 | 12538900 | 12535300 | 12519200 | 12497800 | 12780400 | 12735500 | 12703200 | 12669100 | 12628500 | 12585700 | 12550700 | 12516400 | 12479300 | 12470800 | 12434900 | 12418000 | 12401100 | 12384000 | 12367600
Industrial Sector Energy Related Emissions before CCS[natural gas if,cement and other nonmetallic minerals 239,PM25] | NoSettings | 14748900 | 14426500 | 14151200 | 13878500 | 13598200 | 13313500 | 13022100 | 12734200 | 12510400 | 12546600 | 12555900 | 12542100 | 12538900 | 12535300 | 12519200 | 12497800 | 12780400 | 12735500 | 12703200 | 12669100 | 12628500 | 12585700 | 12550700 | 12516400 | 12479300 | 12470800 | 12434900 | 12418000 | 12401100 | 12384000 | 12367600
Industrial Sector Energy Related Emissions before CCS[natural gas if,cement and other nonmetallic minerals 239,SOx] | NoSettings | 1127360 | 1102720 | 1081680 | 1060830 | 1039410 | 1017650 | 995374 | 973368 | 956259 | 959030 | 959735 | 958682 | 958437 | 958160 | 956933 | 955295 | 976898 | 973467 | 970996 | 968388 | 965290 | 962018 | 959343 | 956718 | 953886 | 953232 | 950488 | 949199 | 947907 | 946600 | 945348
Industrial Sector Energy Related Emissions before CCS[natural gas if,cement and other nonmetallic minerals 239,BC] | NoSettings | 2431750 | 2378590 | 2333200 | 2288250 | 2242030 | 2195090 | 2147050 | 2099580 | 2062670 | 2068650 | 2070170 | 2067900 | 2067370 | 2066770 | 2064130 | 2060600 | 2107190 | 2099790 | 2094460 | 2088840 | 2082150 | 2075100 | 2069330 | 2063670 | 2057550 | 2056140 | 2050230 | 2047440 | 2044660 | 2041840 | 2039140
Industrial Sector Energy Related Emissions before CCS[natural gas if,cement and other nonmetallic minerals 239,OC] | NoSettings | 6312290 | 6174310 | 6056490 | 5939790 | 5819830 | 5697980 | 5573270 | 5450060 | 5354260 | 5369770 | 5373720 | 5367830 | 5366450 | 5364900 | 5358040 | 5348870 | 5469820 | 5450610 | 5436770 | 5422170 | 5404820 | 5386510 | 5371530 | 5356830 | 5340970 | 5337310 | 5321950 | 5314730 | 5307490 | 5300180 | 5293170
Industrial Sector Energy Related Emissions before CCS[natural gas if,cement and other nonmetallic minerals 239,CH4] | NoSettings | 4658520 | 4556690 | 4469740 | 4383610 | 4295080 | 4205150 | 4113120 | 4022180 | 3951480 | 3962930 | 3965850 | 3961500 | 3960480 | 3959340 | 3954270 | 3947500 | 4036770 | 4022590 | 4012380 | 4001600 | 3988800 | 3975280 | 3964230 | 3953380 | 3941680 | 3938970 | 3927640 | 3922310 | 3916970 | 3911570 | 3906400
Industrial Sector Energy Related Emissions before CCS[natural gas if,cement and other nonmetallic minerals 239,N2O] | NoSettings | 465852 | 455669 | 446974 | 438361 | 429508 | 420515 | 411312 | 402218 | 395148 | 396293 | 396585 | 396150 | 396048 | 395934 | 395427 | 394750 | 403677 | 402259 | 401238 | 400160 | 398880 | 397528 | 396423 | 395338 | 394168 | 393897 | 392764 | 392231 | 391697 | 391157 | 390640
Industrial Sector Energy Related Emissions before CCS[natural gas if,cement and other nonmetallic minerals 239,F gases] | NoSettings | 0 | 0 | 0 | 0 | 0 | 0 | 0 | 0 | 0 | 0 | 0 | 0 | 0 | 0 | 0 | 0 | 0 | 0 | 0 | 0 | 0 | 0 | 0 | 0 | 0 | 0 | 0 | 0 | 0 | 0 | 0
Industrial Sector Energy Related Emissions before CCS[natural gas if,iron and steel 241,CO2] | NoSettings | 0 | 0 | 0 | 0 | 0 | 0 | 0 | 0 | 0 | 0 | 0 | 0 | 0 | 0 | 0 | 0 | 0 | 0 | 0 | 0 | 0 | 0 | 0 | 0 | 0 | 0 | 0 | 0 | 0 | 0 | 0
Industrial Sector Energy Related Emissions before CCS[natural gas if,iron and steel 241,VOC] | NoSettings | 0 | 0 | 0 | 0 | 0 | 0 | 0 | 0 | 0 | 0 | 0 | 0 | 0 | 0 | 0 | 0 | 0 | 0 | 0 | 0 | 0 | 0 | 0 | 0 | 0 | 0 | 0 | 0 | 0 | 0 | 0
Industrial Sector Energy Related Emissions before CCS[natural gas if,iron and steel 241,CO] | NoSettings | 0 | 0 | 0 | 0 | 0 | 0 | 0 | 0 | 0 | 0 | 0 | 0 | 0 | 0 | 0 | 0 | 0 | 0 | 0 | 0 | 0 | 0 | 0 | 0 | 0 | 0 | 0 | 0 | 0 | 0 | 0
Industrial Sector Energy Related Emissions before CCS[natural gas if,iron and steel 241,NOx] | NoSettings | 0 | 0 | 0 | 0 | 0 | 0 | 0 | 0 | 0 | 0 | 0 | 0 | 0 | 0 | 0 | 0 | 0 | 0 | 0 | 0 | 0 | 0 | 0 | 0 | 0 | 0 | 0 | 0 | 0 | 0 | 0
Industrial Sector Energy Related Emissions before CCS[natural gas if,iron and steel 241,PM10] | NoSettings | 0 | 0 | 0 | 0 | 0 | 0 | 0 | 0 | 0 | 0 | 0 | 0 | 0 | 0 | 0 | 0 | 0 | 0 | 0 | 0 | 0 | 0 | 0 | 0 | 0 | 0 | 0 | 0 | 0 | 0 | 0
Industrial Sector Energy Related Emissions before CCS[natural gas if,iron and steel 241,PM25] | NoSettings | 0 | 0 | 0 | 0 | 0 | 0 | 0 | 0 | 0 | 0 | 0 | 0 | 0 | 0 | 0 | 0 | 0 | 0 | 0 | 0 | 0 | 0 | 0 | 0 | 0 | 0 | 0 | 0 | 0 | 0 | 0
Industrial Sector Energy Related Emissions before CCS[natural gas if,iron and steel 241,SOx] | NoSettings | 0 | 0 | 0 | 0 | 0 | 0 | 0 | 0 | 0 | 0 | 0 | 0 | 0 | 0 | 0 | 0 | 0 | 0 | 0 | 0 | 0 | 0 | 0 | 0 | 0 | 0 | 0 | 0 | 0 | 0 | 0
Industrial Sector Energy Related Emissions before CCS[natural gas if,iron and steel 241,BC] | NoSettings | 0 | 0 | 0 | 0 | 0 | 0 | 0 | 0 | 0 | 0 | 0 | 0 | 0 | 0 | 0 | 0 | 0 | 0 | 0 | 0 | 0 | 0 | 0 | 0 | 0 | 0 | 0 | 0 | 0 | 0 | 0
Industrial Sector Energy Related Emissions before CCS[natural gas if,iron and steel 241,OC] | NoSettings | 0 | 0 | 0 | 0 | 0 | 0 | 0 | 0 | 0 | 0 | 0 | 0 | 0 | 0 | 0 | 0 | 0 | 0 | 0 | 0 | 0 | 0 | 0 | 0 | 0 | 0 | 0 | 0 | 0 | 0 | 0
Industrial Sector Energy Related Emissions before CCS[natural gas if,iron and steel 241,CH4] | NoSettings | 0 | 0 | 0 | 0 | 0 | 0 | 0 | 0 | 0 | 0 | 0 | 0 | 0 | 0 | 0 | 0 | 0 | 0 | 0 | 0 | 0 | 0 | 0 | 0 | 0 | 0 | 0 | 0 | 0 | 0 | 0
Industrial Sector Energy Related Emissions before CCS[natural gas if,iron and steel 241,N2O] | NoSettings | 0 | 0 | 0 | 0 | 0 | 0 | 0 | 0 | 0 | 0 | 0 | 0 | 0 | 0 | 0 | 0 | 0 | 0 | 0 | 0 | 0 | 0 | 0 | 0 | 0 | 0 | 0 | 0 | 0 | 0 | 0
Industrial Sector Energy Related Emissions before CCS[natural gas if,iron and steel 241,F gases] | NoSettings | 0 | 0 | 0 | 0 | 0 | 0 | 0 | 0 | 0 | 0 | 0 | 0 | 0 | 0 | 0 | 0 | 0 | 0 | 0 | 0 | 0 | 0 | 0 | 0 | 0 | 0 | 0 | 0 | 0 | 0 | 0
Industrial Sector Energy Related Emissions before CCS[natural gas if,other metals 242,CO2] | NoSettings | 0 | 0 | 0 | 0 | 0 | 0 | 0 | 0 | 0 | 0 | 0 | 0 | 0 | 0 | 0 | 0 | 0 | 0 | 0 | 0 | 0 | 0 | 0 | 0 | 0 | 0 | 0 | 0 | 0 | 0 | 0
Industrial Sector Energy Related Emissions before CCS[natural gas if,other metals 242,VOC] | NoSettings | 0 | 0 | 0 | 0 | 0 | 0 | 0 | 0 | 0 | 0 | 0 | 0 | 0 | 0 | 0 | 0 | 0 | 0 | 0 | 0 | 0 | 0 | 0 | 0 | 0 | 0 | 0 | 0 | 0 | 0 | 0
Industrial Sector Energy Related Emissions before CCS[natural gas if,other metals 242,CO] | NoSettings | 0 | 0 | 0 | 0 | 0 | 0 | 0 | 0 | 0 | 0 | 0 | 0 | 0 | 0 | 0 | 0 | 0 | 0 | 0 | 0 | 0 | 0 | 0 | 0 | 0 | 0 | 0 | 0 | 0 | 0 | 0
Industrial Sector Energy Related Emissions before CCS[natural gas if,other metals 242,NOx] | NoSettings | 0 | 0 | 0 | 0 | 0 | 0 | 0 | 0 | 0 | 0 | 0 | 0 | 0 | 0 | 0 | 0 | 0 | 0 | 0 | 0 | 0 | 0 | 0 | 0 | 0 | 0 | 0 | 0 | 0 | 0 | 0
Industrial Sector Energy Related Emissions before CCS[natural gas if,other metals 242,PM10] | NoSettings | 0 | 0 | 0 | 0 | 0 | 0 | 0 | 0 | 0 | 0 | 0 | 0 | 0 | 0 | 0 | 0 | 0 | 0 | 0 | 0 | 0 | 0 | 0 | 0 | 0 | 0 | 0 | 0 | 0 | 0 | 0
Industrial Sector Energy Related Emissions before CCS[natural gas if,other metals 242,PM25] | NoSettings | 0 | 0 | 0 | 0 | 0 | 0 | 0 | 0 | 0 | 0 | 0 | 0 | 0 | 0 | 0 | 0 | 0 | 0 | 0 | 0 | 0 | 0 | 0 | 0 | 0 | 0 | 0 | 0 | 0 | 0 | 0
Industrial Sector Energy Related Emissions before CCS[natural gas if,other metals 242,SOx] | NoSettings | 0 | 0 | 0 | 0 | 0 | 0 | 0 | 0 | 0 | 0 | 0 | 0 | 0 | 0 | 0 | 0 | 0 | 0 | 0 | 0 | 0 | 0 | 0 | 0 | 0 | 0 | 0 | 0 | 0 | 0 | 0
Industrial Sector Energy Related Emissions before CCS[natural gas if,other metals 242,BC] | NoSettings | 0 | 0 | 0 | 0 | 0 | 0 | 0 | 0 | 0 | 0 | 0 | 0 | 0 | 0 | 0 | 0 | 0 | 0 | 0 | 0 | 0 | 0 | 0 | 0 | 0 | 0 | 0 | 0 | 0 | 0 | 0
Industrial Sector Energy Related Emissions before CCS[natural gas if,other metals 242,OC] | NoSettings | 0 | 0 | 0 | 0 | 0 | 0 | 0 | 0 | 0 | 0 | 0 | 0 | 0 | 0 | 0 | 0 | 0 | 0 | 0 | 0 | 0 | 0 | 0 | 0 | 0 | 0 | 0 | 0 | 0 | 0 | 0
Industrial Sector Energy Related Emissions before CCS[natural gas if,other metals 242,CH4] | NoSettings | 0 | 0 | 0 | 0 | 0 | 0 | 0 | 0 | 0 | 0 | 0 | 0 | 0 | 0 | 0 | 0 | 0 | 0 | 0 | 0 | 0 | 0 | 0 | 0 | 0 | 0 | 0 | 0 | 0 | 0 | 0
Industrial Sector Energy Related Emissions before CCS[natural gas if,other metals 242,N2O] | NoSettings | 0 | 0 | 0 | 0 | 0 | 0 | 0 | 0 | 0 | 0 | 0 | 0 | 0 | 0 | 0 | 0 | 0 | 0 | 0 | 0 | 0 | 0 | 0 | 0 | 0 | 0 | 0 | 0 | 0 | 0 | 0
Industrial Sector Energy Related Emissions before CCS[natural gas if,other metals 242,F gases] | NoSettings | 0 | 0 | 0 | 0 | 0 | 0 | 0 | 0 | 0 | 0 | 0 | 0 | 0 | 0 | 0 | 0 | 0 | 0 | 0 | 0 | 0 | 0 | 0 | 0 | 0 | 0 | 0 | 0 | 0 | 0 | 0
Industrial Sector Energy Related Emissions before CCS[natural gas if,metal products except machinery and vehicles 25,CO2] | NoSettings | 411438000000 | 410748000000 | 417396000000 | 426246000000 | 434887000000 | 442388000000 | 446478000000 | 448536000000 | 449011000000 | 449439000000 | 450637000000 | 452307000000 | 452804000000 | 453925000000 | 456375000000 | 459792000000 | 462234000000 | 464942000000 | 468695000000 | 471703000000 | 473841000000 | 477392000000 | 483300000000 | 489394000000 | 493878000000 | 498108000000 | 504017000000 | 509218000000 | 514419000000 | 519619000000 | 524820000000
Industrial Sector Energy Related Emissions before CCS[natural gas if,metal products except machinery and vehicles 25,VOC] | NoSettings | 17780400 | 17750600 | 18037900 | 18420300 | 18793700 | 19117900 | 19294600 | 19383600 | 19404100 | 19422600 | 19474400 | 19546500 | 19568000 | 19616500 | 19722400 | 19870000 | 19975500 | 20092600 | 20254800 | 20384800 | 20477100 | 20630600 | 20885900 | 21149300 | 21343100 | 21525800 | 21781200 | 22006000 | 22230700 | 22455500 | 22680200
Industrial Sector Energy Related Emissions before CCS[natural gas if,metal products except machinery and vehicles 25,CO] | NoSettings | 155456000 | 155196000 | 157708000 | 161051000 | 164316000 | 167150000 | 168695000 | 169473000 | 169653000 | 169815000 | 170267000 | 170898000 | 171086000 | 171509000 | 172435000 | 173726000 | 174649000 | 175672000 | 177090000 | 178227000 | 179034000 | 180376000 | 182608000 | 184911000 | 186605000 | 188203000 | 190436000 | 192401000 | 194366000 | 196331000 | 198296000
Industrial Sector Energy Related Emissions before CCS[natural gas if,metal products except machinery and vehicles 25,NOx] | NoSettings | 254780000 | 254353000 | 258470000 | 263950000 | 269301000 | 273945000 | 276478000 | 277752000 | 278047000 | 278312000 | 279054000 | 280088000 | 280396000 | 281090000 | 282607000 | 284723000 | 286235000 | 287912000 | 290236000 | 292099000 | 293422000 | 295622000 | 299280000 | 303053000 | 305830000 | 308449000 | 312109000 | 315329000 | 318550000 | 321770000 | 324991000
Industrial Sector Energy Related Emissions before CCS[natural gas if,metal products except machinery and vehicles 25,PM10] | NoSettings | 24549800 | 24508600 | 24905300 | 25433400 | 25949000 | 26396500 | 26640600 | 26763400 | 26791700 | 26817300 | 26888700 | 26988400 | 27018100 | 27084900 | 27231100 | 27435000 | 27580700 | 27742300 | 27966300 | 28145700 | 28273300 | 28485200 | 28837700 | 29201300 | 29468900 | 29721200 | 30073800 | 30384200 | 30694500 | 31004800 | 31315100
Industrial Sector Energy Related Emissions before CCS[natural gas if,metal products except machinery and vehicles 25,PM25] | NoSettings | 24549800 | 24508600 | 24905300 | 25433400 | 25949000 | 26396500 | 26640600 | 26763400 | 26791700 | 26817300 | 26888700 | 26988400 | 27018100 | 27084900 | 27231100 | 27435000 | 27580700 | 27742300 | 27966300 | 28145700 | 28273300 | 28485200 | 28837700 | 29201300 | 29468900 | 29721200 | 30073800 | 30384200 | 30694500 | 31004800 | 31315100
Industrial Sector Energy Related Emissions before CCS[natural gas if,metal products except machinery and vehicles 25,SOx] | NoSettings | 1876520 | 1873370 | 1903690 | 1944060 | 1983470 | 2017680 | 2036330 | 2045720 | 2047880 | 2049840 | 2055300 | 2062910 | 2065180 | 2070300 | 2081470 | 2097050 | 2108190 | 2120540 | 2137660 | 2151380 | 2161130 | 2177330 | 2204270 | 2232060 | 2252520 | 2271810 | 2298760 | 2322480 | 2346200 | 2369920 | 2393640
Industrial Sector Energy Related Emissions before CCS[natural gas if,metal products except machinery and vehicles 25,BC] | NoSettings | 4047700 | 4040910 | 4106310 | 4193380 | 4278390 | 4352180 | 4392410 | 4412660 | 4417340 | 4421550 | 4433330 | 4449760 | 4454650 | 4465680 | 4489780 | 4523400 | 4547420 | 4574070 | 4610990 | 4640580 | 4661610 | 4696550 | 4754670 | 4814610 | 4858730 | 4900340 | 4958480 | 5009640 | 5060810 | 5111970 | 5163140
Industrial Sector Energy Related Emissions before CCS[natural gas if,metal products except machinery and vehicles 25,OC] | NoSettings | 10507000 | 10489300 | 10659100 | 10885100 | 11105800 | 11297300 | 11401800 | 11454300 | 11466500 | 11477400 | 11508000 | 11550600 | 11563300 | 11591900 | 11654500 | 11741800 | 11804100 | 11873300 | 11969100 | 12046000 | 12100500 | 12191200 | 12342100 | 12497700 | 12612200 | 12720200 | 12871100 | 13004000 | 13136800 | 13269600 | 13402400
Industrial Sector Energy Related Emissions before CCS[natural gas if,metal products except machinery and vehicles 25,CH4] | NoSettings | 7754210 | 7741200 | 7866500 | 8033290 | 8196140 | 8337500 | 8414580 | 8453370 | 8462330 | 8470400 | 8492970 | 8524440 | 8533820 | 8554940 | 8601120 | 8665510 | 8711530 | 8762580 | 8833310 | 8890000 | 8930280 | 8997220 | 9108560 | 9223400 | 9307920 | 9387630 | 9499000 | 9597020 | 9695040 | 9793050 | 9891070
Industrial Sector Energy Related Emissions before CCS[natural gas if,metal products except machinery and vehicles 25,N2O] | NoSettings | 775421 | 774120 | 786650 | 803329 | 819614 | 833750 | 841458 | 845337 | 846233 | 847040 | 849297 | 852444 | 853382 | 855494 | 860112 | 866551 | 871153 | 876258 | 883331 | 889000 | 893028 | 899722 | 910856 | 922340 | 930792 | 938763 | 949900 | 959702 | 969504 | 979305 | 989107
Industrial Sector Energy Related Emissions before CCS[natural gas if,metal products except machinery and vehicles 25,F gases] | NoSettings | 0 | 0 | 0 | 0 | 0 | 0 | 0 | 0 | 0 | 0 | 0 | 0 | 0 | 0 | 0 | 0 | 0 | 0 | 0 | 0 | 0 | 0 | 0 | 0 | 0 | 0 | 0 | 0 | 0 | 0 | 0
Industrial Sector Energy Related Emissions before CCS[natural gas if,computers and electronics 26,CO2] | NoSettings | 21227500000 | 21191900000 | 21534900000 | 21991500000 | 22437300000 | 22824300000 | 23035300000 | 23141500000 | 23166000000 | 23188100000 | 23249900000 | 23336100000 | 23361700000 | 23419500000 | 23546000000 | 23722200000 | 23848200000 | 23987900000 | 24181600000 | 24336800000 | 24447000000 | 24630300000 | 24935100000 | 25249400000 | 25480800000 | 25699000000 | 26003900000 | 26272200000 | 26540600000 | 26808900000 | 27077300000
Industrial Sector Energy Related Emissions before CCS[natural gas if,computers and electronics 26,VOC] | NoSettings | 917351 | 915813 | 930635 | 950366 | 969632 | 986357 | 995474 | 1000060 | 1001120 | 1002080 | 1004750 | 1008470 | 1009580 | 1012080 | 1017540 | 1025160 | 1030600 | 1036640 | 1045010 | 1051720 | 1056480 | 1064400 | 1077570 | 1091160 | 1101160 | 1110590 | 1123760 | 1135360 | 1146960 | 1158550 | 1170150
Industrial Sector Energy Related Emissions before CCS[natural gas if,computers and electronics 26,CO] | NoSettings | 8020520 | 8007070 | 8136660 | 8309170 | 8477620 | 8623850 | 8703560 | 8743690 | 8752960 | 8761300 | 8784650 | 8817210 | 8826910 | 8848750 | 8896520 | 8963120 | 9010710 | 9063520 | 9136680 | 9195320 | 9236980 | 9306220 | 9421380 | 9540160 | 9627590 | 9710030 | 9825220 | 9926610 | 10028000 | 10129400 | 10230800
Industrial Sector Energy Related Emissions before CCS[natural gas if,computers and electronics 26,NOx] | NoSettings | 13145000 | 13122900 | 13335300 | 13618000 | 13894100 | 14133800 | 14264400 | 14330200 | 14345400 | 14359000 | 14397300 | 14450700 | 14466600 | 14502400 | 14580700 | 14689800 | 14767800 | 14854400 | 14974200 | 15070400 | 15138600 | 15252100 | 15440900 | 15635500 | 15778800 | 15913900 | 16102700 | 16268900 | 16435000 | 16601200 | 16767400
Industrial Sector Energy Related Emissions before CCS[natural gas if,computers and electronics 26,PM10] | NoSettings | 1266610 | 1264480 | 1284950 | 1312190 | 1338790 | 1361890 | 1374470 | 1380810 | 1382280 | 1383590 | 1387280 | 1392420 | 1393950 | 1397400 | 1404950 | 1415460 | 1422980 | 1431320 | 1442870 | 1452130 | 1458710 | 1469650 | 1487830 | 1506590 | 1520400 | 1533420 | 1551610 | 1567620 | 1583630 | 1599640 | 1615650
Industrial Sector Energy Related Emissions before CCS[natural gas if,computers and electronics 26,PM25] | NoSettings | 1266610 | 1264480 | 1284950 | 1312190 | 1338790 | 1361890 | 1374470 | 1380810 | 1382280 | 1383590 | 1387280 | 1392420 | 1393950 | 1397400 | 1404950 | 1415460 | 1422980 | 1431320 | 1442870 | 1452130 | 1458710 | 1469650 | 1487830 | 1506590 | 1520400 | 1533420 | 1551610 | 1567620 | 1583630 | 1599640 | 1615650
Industrial Sector Energy Related Emissions before CCS[natural gas if,computers and electronics 26,SOx] | NoSettings | 96816 | 96653.6 | 98217.9 | 100300 | 102334 | 104099 | 105061 | 105545 | 105657 | 105758 | 106040 | 106433 | 106550 | 106813 | 107390 | 108194 | 108769 | 109406 | 110289 | 110997 | 111500 | 112336 | 113726 | 115160 | 116215 | 117210 | 118601 | 119824 | 121048 | 122272 | 123496
Industrial Sector Energy Related Emissions before CCS[natural gas if,computers and electronics 26,BC] | NoSettings | 208834 | 208484 | 211858 | 216350 | 220736 | 224544 | 226619 | 227664 | 227905 | 228122 | 228730 | 229578 | 229831 | 230399 | 231643 | 233377 | 234617 | 235992 | 237896 | 239423 | 240508 | 242311 | 245309 | 248402 | 250678 | 252825 | 255824 | 258464 | 261104 | 263744 | 266384
Industrial Sector Energy Related Emissions before CCS[natural gas if,computers and electronics 26,OC] | NoSettings | 542089 | 541180 | 549939 | 561599 | 572983 | 582867 | 588254 | 590967 | 591593 | 592157 | 593735 | 595936 | 596592 | 598067 | 601296 | 605797 | 609014 | 612583 | 617528 | 621491 | 624307 | 628987 | 636770 | 644798 | 650708 | 656279 | 664065 | 670917 | 677770 | 684623 | 691475
Industrial Sector Energy Related Emissions before CCS[natural gas if,computers and electronics 26,CH4] | NoSettings | 400066 | 399395 | 405859 | 414464 | 422866 | 430160 | 434136 | 436138 | 436600 | 437016 | 438181 | 439805 | 440289 | 441378 | 443761 | 447083 | 449457 | 452091 | 455740 | 458665 | 460743 | 464197 | 469941 | 475866 | 480227 | 484339 | 490085 | 495142 | 500199 | 505257 | 510314
Industrial Sector Energy Related Emissions before CCS[natural gas if,computers and electronics 26,N2O] | NoSettings | 40006.6 | 39939.5 | 40585.9 | 41446.4 | 42286.6 | 43016 | 43413.6 | 43613.8 | 43660 | 43701.6 | 43818.1 | 43980.5 | 44028.9 | 44137.8 | 44376.1 | 44708.3 | 44945.7 | 45209.1 | 45574 | 45866.5 | 46074.3 | 46419.7 | 46994.1 | 47586.6 | 48022.7 | 48433.9 | 49008.5 | 49514.2 | 50019.9 | 50525.7 | 51031.4
Industrial Sector Energy Related Emissions before CCS[natural gas if,computers and electronics 26,F gases] | NoSettings | 0 | 0 | 0 | 0 | 0 | 0 | 0 | 0 | 0 | 0 | 0 | 0 | 0 | 0 | 0 | 0 | 0 | 0 | 0 | 0 | 0 | 0 | 0 | 0 | 0 | 0 | 0 | 0 | 0 | 0 | 0
Industrial Sector Energy Related Emissions before CCS[natural gas if,appliances and electrical equipment 27,CO2] | NoSettings | 0 | 0 | 0 | 0 | 0 | 0 | 0 | 0 | 0 | 0 | 0 | 0 | 0 | 0 | 0 | 0 | 0 | 0 | 0 | 0 | 0 | 0 | 0 | 0 | 0 | 0 | 0 | 0 | 0 | 0 | 0
Industrial Sector Energy Related Emissions before CCS[natural gas if,appliances and electrical equipment 27,VOC] | NoSettings | 0 | 0 | 0 | 0 | 0 | 0 | 0 | 0 | 0 | 0 | 0 | 0 | 0 | 0 | 0 | 0 | 0 | 0 | 0 | 0 | 0 | 0 | 0 | 0 | 0 | 0 | 0 | 0 | 0 | 0 | 0
Industrial Sector Energy Related Emissions before CCS[natural gas if,appliances and electrical equipment 27,CO] | NoSettings | 0 | 0 | 0 | 0 | 0 | 0 | 0 | 0 | 0 | 0 | 0 | 0 | 0 | 0 | 0 | 0 | 0 | 0 | 0 | 0 | 0 | 0 | 0 | 0 | 0 | 0 | 0 | 0 | 0 | 0 | 0
Industrial Sector Energy Related Emissions before CCS[natural gas if,appliances and electrical equipment 27,NOx] | NoSettings | 0 | 0 | 0 | 0 | 0 | 0 | 0 | 0 | 0 | 0 | 0 | 0 | 0 | 0 | 0 | 0 | 0 | 0 | 0 | 0 | 0 | 0 | 0 | 0 | 0 | 0 | 0 | 0 | 0 | 0 | 0
Industrial Sector Energy Related Emissions before CCS[natural gas if,appliances and electrical equipment 27,PM10] | NoSettings | 0 | 0 | 0 | 0 | 0 | 0 | 0 | 0 | 0 | 0 | 0 | 0 | 0 | 0 | 0 | 0 | 0 | 0 | 0 | 0 | 0 | 0 | 0 | 0 | 0 | 0 | 0 | 0 | 0 | 0 | 0
Industrial Sector Energy Related Emissions before CCS[natural gas if,appliances and electrical equipment 27,PM25] | NoSettings | 0 | 0 | 0 | 0 | 0 | 0 | 0 | 0 | 0 | 0 | 0 | 0 | 0 | 0 | 0 | 0 | 0 | 0 | 0 | 0 | 0 | 0 | 0 | 0 | 0 | 0 | 0 | 0 | 0 | 0 | 0
Industrial Sector Energy Related Emissions before CCS[natural gas if,appliances and electrical equipment 27,SOx] | NoSettings | 0 | 0 | 0 | 0 | 0 | 0 | 0 | 0 | 0 | 0 | 0 | 0 | 0 | 0 | 0 | 0 | 0 | 0 | 0 | 0 | 0 | 0 | 0 | 0 | 0 | 0 | 0 | 0 | 0 | 0 | 0
Industrial Sector Energy Related Emissions before CCS[natural gas if,appliances and electrical equipment 27,BC] | NoSettings | 0 | 0 | 0 | 0 | 0 | 0 | 0 | 0 | 0 | 0 | 0 | 0 | 0 | 0 | 0 | 0 | 0 | 0 | 0 | 0 | 0 | 0 | 0 | 0 | 0 | 0 | 0 | 0 | 0 | 0 | 0
Industrial Sector Energy Related Emissions before CCS[natural gas if,appliances and electrical equipment 27,OC] | NoSettings | 0 | 0 | 0 | 0 | 0 | 0 | 0 | 0 | 0 | 0 | 0 | 0 | 0 | 0 | 0 | 0 | 0 | 0 | 0 | 0 | 0 | 0 | 0 | 0 | 0 | 0 | 0 | 0 | 0 | 0 | 0
Industrial Sector Energy Related Emissions before CCS[natural gas if,appliances and electrical equipment 27,CH4] | NoSettings | 0 | 0 | 0 | 0 | 0 | 0 | 0 | 0 | 0 | 0 | 0 | 0 | 0 | 0 | 0 | 0 | 0 | 0 | 0 | 0 | 0 | 0 | 0 | 0 | 0 | 0 | 0 | 0 | 0 | 0 | 0
Industrial Sector Energy Related Emissions before CCS[natural gas if,appliances and electrical equipment 27,N2O] | NoSettings | 0 | 0 | 0 | 0 | 0 | 0 | 0 | 0 | 0 | 0 | 0 | 0 | 0 | 0 | 0 | 0 | 0 | 0 | 0 | 0 | 0 | 0 | 0 | 0 | 0 | 0 | 0 | 0 | 0 | 0 | 0
Industrial Sector Energy Related Emissions before CCS[natural gas if,appliances and electrical equipment 27,F gases] | NoSettings | 0 | 0 | 0 | 0 | 0 | 0 | 0 | 0 | 0 | 0 | 0 | 0 | 0 | 0 | 0 | 0 | 0 | 0 | 0 | 0 | 0 | 0 | 0 | 0 | 0 | 0 | 0 | 0 | 0 | 0 | 0
Industrial Sector Energy Related Emissions before CCS[natural gas if,other machinery 28,CO2] | NoSettings | 82565100000 | 82426600000 | 83760500000 | 85536400000 | 87270400000 | 88775700000 | 89596600000 | 90009400000 | 90104900000 | 90190900000 | 90431200000 | 90766000000 | 90866300000 | 91090800000 | 91582600000 | 92268200000 | 92758400000 | 93301800000 | 94054700000 | 94658500000 | 95087200000 | 95800400000 | 96985700000 | 98208200000 | 99108700000 | 99957100000 | 101143000000 | 102187000000 | 103230000000 | 104274000000 | 105318000000
Industrial Sector Energy Related Emissions before CCS[natural gas if,other machinery 28,VOC] | NoSettings | 3568070 | 3562080 | 3619730 | 3696480 | 3771410 | 3836460 | 3871940 | 3889780 | 3893900 | 3897620 | 3908010 | 3922470 | 3926810 | 3936510 | 3957760 | 3987390 | 4008580 | 4032060 | 4064590 | 4090690 | 4109220 | 4140030 | 4191260 | 4244090 | 4283000 | 4319670 | 4370920 | 4416020 | 4461120 | 4506230 | 4551330
Industrial Sector Energy Related Emissions before CCS[natural gas if,other machinery 28,CO] | NoSettings | 31196100 | 31143800 | 31647800 | 32318800 | 32973900 | 33542700 | 33852900 | 34008800 | 34044900 | 34077400 | 34168200 | 34294700 | 34332600 | 34417400 | 34603200 | 34862300 | 35047500 | 35252800 | 35537300 | 35765400 | 35927400 | 36196900 | 36644700 | 37106600 | 37446900 | 37767400 | 38215500 | 38609800 | 39004200 | 39398500 | 39792900
Industrial Sector Energy Related Emissions before CCS[natural gas if,other machinery 28,NOx] | NoSettings | 51127800 | 51042000 | 51868100 | 52967800 | 54041600 | 54973700 | 55482000 | 55737600 | 55796800 | 55850000 | 55998800 | 56206200 | 56268300 | 56407300 | 56711800 | 57136400 | 57440000 | 57776400 | 58242600 | 58616600 | 58882000 | 59323600 | 60057700 | 60814700 | 61372300 | 61897700 | 62632000 | 63278300 | 63924600 | 64570900 | 65217200
Industrial Sector Energy Related Emissions before CCS[natural gas if,other machinery 28,PM10] | NoSettings | 4926520 | 4918250 | 4997850 | 5103810 | 5207280 | 5297100 | 5346080 | 5370710 | 5376410 | 5381540 | 5395880 | 5415850 | 5421840 | 5435230 | 5464580 | 5505480 | 5534740 | 5567160 | 5612080 | 5648110 | 5673690 | 5716240 | 5786970 | 5859920 | 5913640 | 5964270 | 6035030 | 6097300 | 6159580 | 6221850 | 6284130
Industrial Sector Energy Related Emissions before CCS[natural gas if,other machinery 28,PM25] | NoSettings | 4926520 | 4918250 | 4997850 | 5103810 | 5207280 | 5297100 | 5346080 | 5370710 | 5376410 | 5381540 | 5395880 | 5415850 | 5421840 | 5435230 | 5464580 | 5505480 | 5534740 | 5567160 | 5612080 | 5648110 | 5673690 | 5716240 | 5786970 | 5859920 | 5913640 | 5964270 | 6035030 | 6097300 | 6159580 | 6221850 | 6284130
Industrial Sector Energy Related Emissions before CCS[natural gas if,other machinery 28,SOx] | NoSettings | 376569 | 375937 | 382021 | 390121 | 398030 | 404895 | 408639 | 410522 | 410957 | 411349 | 412445 | 413972 | 414430 | 415454 | 417697 | 420823 | 423060 | 425538 | 428972 | 431726 | 433681 | 436933 | 442340 | 447915 | 452022 | 455892 | 461300 | 466061 | 470821 | 475581 | 480341
Industrial Sector Energy Related Emissions before CCS[natural gas if,other machinery 28,BC] | NoSettings | 812269 | 810906 | 824029 | 841501 | 858560 | 873369 | 881444 | 885505 | 886445 | 887290 | 889655 | 892949 | 893935 | 896144 | 900982 | 907727 | 912550 | 917895 | 925302 | 931243 | 935461 | 942476 | 954138 | 966165 | 975023 | 983370 | 995036 | 1005300 | 1015570 | 1025840 | 1036110
Industrial Sector Energy Related Emissions before CCS[natural gas if,other machinery 28,OC] | NoSettings | 2108470 | 2104940 | 2139000 | 2184350 | 2228640 | 2267080 | 2288040 | 2298580 | 2301020 | 2303220 | 2309350 | 2317900 | 2320460 | 2326200 | 2338760 | 2356260 | 2368780 | 2382660 | 2401890 | 2417310 | 2428250 | 2446470 | 2476740 | 2507960 | 2530950 | 2552620 | 2582900 | 2609550 | 2636210 | 2662860 | 2689510
Industrial Sector Energy Related Emissions before CCS[natural gas if,other machinery 28,CH4] | NoSettings | 1556070 | 1553460 | 1578600 | 1612070 | 1644750 | 1673120 | 1688590 | 1696370 | 1698170 | 1699790 | 1704320 | 1710630 | 1712520 | 1716750 | 1726020 | 1738940 | 1748180 | 1758420 | 1772610 | 1783990 | 1792070 | 1805510 | 1827850 | 1850890 | 1867860 | 1883850 | 1906200 | 1925870 | 1945540 | 1965210 | 1984880
Industrial Sector Energy Related Emissions before CCS[natural gas if,other machinery 28,N2O] | NoSettings | 155607 | 155346 | 157860 | 161207 | 164475 | 167312 | 168859 | 169637 | 169817 | 169979 | 170432 | 171063 | 171252 | 171675 | 172602 | 173894 | 174818 | 175842 | 177261 | 178399 | 179207 | 180551 | 182785 | 185089 | 186786 | 188385 | 190620 | 192587 | 194554 | 196521 | 198488
Industrial Sector Energy Related Emissions before CCS[natural gas if,other machinery 28,F gases] | NoSettings | 0 | 0 | 0 | 0 | 0 | 0 | 0 | 0 | 0 | 0 | 0 | 0 | 0 | 0 | 0 | 0 | 0 | 0 | 0 | 0 | 0 | 0 | 0 | 0 | 0 | 0 | 0 | 0 | 0 | 0 | 0
Industrial Sector Energy Related Emissions before CCS[natural gas if,road vehicles 29,CO2] | NoSettings | 9586080000 | 9570010000 | 9724890000 | 9931080000 | 10132400000 | 10307200000 | 10402400000 | 10450400000 | 10461500000 | 10471400000 | 10499400000 | 10538200000 | 10549900000 | 10576000000 | 10633100000 | 10712700000 | 10769500000 | 10832700000 | 10920100000 | 10990200000 | 11040000000 | 11122700000 | 11260300000 | 11402300000 | 11506800000 | 11605400000 | 11743000000 | 11864200000 | 11985400000 | 12106500000 | 12227700000
Industrial Sector Energy Related Emissions before CCS[natural gas if,road vehicles 29,VOC] | NoSettings | 414265 | 413570 | 420263 | 429174 | 437874 | 445427 | 449543 | 451616 | 452095 | 452526 | 453732 | 455413 | 455915 | 457043 | 459510 | 462950 | 465408 | 468137 | 471913 | 474942 | 477095 | 480670 | 486618 | 492754 | 497269 | 501530 | 507478 | 512715 | 517952 | 523187 | 528424
Industrial Sector Energy Related Emissions before CCS[natural gas if,road vehicles 29,CO] | NoSettings | 3621970 | 3615900 | 3674420 | 3752320 | 3828390 | 3894420 | 3930410 | 3948530 | 3952720 | 3956490 | 3967040 | 3981730 | 3986120 | 3995990 | 4017560 | 4047630 | 4069120 | 4092980 | 4126000 | 4152480 | 4171310 | 4202560 | 4254570 | 4308210 | 4347690 | 4384940 | 4436940 | 4482730 | 4528520 | 4574290 | 4620080
Industrial Sector Energy Related Emissions before CCS[natural gas if,road vehicles 29,NOx] | NoSettings | 5936110 | 5926150 | 6022060 | 6149750 | 6274410 | 6382640 | 6441610 | 6471320 | 6478180 | 6484360 | 6501640 | 6525730 | 6532920 | 6549090 | 6584440 | 6633730 | 6668950 | 6708050 | 6762170 | 6805570 | 6836420 | 6887650 | 6972880 | 7060810 | 7125500 | 7186550 | 7271780 | 7346830 | 7421870 | 7496880 | 7571930
Industrial Sector Energy Related Emissions before CCS[natural gas if,road vehicles 29,PM10] | NoSettings | 571985 | 571026 | 580268 | 592571 | 604583 | 615011 | 620694 | 623556 | 624218 | 624813 | 626479 | 628799 | 629493 | 631050 | 634457 | 639206 | 642600 | 646367 | 651582 | 655764 | 658737 | 663673 | 671885 | 680358 | 686591 | 692474 | 700686 | 707918 | 715149 | 722377 | 729608
Industrial Sector Energy Related Emissions before CCS[natural gas if,road vehicles 29,PM25] | NoSettings | 571985 | 571026 | 580268 | 592571 | 604583 | 615011 | 620694 | 623556 | 624218 | 624813 | 626479 | 628799 | 629493 | 631050 | 634457 | 639206 | 642600 | 646367 | 651582 | 655764 | 658737 | 663673 | 671885 | 680358 | 686591 | 692474 | 700686 | 707918 | 715149 | 722377 | 729608
Industrial Sector Energy Related Emissions before CCS[natural gas if,road vehicles 29,SOx] | NoSettings | 43720.9 | 43647.6 | 44354 | 45294.4 | 46212.6 | 47009.7 | 47444.1 | 47662.9 | 47713.4 | 47758.9 | 47886.2 | 48063.6 | 48116.6 | 48235.7 | 48496.1 | 48859.1 | 49118.5 | 49406.5 | 49805.1 | 50124.7 | 50352 | 50729.3 | 51357 | 52004.6 | 52481.1 | 52930.7 | 53558.5 | 54111.2 | 54663.9 | 55216.4 | 55769.1
Industrial Sector Energy Related Emissions before CCS[natural gas if,road vehicles 29,BC] | NoSettings | 94307.1 | 94149 | 95672.7 | 97701.2 | 99681.6 | 101401 | 102338 | 102810 | 102919 | 103017 | 103292 | 103674 | 103789 | 104046 | 104607 | 105390 | 105950 | 106571 | 107431 | 108120 | 108610 | 109424 | 110778 | 112175 | 113203 | 114173 | 115527 | 116719 | 117911 | 119103 | 120295
Industrial Sector Energy Related Emissions before CCS[natural gas if,road vehicles 29,OC] | NoSettings | 244801 | 244391 | 248346 | 253611 | 258752 | 263216 | 265648 | 266873 | 267156 | 267411 | 268123 | 269117 | 269413 | 270080 | 271538 | 273570 | 275023 | 276635 | 278867 | 280657 | 281929 | 284042 | 287557 | 291183 | 293851 | 296368 | 299883 | 302978 | 306073 | 309166 | 312261
Industrial Sector Energy Related Emissions before CCS[natural gas if,road vehicles 29,CH4] | NoSettings | 180665 | 180362 | 183281 | 187167 | 190961 | 194255 | 196050 | 196954 | 197163 | 197351 | 197877 | 198610 | 198829 | 199321 | 200397 | 201897 | 202969 | 204159 | 205806 | 207127 | 208066 | 209625 | 212219 | 214895 | 216864 | 218722 | 221316 | 223600 | 225884 | 228167 | 230451
Industrial Sector Energy Related Emissions before CCS[natural gas if,road vehicles 29,N2O] | NoSettings | 18066.5 | 18036.2 | 18328.1 | 18716.7 | 19096.1 | 19425.5 | 19605 | 19695.4 | 19716.3 | 19735.1 | 19787.7 | 19861 | 19882.9 | 19932.1 | 20039.7 | 20189.7 | 20296.9 | 20415.9 | 20580.6 | 20712.7 | 20806.6 | 20962.5 | 21221.9 | 21489.5 | 21686.4 | 21872.2 | 22131.6 | 22360 | 22588.4 | 22816.7 | 23045.1
Industrial Sector Energy Related Emissions before CCS[natural gas if,road vehicles 29,F gases] | NoSettings | 0 | 0 | 0 | 0 | 0 | 0 | 0 | 0 | 0 | 0 | 0 | 0 | 0 | 0 | 0 | 0 | 0 | 0 | 0 | 0 | 0 | 0 | 0 | 0 | 0 | 0 | 0 | 0 | 0 | 0 | 0
Industrial Sector Energy Related Emissions before CCS[natural gas if,nonroad vehicles 30,CO2] | NoSettings | 178727000000 | 178427000000 | 181315000000 | 185160000000 | 188913000000 | 192171000000 | 193948000000 | 194842000000 | 195049000000 | 195234000000 | 195755000000 | 196480000000 | 196696000000 | 197183000000 | 198248000000 | 199732000000 | 200792000000 | 201969000000 | 203599000000 | 204906000000 | 205834000000 | 207377000000 | 209943000000 | 212590000000 | 214539000000 | 216375000000 | 218943000000 | 221202000000 | 223461000000 | 225720000000 | 227980000000
Industrial Sector Energy Related Emissions before CCS[natural gas if,nonroad vehicles 30,VOC] | NoSettings | 7723720 | 7710760 | 7835570 | 8001720 | 8163930 | 8304720 | 8381490 | 8420150 | 8429070 | 8437090 | 8459590 | 8490930 | 8500270 | 8521320 | 8567310 | 8631450 | 8677290 | 8728140 | 8798580 | 8855060 | 8895170 | 8961850 | 9072740 | 9187130 | 9271330 | 9350720 | 9461650 | 9559290 | 9656920 | 9754560 | 9852200
Industrial Sector Energy Related Emissions before CCS[natural gas if,nonroad vehicles 30,CO] | NoSettings | 67529500 | 67416200 | 68507400 | 69960100 | 71378300 | 72609200 | 73280500 | 73618500 | 73696400 | 73766600 | 73963300 | 74237300 | 74318900 | 74503000 | 74905100 | 75465900 | 75866600 | 76311300 | 76927200 | 77421000 | 77771600 | 78354600 | 79324100 | 80324300 | 81060500 | 81754500 | 82724500 | 83578100 | 84431800 | 85285400 | 86139000
Industrial Sector Energy Related Emissions before CCS[natural gas if,nonroad vehicles 30,NOx] | NoSettings | 110675000 | 110490000 | 112278000 | 114659000 | 116983000 | 119000000 | 120101000 | 120655000 | 120782000 | 120897000 | 121220000 | 121669000 | 121803000 | 122104000 | 122763000 | 123682000 | 124339000 | 125068000 | 126077000 | 126887000 | 127461000 | 128417000 | 130006000 | 131645000 | 132851000 | 133989000 | 135578000 | 136978000 | 138377000 | 139776000 | 141175000
Industrial Sector Energy Related Emissions before CCS[natural gas if,nonroad vehicles 30,PM10] | NoSettings | 10664300 | 10646400 | 10818800 | 11048200 | 11272100 | 11466500 | 11572500 | 11625900 | 11638200 | 11649300 | 11680400 | 11723600 | 11736500 | 11765600 | 11829100 | 11917600 | 11980900 | 12051200 | 12148400 | 12226400 | 12281800 | 12373800 | 12526900 | 12684900 | 12801200 | 12910800 | 13063900 | 13198700 | 13333500 | 13468400 | 13603200
Industrial Sector Energy Related Emissions before CCS[natural gas if,nonroad vehicles 30,PM25] | NoSettings | 10664300 | 10646400 | 10818800 | 11048200 | 11272100 | 11466500 | 11572500 | 11625900 | 11638200 | 11649300 | 11680400 | 11723600 | 11736500 | 11765600 | 11829100 | 11917600 | 11980900 | 12051200 | 12148400 | 12226400 | 12281800 | 12373800 | 12526900 | 12684900 | 12801200 | 12910800 | 13063900 | 13198700 | 13333500 | 13468400 | 13603200
Industrial Sector Energy Related Emissions before CCS[natural gas if,nonroad vehicles 30,SOx] | NoSettings | 815150 | 813783 | 826955 | 844490 | 861610 | 876468 | 884571 | 888651 | 889592 | 890439 | 892813 | 896121 | 897106 | 899328 | 904182 | 910951 | 915789 | 921156 | 928590 | 934551 | 938783 | 945821 | 957524 | 969597 | 978483 | 986861 | 998569 | 1008870 | 1019180 | 1029480 | 1039790
Industrial Sector Energy Related Emissions before CCS[natural gas if,nonroad vehicles 30,BC] | NoSettings | 1758300 | 1755350 | 1783760 | 1821590 | 1858510 | 1890560 | 1908040 | 1916840 | 1918870 | 1920700 | 1925820 | 1932960 | 1935080 | 1939870 | 1950340 | 1964940 | 1975380 | 1986960 | 2002990 | 2015850 | 2024980 | 2040160 | 2065400 | 2091450 | 2110610 | 2128680 | 2153940 | 2176170 | 2198390 | 2220620 | 2242850
Industrial Sector Energy Related Emissions before CCS[natural gas if,nonroad vehicles 30,OC] | NoSettings | 4564170 | 4556510 | 4630270 | 4728450 | 4824300 | 4907500 | 4952860 | 4975710 | 4980980 | 4985720 | 4999020 | 5017540 | 5023050 | 5035490 | 5062670 | 5100570 | 5127660 | 5157710 | 5199340 | 5232710 | 5256410 | 5295810 | 5361340 | 5428940 | 5478700 | 5525610 | 5591160 | 5648860 | 5706560 | 5764250 | 5821950
Industrial Sector Energy Related Emissions before CCS[natural gas if,nonroad vehicles 30,CH4] | NoSettings | 3368390 | 3362740 | 3417170 | 3489630 | 3560370 | 3621770 | 3655250 | 3672110 | 3676000 | 3679500 | 3689310 | 3702980 | 3707050 | 3716230 | 3736290 | 3764260 | 3784250 | 3806430 | 3837150 | 3861780 | 3879270 | 3908350 | 3956710 | 4006600 | 4043320 | 4077940 | 4126320 | 4168900 | 4211480 | 4254060 | 4296640
Industrial Sector Energy Related Emissions before CCS[natural gas if,nonroad vehicles 30,N2O] | NoSettings | 336839 | 336274 | 341717 | 348963 | 356037 | 362177 | 365525 | 367211 | 367600 | 367950 | 368931 | 370298 | 370705 | 371623 | 373629 | 376426 | 378425 | 380643 | 383715 | 386178 | 387927 | 390835 | 395671 | 400660 | 404332 | 407794 | 412632 | 416890 | 421148 | 425406 | 429664
Industrial Sector Energy Related Emissions before CCS[natural gas if,nonroad vehicles 30,F gases] | NoSettings | 0 | 0 | 0 | 0 | 0 | 0 | 0 | 0 | 0 | 0 | 0 | 0 | 0 | 0 | 0 | 0 | 0 | 0 | 0 | 0 | 0 | 0 | 0 | 0 | 0 | 0 | 0 | 0 | 0 | 0 | 0
Industrial Sector Energy Related Emissions before CCS[natural gas if,other manufacturing 31T33,CO2] | NoSettings | 1574770000000 | 1572130000000 | 1597570000000 | 1631440000000 | 1664510000000 | 1693220000000 | 1708880000000 | 1716760000000 | 1718580000000 | 1720220000000 | 1724790000000 | 1731190000000 | 1733090000000 | 1737380000000 | 1746760000000 | 1759840000000 | 1769180000000 | 1779550000000 | 1793920000000 | 1805430000000 | 1813610000000 | 1827210000000 | 1849810000000 | 1873130000000 | 1890300000000 | 1906490000000 | 1929110000000 | 1949020000000 | 1968920000000 | 1988830000000 | 2008730000000
Industrial Sector Energy Related Emissions before CCS[natural gas if,other manufacturing 31T33,VOC] | NoSettings | 68053900 | 67939800 | 69039500 | 70503100 | 71932300 | 73173100 | 73849500 | 74190000 | 74268700 | 74339500 | 74537400 | 74813700 | 74896000 | 75081300 | 75486700 | 76051700 | 76455700 | 76903800 | 77524500 | 78022100 | 78375700 | 78963100 | 79940200 | 80947900 | 81689700 | 82389300 | 83366800 | 84227200 | 85087300 | 85947600 | 86807700
Industrial Sector Energy Related Emissions before CCS[natural gas if,other manufacturing 31T33,CO] | NoSettings | 595005000 | 594006000 | 603621000 | 616418000 | 628914000 | 639762000 | 645676000 | 648653000 | 649341000 | 649960000 | 651690000 | 654106000 | 654826000 | 656446000 | 659990000 | 664930000 | 668462000 | 672380000 | 677807000 | 682157000 | 685249000 | 690385000 | 698927000 | 707739000 | 714224000 | 720341000 | 728887000 | 736409000 | 743929000 | 751451000 | 758971000
Industrial Sector Energy Related Emissions before CCS[natural gas if,other manufacturing 31T33,NOx] | NoSettings | 975163000 | 973527000 | 989285000 | 1010260000 | 1030740000 | 1048520000 | 1058210000 | 1063090000 | 1064220000 | 1065230000 | 1068070000 | 1072030000 | 1073200000 | 1075860000 | 1081670000 | 1089760000 | 1095550000 | 1101970000 | 1110870000 | 1118000000 | 1123070000 | 1131480000 | 1145480000 | 1159920000 | 1170550000 | 1180580000 | 1194590000 | 1206910000 | 1219240000 | 1231570000 | 1243890000
Industrial Sector Energy Related Emissions before CCS[natural gas if,other manufacturing 31T33,PM10] | NoSettings | 93963700 | 93806000 | 95324500 | 97345300 | 99318700 | 101032000 | 101966000 | 102436000 | 102545000 | 102642000 | 102916000 | 103297000 | 103411000 | 103667000 | 104226000 | 105006000 | 105564000 | 106183000 | 107040000 | 107727000 | 108215000 | 109026000 | 110375000 | 111767000 | 112791000 | 113757000 | 115107000 | 116294000 | 117482000 | 118670000 | 119857000
Industrial Sector Energy Related Emissions before CCS[natural gas if,other manufacturing 31T33,PM25] | NoSettings | 93963700 | 93806000 | 95324500 | 97345300 | 99318700 | 101032000 | 101966000 | 102436000 | 102545000 | 102642000 | 102916000 | 103297000 | 103411000 | 103667000 | 104226000 | 105006000 | 105564000 | 106183000 | 107040000 | 107727000 | 108215000 | 109026000 | 110375000 | 111767000 | 112791000 | 113757000 | 115107000 | 116294000 | 117482000 | 118670000 | 119857000
Industrial Sector Energy Related Emissions before CCS[natural gas if,other manufacturing 31T33,SOx] | NoSettings | 7182320 | 7170270 | 7286330 | 7440800 | 7591640 | 7722580 | 7793970 | 7829910 | 7838210 | 7845690 | 7866570 | 7895730 | 7904420 | 7923980 | 7966760 | 8026390 | 8069030 | 8116320 | 8181830 | 8234340 | 8271660 | 8333660 | 8436770 | 8543130 | 8621420 | 8695250 | 8798420 | 8889220 | 8979990 | 9070790 | 9161560
Industrial Sector Energy Related Emissions before CCS[natural gas if,other manufacturing 31T33,BC] | NoSettings | 15492400 | 15466400 | 15716800 | 16050000 | 16375300 | 16657800 | 16811800 | 16889300 | 16907200 | 16923300 | 16968400 | 17031300 | 17050000 | 17092200 | 17184500 | 17313100 | 17405100 | 17507100 | 17648400 | 17761700 | 17842200 | 17975900 | 18198300 | 18427700 | 18596600 | 18755900 | 18978400 | 19174300 | 19370100 | 19565900 | 19761700
Industrial Sector Energy Related Emissions before CCS[natural gas if,other manufacturing 31T33,OC] | NoSettings | 40215000 | 40147600 | 40797400 | 41662300 | 42506900 | 43240100 | 43639800 | 43841000 | 43887500 | 43929400 | 44046300 | 44209600 | 44258200 | 44367700 | 44607300 | 44941100 | 45179900 | 45444700 | 45811500 | 46105500 | 46314400 | 46661600 | 47239000 | 47834500 | 48272800 | 48686200 | 49263900 | 49772300 | 50280500 | 50788900 | 51297200
Industrial Sector Energy Related Emissions before CCS[natural gas if,other manufacturing 31T33,CH4] | NoSettings | 29679000 | 29629200 | 30108800 | 30747100 | 31370400 | 31911500 | 32206500 | 32355000 | 32389300 | 32420200 | 32506500 | 32627000 | 32662900 | 32743700 | 32920500 | 33166900 | 33343100 | 33538500 | 33809200 | 34026200 | 34180400 | 34436600 | 34862700 | 35302200 | 35625700 | 35930800 | 36357100 | 36732300 | 37107400 | 37482600 | 37857700
Industrial Sector Energy Related Emissions before CCS[natural gas if,other manufacturing 31T33,N2O] | NoSettings | 2967900 | 2962920 | 3010880 | 3074710 | 3137040 | 3191150 | 3220650 | 3235500 | 3238930 | 3242020 | 3250650 | 3262700 | 3266290 | 3274370 | 3292050 | 3316690 | 3334310 | 3353850 | 3380920 | 3402620 | 3418040 | 3443660 | 3486270 | 3530220 | 3562570 | 3593080 | 3635710 | 3673230 | 3710740 | 3748260 | 3785770
Industrial Sector Energy Related Emissions before CCS[natural gas if,other manufacturing 31T33,F gases] | NoSettings | 0 | 0 | 0 | 0 | 0 | 0 | 0 | 0 | 0 | 0 | 0 | 0 | 0 | 0 | 0 | 0 | 0 | 0 | 0 | 0 | 0 | 0 | 0 | 0 | 0 | 0 | 0 | 0 | 0 | 0 | 0
Industrial Sector Energy Related Emissions before CCS[natural gas if,energy pipelines and gas processing 352T353,CO2] | NoSettings | 1062730000000 | 1062040000000 | 1079290000000 | 1102190000000 | 1124450000000 | 1143760000000 | 1154240000000 | 1159560000000 | 1160780000000 | 1161880000000 | 1164950000000 | 1169240000000 | 1170540000000 | 1173450000000 | 1179790000000 | 1188630000000 | 1194960000000 | 1201940000000 | 1211610000000 | 1219360000000 | 1224870000000 | 1234030000000 | 1249280000000 | 1265010000000 | 1276590000000 | 1287510000000 | 1302770000000 | 1316210000000 | 1329640000000 | 1343080000000 | 1356530000000
Industrial Sector Energy Related Emissions before CCS[natural gas if,energy pipelines and gas processing 352T353,VOC] | NoSettings | 45926000 | 45896400 | 46641800 | 47631400 | 48593200 | 49427700 | 49880800 | 50110800 | 50163400 | 50211000 | 50343500 | 50529000 | 50585200 | 50710800 | 50985100 | 51367000 | 51640300 | 51942000 | 52360000 | 52695100 | 52933000 | 53328700 | 53987800 | 54667800 | 55168000 | 55640100 | 56299500 | 56880100 | 57460800 | 58041600 | 58622500
Industrial Sector Energy Related Emissions before CCS[natural gas if,energy pipelines and gas processing 352T353,CO] | NoSettings | 401537000 | 401278000 | 407795000 | 416447000 | 424857000 | 432153000 | 436115000 | 438126000 | 438586000 | 439001000 | 440160000 | 441781000 | 442273000 | 443371000 | 445769000 | 449108000 | 451498000 | 454136000 | 457791000 | 460720000 | 462800000 | 466260000 | 472023000 | 477968000 | 482341000 | 486469000 | 492234000 | 497310000 | 502387000 | 507465000 | 512545000
Industrial Sector Energy Related Emissions before CCS[natural gas if,energy pipelines and gas processing 352T353,NOx] | NoSettings | 658086000 | 657661000 | 668342000 | 682523000 | 696305000 | 708262000 | 714756000 | 718051000 | 718805000 | 719486000 | 721385000 | 724043000 | 724848000 | 726649000 | 730578000 | 736051000 | 739968000 | 744290000 | 750281000 | 755082000 | 758491000 | 764161000 | 773606000 | 783350000 | 790517000 | 797281000 | 806730000 | 815050000 | 823371000 | 831693000 | 840018000
Industrial Sector Energy Related Emissions before CCS[natural gas if,energy pipelines and gas processing 352T353,PM10] | NoSettings | 63411200 | 63370200 | 64399400 | 65765800 | 67093800 | 68246000 | 68871700 | 69189200 | 69261900 | 69327500 | 69510400 | 69766500 | 69844200 | 70017600 | 70396300 | 70923600 | 71301000 | 71717600 | 72294700 | 72757400 | 73085800 | 73632200 | 74542300 | 75481200 | 76171800 | 76823600 | 77734100 | 78535700 | 79337500 | 80139400 | 80941600
Industrial Sector Energy Related Emissions before CCS[natural gas if,energy pipelines and gas processing 352T353,PM25] | NoSettings | 63411200 | 63370200 | 64399400 | 65765800 | 67093800 | 68246000 | 68871700 | 69189200 | 69261900 | 69327500 | 69510400 | 69766500 | 69844200 | 70017600 | 70396300 | 70923600 | 71301000 | 71717600 | 72294700 | 72757400 | 73085800 | 73632200 | 74542300 | 75481200 | 76171800 | 76823600 | 77734100 | 78535700 | 79337500 | 80139400 | 80941600
Industrial Sector Energy Related Emissions before CCS[natural gas if,energy pipelines and gas processing 352T353,SOx] | NoSettings | 4846970 | 4843840 | 4922510 | 5026950 | 5128460 | 5216530 | 5264350 | 5288630 | 5294180 | 5299190 | 5313180 | 5332750 | 5338690 | 5351950 | 5380890 | 5421200 | 5450050 | 5481880 | 5526000 | 5561360 | 5586470 | 5628240 | 5697800 | 5769570 | 5822350 | 5872180 | 5941770 | 6003050 | 6064330 | 6125630 | 6186940
Industrial Sector Energy Related Emissions before CCS[natural gas if,energy pipelines and gas processing 352T353,BC] | NoSettings | 10455000 | 10448300 | 10618000 | 10843300 | 11062200 | 11252200 | 11355300 | 11407700 | 11419700 | 11430500 | 11460700 | 11502900 | 11515700 | 11544300 | 11606700 | 11693700 | 11755900 | 11824600 | 11919700 | 11996000 | 12050200 | 12140200 | 12290300 | 12445100 | 12559000 | 12666400 | 12816500 | 12948700 | 13080900 | 13213100 | 13345400
Industrial Sector Energy Related Emissions before CCS[natural gas if,energy pipelines and gas processing 352T353,OC] | NoSettings | 27139000 | 27121500 | 27562000 | 28146800 | 28715100 | 29208200 | 29476000 | 29611900 | 29643000 | 29671100 | 29749400 | 29859000 | 29892300 | 29966500 | 30128600 | 30354200 | 30515800 | 30694000 | 30941100 | 31139000 | 31279600 | 31513500 | 31903000 | 32304800 | 32600400 | 32879300 | 33269000 | 33612100 | 33955300 | 34298500 | 34641800
Industrial Sector Energy Related Emissions before CCS[natural gas if,energy pipelines and gas processing 352T353,CH4] | NoSettings | 20028800 | 20015900 | 20340900 | 20772500 | 21192000 | 21555900 | 21753500 | 21853800 | 21876800 | 21897500 | 21955300 | 22036200 | 22060700 | 22115500 | 22235100 | 22401700 | 22520900 | 22652400 | 22834700 | 22980800 | 23084600 | 23257200 | 23544600 | 23841200 | 24059300 | 24265200 | 24552800 | 24806000 | 25059200 | 25312500 | 25565900
Industrial Sector Energy Related Emissions before CCS[natural gas if,energy pipelines and gas processing 352T353,N2O] | NoSettings | 2002880 | 2001590 | 2034090 | 2077250 | 2119200 | 2155590 | 2175350 | 2185380 | 2187680 | 2189750 | 2195530 | 2203620 | 2206070 | 2211550 | 2223510 | 2240170 | 2252090 | 2265240 | 2283470 | 2298080 | 2308460 | 2325720 | 2354460 | 2384120 | 2405930 | 2426520 | 2455280 | 2480600 | 2505920 | 2531250 | 2556590
Industrial Sector Energy Related Emissions before CCS[natural gas if,energy pipelines and gas processing 352T353,F gases] | NoSettings | 0 | 0 | 0 | 0 | 0 | 0 | 0 | 0 | 0 | 0 | 0 | 0 | 0 | 0 | 0 | 0 | 0 | 0 | 0 | 0 | 0 | 0 | 0 | 0 | 0 | 0 | 0 | 0 | 0 | 0 | 0
Industrial Sector Energy Related Emissions before CCS[natural gas if,water and waste 36T39,CO2] | NoSettings | 18705800000 | 18603200000 | 19665500000 | 19996200000 | 20337600000 | 20687500000 | 21049600000 | 21424100000 | 21810800000 | 22210000000 | 22621500000 | 22914000000 | 23205800000 | 23497100000 | 23787700000 | 24077700000 | 24367100000 | 24655900000 | 24944100000 | 25231600000 | 25518600000 | 25806500000 | 26093700000 | 26380300000 | 26666300000 | 26951700000 | 27238600000 | 27524900000 | 27811200000 | 28097600000 | 28383800000
Industrial Sector Energy Related Emissions before CCS[natural gas if,water and waste 36T39,VOC] | NoSettings | 808377 | 803942 | 849848 | 864142 | 878893 | 894013 | 909665 | 925847 | 942561 | 959809 | 977595 | 990234 | 1002850 | 1015430 | 1027990 | 1040520 | 1053030 | 1065510 | 1077960 | 1090390 | 1102790 | 1115230 | 1127640 | 1140030 | 1152390 | 1164720 | 1177120 | 1189500 | 1201870 | 1214240 | 1226610
Industrial Sector Energy Related Emissions before CCS[natural gas if,water and waste 36T39,CO] | NoSettings | 7067740 | 7028970 | 7430330 | 7555310 | 7684280 | 7816470 | 7953320 | 8094800 | 8240930 | 8391730 | 8547240 | 8657750 | 8768010 | 8878060 | 8987860 | 9097440 | 9206780 | 9315900 | 9424790 | 9533430 | 9641850 | 9750630 | 9859150 | 9967440 | 10075500 | 10183300 | 10291700 | 10399900 | 10508100 | 10616300 | 10724400
Industrial Sector Energy Related Emissions before CCS[natural gas if,water and waste 36T39,NOx] | NoSettings | 11583400 | 11519900 | 12177700 | 12382500 | 12593900 | 12810600 | 13034800 | 13266700 | 13506200 | 13753300 | 14008200 | 14189300 | 14370000 | 14550400 | 14730400 | 14909900 | 15089200 | 15268000 | 15446400 | 15624500 | 15802200 | 15980500 | 16158300 | 16335800 | 16512900 | 16689600 | 16867300 | 17044600 | 17221900 | 17399200 | 17576500
Industrial Sector Energy Related Emissions before CCS[natural gas if,water and waste 36T39,PM10] | NoSettings | 1116140 | 1110020 | 1173410 | 1193140 | 1213510 | 1234390 | 1256000 | 1278340 | 1301420 | 1325230 | 1349790 | 1367240 | 1384650 | 1402030 | 1419370 | 1436680 | 1453940 | 1471180 | 1488370 | 1505530 | 1522650 | 1539830 | 1556970 | 1574070 | 1591130 | 1608160 | 1625280 | 1642370 | 1659450 | 1676530 | 1693610
Industrial Sector Energy Related Emissions before CCS[natural gas if,water and waste 36T39,PM25] | NoSettings | 1116140 | 1110020 | 1173410 | 1193140 | 1213510 | 1234390 | 1256000 | 1278340 | 1301420 | 1325230 | 1349790 | 1367240 | 1384650 | 1402030 | 1419370 | 1436680 | 1453940 | 1471180 | 1488370 | 1505530 | 1522650 | 1539830 | 1556970 | 1574070 | 1591130 | 1608160 | 1625280 | 1642370 | 1659450 | 1676530 | 1693610
Industrial Sector Energy Related Emissions before CCS[natural gas if,water and waste 36T39,SOx] | NoSettings | 85314.9 | 84846.9 | 89691.7 | 91200.4 | 92757.1 | 94352.9 | 96004.8 | 97712.6 | 99476.5 | 101297 | 103174 | 104508 | 105839 | 107167 | 108493 | 109815 | 111135 | 112453 | 113767 | 115078 | 116387 | 117700 | 119010 | 120317 | 121622 | 122923 | 124232 | 125538 | 126844 | 128149 | 129455
Industrial Sector Energy Related Emissions before CCS[natural gas if,water and waste 36T39,BC] | NoSettings | 184026 | 183017 | 193467 | 196721 | 200079 | 203522 | 207085 | 210768 | 214573 | 218500 | 222549 | 225426 | 228297 | 231162 | 234021 | 236875 | 239722 | 242563 | 245398 | 248227 | 251050 | 253882 | 256708 | 259527 | 262341 | 265148 | 267971 | 270788 | 273605 | 276421 | 279238
Industrial Sector Energy Related Emissions before CCS[natural gas if,water and waste 36T39,OC] | NoSettings | 477693 | 475072 | 502200 | 510647 | 519363 | 528298 | 537547 | 547110 | 556986 | 567179 | 577689 | 585158 | 592611 | 600048 | 607470 | 614876 | 622266 | 629641 | 637000 | 644343 | 651671 | 659023 | 666358 | 673678 | 680981 | 688268 | 695596 | 702908 | 710219 | 717531 | 724841
Industrial Sector Energy Related Emissions before CCS[natural gas if,water and waste 36T39,CH4] | NoSettings | 352541 | 350607 | 370627 | 376861 | 383294 | 389888 | 396714 | 403771 | 411060 | 418582 | 426339 | 431851 | 437351 | 442840 | 448317 | 453783 | 459237 | 464680 | 470111 | 475530 | 480938 | 486364 | 491777 | 497179 | 502569 | 507947 | 513355 | 518751 | 524147 | 529543 | 534938
Industrial Sector Energy Related Emissions before CCS[natural gas if,water and waste 36T39,N2O] | NoSettings | 35254.1 | 35060.7 | 37062.7 | 37686.1 | 38329.4 | 38988.8 | 39671.4 | 40377.1 | 41106 | 41858.2 | 42633.9 | 43185.1 | 43735.1 | 44284 | 44831.7 | 45378.3 | 45923.7 | 46468 | 47011.1 | 47553 | 48093.8 | 48636.4 | 49177.7 | 49717.9 | 50256.9 | 50794.7 | 51335.5 | 51875.1 | 52414.7 | 52954.3 | 53493.8
Industrial Sector Energy Related Emissions before CCS[natural gas if,water and waste 36T39,F gases] | NoSettings | 0 | 0 | 0 | 0 | 0 | 0 | 0 | 0 | 0 | 0 | 0 | 0 | 0 | 0 | 0 | 0 | 0 | 0 | 0 | 0 | 0 | 0 | 0 | 0 | 0 | 0 | 0 | 0 | 0 | 0 | 0
Industrial Sector Energy Related Emissions before CCS[natural gas if,construction 41T43,CO2] | NoSettings | 94514200000 | 94355500000 | 95882600000 | 97915900000 | 99900800000 | 101624000000 | 102563000000 | 103036000000 | 103145000000 | 103244000000 | 103518000000 | 103902000000 | 104017000000 | 104274000000 | 104837000000 | 105622000000 | 106183000000 | 106805000000 | 107667000000 | 108358000000 | 108849000000 | 109665000000 | 111022000000 | 112422000000 | 113452000000 | 114423000000 | 115781000000 | 116976000000 | 118170000000 | 119365000000 | 120560000000
Industrial Sector Energy Related Emissions before CCS[natural gas if,construction 41T43,VOC] | NoSettings | 4084450 | 4077600 | 4143590 | 4231460 | 4317240 | 4391690 | 4432300 | 4452730 | 4457430 | 4461700 | 4473570 | 4490150 | 4495110 | 4506230 | 4530560 | 4564470 | 4588710 | 4615600 | 4652860 | 4682720 | 4703930 | 4739200 | 4797830 | 4858340 | 4902850 | 4944830 | 5003510 | 5055120 | 5106760 | 5158380 | 5210020
Industrial Sector Energy Related Emissions before CCS[natural gas if,construction 41T43,CO] | NoSettings | 35710900 | 35651000 | 36227900 | 36996200 | 37746200 | 38397100 | 38752200 | 38930800 | 38971900 | 39009200 | 39113000 | 39258000 | 39301300 | 39398500 | 39611200 | 39907700 | 40119700 | 40354800 | 40680600 | 40941600 | 41127100 | 41435400 | 41948000 | 42477100 | 42866200 | 43233300 | 43746300 | 44197600 | 44649100 | 45100400 | 45551900
Industrial Sector Energy Related Emissions before CCS[natural gas if,construction 41T43,NOx] | NoSettings | 58527200 | 58428900 | 59374600 | 60633700 | 61862800 | 62929700 | 63511600 | 63804400 | 63871700 | 63932800 | 64103000 | 64340600 | 64411500 | 64570900 | 64919500 | 65405500 | 65752800 | 66138200 | 66672100 | 67099900 | 67403800 | 67909200 | 68749300 | 69616400 | 70254200 | 70855800 | 71696600 | 72436200 | 73176200 | 73915800 | 74655700
Industrial Sector Energy Related Emissions before CCS[natural gas if,construction 41T43,PM10] | NoSettings | 5639500 | 5630030 | 5721150 | 5842470 | 5960910 | 6063710 | 6119780 | 6147990 | 6154480 | 6160370 | 6176770 | 6199660 | 6206500 | 6221850 | 6255450 | 6302270 | 6335740 | 6372870 | 6424320 | 6465540 | 6494830 | 6543520 | 6624480 | 6708030 | 6769480 | 6827450 | 6908470 | 6979730 | 7051030 | 7122300 | 7193600
Industrial Sector Energy Related Emissions before CCS[natural gas if,construction 41T43,PM25] | NoSettings | 5639500 | 5630030 | 5721150 | 5842470 | 5960910 | 6063710 | 6119780 | 6147990 | 6154480 | 6160370 | 6176770 | 6199660 | 6206500 | 6221850 | 6255450 | 6302270 | 6335740 | 6372870 | 6424320 | 6465540 | 6494830 | 6543520 | 6624480 | 6708030 | 6769480 | 6827450 | 6908470 | 6979730 | 7051030 | 7122300 | 7193600
Industrial Sector Energy Related Emissions before CCS[natural gas if,construction 41T43,SOx] | NoSettings | 431067 | 430344 | 437309 | 446582 | 455635 | 463493 | 467779 | 469935 | 470431 | 470881 | 472135 | 473884 | 474407 | 475581 | 478148 | 481728 | 484286 | 487124 | 491057 | 494208 | 496446 | 500168 | 506356 | 512742 | 517440 | 521871 | 528063 | 533511 | 538961 | 544408 | 549858
Industrial Sector Energy Related Emissions before CCS[natural gas if,construction 41T43,BC] | NoSettings | 929823 | 928262 | 943285 | 963288 | 982816 | 999766 | 1009010 | 1013660 | 1014730 | 1015700 | 1018410 | 1022180 | 1023310 | 1025840 | 1031380 | 1039100 | 1044620 | 1050740 | 1059220 | 1066020 | 1070850 | 1078870 | 1092220 | 1106000 | 1116130 | 1125690 | 1139050 | 1150800 | 1162550 | 1174300 | 1186060
Industrial Sector Energy Related Emissions before CCS[natural gas if,construction 41T43,OC] | NoSettings | 2413620 | 2409570 | 2448570 | 2500490 | 2551180 | 2595180 | 2619170 | 2631250 | 2634030 | 2636550 | 2643560 | 2653360 | 2656290 | 2662860 | 2677240 | 2697280 | 2711600 | 2727490 | 2749510 | 2767150 | 2779690 | 2800530 | 2835170 | 2870930 | 2897230 | 2922040 | 2956720 | 2987220 | 3017730 | 3048240 | 3078750
Industrial Sector Energy Related Emissions before CCS[natural gas if,construction 41T43,CH4] | NoSettings | 1781270 | 1778280 | 1807060 | 1845380 | 1882790 | 1915260 | 1932970 | 1941880 | 1943930 | 1945790 | 1950970 | 1958200 | 1960360 | 1965210 | 1975820 | 1990610 | 2001180 | 2012910 | 2029160 | 2042180 | 2051430 | 2066810 | 2092380 | 2118770 | 2138180 | 2156490 | 2182080 | 2204590 | 2227110 | 2249620 | 2272140
Industrial Sector Energy Related Emissions before CCS[natural gas if,construction 41T43,N2O] | NoSettings | 178127 | 177828 | 180706 | 184538 | 188279 | 191526 | 193297 | 194188 | 194393 | 194579 | 195097 | 195820 | 196036 | 196521 | 197582 | 199061 | 200118 | 201291 | 202916 | 204218 | 205143 | 206681 | 209238 | 211877 | 213818 | 215649 | 218208 | 220459 | 222711 | 224962 | 227214
Industrial Sector Energy Related Emissions before CCS[natural gas if,construction 41T43,F gases] | NoSettings | 0 | 0 | 0 | 0 | 0 | 0 | 0 | 0 | 0 | 0 | 0 | 0 | 0 | 0 | 0 | 0 | 0 | 0 | 0 | 0 | 0 | 0 | 0 | 0 | 0 | 0 | 0 | 0 | 0 | 0 | 0
Industrial Sector Energy Related Emissions before CCS[biomass if,agriculture and forestry 01T03,CO2] | NoSettings | 0 | 0 | 0 | 0 | 0 | 0 | 0 | 0 | 0 | 0 | 0 | 0 | 0 | 0 | 0 | 0 | 0 | 0 | 0 | 0 | 0 | 0 | 0 | 0 | 0 | 0 | 0 | 0 | 0 | 0 | 0
Industrial Sector Energy Related Emissions before CCS[biomass if,agriculture and forestry 01T03,VOC] | NoSettings | 0 | 0 | 0 | 0 | 0 | 0 | 0 | 0 | 0 | 0 | 0 | 0 | 0 | 0 | 0 | 0 | 0 | 0 | 0 | 0 | 0 | 0 | 0 | 0 | 0 | 0 | 0 | 0 | 0 | 0 | 0
Industrial Sector Energy Related Emissions before CCS[biomass if,agriculture and forestry 01T03,CO] | NoSettings | 0 | 0 | 0 | 0 | 0 | 0 | 0 | 0 | 0 | 0 | 0 | 0 | 0 | 0 | 0 | 0 | 0 | 0 | 0 | 0 | 0 | 0 | 0 | 0 | 0 | 0 | 0 | 0 | 0 | 0 | 0
Industrial Sector Energy Related Emissions before CCS[biomass if,agriculture and forestry 01T03,NOx] | NoSettings | 0 | 0 | 0 | 0 | 0 | 0 | 0 | 0 | 0 | 0 | 0 | 0 | 0 | 0 | 0 | 0 | 0 | 0 | 0 | 0 | 0 | 0 | 0 | 0 | 0 | 0 | 0 | 0 | 0 | 0 | 0
Industrial Sector Energy Related Emissions before CCS[biomass if,agriculture and forestry 01T03,PM10] | NoSettings | 0 | 0 | 0 | 0 | 0 | 0 | 0 | 0 | 0 | 0 | 0 | 0 | 0 | 0 | 0 | 0 | 0 | 0 | 0 | 0 | 0 | 0 | 0 | 0 | 0 | 0 | 0 | 0 | 0 | 0 | 0
Industrial Sector Energy Related Emissions before CCS[biomass if,agriculture and forestry 01T03,PM25] | NoSettings | 0 | 0 | 0 | 0 | 0 | 0 | 0 | 0 | 0 | 0 | 0 | 0 | 0 | 0 | 0 | 0 | 0 | 0 | 0 | 0 | 0 | 0 | 0 | 0 | 0 | 0 | 0 | 0 | 0 | 0 | 0
Industrial Sector Energy Related Emissions before CCS[biomass if,agriculture and forestry 01T03,SOx] | NoSettings | 0 | 0 | 0 | 0 | 0 | 0 | 0 | 0 | 0 | 0 | 0 | 0 | 0 | 0 | 0 | 0 | 0 | 0 | 0 | 0 | 0 | 0 | 0 | 0 | 0 | 0 | 0 | 0 | 0 | 0 | 0
Industrial Sector Energy Related Emissions before CCS[biomass if,agriculture and forestry 01T03,BC] | NoSettings | 0 | 0 | 0 | 0 | 0 | 0 | 0 | 0 | 0 | 0 | 0 | 0 | 0 | 0 | 0 | 0 | 0 | 0 | 0 | 0 | 0 | 0 | 0 | 0 | 0 | 0 | 0 | 0 | 0 | 0 | 0
Industrial Sector Energy Related Emissions before CCS[biomass if,agriculture and forestry 01T03,OC] | NoSettings | 0 | 0 | 0 | 0 | 0 | 0 | 0 | 0 | 0 | 0 | 0 | 0 | 0 | 0 | 0 | 0 | 0 | 0 | 0 | 0 | 0 | 0 | 0 | 0 | 0 | 0 | 0 | 0 | 0 | 0 | 0
Industrial Sector Energy Related Emissions before CCS[biomass if,agriculture and forestry 01T03,CH4] | NoSettings | 0 | 0 | 0 | 0 | 0 | 0 | 0 | 0 | 0 | 0 | 0 | 0 | 0 | 0 | 0 | 0 | 0 | 0 | 0 | 0 | 0 | 0 | 0 | 0 | 0 | 0 | 0 | 0 | 0 | 0 | 0
Industrial Sector Energy Related Emissions before CCS[biomass if,agriculture and forestry 01T03,N2O] | NoSettings | 0 | 0 | 0 | 0 | 0 | 0 | 0 | 0 | 0 | 0 | 0 | 0 | 0 | 0 | 0 | 0 | 0 | 0 | 0 | 0 | 0 | 0 | 0 | 0 | 0 | 0 | 0 | 0 | 0 | 0 | 0
Industrial Sector Energy Related Emissions before CCS[biomass if,agriculture and forestry 01T03,F gases] | NoSettings | 0 | 0 | 0 | 0 | 0 | 0 | 0 | 0 | 0 | 0 | 0 | 0 | 0 | 0 | 0 | 0 | 0 | 0 | 0 | 0 | 0 | 0 | 0 | 0 | 0 | 0 | 0 | 0 | 0 | 0 | 0
Industrial Sector Energy Related Emissions before CCS[biomass if,coal mining 05,CO2] | NoSettings | 0 | 0 | 0 | 0 | 0 | 0 | 0 | 0 | 0 | 0 | 0 | 0 | 0 | 0 | 0 | 0 | 0 | 0 | 0 | 0 | 0 | 0 | 0 | 0 | 0 | 0 | 0 | 0 | 0 | 0 | 0
Industrial Sector Energy Related Emissions before CCS[biomass if,coal mining 05,VOC] | NoSettings | 0 | 0 | 0 | 0 | 0 | 0 | 0 | 0 | 0 | 0 | 0 | 0 | 0 | 0 | 0 | 0 | 0 | 0 | 0 | 0 | 0 | 0 | 0 | 0 | 0 | 0 | 0 | 0 | 0 | 0 | 0
Industrial Sector Energy Related Emissions before CCS[biomass if,coal mining 05,CO] | NoSettings | 0 | 0 | 0 | 0 | 0 | 0 | 0 | 0 | 0 | 0 | 0 | 0 | 0 | 0 | 0 | 0 | 0 | 0 | 0 | 0 | 0 | 0 | 0 | 0 | 0 | 0 | 0 | 0 | 0 | 0 | 0
Industrial Sector Energy Related Emissions before CCS[biomass if,coal mining 05,NOx] | NoSettings | 0 | 0 | 0 | 0 | 0 | 0 | 0 | 0 | 0 | 0 | 0 | 0 | 0 | 0 | 0 | 0 | 0 | 0 | 0 | 0 | 0 | 0 | 0 | 0 | 0 | 0 | 0 | 0 | 0 | 0 | 0
Industrial Sector Energy Related Emissions before CCS[biomass if,coal mining 05,PM10] | NoSettings | 0 | 0 | 0 | 0 | 0 | 0 | 0 | 0 | 0 | 0 | 0 | 0 | 0 | 0 | 0 | 0 | 0 | 0 | 0 | 0 | 0 | 0 | 0 | 0 | 0 | 0 | 0 | 0 | 0 | 0 | 0
Industrial Sector Energy Related Emissions before CCS[biomass if,coal mining 05,PM25] | NoSettings | 0 | 0 | 0 | 0 | 0 | 0 | 0 | 0 | 0 | 0 | 0 | 0 | 0 | 0 | 0 | 0 | 0 | 0 | 0 | 0 | 0 | 0 | 0 | 0 | 0 | 0 | 0 | 0 | 0 | 0 | 0
Industrial Sector Energy Related Emissions before CCS[biomass if,coal mining 05,SOx] | NoSettings | 0 | 0 | 0 | 0 | 0 | 0 | 0 | 0 | 0 | 0 | 0 | 0 | 0 | 0 | 0 | 0 | 0 | 0 | 0 | 0 | 0 | 0 | 0 | 0 | 0 | 0 | 0 | 0 | 0 | 0 | 0
Industrial Sector Energy Related Emissions before CCS[biomass if,coal mining 05,BC] | NoSettings | 0 | 0 | 0 | 0 | 0 | 0 | 0 | 0 | 0 | 0 | 0 | 0 | 0 | 0 | 0 | 0 | 0 | 0 | 0 | 0 | 0 | 0 | 0 | 0 | 0 | 0 | 0 | 0 | 0 | 0 | 0
Industrial Sector Energy Related Emissions before CCS[biomass if,coal mining 05,OC] | NoSettings | 0 | 0 | 0 | 0 | 0 | 0 | 0 | 0 | 0 | 0 | 0 | 0 | 0 | 0 | 0 | 0 | 0 | 0 | 0 | 0 | 0 | 0 | 0 | 0 | 0 | 0 | 0 | 0 | 0 | 0 | 0
Industrial Sector Energy Related Emissions before CCS[biomass if,coal mining 05,CH4] | NoSettings | 0 | 0 | 0 | 0 | 0 | 0 | 0 | 0 | 0 | 0 | 0 | 0 | 0 | 0 | 0 | 0 | 0 | 0 | 0 | 0 | 0 | 0 | 0 | 0 | 0 | 0 | 0 | 0 | 0 | 0 | 0
Industrial Sector Energy Related Emissions before CCS[biomass if,coal mining 05,N2O] | NoSettings | 0 | 0 | 0 | 0 | 0 | 0 | 0 | 0 | 0 | 0 | 0 | 0 | 0 | 0 | 0 | 0 | 0 | 0 | 0 | 0 | 0 | 0 | 0 | 0 | 0 | 0 | 0 | 0 | 0 | 0 | 0
Industrial Sector Energy Related Emissions before CCS[biomass if,coal mining 05,F gases] | NoSettings | 0 | 0 | 0 | 0 | 0 | 0 | 0 | 0 | 0 | 0 | 0 | 0 | 0 | 0 | 0 | 0 | 0 | 0 | 0 | 0 | 0 | 0 | 0 | 0 | 0 | 0 | 0 | 0 | 0 | 0 | 0
Industrial Sector Energy Related Emissions before CCS[biomass if,oil and gas extraction 06,CO2] | NoSettings | 0 | 0 | 0 | 0 | 0 | 0 | 0 | 0 | 0 | 0 | 0 | 0 | 0 | 0 | 0 | 0 | 0 | 0 | 0 | 0 | 0 | 0 | 0 | 0 | 0 | 0 | 0 | 0 | 0 | 0 | 0
Industrial Sector Energy Related Emissions before CCS[biomass if,oil and gas extraction 06,VOC] | NoSettings | 0 | 0 | 0 | 0 | 0 | 0 | 0 | 0 | 0 | 0 | 0 | 0 | 0 | 0 | 0 | 0 | 0 | 0 | 0 | 0 | 0 | 0 | 0 | 0 | 0 | 0 | 0 | 0 | 0 | 0 | 0
Industrial Sector Energy Related Emissions before CCS[biomass if,oil and gas extraction 06,CO] | NoSettings | 0 | 0 | 0 | 0 | 0 | 0 | 0 | 0 | 0 | 0 | 0 | 0 | 0 | 0 | 0 | 0 | 0 | 0 | 0 | 0 | 0 | 0 | 0 | 0 | 0 | 0 | 0 | 0 | 0 | 0 | 0
Industrial Sector Energy Related Emissions before CCS[biomass if,oil and gas extraction 06,NOx] | NoSettings | 0 | 0 | 0 | 0 | 0 | 0 | 0 | 0 | 0 | 0 | 0 | 0 | 0 | 0 | 0 | 0 | 0 | 0 | 0 | 0 | 0 | 0 | 0 | 0 | 0 | 0 | 0 | 0 | 0 | 0 | 0
Industrial Sector Energy Related Emissions before CCS[biomass if,oil and gas extraction 06,PM10] | NoSettings | 0 | 0 | 0 | 0 | 0 | 0 | 0 | 0 | 0 | 0 | 0 | 0 | 0 | 0 | 0 | 0 | 0 | 0 | 0 | 0 | 0 | 0 | 0 | 0 | 0 | 0 | 0 | 0 | 0 | 0 | 0
Industrial Sector Energy Related Emissions before CCS[biomass if,oil and gas extraction 06,PM25] | NoSettings | 0 | 0 | 0 | 0 | 0 | 0 | 0 | 0 | 0 | 0 | 0 | 0 | 0 | 0 | 0 | 0 | 0 | 0 | 0 | 0 | 0 | 0 | 0 | 0 | 0 | 0 | 0 | 0 | 0 | 0 | 0
Industrial Sector Energy Related Emissions before CCS[biomass if,oil and gas extraction 06,SOx] | NoSettings | 0 | 0 | 0 | 0 | 0 | 0 | 0 | 0 | 0 | 0 | 0 | 0 | 0 | 0 | 0 | 0 | 0 | 0 | 0 | 0 | 0 | 0 | 0 | 0 | 0 | 0 | 0 | 0 | 0 | 0 | 0
Industrial Sector Energy Related Emissions before CCS[biomass if,oil and gas extraction 06,BC] | NoSettings | 0 | 0 | 0 | 0 | 0 | 0 | 0 | 0 | 0 | 0 | 0 | 0 | 0 | 0 | 0 | 0 | 0 | 0 | 0 | 0 | 0 | 0 | 0 | 0 | 0 | 0 | 0 | 0 | 0 | 0 | 0
Industrial Sector Energy Related Emissions before CCS[biomass if,oil and gas extraction 06,OC] | NoSettings | 0 | 0 | 0 | 0 | 0 | 0 | 0 | 0 | 0 | 0 | 0 | 0 | 0 | 0 | 0 | 0 | 0 | 0 | 0 | 0 | 0 | 0 | 0 | 0 | 0 | 0 | 0 | 0 | 0 | 0 | 0
Industrial Sector Energy Related Emissions before CCS[biomass if,oil and gas extraction 06,CH4] | NoSettings | 0 | 0 | 0 | 0 | 0 | 0 | 0 | 0 | 0 | 0 | 0 | 0 | 0 | 0 | 0 | 0 | 0 | 0 | 0 | 0 | 0 | 0 | 0 | 0 | 0 | 0 | 0 | 0 | 0 | 0 | 0
Industrial Sector Energy Related Emissions before CCS[biomass if,oil and gas extraction 06,N2O] | NoSettings | 0 | 0 | 0 | 0 | 0 | 0 | 0 | 0 | 0 | 0 | 0 | 0 | 0 | 0 | 0 | 0 | 0 | 0 | 0 | 0 | 0 | 0 | 0 | 0 | 0 | 0 | 0 | 0 | 0 | 0 | 0
Industrial Sector Energy Related Emissions before CCS[biomass if,oil and gas extraction 06,F gases] | NoSettings | 0 | 0 | 0 | 0 | 0 | 0 | 0 | 0 | 0 | 0 | 0 | 0 | 0 | 0 | 0 | 0 | 0 | 0 | 0 | 0 | 0 | 0 | 0 | 0 | 0 | 0 | 0 | 0 | 0 | 0 | 0
Industrial Sector Energy Related Emissions before CCS[biomass if,other mining and quarrying 07T08,CO2] | NoSettings | 0 | 0 | 0 | 0 | 0 | 0 | 0 | 0 | 0 | 0 | 0 | 0 | 0 | 0 | 0 | 0 | 0 | 0 | 0 | 0 | 0 | 0 | 0 | 0 | 0 | 0 | 0 | 0 | 0 | 0 | 0
Industrial Sector Energy Related Emissions before CCS[biomass if,other mining and quarrying 07T08,VOC] | NoSettings | 0 | 0 | 0 | 0 | 0 | 0 | 0 | 0 | 0 | 0 | 0 | 0 | 0 | 0 | 0 | 0 | 0 | 0 | 0 | 0 | 0 | 0 | 0 | 0 | 0 | 0 | 0 | 0 | 0 | 0 | 0
Industrial Sector Energy Related Emissions before CCS[biomass if,other mining and quarrying 07T08,CO] | NoSettings | 0 | 0 | 0 | 0 | 0 | 0 | 0 | 0 | 0 | 0 | 0 | 0 | 0 | 0 | 0 | 0 | 0 | 0 | 0 | 0 | 0 | 0 | 0 | 0 | 0 | 0 | 0 | 0 | 0 | 0 | 0
Industrial Sector Energy Related Emissions before CCS[biomass if,other mining and quarrying 07T08,NOx] | NoSettings | 0 | 0 | 0 | 0 | 0 | 0 | 0 | 0 | 0 | 0 | 0 | 0 | 0 | 0 | 0 | 0 | 0 | 0 | 0 | 0 | 0 | 0 | 0 | 0 | 0 | 0 | 0 | 0 | 0 | 0 | 0
Industrial Sector Energy Related Emissions before CCS[biomass if,other mining and quarrying 07T08,PM10] | NoSettings | 0 | 0 | 0 | 0 | 0 | 0 | 0 | 0 | 0 | 0 | 0 | 0 | 0 | 0 | 0 | 0 | 0 | 0 | 0 | 0 | 0 | 0 | 0 | 0 | 0 | 0 | 0 | 0 | 0 | 0 | 0
Industrial Sector Energy Related Emissions before CCS[biomass if,other mining and quarrying 07T08,PM25] | NoSettings | 0 | 0 | 0 | 0 | 0 | 0 | 0 | 0 | 0 | 0 | 0 | 0 | 0 | 0 | 0 | 0 | 0 | 0 | 0 | 0 | 0 | 0 | 0 | 0 | 0 | 0 | 0 | 0 | 0 | 0 | 0
Industrial Sector Energy Related Emissions before CCS[biomass if,other mining and quarrying 07T08,SOx] | NoSettings | 0 | 0 | 0 | 0 | 0 | 0 | 0 | 0 | 0 | 0 | 0 | 0 | 0 | 0 | 0 | 0 | 0 | 0 | 0 | 0 | 0 | 0 | 0 | 0 | 0 | 0 | 0 | 0 | 0 | 0 | 0
Industrial Sector Energy Related Emissions before CCS[biomass if,other mining and quarrying 07T08,BC] | NoSettings | 0 | 0 | 0 | 0 | 0 | 0 | 0 | 0 | 0 | 0 | 0 | 0 | 0 | 0 | 0 | 0 | 0 | 0 | 0 | 0 | 0 | 0 | 0 | 0 | 0 | 0 | 0 | 0 | 0 | 0 | 0
Industrial Sector Energy Related Emissions before CCS[biomass if,other mining and quarrying 07T08,OC] | NoSettings | 0 | 0 | 0 | 0 | 0 | 0 | 0 | 0 | 0 | 0 | 0 | 0 | 0 | 0 | 0 | 0 | 0 | 0 | 0 | 0 | 0 | 0 | 0 | 0 | 0 | 0 | 0 | 0 | 0 | 0 | 0
Industrial Sector Energy Related Emissions before CCS[biomass if,other mining and quarrying 07T08,CH4] | NoSettings | 0 | 0 | 0 | 0 | 0 | 0 | 0 | 0 | 0 | 0 | 0 | 0 | 0 | 0 | 0 | 0 | 0 | 0 | 0 | 0 | 0 | 0 | 0 | 0 | 0 | 0 | 0 | 0 | 0 | 0 | 0
Industrial Sector Energy Related Emissions before CCS[biomass if,other mining and quarrying 07T08,N2O] | NoSettings | 0 | 0 | 0 | 0 | 0 | 0 | 0 | 0 | 0 | 0 | 0 | 0 | 0 | 0 | 0 | 0 | 0 | 0 | 0 | 0 | 0 | 0 | 0 | 0 | 0 | 0 | 0 | 0 | 0 | 0 | 0
Industrial Sector Energy Related Emissions before CCS[biomass if,other mining and quarrying 07T08,F gases] | NoSettings | 0 | 0 | 0 | 0 | 0 | 0 | 0 | 0 | 0 | 0 | 0 | 0 | 0 | 0 | 0 | 0 | 0 | 0 | 0 | 0 | 0 | 0 | 0 | 0 | 0 | 0 | 0 | 0 | 0 | 0 | 0
Industrial Sector Energy Related Emissions before CCS[biomass if,food beverage and tobacco 10T12,CO2] | NoSettings | 0 | 0 | 0 | 0 | 0 | 0 | 0 | 0 | 0 | 0 | 0 | 0 | 0 | 0 | 0 | 0 | 0 | 0 | 0 | 0 | 0 | 0 | 0 | 0 | 0 | 0 | 0 | 0 | 0 | 0 | 0
Industrial Sector Energy Related Emissions before CCS[biomass if,food beverage and tobacco 10T12,VOC] | NoSettings | 0 | 0 | 0 | 0 | 0 | 0 | 0 | 0 | 0 | 0 | 0 | 0 | 0 | 0 | 0 | 0 | 0 | 0 | 0 | 0 | 0 | 0 | 0 | 0 | 0 | 0 | 0 | 0 | 0 | 0 | 0
Industrial Sector Energy Related Emissions before CCS[biomass if,food beverage and tobacco 10T12,CO] | NoSettings | 0 | 0 | 0 | 0 | 0 | 0 | 0 | 0 | 0 | 0 | 0 | 0 | 0 | 0 | 0 | 0 | 0 | 0 | 0 | 0 | 0 | 0 | 0 | 0 | 0 | 0 | 0 | 0 | 0 | 0 | 0
Industrial Sector Energy Related Emissions before CCS[biomass if,food beverage and tobacco 10T12,NOx] | NoSettings | 0 | 0 | 0 | 0 | 0 | 0 | 0 | 0 | 0 | 0 | 0 | 0 | 0 | 0 | 0 | 0 | 0 | 0 | 0 | 0 | 0 | 0 | 0 | 0 | 0 | 0 | 0 | 0 | 0 | 0 | 0
Industrial Sector Energy Related Emissions before CCS[biomass if,food beverage and tobacco 10T12,PM10] | NoSettings | 0 | 0 | 0 | 0 | 0 | 0 | 0 | 0 | 0 | 0 | 0 | 0 | 0 | 0 | 0 | 0 | 0 | 0 | 0 | 0 | 0 | 0 | 0 | 0 | 0 | 0 | 0 | 0 | 0 | 0 | 0
Industrial Sector Energy Related Emissions before CCS[biomass if,food beverage and tobacco 10T12,PM25] | NoSettings | 0 | 0 | 0 | 0 | 0 | 0 | 0 | 0 | 0 | 0 | 0 | 0 | 0 | 0 | 0 | 0 | 0 | 0 | 0 | 0 | 0 | 0 | 0 | 0 | 0 | 0 | 0 | 0 | 0 | 0 | 0
Industrial Sector Energy Related Emissions before CCS[biomass if,food beverage and tobacco 10T12,SOx] | NoSettings | 0 | 0 | 0 | 0 | 0 | 0 | 0 | 0 | 0 | 0 | 0 | 0 | 0 | 0 | 0 | 0 | 0 | 0 | 0 | 0 | 0 | 0 | 0 | 0 | 0 | 0 | 0 | 0 | 0 | 0 | 0
Industrial Sector Energy Related Emissions before CCS[biomass if,food beverage and tobacco 10T12,BC] | NoSettings | 0 | 0 | 0 | 0 | 0 | 0 | 0 | 0 | 0 | 0 | 0 | 0 | 0 | 0 | 0 | 0 | 0 | 0 | 0 | 0 | 0 | 0 | 0 | 0 | 0 | 0 | 0 | 0 | 0 | 0 | 0
Industrial Sector Energy Related Emissions before CCS[biomass if,food beverage and tobacco 10T12,OC] | NoSettings | 0 | 0 | 0 | 0 | 0 | 0 | 0 | 0 | 0 | 0 | 0 | 0 | 0 | 0 | 0 | 0 | 0 | 0 | 0 | 0 | 0 | 0 | 0 | 0 | 0 | 0 | 0 | 0 | 0 | 0 | 0
Industrial Sector Energy Related Emissions before CCS[biomass if,food beverage and tobacco 10T12,CH4] | NoSettings | 0 | 0 | 0 | 0 | 0 | 0 | 0 | 0 | 0 | 0 | 0 | 0 | 0 | 0 | 0 | 0 | 0 | 0 | 0 | 0 | 0 | 0 | 0 | 0 | 0 | 0 | 0 | 0 | 0 | 0 | 0
Industrial Sector Energy Related Emissions before CCS[biomass if,food beverage and tobacco 10T12,N2O] | NoSettings | 0 | 0 | 0 | 0 | 0 | 0 | 0 | 0 | 0 | 0 | 0 | 0 | 0 | 0 | 0 | 0 | 0 | 0 | 0 | 0 | 0 | 0 | 0 | 0 | 0 | 0 | 0 | 0 | 0 | 0 | 0
Industrial Sector Energy Related Emissions before CCS[biomass if,food beverage and tobacco 10T12,F gases] | NoSettings | 0 | 0 | 0 | 0 | 0 | 0 | 0 | 0 | 0 | 0 | 0 | 0 | 0 | 0 | 0 | 0 | 0 | 0 | 0 | 0 | 0 | 0 | 0 | 0 | 0 | 0 | 0 | 0 | 0 | 0 | 0
Industrial Sector Energy Related Emissions before CCS[biomass if,textiles apparel and leather 13T15,CO2] | NoSettings | 0 | 0 | 0 | 0 | 0 | 0 | 0 | 0 | 0 | 0 | 0 | 0 | 0 | 0 | 0 | 0 | 0 | 0 | 0 | 0 | 0 | 0 | 0 | 0 | 0 | 0 | 0 | 0 | 0 | 0 | 0
Industrial Sector Energy Related Emissions before CCS[biomass if,textiles apparel and leather 13T15,VOC] | NoSettings | 0 | 0 | 0 | 0 | 0 | 0 | 0 | 0 | 0 | 0 | 0 | 0 | 0 | 0 | 0 | 0 | 0 | 0 | 0 | 0 | 0 | 0 | 0 | 0 | 0 | 0 | 0 | 0 | 0 | 0 | 0
Industrial Sector Energy Related Emissions before CCS[biomass if,textiles apparel and leather 13T15,CO] | NoSettings | 0 | 0 | 0 | 0 | 0 | 0 | 0 | 0 | 0 | 0 | 0 | 0 | 0 | 0 | 0 | 0 | 0 | 0 | 0 | 0 | 0 | 0 | 0 | 0 | 0 | 0 | 0 | 0 | 0 | 0 | 0
Industrial Sector Energy Related Emissions before CCS[biomass if,textiles apparel and leather 13T15,NOx] | NoSettings | 0 | 0 | 0 | 0 | 0 | 0 | 0 | 0 | 0 | 0 | 0 | 0 | 0 | 0 | 0 | 0 | 0 | 0 | 0 | 0 | 0 | 0 | 0 | 0 | 0 | 0 | 0 | 0 | 0 | 0 | 0
Industrial Sector Energy Related Emissions before CCS[biomass if,textiles apparel and leather 13T15,PM10] | NoSettings | 0 | 0 | 0 | 0 | 0 | 0 | 0 | 0 | 0 | 0 | 0 | 0 | 0 | 0 | 0 | 0 | 0 | 0 | 0 | 0 | 0 | 0 | 0 | 0 | 0 | 0 | 0 | 0 | 0 | 0 | 0
Industrial Sector Energy Related Emissions before CCS[biomass if,textiles apparel and leather 13T15,PM25] | NoSettings | 0 | 0 | 0 | 0 | 0 | 0 | 0 | 0 | 0 | 0 | 0 | 0 | 0 | 0 | 0 | 0 | 0 | 0 | 0 | 0 | 0 | 0 | 0 | 0 | 0 | 0 | 0 | 0 | 0 | 0 | 0
Industrial Sector Energy Related Emissions before CCS[biomass if,textiles apparel and leather 13T15,SOx] | NoSettings | 0 | 0 | 0 | 0 | 0 | 0 | 0 | 0 | 0 | 0 | 0 | 0 | 0 | 0 | 0 | 0 | 0 | 0 | 0 | 0 | 0 | 0 | 0 | 0 | 0 | 0 | 0 | 0 | 0 | 0 | 0
Industrial Sector Energy Related Emissions before CCS[biomass if,textiles apparel and leather 13T15,BC] | NoSettings | 0 | 0 | 0 | 0 | 0 | 0 | 0 | 0 | 0 | 0 | 0 | 0 | 0 | 0 | 0 | 0 | 0 | 0 | 0 | 0 | 0 | 0 | 0 | 0 | 0 | 0 | 0 | 0 | 0 | 0 | 0
Industrial Sector Energy Related Emissions before CCS[biomass if,textiles apparel and leather 13T15,OC] | NoSettings | 0 | 0 | 0 | 0 | 0 | 0 | 0 | 0 | 0 | 0 | 0 | 0 | 0 | 0 | 0 | 0 | 0 | 0 | 0 | 0 | 0 | 0 | 0 | 0 | 0 | 0 | 0 | 0 | 0 | 0 | 0
Industrial Sector Energy Related Emissions before CCS[biomass if,textiles apparel and leather 13T15,CH4] | NoSettings | 0 | 0 | 0 | 0 | 0 | 0 | 0 | 0 | 0 | 0 | 0 | 0 | 0 | 0 | 0 | 0 | 0 | 0 | 0 | 0 | 0 | 0 | 0 | 0 | 0 | 0 | 0 | 0 | 0 | 0 | 0
Industrial Sector Energy Related Emissions before CCS[biomass if,textiles apparel and leather 13T15,N2O] | NoSettings | 0 | 0 | 0 | 0 | 0 | 0 | 0 | 0 | 0 | 0 | 0 | 0 | 0 | 0 | 0 | 0 | 0 | 0 | 0 | 0 | 0 | 0 | 0 | 0 | 0 | 0 | 0 | 0 | 0 | 0 | 0
Industrial Sector Energy Related Emissions before CCS[biomass if,textiles apparel and leather 13T15,F gases] | NoSettings | 0 | 0 | 0 | 0 | 0 | 0 | 0 | 0 | 0 | 0 | 0 | 0 | 0 | 0 | 0 | 0 | 0 | 0 | 0 | 0 | 0 | 0 | 0 | 0 | 0 | 0 | 0 | 0 | 0 | 0 | 0
Industrial Sector Energy Related Emissions before CCS[biomass if,wood products 16,CO2] | NoSettings | 0 | 0 | 0 | 0 | 0 | 0 | 0 | 0 | 0 | 0 | 0 | 0 | 0 | 0 | 0 | 0 | 0 | 0 | 0 | 0 | 0 | 0 | 0 | 0 | 0 | 0 | 0 | 0 | 0 | 0 | 0
Industrial Sector Energy Related Emissions before CCS[biomass if,wood products 16,VOC] | NoSettings | 7648980 | 7648980 | 7648980 | 7648980 | 7648980 | 7648980 | 7648980 | 7648980 | 7648980 | 7648980 | 7648980 | 7648980 | 7648980 | 7648980 | 7648980 | 7648980 | 7648980 | 7648980 | 7648980 | 7648980 | 7648980 | 7648980 | 7648980 | 7648980 | 7648980 | 7648980 | 7648980 | 7648980 | 7648980 | 7648980 | 7648980
Industrial Sector Energy Related Emissions before CCS[biomass if,wood products 16,CO] | NoSettings | 121289000 | 121289000 | 121289000 | 121289000 | 121289000 | 121289000 | 121289000 | 121289000 | 121289000 | 121289000 | 121289000 | 121289000 | 121289000 | 121289000 | 121289000 | 121289000 | 121289000 | 121289000 | 121289000 | 121289000 | 121289000 | 121289000 | 121289000 | 121289000 | 121289000 | 121289000 | 121289000 | 121289000 | 121289000 | 121289000 | 121289000
Industrial Sector Energy Related Emissions before CCS[biomass if,wood products 16,NOx] | NoSettings | 798671000 | 798671000 | 798671000 | 798671000 | 798671000 | 798671000 | 798671000 | 798671000 | 798671000 | 798671000 | 798671000 | 798671000 | 798671000 | 798671000 | 798671000 | 798671000 | 798671000 | 798671000 | 798671000 | 798671000 | 798671000 | 798671000 | 798671000 | 798671000 | 798671000 | 798671000 | 798671000 | 798671000 | 798671000 | 798671000 | 798671000
Industrial Sector Energy Related Emissions before CCS[biomass if,wood products 16,PM10] | NoSettings | 17847600 | 17847600 | 17847600 | 17847600 | 17847600 | 17847600 | 17847600 | 17847600 | 17847600 | 17847600 | 17847600 | 17847600 | 17847600 | 17847600 | 17847600 | 17847600 | 17847600 | 17847600 | 17847600 | 17847600 | 17847600 | 17847600 | 17847600 | 17847600 | 17847600 | 17847600 | 17847600 | 17847600 | 17847600 | 17847600 | 17847600
Industrial Sector Energy Related Emissions before CCS[biomass if,wood products 16,PM25] | NoSettings | 15765200 | 15765200 | 15765200 | 15765200 | 15765200 | 15765200 | 15765200 | 15765200 | 15765200 | 15765200 | 15765200 | 15765200 | 15765200 | 15765200 | 15765200 | 15765200 | 15765200 | 15765200 | 15765200 | 15765200 | 15765200 | 15765200 | 15765200 | 15765200 | 15765200 | 15765200 | 15765200 | 15765200 | 15765200 | 15765200 | 15765200
Industrial Sector Energy Related Emissions before CCS[biomass if,wood products 16,SOx] | NoSettings | 541048000 | 541048000 | 541048000 | 541048000 | 541048000 | 541048000 | 541048000 | 541048000 | 541048000 | 541048000 | 541048000 | 541048000 | 541048000 | 541048000 | 541048000 | 541048000 | 541048000 | 541048000 | 541048000 | 541048000 | 541048000 | 541048000 | 541048000 | 541048000 | 541048000 | 541048000 | 541048000 | 541048000 | 541048000 | 541048000 | 541048000
Industrial Sector Energy Related Emissions before CCS[biomass if,wood products 16,BC] | NoSettings | 2175890 | 2175890 | 2175890 | 2175890 | 2175890 | 2175890 | 2175890 | 2175890 | 2175890 | 2175890 | 2175890 | 2175890 | 2175890 | 2175890 | 2175890 | 2175890 | 2175890 | 2175890 | 2175890 | 2175890 | 2175890 | 2175890 | 2175890 | 2175890 | 2175890 | 2175890 | 2175890 | 2175890 | 2175890 | 2175890 | 2175890
Industrial Sector Energy Related Emissions before CCS[biomass if,wood products 16,OC] | NoSettings | 5139370 | 5139370 | 5139370 | 5139370 | 5139370 | 5139370 | 5139370 | 5139370 | 5139370 | 5139370 | 5139370 | 5139370 | 5139370 | 5139370 | 5139370 | 5139370 | 5139370 | 5139370 | 5139370 | 5139370 | 5139370 | 5139370 | 5139370 | 5139370 | 5139370 | 5139370 | 5139370 | 5139370 | 5139370 | 5139370 | 5139370
Industrial Sector Energy Related Emissions before CCS[biomass if,wood products 16,CH4] | NoSettings | 0 | 0 | 0 | 0 | 0 | 0 | 0 | 0 | 0 | 0 | 0 | 0 | 0 | 0 | 0 | 0 | 0 | 0 | 0 | 0 | 0 | 0 | 0 | 0 | 0 | 0 | 0 | 0 | 0 | 0 | 0
Industrial Sector Energy Related Emissions before CCS[biomass if,wood products 16,N2O] | NoSettings | 0 | 0 | 0 | 0 | 0 | 0 | 0 | 0 | 0 | 0 | 0 | 0 | 0 | 0 | 0 | 0 | 0 | 0 | 0 | 0 | 0 | 0 | 0 | 0 | 0 | 0 | 0 | 0 | 0 | 0 | 0
Industrial Sector Energy Related Emissions before CCS[biomass if,wood products 16,F gases] | NoSettings | 0 | 0 | 0 | 0 | 0 | 0 | 0 | 0 | 0 | 0 | 0 | 0 | 0 | 0 | 0 | 0 | 0 | 0 | 0 | 0 | 0 | 0 | 0 | 0 | 0 | 0 | 0 | 0 | 0 | 0 | 0
Industrial Sector Energy Related Emissions before CCS[biomass if,pulp paper and printing 17T18,CO2] | NoSettings | 0 | 0 | 0 | 0 | 0 | 0 | 0 | 0 | 0 | 0 | 0 | 0 | 0 | 0 | 0 | 0 | 0 | 0 | 0 | 0 | 0 | 0 | 0 | 0 | 0 | 0 | 0 | 0 | 0 | 0 | 0
Industrial Sector Energy Related Emissions before CCS[biomass if,pulp paper and printing 17T18,VOC] | NoSettings | 6481370 | 6481370 | 6481370 | 6481370 | 6481370 | 6481370 | 6481370 | 6481370 | 6481370 | 6481370 | 6481370 | 6481370 | 6481370 | 6481370 | 6481370 | 6481370 | 6481370 | 6481370 | 6481370 | 6481370 | 6481370 | 6481370 | 6481370 | 6481370 | 6481370 | 6481370 | 6481370 | 6481370 | 6481370 | 6481370 | 6481370
Industrial Sector Energy Related Emissions before CCS[biomass if,pulp paper and printing 17T18,CO] | NoSettings | 102774000 | 102774000 | 102774000 | 102774000 | 102774000 | 102774000 | 102774000 | 102774000 | 102774000 | 102774000 | 102774000 | 102774000 | 102774000 | 102774000 | 102774000 | 102774000 | 102774000 | 102774000 | 102774000 | 102774000 | 102774000 | 102774000 | 102774000 | 102774000 | 102774000 | 102774000 | 102774000 | 102774000 | 102774000 | 102774000 | 102774000
Industrial Sector Energy Related Emissions before CCS[biomass if,pulp paper and printing 17T18,NOx] | NoSettings | 676755000 | 676755000 | 676755000 | 676755000 | 676755000 | 676755000 | 676755000 | 676755000 | 676755000 | 676755000 | 676755000 | 676755000 | 676755000 | 676755000 | 676755000 | 676755000 | 676755000 | 676755000 | 676755000 | 676755000 | 676755000 | 676755000 | 676755000 | 676755000 | 676755000 | 676755000 | 676755000 | 676755000 | 676755000 | 676755000 | 676755000
Industrial Sector Energy Related Emissions before CCS[biomass if,pulp paper and printing 17T18,PM10] | NoSettings | 15123200 | 15123200 | 15123200 | 15123200 | 15123200 | 15123200 | 15123200 | 15123200 | 15123200 | 15123200 | 15123200 | 15123200 | 15123200 | 15123200 | 15123200 | 15123200 | 15123200 | 15123200 | 15123200 | 15123200 | 15123200 | 15123200 | 15123200 | 15123200 | 15123200 | 15123200 | 15123200 | 15123200 | 15123200 | 15123200 | 15123200
Industrial Sector Energy Related Emissions before CCS[biomass if,pulp paper and printing 17T18,PM25] | NoSettings | 13358600 | 13358600 | 13358600 | 13358600 | 13358600 | 13358600 | 13358600 | 13358600 | 13358600 | 13358600 | 13358600 | 13358600 | 13358600 | 13358600 | 13358600 | 13358600 | 13358600 | 13358600 | 13358600 | 13358600 | 13358600 | 13358600 | 13358600 | 13358600 | 13358600 | 13358600 | 13358600 | 13358600 | 13358600 | 13358600 | 13358600
Industrial Sector Energy Related Emissions before CCS[biomass if,pulp paper and printing 17T18,SOx] | NoSettings | 458458000 | 458458000 | 458458000 | 458458000 | 458458000 | 458458000 | 458458000 | 458458000 | 458458000 | 458458000 | 458458000 | 458458000 | 458458000 | 458458000 | 458458000 | 458458000 | 458458000 | 458458000 | 458458000 | 458458000 | 458458000 | 458458000 | 458458000 | 458458000 | 458458000 | 458458000 | 458458000 | 458458000 | 458458000 | 458458000 | 458458000
Industrial Sector Energy Related Emissions before CCS[biomass if,pulp paper and printing 17T18,BC] | NoSettings | 1843740 | 1843740 | 1843740 | 1843740 | 1843740 | 1843740 | 1843740 | 1843740 | 1843740 | 1843740 | 1843740 | 1843740 | 1843740 | 1843740 | 1843740 | 1843740 | 1843740 | 1843740 | 1843740 | 1843740 | 1843740 | 1843740 | 1843740 | 1843740 | 1843740 | 1843740 | 1843740 | 1843740 | 1843740 | 1843740 | 1843740
Industrial Sector Energy Related Emissions before CCS[biomass if,pulp paper and printing 17T18,OC] | NoSettings | 4354850 | 4354850 | 4354850 | 4354850 | 4354850 | 4354850 | 4354850 | 4354850 | 4354850 | 4354850 | 4354850 | 4354850 | 4354850 | 4354850 | 4354850 | 4354850 | 4354850 | 4354850 | 4354850 | 4354850 | 4354850 | 4354850 | 4354850 | 4354850 | 4354850 | 4354850 | 4354850 | 4354850 | 4354850 | 4354850 | 4354850
Industrial Sector Energy Related Emissions before CCS[biomass if,pulp paper and printing 17T18,CH4] | NoSettings | 0 | 0 | 0 | 0 | 0 | 0 | 0 | 0 | 0 | 0 | 0 | 0 | 0 | 0 | 0 | 0 | 0 | 0 | 0 | 0 | 0 | 0 | 0 | 0 | 0 | 0 | 0 | 0 | 0 | 0 | 0
Industrial Sector Energy Related Emissions before CCS[biomass if,pulp paper and printing 17T18,N2O] | NoSettings | 0 | 0 | 0 | 0 | 0 | 0 | 0 | 0 | 0 | 0 | 0 | 0 | 0 | 0 | 0 | 0 | 0 | 0 | 0 | 0 | 0 | 0 | 0 | 0 | 0 | 0 | 0 | 0 | 0 | 0 | 0
Industrial Sector Energy Related Emissions before CCS[biomass if,pulp paper and printing 17T18,F gases] | NoSettings | 0 | 0 | 0 | 0 | 0 | 0 | 0 | 0 | 0 | 0 | 0 | 0 | 0 | 0 | 0 | 0 | 0 | 0 | 0 | 0 | 0 | 0 | 0 | 0 | 0 | 0 | 0 | 0 | 0 | 0 | 0
Industrial Sector Energy Related Emissions before CCS[biomass if,refined petroleum and coke 19,CO2] | NoSettings | 0 | 0 | 0 | 0 | 0 | 0 | 0 | 0 | 0 | 0 | 0 | 0 | 0 | 0 | 0 | 0 | 0 | 0 | 0 | 0 | 0 | 0 | 0 | 0 | 0 | 0 | 0 | 0 | 0 | 0 | 0
Industrial Sector Energy Related Emissions before CCS[biomass if,refined petroleum and coke 19,VOC] | NoSettings | 0 | 1872.88 | 2475.73 | 3284.47 | 3780.51 | 4184.37 | 4554.46 | 4964.35 | 4912.07 | 7480.29 | 9825.97 | 12127 | 14714.5 | 17064 | 19402.4 | 21550 | 23846.8 | 23514.4 | 23147.5 | 22975.2 | 22695.3 | 22668.9 | 22444.3 | 22210.2 | 21958.1 | 21908.3 | 21628.9 | 21712.9 | 21604.9 | 21497.4 | 21467.9
Industrial Sector Energy Related Emissions before CCS[biomass if,refined petroleum and coke 19,CO] | NoSettings | 0 | 29698.1 | 39257.4 | 52081.5 | 59947.2 | 66351.2 | 72219.5 | 78719.2 | 77890.1 | 118614 | 155809 | 192297 | 233327 | 270581 | 307662 | 341716 | 378137 | 372865 | 367048 | 364316 | 359877 | 359459 | 355898 | 352185 | 348187 | 347398 | 342967 | 344299 | 342586 | 340882 | 340414
Industrial Sector Energy Related Emissions before CCS[biomass if,refined petroleum and coke 19,NOx] | NoSettings | 0 | 195558 | 258504 | 342949 | 394744 | 436913 | 475555 | 518354 | 512895 | 781057 | 1025980 | 1266250 | 1536420 | 1781740 | 2025910 | 2250150 | 2489980 | 2455260 | 2416960 | 2398970 | 2369740 | 2366980 | 2343530 | 2319090 | 2292760 | 2287570 | 2258390 | 2267160 | 2255880 | 2244660 | 2241580
Industrial Sector Energy Related Emissions before CCS[biomass if,refined petroleum and coke 19,PM10] | NoSettings | 0 | 4370.06 | 5776.7 | 7663.77 | 8821.19 | 9763.54 | 10627.1 | 11583.5 | 11461.5 | 17454 | 22927.3 | 28296.4 | 34333.9 | 39815.9 | 45272.3 | 50283.4 | 55642.6 | 54866.8 | 54010.9 | 53608.9 | 52955.7 | 52894.2 | 52370.1 | 51823.8 | 51235.5 | 51119.5 | 50467.4 | 50663.4 | 50411.3 | 50160.5 | 50091.7
Industrial Sector Energy Related Emissions before CCS[biomass if,refined petroleum and coke 19,PM25] | NoSettings | 0 | 3860.17 | 5102.68 | 6769.57 | 7791.95 | 8624.34 | 9387.11 | 10231.9 | 10124.2 | 15417.5 | 20252.1 | 24994.8 | 30327.9 | 35170.2 | 39990 | 44416.4 | 49150.3 | 48465 | 47709 | 47353.9 | 46776.9 | 46722.5 | 46259.6 | 45777.1 | 45257.4 | 45154.9 | 44578.9 | 44752 | 44529.4 | 44307.8 | 44247.1
Industrial Sector Energy Related Emissions before CCS[biomass if,refined petroleum and coke 19,SOx] | NoSettings | 0 | 132478 | 175120 | 232326 | 267413 | 295981 | 322158 | 351152 | 347454 | 529116 | 695037 | 857803 | 1040830 | 1207010 | 1372430 | 1524330 | 1686800 | 1663280 | 1637340 | 1625150 | 1605350 | 1603480 | 1587590 | 1571030 | 1553200 | 1549680 | 1529910 | 1535850 | 1528210 | 1520610 | 1518520
Industrial Sector Energy Related Emissions before CCS[biomass if,refined petroleum and coke 19,BC] | NoSettings | 0 | 532.775 | 704.265 | 934.326 | 1075.43 | 1190.32 | 1295.6 | 1412.2 | 1397.32 | 2127.9 | 2795.17 | 3449.75 | 4185.81 | 4854.15 | 5519.37 | 6130.28 | 6783.66 | 6689.07 | 6584.73 | 6535.71 | 6456.08 | 6448.58 | 6384.69 | 6318.09 | 6246.36 | 6232.22 | 6152.72 | 6176.61 | 6145.88 | 6115.31 | 6106.92
Industrial Sector Energy Related Emissions before CCS[biomass if,refined petroleum and coke 19,OC] | NoSettings | 0 | 1258.39 | 1663.45 | 2206.84 | 2540.13 | 2811.49 | 3060.15 | 3335.56 | 3300.43 | 5026.02 | 6602.09 | 8148.19 | 9886.73 | 11465.3 | 13036.5 | 14479.5 | 16022.7 | 15799.3 | 15552.9 | 15437.1 | 15249 | 15231.3 | 15080.4 | 14923.1 | 14753.7 | 14720.3 | 14532.5 | 14588.9 | 14516.4 | 14444.1 | 14424.3
Industrial Sector Energy Related Emissions before CCS[biomass if,refined petroleum and coke 19,CH4] | NoSettings | 0 | 0 | 0 | 0 | 0 | 0 | 0 | 0 | 0 | 0 | 0 | 0 | 0 | 0 | 0 | 0 | 0 | 0 | 0 | 0 | 0 | 0 | 0 | 0 | 0 | 0 | 0 | 0 | 0 | 0 | 0
Industrial Sector Energy Related Emissions before CCS[biomass if,refined petroleum and coke 19,N2O] | NoSettings | 0 | 0 | 0 | 0 | 0 | 0 | 0 | 0 | 0 | 0 | 0 | 0 | 0 | 0 | 0 | 0 | 0 | 0 | 0 | 0 | 0 | 0 | 0 | 0 | 0 | 0 | 0 | 0 | 0 | 0 | 0
Industrial Sector Energy Related Emissions before CCS[biomass if,refined petroleum and coke 19,F gases] | NoSettings | 0 | 0 | 0 | 0 | 0 | 0 | 0 | 0 | 0 | 0 | 0 | 0 | 0 | 0 | 0 | 0 | 0 | 0 | 0 | 0 | 0 | 0 | 0 | 0 | 0 | 0 | 0 | 0 | 0 | 0 | 0
Industrial Sector Energy Related Emissions before CCS[biomass if,chemicals 20,CO2] | NoSettings | 0 | 0 | 0 | 0 | 0 | 0 | 0 | 0 | 0 | 0 | 0 | 0 | 0 | 0 | 0 | 0 | 0 | 0 | 0 | 0 | 0 | 0 | 0 | 0 | 0 | 0 | 0 | 0 | 0 | 0 | 0
Industrial Sector Energy Related Emissions before CCS[biomass if,chemicals 20,VOC] | NoSettings | 0 | 55.021 | 96.8619 | 126.554 | 141.749 | 146.262 | 143.848 | 149.748 | 236.775 | 228.883 | 220.16 | 207.343 | 214.049 | 219.523 | 224.507 | 227.657 | 230.338 | 222.247 | 216.815 | 211.23 | 206.65 | 202.244 | 195.307 | 188.219 | 180.566 | 175.31 | 167.228 | 164.442 | 161.989 | 159.286 | 155.903
Industrial Sector Energy Related Emissions before CCS[biomass if,chemicals 20,CO] | NoSettings | 0 | 872.462 | 1535.93 | 2006.75 | 2247.7 | 2319.26 | 2280.98 | 2374.54 | 3754.51 | 3629.37 | 3491.05 | 3287.82 | 3394.16 | 3480.95 | 3559.99 | 3609.93 | 3652.45 | 3524.14 | 3438.01 | 3349.45 | 3276.83 | 3206.96 | 3096.96 | 2984.57 | 2863.21 | 2779.87 | 2651.72 | 2607.53 | 2568.64 | 2525.78 | 2472.14
Industrial Sector Energy Related Emissions before CCS[biomass if,chemicals 20,NOx] | NoSettings | 0 | 5745.04 | 10113.9 | 13214.2 | 14800.8 | 15272 | 15019.9 | 15636 | 24722.9 | 23898.9 | 22988.1 | 21649.8 | 22350 | 22921.5 | 23442 | 23770.9 | 24050.8 | 23206 | 22638.8 | 22055.7 | 21577.5 | 21117.4 | 20393 | 19652.9 | 18853.8 | 18305.1 | 17461.2 | 17170.2 | 16914.1 | 16631.9 | 16278.7
Industrial Sector Energy Related Emissions before CCS[biomass if,chemicals 20,PM10] | NoSettings | 0 | 128.382 | 226.011 | 295.292 | 330.748 | 341.277 | 335.645 | 349.412 | 552.474 | 534.06 | 513.706 | 483.801 | 499.449 | 512.22 | 523.85 | 531.2 | 537.455 | 518.575 | 505.901 | 492.87 | 482.184 | 471.903 | 455.715 | 439.177 | 421.32 | 409.057 | 390.2 | 383.697 | 377.974 | 371.667 | 363.773
Industrial Sector Energy Related Emissions before CCS[biomass if,chemicals 20,PM25] | NoSettings | 0 | 113.403 | 199.64 | 260.838 | 292.156 | 301.457 | 296.482 | 308.643 | 488.012 | 471.746 | 453.768 | 427.352 | 441.173 | 452.454 | 462.728 | 469.22 | 474.746 | 458.068 | 446.873 | 435.363 | 425.924 | 416.842 | 402.543 | 387.935 | 372.161 | 361.328 | 344.671 | 338.928 | 333.873 | 328.301 | 321.329
Industrial Sector Energy Related Emissions before CCS[biomass if,chemicals 20,SOx] | NoSettings | 0 | 3891.9 | 6851.5 | 8951.76 | 10026.6 | 10345.8 | 10175 | 10592.4 | 16748.2 | 16190 | 15572.9 | 14666.4 | 15140.7 | 15527.9 | 15880.5 | 16103.3 | 16292.9 | 15720.6 | 15336.3 | 14941.3 | 14617.4 | 14305.7 | 13815 | 13313.6 | 12772.3 | 12400.5 | 11828.9 | 11631.7 | 11458.3 | 11267 | 11027.8
Industrial Sector Energy Related Emissions before CCS[biomass if,chemicals 20,BC] | NoSettings | 0 | 15.6517 | 27.5541 | 36.0005 | 40.323 | 41.6067 | 40.92 | 42.5985 | 67.3548 | 65.1098 | 62.6284 | 58.9825 | 60.8901 | 62.4471 | 63.8651 | 64.7611 | 65.5237 | 63.222 | 61.6768 | 60.0882 | 58.7854 | 57.5319 | 55.5584 | 53.5422 | 51.3651 | 49.87 | 47.5711 | 46.7783 | 46.0806 | 45.3117 | 44.3493
Industrial Sector Energy Related Emissions before CCS[biomass if,chemicals 20,OC] | NoSettings | 0 | 36.9687 | 65.0817 | 85.0319 | 95.2415 | 98.2736 | 96.6516 | 100.616 | 159.089 | 153.787 | 147.926 | 139.314 | 143.82 | 147.498 | 150.847 | 152.963 | 154.765 | 149.328 | 145.678 | 141.926 | 138.849 | 135.888 | 131.227 | 126.465 | 121.323 | 117.791 | 112.361 | 110.489 | 108.841 | 107.025 | 104.752
Industrial Sector Energy Related Emissions before CCS[biomass if,chemicals 20,CH4] | NoSettings | 0 | 0 | 0 | 0 | 0 | 0 | 0 | 0 | 0 | 0 | 0 | 0 | 0 | 0 | 0 | 0 | 0 | 0 | 0 | 0 | 0 | 0 | 0 | 0 | 0 | 0 | 0 | 0 | 0 | 0 | 0
Industrial Sector Energy Related Emissions before CCS[biomass if,chemicals 20,N2O] | NoSettings | 0 | 0 | 0 | 0 | 0 | 0 | 0 | 0 | 0 | 0 | 0 | 0 | 0 | 0 | 0 | 0 | 0 | 0 | 0 | 0 | 0 | 0 | 0 | 0 | 0 | 0 | 0 | 0 | 0 | 0 | 0
Industrial Sector Energy Related Emissions before CCS[biomass if,chemicals 20,F gases] | NoSettings | 0 | 0 | 0 | 0 | 0 | 0 | 0 | 0 | 0 | 0 | 0 | 0 | 0 | 0 | 0 | 0 | 0 | 0 | 0 | 0 | 0 | 0 | 0 | 0 | 0 | 0 | 0 | 0 | 0 | 0 | 0
Industrial Sector Energy Related Emissions before CCS[biomass if,rubber and plastic products 22,CO2] | NoSettings | 0 | 0 | 0 | 0 | 0 | 0 | 0 | 0 | 0 | 0 | 0 | 0 | 0 | 0 | 0 | 0 | 0 | 0 | 0 | 0 | 0 | 0 | 0 | 0 | 0 | 0 | 0 | 0 | 0 | 0 | 0
Industrial Sector Energy Related Emissions before CCS[biomass if,rubber and plastic products 22,VOC] | NoSettings | 0 | 0 | 0 | 0 | 0 | 0 | 0 | 0 | 0 | 0 | 0 | 0 | 0 | 0 | 0 | 0 | 0 | 0 | 0 | 0 | 0 | 0 | 0 | 0 | 0 | 0 | 0 | 0 | 0 | 0 | 0
Industrial Sector Energy Related Emissions before CCS[biomass if,rubber and plastic products 22,CO] | NoSettings | 0 | 0 | 0 | 0 | 0 | 0 | 0 | 0 | 0 | 0 | 0 | 0 | 0 | 0 | 0 | 0 | 0 | 0 | 0 | 0 | 0 | 0 | 0 | 0 | 0 | 0 | 0 | 0 | 0 | 0 | 0
Industrial Sector Energy Related Emissions before CCS[biomass if,rubber and plastic products 22,NOx] | NoSettings | 0 | 0 | 0 | 0 | 0 | 0 | 0 | 0 | 0 | 0 | 0 | 0 | 0 | 0 | 0 | 0 | 0 | 0 | 0 | 0 | 0 | 0 | 0 | 0 | 0 | 0 | 0 | 0 | 0 | 0 | 0
Industrial Sector Energy Related Emissions before CCS[biomass if,rubber and plastic products 22,PM10] | NoSettings | 0 | 0 | 0 | 0 | 0 | 0 | 0 | 0 | 0 | 0 | 0 | 0 | 0 | 0 | 0 | 0 | 0 | 0 | 0 | 0 | 0 | 0 | 0 | 0 | 0 | 0 | 0 | 0 | 0 | 0 | 0
Industrial Sector Energy Related Emissions before CCS[biomass if,rubber and plastic products 22,PM25] | NoSettings | 0 | 0 | 0 | 0 | 0 | 0 | 0 | 0 | 0 | 0 | 0 | 0 | 0 | 0 | 0 | 0 | 0 | 0 | 0 | 0 | 0 | 0 | 0 | 0 | 0 | 0 | 0 | 0 | 0 | 0 | 0
Industrial Sector Energy Related Emissions before CCS[biomass if,rubber and plastic products 22,SOx] | NoSettings | 0 | 0 | 0 | 0 | 0 | 0 | 0 | 0 | 0 | 0 | 0 | 0 | 0 | 0 | 0 | 0 | 0 | 0 | 0 | 0 | 0 | 0 | 0 | 0 | 0 | 0 | 0 | 0 | 0 | 0 | 0
Industrial Sector Energy Related Emissions before CCS[biomass if,rubber and plastic products 22,BC] | NoSettings | 0 | 0 | 0 | 0 | 0 | 0 | 0 | 0 | 0 | 0 | 0 | 0 | 0 | 0 | 0 | 0 | 0 | 0 | 0 | 0 | 0 | 0 | 0 | 0 | 0 | 0 | 0 | 0 | 0 | 0 | 0
Industrial Sector Energy Related Emissions before CCS[biomass if,rubber and plastic products 22,OC] | NoSettings | 0 | 0 | 0 | 0 | 0 | 0 | 0 | 0 | 0 | 0 | 0 | 0 | 0 | 0 | 0 | 0 | 0 | 0 | 0 | 0 | 0 | 0 | 0 | 0 | 0 | 0 | 0 | 0 | 0 | 0 | 0
Industrial Sector Energy Related Emissions before CCS[biomass if,rubber and plastic products 22,CH4] | NoSettings | 0 | 0 | 0 | 0 | 0 | 0 | 0 | 0 | 0 | 0 | 0 | 0 | 0 | 0 | 0 | 0 | 0 | 0 | 0 | 0 | 0 | 0 | 0 | 0 | 0 | 0 | 0 | 0 | 0 | 0 | 0
Industrial Sector Energy Related Emissions before CCS[biomass if,rubber and plastic products 22,N2O] | NoSettings | 0 | 0 | 0 | 0 | 0 | 0 | 0 | 0 | 0 | 0 | 0 | 0 | 0 | 0 | 0 | 0 | 0 | 0 | 0 | 0 | 0 | 0 | 0 | 0 | 0 | 0 | 0 | 0 | 0 | 0 | 0
Industrial Sector Energy Related Emissions before CCS[biomass if,rubber and plastic products 22,F gases] | NoSettings | 0 | 0 | 0 | 0 | 0 | 0 | 0 | 0 | 0 | 0 | 0 | 0 | 0 | 0 | 0 | 0 | 0 | 0 | 0 | 0 | 0 | 0 | 0 | 0 | 0 | 0 | 0 | 0 | 0 | 0 | 0
Industrial Sector Energy Related Emissions before CCS[biomass if,glass and glass products 231,CO2] | NoSettings | 0 | 0 | 0 | 0 | 0 | 0 | 0 | 0 | 0 | 0 | 0 | 0 | 0 | 0 | 0 | 0 | 0 | 0 | 0 | 0 | 0 | 0 | 0 | 0 | 0 | 0 | 0 | 0 | 0 | 0 | 0
Industrial Sector Energy Related Emissions before CCS[biomass if,glass and glass products 231,VOC] | NoSettings | 0 | 0 | 0 | 0 | 0 | 0 | 0 | 0 | 0 | 0 | 0 | 0 | 0 | 0 | 0 | 0 | 0 | 0 | 0 | 0 | 0 | 0 | 0 | 0 | 0 | 0 | 0 | 0 | 0 | 0 | 0
Industrial Sector Energy Related Emissions before CCS[biomass if,glass and glass products 231,CO] | NoSettings | 0 | 0 | 0 | 0 | 0 | 0 | 0 | 0 | 0 | 0 | 0 | 0 | 0 | 0 | 0 | 0 | 0 | 0 | 0 | 0 | 0 | 0 | 0 | 0 | 0 | 0 | 0 | 0 | 0 | 0 | 0
Industrial Sector Energy Related Emissions before CCS[biomass if,glass and glass products 231,NOx] | NoSettings | 0 | 0 | 0 | 0 | 0 | 0 | 0 | 0 | 0 | 0 | 0 | 0 | 0 | 0 | 0 | 0 | 0 | 0 | 0 | 0 | 0 | 0 | 0 | 0 | 0 | 0 | 0 | 0 | 0 | 0 | 0
Industrial Sector Energy Related Emissions before CCS[biomass if,glass and glass products 231,PM10] | NoSettings | 0 | 0 | 0 | 0 | 0 | 0 | 0 | 0 | 0 | 0 | 0 | 0 | 0 | 0 | 0 | 0 | 0 | 0 | 0 | 0 | 0 | 0 | 0 | 0 | 0 | 0 | 0 | 0 | 0 | 0 | 0
Industrial Sector Energy Related Emissions before CCS[biomass if,glass and glass products 231,PM25] | NoSettings | 0 | 0 | 0 | 0 | 0 | 0 | 0 | 0 | 0 | 0 | 0 | 0 | 0 | 0 | 0 | 0 | 0 | 0 | 0 | 0 | 0 | 0 | 0 | 0 | 0 | 0 | 0 | 0 | 0 | 0 | 0
Industrial Sector Energy Related Emissions before CCS[biomass if,glass and glass products 231,SOx] | NoSettings | 0 | 0 | 0 | 0 | 0 | 0 | 0 | 0 | 0 | 0 | 0 | 0 | 0 | 0 | 0 | 0 | 0 | 0 | 0 | 0 | 0 | 0 | 0 | 0 | 0 | 0 | 0 | 0 | 0 | 0 | 0
Industrial Sector Energy Related Emissions before CCS[biomass if,glass and glass products 231,BC] | NoSettings | 0 | 0 | 0 | 0 | 0 | 0 | 0 | 0 | 0 | 0 | 0 | 0 | 0 | 0 | 0 | 0 | 0 | 0 | 0 | 0 | 0 | 0 | 0 | 0 | 0 | 0 | 0 | 0 | 0 | 0 | 0
Industrial Sector Energy Related Emissions before CCS[biomass if,glass and glass products 231,OC] | NoSettings | 0 | 0 | 0 | 0 | 0 | 0 | 0 | 0 | 0 | 0 | 0 | 0 | 0 | 0 | 0 | 0 | 0 | 0 | 0 | 0 | 0 | 0 | 0 | 0 | 0 | 0 | 0 | 0 | 0 | 0 | 0
Industrial Sector Energy Related Emissions before CCS[biomass if,glass and glass products 231,CH4] | NoSettings | 0 | 0 | 0 | 0 | 0 | 0 | 0 | 0 | 0 | 0 | 0 | 0 | 0 | 0 | 0 | 0 | 0 | 0 | 0 | 0 | 0 | 0 | 0 | 0 | 0 | 0 | 0 | 0 | 0 | 0 | 0
Industrial Sector Energy Related Emissions before CCS[biomass if,glass and glass products 231,N2O] | NoSettings | 0 | 0 | 0 | 0 | 0 | 0 | 0 | 0 | 0 | 0 | 0 | 0 | 0 | 0 | 0 | 0 | 0 | 0 | 0 | 0 | 0 | 0 | 0 | 0 | 0 | 0 | 0 | 0 | 0 | 0 | 0
Industrial Sector Energy Related Emissions before CCS[biomass if,glass and glass products 231,F gases] | NoSettings | 0 | 0 | 0 | 0 | 0 | 0 | 0 | 0 | 0 | 0 | 0 | 0 | 0 | 0 | 0 | 0 | 0 | 0 | 0 | 0 | 0 | 0 | 0 | 0 | 0 | 0 | 0 | 0 | 0 | 0 | 0
Industrial Sector Energy Related Emissions before CCS[biomass if,cement and other nonmetallic minerals 239,CO2] | NoSettings | 0 | 0 | 0 | 0 | 0 | 0 | 0 | 0 | 0 | 0 | 0 | 0 | 0 | 0 | 0 | 0 | 0 | 0 | 0 | 0 | 0 | 0 | 0 | 0 | 0 | 0 | 0 | 0 | 0 | 0 | 0
Industrial Sector Energy Related Emissions before CCS[biomass if,cement and other nonmetallic minerals 239,VOC] | NoSettings | 862268 | 839273 | 816573 | 793871 | 771120 | 748332 | 725515 | 702726 | 680314 | 659445 | 638446 | 617290 | 596249 | 575113 | 553927 | 532717 | 534389 | 534133 | 533881 | 533624 | 533412 | 533203 | 532952 | 532668 | 532368 | 532258 | 531983 | 531820 | 531658 | 531497 | 531338
Industrial Sector Energy Related Emissions before CCS[biomass if,cement and other nonmetallic minerals 239,CO] | NoSettings | 13672900 | 13308300 | 12948300 | 12588300 | 12227600 | 11866200 | 11504400 | 11143100 | 10787700 | 10456800 | 10123800 | 9788300 | 9454650 | 9119510 | 8783560 | 8447240 | 8473740 | 8469700 | 8465700 | 8461610 | 8458250 | 8454940 | 8450960 | 8446460 | 8441710 | 8439960 | 8435600 | 8433010 | 8430450 | 8427890 | 8425360
Industrial Sector Energy Related Emissions before CCS[biomass if,cement and other nonmetallic minerals 239,NOx] | NoSettings | 90034000 | 87633000 | 85262700 | 82892400 | 80516700 | 78137400 | 75754900 | 73375400 | 71035200 | 68856200 | 66663600 | 64454500 | 62257500 | 60050700 | 57838500 | 55623900 | 55798400 | 55771700 | 55745400 | 55718500 | 55696400 | 55674500 | 55648300 | 55618700 | 55587400 | 55575900 | 55547200 | 55530200 | 55513300 | 55496400 | 55479800
Industrial Sector Energy Related Emissions before CCS[biomass if,cement and other nonmetallic minerals 239,PM10] | NoSettings | 2011960 | 1958300 | 1905340 | 1852370 | 1799280 | 1746110 | 1692870 | 1639690 | 1587400 | 1538710 | 1489710 | 1440340 | 1391250 | 1341930 | 1292500 | 1243010 | 1246910 | 1246310 | 1245720 | 1245120 | 1244630 | 1244140 | 1243550 | 1242890 | 1242190 | 1241940 | 1241290 | 1240910 | 1240540 | 1240160 | 1239790
Industrial Sector Energy Related Emissions before CCS[biomass if,cement and other nonmetallic minerals 239,PM25] | NoSettings | 1777200 | 1729810 | 1683020 | 1636230 | 1589340 | 1542370 | 1495350 | 1448380 | 1402180 | 1359170 | 1315890 | 1272280 | 1228920 | 1185360 | 1141690 | 1097970 | 1101420 | 1100890 | 1100370 | 1099840 | 1099410 | 1098970 | 1098460 | 1097870 | 1097250 | 1097030 | 1096460 | 1096120 | 1095790 | 1095460 | 1095130
Industrial Sector Energy Related Emissions before CCS[biomass if,cement and other nonmetallic minerals 239,SOx] | NoSettings | 60992300 | 59365800 | 57760100 | 56154300 | 54544900 | 52933100 | 51319100 | 49707100 | 48121800 | 46645700 | 45160300 | 43663800 | 42175500 | 40680500 | 39181900 | 37681600 | 37799800 | 37781800 | 37764000 | 37745700 | 37730700 | 37715900 | 37698200 | 37678100 | 37656900 | 37649100 | 37629700 | 37618200 | 37606700 | 37595300 | 37584000
Industrial Sector Energy Related Emissions before CCS[biomass if,cement and other nonmetallic minerals 239,BC] | NoSettings | 245287 | 238746 | 232289 | 225831 | 219359 | 212876 | 206386 | 199903 | 193527 | 187591 | 181617 | 175599 | 169614 | 163601 | 157574 | 151541 | 152016 | 151944 | 151872 | 151799 | 151738 | 151679 | 151608 | 151527 | 151442 | 151410 | 151332 | 151286 | 151240 | 151194 | 151148
Industrial Sector Energy Related Emissions before CCS[biomass if,cement and other nonmetallic minerals 239,OC] | NoSettings | 579360 | 563910 | 548657 | 533404 | 518117 | 502806 | 487475 | 472163 | 457104 | 443083 | 428973 | 414758 | 400621 | 386420 | 372185 | 357934 | 359057 | 358885 | 358716 | 358543 | 358401 | 358260 | 358091 | 357901 | 357699 | 357625 | 357441 | 357331 | 357222 | 357114 | 357007
Industrial Sector Energy Related Emissions before CCS[biomass if,cement and other nonmetallic minerals 239,CH4] | NoSettings | 0 | 0 | 0 | 0 | 0 | 0 | 0 | 0 | 0 | 0 | 0 | 0 | 0 | 0 | 0 | 0 | 0 | 0 | 0 | 0 | 0 | 0 | 0 | 0 | 0 | 0 | 0 | 0 | 0 | 0 | 0
Industrial Sector Energy Related Emissions before CCS[biomass if,cement and other nonmetallic minerals 239,N2O] | NoSettings | 0 | 0 | 0 | 0 | 0 | 0 | 0 | 0 | 0 | 0 | 0 | 0 | 0 | 0 | 0 | 0 | 0 | 0 | 0 | 0 | 0 | 0 | 0 | 0 | 0 | 0 | 0 | 0 | 0 | 0 | 0
Industrial Sector Energy Related Emissions before CCS[biomass if,cement and other nonmetallic minerals 239,F gases] | NoSettings | 0 | 0 | 0 | 0 | 0 | 0 | 0 | 0 | 0 | 0 | 0 | 0 | 0 | 0 | 0 | 0 | 0 | 0 | 0 | 0 | 0 | 0 | 0 | 0 | 0 | 0 | 0 | 0 | 0 | 0 | 0
Industrial Sector Energy Related Emissions before CCS[biomass if,iron and steel 241,CO2] | NoSettings | 0 | 0 | 0 | 0 | 0 | 0 | 0 | 0 | 0 | 0 | 0 | 0 | 0 | 0 | 0 | 0 | 0 | 0 | 0 | 0 | 0 | 0 | 0 | 0 | 0 | 0 | 0 | 0 | 0 | 0 | 0
Industrial Sector Energy Related Emissions before CCS[biomass if,iron and steel 241,VOC] | NoSettings | 0 | 0 | 0 | 0 | 0 | 0 | 0 | 0 | 0 | 0 | 0 | 0 | 0 | 0 | 0 | 0 | 0 | 0 | 0 | 0 | 0 | 0 | 0 | 0 | 0 | 0 | 0 | 0 | 0 | 0 | 0
Industrial Sector Energy Related Emissions before CCS[biomass if,iron and steel 241,CO] | NoSettings | 0 | 0 | 0 | 0 | 0 | 0 | 0 | 0 | 0 | 0 | 0 | 0 | 0 | 0 | 0 | 0 | 0 | 0 | 0 | 0 | 0 | 0 | 0 | 0 | 0 | 0 | 0 | 0 | 0 | 0 | 0
Industrial Sector Energy Related Emissions before CCS[biomass if,iron and steel 241,NOx] | NoSettings | 0 | 0 | 0 | 0 | 0 | 0 | 0 | 0 | 0 | 0 | 0 | 0 | 0 | 0 | 0 | 0 | 0 | 0 | 0 | 0 | 0 | 0 | 0 | 0 | 0 | 0 | 0 | 0 | 0 | 0 | 0
Industrial Sector Energy Related Emissions before CCS[biomass if,iron and steel 241,PM10] | NoSettings | 0 | 0 | 0 | 0 | 0 | 0 | 0 | 0 | 0 | 0 | 0 | 0 | 0 | 0 | 0 | 0 | 0 | 0 | 0 | 0 | 0 | 0 | 0 | 0 | 0 | 0 | 0 | 0 | 0 | 0 | 0
Industrial Sector Energy Related Emissions before CCS[biomass if,iron and steel 241,PM25] | NoSettings | 0 | 0 | 0 | 0 | 0 | 0 | 0 | 0 | 0 | 0 | 0 | 0 | 0 | 0 | 0 | 0 | 0 | 0 | 0 | 0 | 0 | 0 | 0 | 0 | 0 | 0 | 0 | 0 | 0 | 0 | 0
Industrial Sector Energy Related Emissions before CCS[biomass if,iron and steel 241,SOx] | NoSettings | 0 | 0 | 0 | 0 | 0 | 0 | 0 | 0 | 0 | 0 | 0 | 0 | 0 | 0 | 0 | 0 | 0 | 0 | 0 | 0 | 0 | 0 | 0 | 0 | 0 | 0 | 0 | 0 | 0 | 0 | 0
Industrial Sector Energy Related Emissions before CCS[biomass if,iron and steel 241,BC] | NoSettings | 0 | 0 | 0 | 0 | 0 | 0 | 0 | 0 | 0 | 0 | 0 | 0 | 0 | 0 | 0 | 0 | 0 | 0 | 0 | 0 | 0 | 0 | 0 | 0 | 0 | 0 | 0 | 0 | 0 | 0 | 0
Industrial Sector Energy Related Emissions before CCS[biomass if,iron and steel 241,OC] | NoSettings | 0 | 0 | 0 | 0 | 0 | 0 | 0 | 0 | 0 | 0 | 0 | 0 | 0 | 0 | 0 | 0 | 0 | 0 | 0 | 0 | 0 | 0 | 0 | 0 | 0 | 0 | 0 | 0 | 0 | 0 | 0
Industrial Sector Energy Related Emissions before CCS[biomass if,iron and steel 241,CH4] | NoSettings | 0 | 0 | 0 | 0 | 0 | 0 | 0 | 0 | 0 | 0 | 0 | 0 | 0 | 0 | 0 | 0 | 0 | 0 | 0 | 0 | 0 | 0 | 0 | 0 | 0 | 0 | 0 | 0 | 0 | 0 | 0
Industrial Sector Energy Related Emissions before CCS[biomass if,iron and steel 241,N2O] | NoSettings | 0 | 0 | 0 | 0 | 0 | 0 | 0 | 0 | 0 | 0 | 0 | 0 | 0 | 0 | 0 | 0 | 0 | 0 | 0 | 0 | 0 | 0 | 0 | 0 | 0 | 0 | 0 | 0 | 0 | 0 | 0
Industrial Sector Energy Related Emissions before CCS[biomass if,iron and steel 241,F gases] | NoSettings | 0 | 0 | 0 | 0 | 0 | 0 | 0 | 0 | 0 | 0 | 0 | 0 | 0 | 0 | 0 | 0 | 0 | 0 | 0 | 0 | 0 | 0 | 0 | 0 | 0 | 0 | 0 | 0 | 0 | 0 | 0
Industrial Sector Energy Related Emissions before CCS[biomass if,other metals 242,CO2] | NoSettings | 0 | 0 | 0 | 0 | 0 | 0 | 0 | 0 | 0 | 0 | 0 | 0 | 0 | 0 | 0 | 0 | 0 | 0 | 0 | 0 | 0 | 0 | 0 | 0 | 0 | 0 | 0 | 0 | 0 | 0 | 0
Industrial Sector Energy Related Emissions before CCS[biomass if,other metals 242,VOC] | NoSettings | 0 | 0 | 0 | 0 | 0 | 0 | 0 | 0 | 0 | 0 | 0 | 0 | 0 | 0 | 0 | 0 | 0 | 0 | 0 | 0 | 0 | 0 | 0 | 0 | 0 | 0 | 0 | 0 | 0 | 0 | 0
Industrial Sector Energy Related Emissions before CCS[biomass if,other metals 242,CO] | NoSettings | 0 | 0 | 0 | 0 | 0 | 0 | 0 | 0 | 0 | 0 | 0 | 0 | 0 | 0 | 0 | 0 | 0 | 0 | 0 | 0 | 0 | 0 | 0 | 0 | 0 | 0 | 0 | 0 | 0 | 0 | 0
Industrial Sector Energy Related Emissions before CCS[biomass if,other metals 242,NOx] | NoSettings | 0 | 0 | 0 | 0 | 0 | 0 | 0 | 0 | 0 | 0 | 0 | 0 | 0 | 0 | 0 | 0 | 0 | 0 | 0 | 0 | 0 | 0 | 0 | 0 | 0 | 0 | 0 | 0 | 0 | 0 | 0
Industrial Sector Energy Related Emissions before CCS[biomass if,other metals 242,PM10] | NoSettings | 0 | 0 | 0 | 0 | 0 | 0 | 0 | 0 | 0 | 0 | 0 | 0 | 0 | 0 | 0 | 0 | 0 | 0 | 0 | 0 | 0 | 0 | 0 | 0 | 0 | 0 | 0 | 0 | 0 | 0 | 0
Industrial Sector Energy Related Emissions before CCS[biomass if,other metals 242,PM25] | NoSettings | 0 | 0 | 0 | 0 | 0 | 0 | 0 | 0 | 0 | 0 | 0 | 0 | 0 | 0 | 0 | 0 | 0 | 0 | 0 | 0 | 0 | 0 | 0 | 0 | 0 | 0 | 0 | 0 | 0 | 0 | 0
Industrial Sector Energy Related Emissions before CCS[biomass if,other metals 242,SOx] | NoSettings | 0 | 0 | 0 | 0 | 0 | 0 | 0 | 0 | 0 | 0 | 0 | 0 | 0 | 0 | 0 | 0 | 0 | 0 | 0 | 0 | 0 | 0 | 0 | 0 | 0 | 0 | 0 | 0 | 0 | 0 | 0
Industrial Sector Energy Related Emissions before CCS[biomass if,other metals 242,BC] | NoSettings | 0 | 0 | 0 | 0 | 0 | 0 | 0 | 0 | 0 | 0 | 0 | 0 | 0 | 0 | 0 | 0 | 0 | 0 | 0 | 0 | 0 | 0 | 0 | 0 | 0 | 0 | 0 | 0 | 0 | 0 | 0
Industrial Sector Energy Related Emissions before CCS[biomass if,other metals 242,OC] | NoSettings | 0 | 0 | 0 | 0 | 0 | 0 | 0 | 0 | 0 | 0 | 0 | 0 | 0 | 0 | 0 | 0 | 0 | 0 | 0 | 0 | 0 | 0 | 0 | 0 | 0 | 0 | 0 | 0 | 0 | 0 | 0
Industrial Sector Energy Related Emissions before CCS[biomass if,other metals 242,CH4] | NoSettings | 0 | 0 | 0 | 0 | 0 | 0 | 0 | 0 | 0 | 0 | 0 | 0 | 0 | 0 | 0 | 0 | 0 | 0 | 0 | 0 | 0 | 0 | 0 | 0 | 0 | 0 | 0 | 0 | 0 | 0 | 0
Industrial Sector Energy Related Emissions before CCS[biomass if,other metals 242,N2O] | NoSettings | 0 | 0 | 0 | 0 | 0 | 0 | 0 | 0 | 0 | 0 | 0 | 0 | 0 | 0 | 0 | 0 | 0 | 0 | 0 | 0 | 0 | 0 | 0 | 0 | 0 | 0 | 0 | 0 | 0 | 0 | 0
Industrial Sector Energy Related Emissions before CCS[biomass if,other metals 242,F gases] | NoSettings | 0 | 0 | 0 | 0 | 0 | 0 | 0 | 0 | 0 | 0 | 0 | 0 | 0 | 0 | 0 | 0 | 0 | 0 | 0 | 0 | 0 | 0 | 0 | 0 | 0 | 0 | 0 | 0 | 0 | 0 | 0
Industrial Sector Energy Related Emissions before CCS[biomass if,metal products except machinery and vehicles 25,CO2] | NoSettings | 0 | 0 | 0 | 0 | 0 | 0 | 0 | 0 | 0 | 0 | 0 | 0 | 0 | 0 | 0 | 0 | 0 | 0 | 0 | 0 | 0 | 0 | 0 | 0 | 0 | 0 | 0 | 0 | 0 | 0 | 0
Industrial Sector Energy Related Emissions before CCS[biomass if,metal products except machinery and vehicles 25,VOC] | NoSettings | 0 | 0 | 0 | 0 | 0 | 0 | 0 | 0 | 0 | 0 | 0 | 0 | 0 | 0 | 0 | 0 | 0 | 0 | 0 | 0 | 0 | 0 | 0 | 0 | 0 | 0 | 0 | 0 | 0 | 0 | 0
Industrial Sector Energy Related Emissions before CCS[biomass if,metal products except machinery and vehicles 25,CO] | NoSettings | 0 | 0 | 0 | 0 | 0 | 0 | 0 | 0 | 0 | 0 | 0 | 0 | 0 | 0 | 0 | 0 | 0 | 0 | 0 | 0 | 0 | 0 | 0 | 0 | 0 | 0 | 0 | 0 | 0 | 0 | 0
Industrial Sector Energy Related Emissions before CCS[biomass if,metal products except machinery and vehicles 25,NOx] | NoSettings | 0 | 0 | 0 | 0 | 0 | 0 | 0 | 0 | 0 | 0 | 0 | 0 | 0 | 0 | 0 | 0 | 0 | 0 | 0 | 0 | 0 | 0 | 0 | 0 | 0 | 0 | 0 | 0 | 0 | 0 | 0
Industrial Sector Energy Related Emissions before CCS[biomass if,metal products except machinery and vehicles 25,PM10] | NoSettings | 0 | 0 | 0 | 0 | 0 | 0 | 0 | 0 | 0 | 0 | 0 | 0 | 0 | 0 | 0 | 0 | 0 | 0 | 0 | 0 | 0 | 0 | 0 | 0 | 0 | 0 | 0 | 0 | 0 | 0 | 0
Industrial Sector Energy Related Emissions before CCS[biomass if,metal products except machinery and vehicles 25,PM25] | NoSettings | 0 | 0 | 0 | 0 | 0 | 0 | 0 | 0 | 0 | 0 | 0 | 0 | 0 | 0 | 0 | 0 | 0 | 0 | 0 | 0 | 0 | 0 | 0 | 0 | 0 | 0 | 0 | 0 | 0 | 0 | 0
Industrial Sector Energy Related Emissions before CCS[biomass if,metal products except machinery and vehicles 25,SOx] | NoSettings | 0 | 0 | 0 | 0 | 0 | 0 | 0 | 0 | 0 | 0 | 0 | 0 | 0 | 0 | 0 | 0 | 0 | 0 | 0 | 0 | 0 | 0 | 0 | 0 | 0 | 0 | 0 | 0 | 0 | 0 | 0
Industrial Sector Energy Related Emissions before CCS[biomass if,metal products except machinery and vehicles 25,BC] | NoSettings | 0 | 0 | 0 | 0 | 0 | 0 | 0 | 0 | 0 | 0 | 0 | 0 | 0 | 0 | 0 | 0 | 0 | 0 | 0 | 0 | 0 | 0 | 0 | 0 | 0 | 0 | 0 | 0 | 0 | 0 | 0
Industrial Sector Energy Related Emissions before CCS[biomass if,metal products except machinery and vehicles 25,OC] | NoSettings | 0 | 0 | 0 | 0 | 0 | 0 | 0 | 0 | 0 | 0 | 0 | 0 | 0 | 0 | 0 | 0 | 0 | 0 | 0 | 0 | 0 | 0 | 0 | 0 | 0 | 0 | 0 | 0 | 0 | 0 | 0
Industrial Sector Energy Related Emissions before CCS[biomass if,metal products except machinery and vehicles 25,CH4] | NoSettings | 0 | 0 | 0 | 0 | 0 | 0 | 0 | 0 | 0 | 0 | 0 | 0 | 0 | 0 | 0 | 0 | 0 | 0 | 0 | 0 | 0 | 0 | 0 | 0 | 0 | 0 | 0 | 0 | 0 | 0 | 0
Industrial Sector Energy Related Emissions before CCS[biomass if,metal products except machinery and vehicles 25,N2O] | NoSettings | 0 | 0 | 0 | 0 | 0 | 0 | 0 | 0 | 0 | 0 | 0 | 0 | 0 | 0 | 0 | 0 | 0 | 0 | 0 | 0 | 0 | 0 | 0 | 0 | 0 | 0 | 0 | 0 | 0 | 0 | 0
Industrial Sector Energy Related Emissions before CCS[biomass if,metal products except machinery and vehicles 25,F gases] | NoSettings | 0 | 0 | 0 | 0 | 0 | 0 | 0 | 0 | 0 | 0 | 0 | 0 | 0 | 0 | 0 | 0 | 0 | 0 | 0 | 0 | 0 | 0 | 0 | 0 | 0 | 0 | 0 | 0 | 0 | 0 | 0
Industrial Sector Energy Related Emissions before CCS[biomass if,computers and electronics 26,CO2] | NoSettings | 0 | 0 | 0 | 0 | 0 | 0 | 0 | 0 | 0 | 0 | 0 | 0 | 0 | 0 | 0 | 0 | 0 | 0 | 0 | 0 | 0 | 0 | 0 | 0 | 0 | 0 | 0 | 0 | 0 | 0 | 0
Industrial Sector Energy Related Emissions before CCS[biomass if,computers and electronics 26,VOC] | NoSettings | 0 | 0 | 0 | 0 | 0 | 0 | 0 | 0 | 0 | 0 | 0 | 0 | 0 | 0 | 0 | 0 | 0 | 0 | 0 | 0 | 0 | 0 | 0 | 0 | 0 | 0 | 0 | 0 | 0 | 0 | 0
Industrial Sector Energy Related Emissions before CCS[biomass if,computers and electronics 26,CO] | NoSettings | 0 | 0 | 0 | 0 | 0 | 0 | 0 | 0 | 0 | 0 | 0 | 0 | 0 | 0 | 0 | 0 | 0 | 0 | 0 | 0 | 0 | 0 | 0 | 0 | 0 | 0 | 0 | 0 | 0 | 0 | 0
Industrial Sector Energy Related Emissions before CCS[biomass if,computers and electronics 26,NOx] | NoSettings | 0 | 0 | 0 | 0 | 0 | 0 | 0 | 0 | 0 | 0 | 0 | 0 | 0 | 0 | 0 | 0 | 0 | 0 | 0 | 0 | 0 | 0 | 0 | 0 | 0 | 0 | 0 | 0 | 0 | 0 | 0
Industrial Sector Energy Related Emissions before CCS[biomass if,computers and electronics 26,PM10] | NoSettings | 0 | 0 | 0 | 0 | 0 | 0 | 0 | 0 | 0 | 0 | 0 | 0 | 0 | 0 | 0 | 0 | 0 | 0 | 0 | 0 | 0 | 0 | 0 | 0 | 0 | 0 | 0 | 0 | 0 | 0 | 0
Industrial Sector Energy Related Emissions before CCS[biomass if,computers and electronics 26,PM25] | NoSettings | 0 | 0 | 0 | 0 | 0 | 0 | 0 | 0 | 0 | 0 | 0 | 0 | 0 | 0 | 0 | 0 | 0 | 0 | 0 | 0 | 0 | 0 | 0 | 0 | 0 | 0 | 0 | 0 | 0 | 0 | 0
Industrial Sector Energy Related Emissions before CCS[biomass if,computers and electronics 26,SOx] | NoSettings | 0 | 0 | 0 | 0 | 0 | 0 | 0 | 0 | 0 | 0 | 0 | 0 | 0 | 0 | 0 | 0 | 0 | 0 | 0 | 0 | 0 | 0 | 0 | 0 | 0 | 0 | 0 | 0 | 0 | 0 | 0
Industrial Sector Energy Related Emissions before CCS[biomass if,computers and electronics 26,BC] | NoSettings | 0 | 0 | 0 | 0 | 0 | 0 | 0 | 0 | 0 | 0 | 0 | 0 | 0 | 0 | 0 | 0 | 0 | 0 | 0 | 0 | 0 | 0 | 0 | 0 | 0 | 0 | 0 | 0 | 0 | 0 | 0
Industrial Sector Energy Related Emissions before CCS[biomass if,computers and electronics 26,OC] | NoSettings | 0 | 0 | 0 | 0 | 0 | 0 | 0 | 0 | 0 | 0 | 0 | 0 | 0 | 0 | 0 | 0 | 0 | 0 | 0 | 0 | 0 | 0 | 0 | 0 | 0 | 0 | 0 | 0 | 0 | 0 | 0
Industrial Sector Energy Related Emissions before CCS[biomass if,computers and electronics 26,CH4] | NoSettings | 0 | 0 | 0 | 0 | 0 | 0 | 0 | 0 | 0 | 0 | 0 | 0 | 0 | 0 | 0 | 0 | 0 | 0 | 0 | 0 | 0 | 0 | 0 | 0 | 0 | 0 | 0 | 0 | 0 | 0 | 0
Industrial Sector Energy Related Emissions before CCS[biomass if,computers and electronics 26,N2O] | NoSettings | 0 | 0 | 0 | 0 | 0 | 0 | 0 | 0 | 0 | 0 | 0 | 0 | 0 | 0 | 0 | 0 | 0 | 0 | 0 | 0 | 0 | 0 | 0 | 0 | 0 | 0 | 0 | 0 | 0 | 0 | 0
Industrial Sector Energy Related Emissions before CCS[biomass if,computers and electronics 26,F gases] | NoSettings | 0 | 0 | 0 | 0 | 0 | 0 | 0 | 0 | 0 | 0 | 0 | 0 | 0 | 0 | 0 | 0 | 0 | 0 | 0 | 0 | 0 | 0 | 0 | 0 | 0 | 0 | 0 | 0 | 0 | 0 | 0
Industrial Sector Energy Related Emissions before CCS[biomass if,appliances and electrical equipment 27,CO2] | NoSettings | 0 | 0 | 0 | 0 | 0 | 0 | 0 | 0 | 0 | 0 | 0 | 0 | 0 | 0 | 0 | 0 | 0 | 0 | 0 | 0 | 0 | 0 | 0 | 0 | 0 | 0 | 0 | 0 | 0 | 0 | 0
Industrial Sector Energy Related Emissions before CCS[biomass if,appliances and electrical equipment 27,VOC] | NoSettings | 0 | 0 | 0 | 0 | 0 | 0 | 0 | 0 | 0 | 0 | 0 | 0 | 0 | 0 | 0 | 0 | 0 | 0 | 0 | 0 | 0 | 0 | 0 | 0 | 0 | 0 | 0 | 0 | 0 | 0 | 0
Industrial Sector Energy Related Emissions before CCS[biomass if,appliances and electrical equipment 27,CO] | NoSettings | 0 | 0 | 0 | 0 | 0 | 0 | 0 | 0 | 0 | 0 | 0 | 0 | 0 | 0 | 0 | 0 | 0 | 0 | 0 | 0 | 0 | 0 | 0 | 0 | 0 | 0 | 0 | 0 | 0 | 0 | 0
Industrial Sector Energy Related Emissions before CCS[biomass if,appliances and electrical equipment 27,NOx] | NoSettings | 0 | 0 | 0 | 0 | 0 | 0 | 0 | 0 | 0 | 0 | 0 | 0 | 0 | 0 | 0 | 0 | 0 | 0 | 0 | 0 | 0 | 0 | 0 | 0 | 0 | 0 | 0 | 0 | 0 | 0 | 0
Industrial Sector Energy Related Emissions before CCS[biomass if,appliances and electrical equipment 27,PM10] | NoSettings | 0 | 0 | 0 | 0 | 0 | 0 | 0 | 0 | 0 | 0 | 0 | 0 | 0 | 0 | 0 | 0 | 0 | 0 | 0 | 0 | 0 | 0 | 0 | 0 | 0 | 0 | 0 | 0 | 0 | 0 | 0
Industrial Sector Energy Related Emissions before CCS[biomass if,appliances and electrical equipment 27,PM25] | NoSettings | 0 | 0 | 0 | 0 | 0 | 0 | 0 | 0 | 0 | 0 | 0 | 0 | 0 | 0 | 0 | 0 | 0 | 0 | 0 | 0 | 0 | 0 | 0 | 0 | 0 | 0 | 0 | 0 | 0 | 0 | 0
Industrial Sector Energy Related Emissions before CCS[biomass if,appliances and electrical equipment 27,SOx] | NoSettings | 0 | 0 | 0 | 0 | 0 | 0 | 0 | 0 | 0 | 0 | 0 | 0 | 0 | 0 | 0 | 0 | 0 | 0 | 0 | 0 | 0 | 0 | 0 | 0 | 0 | 0 | 0 | 0 | 0 | 0 | 0
Industrial Sector Energy Related Emissions before CCS[biomass if,appliances and electrical equipment 27,BC] | NoSettings | 0 | 0 | 0 | 0 | 0 | 0 | 0 | 0 | 0 | 0 | 0 | 0 | 0 | 0 | 0 | 0 | 0 | 0 | 0 | 0 | 0 | 0 | 0 | 0 | 0 | 0 | 0 | 0 | 0 | 0 | 0
Industrial Sector Energy Related Emissions before CCS[biomass if,appliances and electrical equipment 27,OC] | NoSettings | 0 | 0 | 0 | 0 | 0 | 0 | 0 | 0 | 0 | 0 | 0 | 0 | 0 | 0 | 0 | 0 | 0 | 0 | 0 | 0 | 0 | 0 | 0 | 0 | 0 | 0 | 0 | 0 | 0 | 0 | 0
Industrial Sector Energy Related Emissions before CCS[biomass if,appliances and electrical equipment 27,CH4] | NoSettings | 0 | 0 | 0 | 0 | 0 | 0 | 0 | 0 | 0 | 0 | 0 | 0 | 0 | 0 | 0 | 0 | 0 | 0 | 0 | 0 | 0 | 0 | 0 | 0 | 0 | 0 | 0 | 0 | 0 | 0 | 0
Industrial Sector Energy Related Emissions before CCS[biomass if,appliances and electrical equipment 27,N2O] | NoSettings | 0 | 0 | 0 | 0 | 0 | 0 | 0 | 0 | 0 | 0 | 0 | 0 | 0 | 0 | 0 | 0 | 0 | 0 | 0 | 0 | 0 | 0 | 0 | 0 | 0 | 0 | 0 | 0 | 0 | 0 | 0
Industrial Sector Energy Related Emissions before CCS[biomass if,appliances and electrical equipment 27,F gases] | NoSettings | 0 | 0 | 0 | 0 | 0 | 0 | 0 | 0 | 0 | 0 | 0 | 0 | 0 | 0 | 0 | 0 | 0 | 0 | 0 | 0 | 0 | 0 | 0 | 0 | 0 | 0 | 0 | 0 | 0 | 0 | 0
Industrial Sector Energy Related Emissions before CCS[biomass if,other machinery 28,CO2] | NoSettings | 0 | 0 | 0 | 0 | 0 | 0 | 0 | 0 | 0 | 0 | 0 | 0 | 0 | 0 | 0 | 0 | 0 | 0 | 0 | 0 | 0 | 0 | 0 | 0 | 0 | 0 | 0 | 0 | 0 | 0 | 0
Industrial Sector Energy Related Emissions before CCS[biomass if,other machinery 28,VOC] | NoSettings | 0 | 0 | 0 | 0 | 0 | 0 | 0 | 0 | 0 | 0 | 0 | 0 | 0 | 0 | 0 | 0 | 0 | 0 | 0 | 0 | 0 | 0 | 0 | 0 | 0 | 0 | 0 | 0 | 0 | 0 | 0
Industrial Sector Energy Related Emissions before CCS[biomass if,other machinery 28,CO] | NoSettings | 0 | 0 | 0 | 0 | 0 | 0 | 0 | 0 | 0 | 0 | 0 | 0 | 0 | 0 | 0 | 0 | 0 | 0 | 0 | 0 | 0 | 0 | 0 | 0 | 0 | 0 | 0 | 0 | 0 | 0 | 0
Industrial Sector Energy Related Emissions before CCS[biomass if,other machinery 28,NOx] | NoSettings | 0 | 0 | 0 | 0 | 0 | 0 | 0 | 0 | 0 | 0 | 0 | 0 | 0 | 0 | 0 | 0 | 0 | 0 | 0 | 0 | 0 | 0 | 0 | 0 | 0 | 0 | 0 | 0 | 0 | 0 | 0
Industrial Sector Energy Related Emissions before CCS[biomass if,other machinery 28,PM10] | NoSettings | 0 | 0 | 0 | 0 | 0 | 0 | 0 | 0 | 0 | 0 | 0 | 0 | 0 | 0 | 0 | 0 | 0 | 0 | 0 | 0 | 0 | 0 | 0 | 0 | 0 | 0 | 0 | 0 | 0 | 0 | 0
Industrial Sector Energy Related Emissions before CCS[biomass if,other machinery 28,PM25] | NoSettings | 0 | 0 | 0 | 0 | 0 | 0 | 0 | 0 | 0 | 0 | 0 | 0 | 0 | 0 | 0 | 0 | 0 | 0 | 0 | 0 | 0 | 0 | 0 | 0 | 0 | 0 | 0 | 0 | 0 | 0 | 0
Industrial Sector Energy Related Emissions before CCS[biomass if,other machinery 28,SOx] | NoSettings | 0 | 0 | 0 | 0 | 0 | 0 | 0 | 0 | 0 | 0 | 0 | 0 | 0 | 0 | 0 | 0 | 0 | 0 | 0 | 0 | 0 | 0 | 0 | 0 | 0 | 0 | 0 | 0 | 0 | 0 | 0
Industrial Sector Energy Related Emissions before CCS[biomass if,other machinery 28,BC] | NoSettings | 0 | 0 | 0 | 0 | 0 | 0 | 0 | 0 | 0 | 0 | 0 | 0 | 0 | 0 | 0 | 0 | 0 | 0 | 0 | 0 | 0 | 0 | 0 | 0 | 0 | 0 | 0 | 0 | 0 | 0 | 0
Industrial Sector Energy Related Emissions before CCS[biomass if,other machinery 28,OC] | NoSettings | 0 | 0 | 0 | 0 | 0 | 0 | 0 | 0 | 0 | 0 | 0 | 0 | 0 | 0 | 0 | 0 | 0 | 0 | 0 | 0 | 0 | 0 | 0 | 0 | 0 | 0 | 0 | 0 | 0 | 0 | 0
Industrial Sector Energy Related Emissions before CCS[biomass if,other machinery 28,CH4] | NoSettings | 0 | 0 | 0 | 0 | 0 | 0 | 0 | 0 | 0 | 0 | 0 | 0 | 0 | 0 | 0 | 0 | 0 | 0 | 0 | 0 | 0 | 0 | 0 | 0 | 0 | 0 | 0 | 0 | 0 | 0 | 0
Industrial Sector Energy Related Emissions before CCS[biomass if,other machinery 28,N2O] | NoSettings | 0 | 0 | 0 | 0 | 0 | 0 | 0 | 0 | 0 | 0 | 0 | 0 | 0 | 0 | 0 | 0 | 0 | 0 | 0 | 0 | 0 | 0 | 0 | 0 | 0 | 0 | 0 | 0 | 0 | 0 | 0
Industrial Sector Energy Related Emissions before CCS[biomass if,other machinery 28,F gases] | NoSettings | 0 | 0 | 0 | 0 | 0 | 0 | 0 | 0 | 0 | 0 | 0 | 0 | 0 | 0 | 0 | 0 | 0 | 0 | 0 | 0 | 0 | 0 | 0 | 0 | 0 | 0 | 0 | 0 | 0 | 0 | 0
Industrial Sector Energy Related Emissions before CCS[biomass if,road vehicles 29,CO2] | NoSettings | 0 | 0 | 0 | 0 | 0 | 0 | 0 | 0 | 0 | 0 | 0 | 0 | 0 | 0 | 0 | 0 | 0 | 0 | 0 | 0 | 0 | 0 | 0 | 0 | 0 | 0 | 0 | 0 | 0 | 0 | 0
Industrial Sector Energy Related Emissions before CCS[biomass if,road vehicles 29,VOC] | NoSettings | 0 | 0 | 0 | 0 | 0 | 0 | 0 | 0 | 0 | 0 | 0 | 0 | 0 | 0 | 0 | 0 | 0 | 0 | 0 | 0 | 0 | 0 | 0 | 0 | 0 | 0 | 0 | 0 | 0 | 0 | 0
Industrial Sector Energy Related Emissions before CCS[biomass if,road vehicles 29,CO] | NoSettings | 0 | 0 | 0 | 0 | 0 | 0 | 0 | 0 | 0 | 0 | 0 | 0 | 0 | 0 | 0 | 0 | 0 | 0 | 0 | 0 | 0 | 0 | 0 | 0 | 0 | 0 | 0 | 0 | 0 | 0 | 0
Industrial Sector Energy Related Emissions before CCS[biomass if,road vehicles 29,NOx] | NoSettings | 0 | 0 | 0 | 0 | 0 | 0 | 0 | 0 | 0 | 0 | 0 | 0 | 0 | 0 | 0 | 0 | 0 | 0 | 0 | 0 | 0 | 0 | 0 | 0 | 0 | 0 | 0 | 0 | 0 | 0 | 0
Industrial Sector Energy Related Emissions before CCS[biomass if,road vehicles 29,PM10] | NoSettings | 0 | 0 | 0 | 0 | 0 | 0 | 0 | 0 | 0 | 0 | 0 | 0 | 0 | 0 | 0 | 0 | 0 | 0 | 0 | 0 | 0 | 0 | 0 | 0 | 0 | 0 | 0 | 0 | 0 | 0 | 0
Industrial Sector Energy Related Emissions before CCS[biomass if,road vehicles 29,PM25] | NoSettings | 0 | 0 | 0 | 0 | 0 | 0 | 0 | 0 | 0 | 0 | 0 | 0 | 0 | 0 | 0 | 0 | 0 | 0 | 0 | 0 | 0 | 0 | 0 | 0 | 0 | 0 | 0 | 0 | 0 | 0 | 0
Industrial Sector Energy Related Emissions before CCS[biomass if,road vehicles 29,SOx] | NoSettings | 0 | 0 | 0 | 0 | 0 | 0 | 0 | 0 | 0 | 0 | 0 | 0 | 0 | 0 | 0 | 0 | 0 | 0 | 0 | 0 | 0 | 0 | 0 | 0 | 0 | 0 | 0 | 0 | 0 | 0 | 0
Industrial Sector Energy Related Emissions before CCS[biomass if,road vehicles 29,BC] | NoSettings | 0 | 0 | 0 | 0 | 0 | 0 | 0 | 0 | 0 | 0 | 0 | 0 | 0 | 0 | 0 | 0 | 0 | 0 | 0 | 0 | 0 | 0 | 0 | 0 | 0 | 0 | 0 | 0 | 0 | 0 | 0
Industrial Sector Energy Related Emissions before CCS[biomass if,road vehicles 29,OC] | NoSettings | 0 | 0 | 0 | 0 | 0 | 0 | 0 | 0 | 0 | 0 | 0 | 0 | 0 | 0 | 0 | 0 | 0 | 0 | 0 | 0 | 0 | 0 | 0 | 0 | 0 | 0 | 0 | 0 | 0 | 0 | 0
Industrial Sector Energy Related Emissions before CCS[biomass if,road vehicles 29,CH4] | NoSettings | 0 | 0 | 0 | 0 | 0 | 0 | 0 | 0 | 0 | 0 | 0 | 0 | 0 | 0 | 0 | 0 | 0 | 0 | 0 | 0 | 0 | 0 | 0 | 0 | 0 | 0 | 0 | 0 | 0 | 0 | 0
Industrial Sector Energy Related Emissions before CCS[biomass if,road vehicles 29,N2O] | NoSettings | 0 | 0 | 0 | 0 | 0 | 0 | 0 | 0 | 0 | 0 | 0 | 0 | 0 | 0 | 0 | 0 | 0 | 0 | 0 | 0 | 0 | 0 | 0 | 0 | 0 | 0 | 0 | 0 | 0 | 0 | 0
Industrial Sector Energy Related Emissions before CCS[biomass if,road vehicles 29,F gases] | NoSettings | 0 | 0 | 0 | 0 | 0 | 0 | 0 | 0 | 0 | 0 | 0 | 0 | 0 | 0 | 0 | 0 | 0 | 0 | 0 | 0 | 0 | 0 | 0 | 0 | 0 | 0 | 0 | 0 | 0 | 0 | 0
Industrial Sector Energy Related Emissions before CCS[biomass if,nonroad vehicles 30,CO2] | NoSettings | 0 | 0 | 0 | 0 | 0 | 0 | 0 | 0 | 0 | 0 | 0 | 0 | 0 | 0 | 0 | 0 | 0 | 0 | 0 | 0 | 0 | 0 | 0 | 0 | 0 | 0 | 0 | 0 | 0 | 0 | 0
Industrial Sector Energy Related Emissions before CCS[biomass if,nonroad vehicles 30,VOC] | NoSettings | 0 | 0 | 0 | 0 | 0 | 0 | 0 | 0 | 0 | 0 | 0 | 0 | 0 | 0 | 0 | 0 | 0 | 0 | 0 | 0 | 0 | 0 | 0 | 0 | 0 | 0 | 0 | 0 | 0 | 0 | 0
Industrial Sector Energy Related Emissions before CCS[biomass if,nonroad vehicles 30,CO] | NoSettings | 0 | 0 | 0 | 0 | 0 | 0 | 0 | 0 | 0 | 0 | 0 | 0 | 0 | 0 | 0 | 0 | 0 | 0 | 0 | 0 | 0 | 0 | 0 | 0 | 0 | 0 | 0 | 0 | 0 | 0 | 0
Industrial Sector Energy Related Emissions before CCS[biomass if,nonroad vehicles 30,NOx] | NoSettings | 0 | 0 | 0 | 0 | 0 | 0 | 0 | 0 | 0 | 0 | 0 | 0 | 0 | 0 | 0 | 0 | 0 | 0 | 0 | 0 | 0 | 0 | 0 | 0 | 0 | 0 | 0 | 0 | 0 | 0 | 0
Industrial Sector Energy Related Emissions before CCS[biomass if,nonroad vehicles 30,PM10] | NoSettings | 0 | 0 | 0 | 0 | 0 | 0 | 0 | 0 | 0 | 0 | 0 | 0 | 0 | 0 | 0 | 0 | 0 | 0 | 0 | 0 | 0 | 0 | 0 | 0 | 0 | 0 | 0 | 0 | 0 | 0 | 0
Industrial Sector Energy Related Emissions before CCS[biomass if,nonroad vehicles 30,PM25] | NoSettings | 0 | 0 | 0 | 0 | 0 | 0 | 0 | 0 | 0 | 0 | 0 | 0 | 0 | 0 | 0 | 0 | 0 | 0 | 0 | 0 | 0 | 0 | 0 | 0 | 0 | 0 | 0 | 0 | 0 | 0 | 0
Industrial Sector Energy Related Emissions before CCS[biomass if,nonroad vehicles 30,SOx] | NoSettings | 0 | 0 | 0 | 0 | 0 | 0 | 0 | 0 | 0 | 0 | 0 | 0 | 0 | 0 | 0 | 0 | 0 | 0 | 0 | 0 | 0 | 0 | 0 | 0 | 0 | 0 | 0 | 0 | 0 | 0 | 0
Industrial Sector Energy Related Emissions before CCS[biomass if,nonroad vehicles 30,BC] | NoSettings | 0 | 0 | 0 | 0 | 0 | 0 | 0 | 0 | 0 | 0 | 0 | 0 | 0 | 0 | 0 | 0 | 0 | 0 | 0 | 0 | 0 | 0 | 0 | 0 | 0 | 0 | 0 | 0 | 0 | 0 | 0
Industrial Sector Energy Related Emissions before CCS[biomass if,nonroad vehicles 30,OC] | NoSettings | 0 | 0 | 0 | 0 | 0 | 0 | 0 | 0 | 0 | 0 | 0 | 0 | 0 | 0 | 0 | 0 | 0 | 0 | 0 | 0 | 0 | 0 | 0 | 0 | 0 | 0 | 0 | 0 | 0 | 0 | 0
Industrial Sector Energy Related Emissions before CCS[biomass if,nonroad vehicles 30,CH4] | NoSettings | 0 | 0 | 0 | 0 | 0 | 0 | 0 | 0 | 0 | 0 | 0 | 0 | 0 | 0 | 0 | 0 | 0 | 0 | 0 | 0 | 0 | 0 | 0 | 0 | 0 | 0 | 0 | 0 | 0 | 0 | 0
Industrial Sector Energy Related Emissions before CCS[biomass if,nonroad vehicles 30,N2O] | NoSettings | 0 | 0 | 0 | 0 | 0 | 0 | 0 | 0 | 0 | 0 | 0 | 0 | 0 | 0 | 0 | 0 | 0 | 0 | 0 | 0 | 0 | 0 | 0 | 0 | 0 | 0 | 0 | 0 | 0 | 0 | 0
Industrial Sector Energy Related Emissions before CCS[biomass if,nonroad vehicles 30,F gases] | NoSettings | 0 | 0 | 0 | 0 | 0 | 0 | 0 | 0 | 0 | 0 | 0 | 0 | 0 | 0 | 0 | 0 | 0 | 0 | 0 | 0 | 0 | 0 | 0 | 0 | 0 | 0 | 0 | 0 | 0 | 0 | 0
Industrial Sector Energy Related Emissions before CCS[biomass if,other manufacturing 31T33,CO2] | NoSettings | 0 | 0 | 0 | 0 | 0 | 0 | 0 | 0 | 0 | 0 | 0 | 0 | 0 | 0 | 0 | 0 | 0 | 0 | 0 | 0 | 0 | 0 | 0 | 0 | 0 | 0 | 0 | 0 | 0 | 0 | 0
Industrial Sector Energy Related Emissions before CCS[biomass if,other manufacturing 31T33,VOC] | NoSettings | 0 | 0 | 0 | 0 | 0 | 0 | 0 | 0 | 0 | 0 | 0 | 0 | 0 | 0 | 0 | 0 | 0 | 0 | 0 | 0 | 0 | 0 | 0 | 0 | 0 | 0 | 0 | 0 | 0 | 0 | 0
Industrial Sector Energy Related Emissions before CCS[biomass if,other manufacturing 31T33,CO] | NoSettings | 0 | 0 | 0 | 0 | 0 | 0 | 0 | 0 | 0 | 0 | 0 | 0 | 0 | 0 | 0 | 0 | 0 | 0 | 0 | 0 | 0 | 0 | 0 | 0 | 0 | 0 | 0 | 0 | 0 | 0 | 0
Industrial Sector Energy Related Emissions before CCS[biomass if,other manufacturing 31T33,NOx] | NoSettings | 0 | 0 | 0 | 0 | 0 | 0 | 0 | 0 | 0 | 0 | 0 | 0 | 0 | 0 | 0 | 0 | 0 | 0 | 0 | 0 | 0 | 0 | 0 | 0 | 0 | 0 | 0 | 0 | 0 | 0 | 0
Industrial Sector Energy Related Emissions before CCS[biomass if,other manufacturing 31T33,PM10] | NoSettings | 0 | 0 | 0 | 0 | 0 | 0 | 0 | 0 | 0 | 0 | 0 | 0 | 0 | 0 | 0 | 0 | 0 | 0 | 0 | 0 | 0 | 0 | 0 | 0 | 0 | 0 | 0 | 0 | 0 | 0 | 0
Industrial Sector Energy Related Emissions before CCS[biomass if,other manufacturing 31T33,PM25] | NoSettings | 0 | 0 | 0 | 0 | 0 | 0 | 0 | 0 | 0 | 0 | 0 | 0 | 0 | 0 | 0 | 0 | 0 | 0 | 0 | 0 | 0 | 0 | 0 | 0 | 0 | 0 | 0 | 0 | 0 | 0 | 0
Industrial Sector Energy Related Emissions before CCS[biomass if,other manufacturing 31T33,SOx] | NoSettings | 0 | 0 | 0 | 0 | 0 | 0 | 0 | 0 | 0 | 0 | 0 | 0 | 0 | 0 | 0 | 0 | 0 | 0 | 0 | 0 | 0 | 0 | 0 | 0 | 0 | 0 | 0 | 0 | 0 | 0 | 0
Industrial Sector Energy Related Emissions before CCS[biomass if,other manufacturing 31T33,BC] | NoSettings | 0 | 0 | 0 | 0 | 0 | 0 | 0 | 0 | 0 | 0 | 0 | 0 | 0 | 0 | 0 | 0 | 0 | 0 | 0 | 0 | 0 | 0 | 0 | 0 | 0 | 0 | 0 | 0 | 0 | 0 | 0
Industrial Sector Energy Related Emissions before CCS[biomass if,other manufacturing 31T33,OC] | NoSettings | 0 | 0 | 0 | 0 | 0 | 0 | 0 | 0 | 0 | 0 | 0 | 0 | 0 | 0 | 0 | 0 | 0 | 0 | 0 | 0 | 0 | 0 | 0 | 0 | 0 | 0 | 0 | 0 | 0 | 0 | 0
Industrial Sector Energy Related Emissions before CCS[biomass if,other manufacturing 31T33,CH4] | NoSettings | 0 | 0 | 0 | 0 | 0 | 0 | 0 | 0 | 0 | 0 | 0 | 0 | 0 | 0 | 0 | 0 | 0 | 0 | 0 | 0 | 0 | 0 | 0 | 0 | 0 | 0 | 0 | 0 | 0 | 0 | 0
Industrial Sector Energy Related Emissions before CCS[biomass if,other manufacturing 31T33,N2O] | NoSettings | 0 | 0 | 0 | 0 | 0 | 0 | 0 | 0 | 0 | 0 | 0 | 0 | 0 | 0 | 0 | 0 | 0 | 0 | 0 | 0 | 0 | 0 | 0 | 0 | 0 | 0 | 0 | 0 | 0 | 0 | 0
Industrial Sector Energy Related Emissions before CCS[biomass if,other manufacturing 31T33,F gases] | NoSettings | 0 | 0 | 0 | 0 | 0 | 0 | 0 | 0 | 0 | 0 | 0 | 0 | 0 | 0 | 0 | 0 | 0 | 0 | 0 | 0 | 0 | 0 | 0 | 0 | 0 | 0 | 0 | 0 | 0 | 0 | 0
Industrial Sector Energy Related Emissions before CCS[biomass if,energy pipelines and gas processing 352T353,CO2] | NoSettings | 0 | 0 | 0 | 0 | 0 | 0 | 0 | 0 | 0 | 0 | 0 | 0 | 0 | 0 | 0 | 0 | 0 | 0 | 0 | 0 | 0 | 0 | 0 | 0 | 0 | 0 | 0 | 0 | 0 | 0 | 0
Industrial Sector Energy Related Emissions before CCS[biomass if,energy pipelines and gas processing 352T353,VOC] | NoSettings | 0 | 411.298 | 435.948 | 438.445 | 410.412 | 379.26 | 352.507 | 352.022 | 350.21 | 350.878 | 343.569 | 336.152 | 342.398 | 346.453 | 351.794 | 356.608 | 362.05 | 357.837 | 349.184 | 342.751 | 336.845 | 331.68 | 328.153 | 325.429 | 320.39 | 318.853 | 315.27 | 315.81 | 315.293 | 315.571 | 316.855
Industrial Sector Energy Related Emissions before CCS[biomass if,energy pipelines and gas processing 352T353,CO] | NoSettings | 0 | 6521.9 | 6912.79 | 6952.38 | 6507.85 | 6013.88 | 5589.66 | 5581.98 | 5553.25 | 5563.84 | 5447.93 | 5330.32 | 5429.37 | 5493.68 | 5578.35 | 5654.69 | 5740.99 | 5674.18 | 5536.97 | 5434.96 | 5341.32 | 5259.42 | 5203.48 | 5160.3 | 5080.39 | 5056.03 | 4999.2 | 5007.77 | 4999.56 | 5003.98 | 5024.33
Industrial Sector Energy Related Emissions before CCS[biomass if,energy pipelines and gas processing 352T353,NOx] | NoSettings | 0 | 42945.8 | 45519.7 | 45780.4 | 42853.3 | 39600.5 | 36807.1 | 36756.5 | 36567.4 | 36637.1 | 35873.9 | 35099.4 | 35751.6 | 36175.1 | 36732.7 | 37235.3 | 37803.6 | 37363.7 | 36460.1 | 35788.4 | 35171.8 | 34632.5 | 34264.2 | 33979.8 | 33453.7 | 33293.2 | 32919 | 32975.5 | 32921.4 | 32950.5 | 33084.5
Industrial Sector Energy Related Emissions before CCS[biomass if,energy pipelines and gas processing 352T353,PM10] | NoSettings | 0 | 959.694 | 1017.21 | 1023.04 | 957.627 | 884.939 | 822.515 | 821.385 | 817.158 | 818.716 | 801.66 | 784.354 | 798.93 | 808.391 | 820.852 | 832.084 | 844.784 | 834.953 | 814.762 | 799.751 | 785.972 | 773.92 | 765.689 | 759.335 | 747.577 | 743.991 | 735.629 | 736.891 | 735.683 | 736.333 | 739.328
Industrial Sector Energy Related Emissions before CCS[biomass if,energy pipelines and gas processing 352T353,PM25] | NoSettings | 0 | 847.718 | 898.525 | 903.672 | 845.892 | 781.685 | 726.545 | 725.547 | 721.813 | 723.189 | 708.123 | 692.836 | 705.711 | 714.069 | 725.075 | 734.998 | 746.215 | 737.531 | 719.696 | 706.437 | 694.265 | 683.62 | 676.349 | 670.737 | 660.35 | 657.183 | 649.797 | 650.911 | 649.844 | 650.418 | 653.064
Industrial Sector Energy Related Emissions before CCS[biomass if,energy pipelines and gas processing 352T353,SOx] | NoSettings | 0 | 29093 | 30836.7 | 31013.3 | 29030.4 | 26826.8 | 24934.5 | 24900.2 | 24772 | 24819.3 | 24302.2 | 23777.6 | 24219.5 | 24506.3 | 24884 | 25224.5 | 25609.5 | 25311.5 | 24699.4 | 24244.4 | 23826.6 | 23461.3 | 23211.8 | 23019.2 | 22662.7 | 22554 | 22300.5 | 22338.8 | 22302.1 | 22321.8 | 22412.6
Industrial Sector Energy Related Emissions before CCS[biomass if,energy pipelines and gas processing 352T353,BC] | NoSettings | 0 | 117.001 | 124.013 | 124.724 | 116.749 | 107.887 | 100.277 | 100.139 | 99.6236 | 99.8136 | 97.7342 | 95.6243 | 97.4013 | 98.5548 | 100.074 | 101.443 | 102.992 | 101.793 | 99.3315 | 97.5015 | 95.8216 | 94.3523 | 93.3488 | 92.5742 | 91.1407 | 90.7035 | 89.6841 | 89.8379 | 89.6906 | 89.7698 | 90.1349
Industrial Sector Energy Related Emissions before CCS[biomass if,energy pipelines and gas processing 352T353,OC] | NoSettings | 0 | 276.352 | 292.915 | 294.592 | 275.756 | 254.825 | 236.85 | 236.525 | 235.307 | 235.756 | 230.845 | 225.861 | 230.058 | 232.783 | 236.371 | 239.605 | 243.262 | 240.432 | 234.617 | 230.295 | 226.327 | 222.857 | 220.486 | 218.657 | 215.271 | 214.238 | 211.83 | 212.194 | 211.846 | 212.033 | 212.895
Industrial Sector Energy Related Emissions before CCS[biomass if,energy pipelines and gas processing 352T353,CH4] | NoSettings | 0 | 0 | 0 | 0 | 0 | 0 | 0 | 0 | 0 | 0 | 0 | 0 | 0 | 0 | 0 | 0 | 0 | 0 | 0 | 0 | 0 | 0 | 0 | 0 | 0 | 0 | 0 | 0 | 0 | 0 | 0
Industrial Sector Energy Related Emissions before CCS[biomass if,energy pipelines and gas processing 352T353,N2O] | NoSettings | 0 | 0 | 0 | 0 | 0 | 0 | 0 | 0 | 0 | 0 | 0 | 0 | 0 | 0 | 0 | 0 | 0 | 0 | 0 | 0 | 0 | 0 | 0 | 0 | 0 | 0 | 0 | 0 | 0 | 0 | 0
Industrial Sector Energy Related Emissions before CCS[biomass if,energy pipelines and gas processing 352T353,F gases] | NoSettings | 0 | 0 | 0 | 0 | 0 | 0 | 0 | 0 | 0 | 0 | 0 | 0 | 0 | 0 | 0 | 0 | 0 | 0 | 0 | 0 | 0 | 0 | 0 | 0 | 0 | 0 | 0 | 0 | 0 | 0 | 0
Industrial Sector Energy Related Emissions before CCS[biomass if,water and waste 36T39,CO2] | NoSettings | 0 | 0 | 0 | 0 | 0 | 0 | 0 | 0 | 0 | 0 | 0 | 0 | 0 | 0 | 0 | 0 | 0 | 0 | 0 | 0 | 0 | 0 | 0 | 0 | 0 | 0 | 0 | 0 | 0 | 0 | 0
Industrial Sector Energy Related Emissions before CCS[biomass if,water and waste 36T39,VOC] | NoSettings | 0 | 0 | 0 | 0 | 0 | 0 | 0 | 0 | 0 | 0 | 0 | 0 | 0 | 0 | 0 | 0 | 0 | 0 | 0 | 0 | 0 | 0 | 0 | 0 | 0 | 0 | 0 | 0 | 0 | 0 | 0
Industrial Sector Energy Related Emissions before CCS[biomass if,water and waste 36T39,CO] | NoSettings | 0 | 0 | 0 | 0 | 0 | 0 | 0 | 0 | 0 | 0 | 0 | 0 | 0 | 0 | 0 | 0 | 0 | 0 | 0 | 0 | 0 | 0 | 0 | 0 | 0 | 0 | 0 | 0 | 0 | 0 | 0
Industrial Sector Energy Related Emissions before CCS[biomass if,water and waste 36T39,NOx] | NoSettings | 0 | 0 | 0 | 0 | 0 | 0 | 0 | 0 | 0 | 0 | 0 | 0 | 0 | 0 | 0 | 0 | 0 | 0 | 0 | 0 | 0 | 0 | 0 | 0 | 0 | 0 | 0 | 0 | 0 | 0 | 0
Industrial Sector Energy Related Emissions before CCS[biomass if,water and waste 36T39,PM10] | NoSettings | 0 | 0 | 0 | 0 | 0 | 0 | 0 | 0 | 0 | 0 | 0 | 0 | 0 | 0 | 0 | 0 | 0 | 0 | 0 | 0 | 0 | 0 | 0 | 0 | 0 | 0 | 0 | 0 | 0 | 0 | 0
Industrial Sector Energy Related Emissions before CCS[biomass if,water and waste 36T39,PM25] | NoSettings | 0 | 0 | 0 | 0 | 0 | 0 | 0 | 0 | 0 | 0 | 0 | 0 | 0 | 0 | 0 | 0 | 0 | 0 | 0 | 0 | 0 | 0 | 0 | 0 | 0 | 0 | 0 | 0 | 0 | 0 | 0
Industrial Sector Energy Related Emissions before CCS[biomass if,water and waste 36T39,SOx] | NoSettings | 0 | 0 | 0 | 0 | 0 | 0 | 0 | 0 | 0 | 0 | 0 | 0 | 0 | 0 | 0 | 0 | 0 | 0 | 0 | 0 | 0 | 0 | 0 | 0 | 0 | 0 | 0 | 0 | 0 | 0 | 0
Industrial Sector Energy Related Emissions before CCS[biomass if,water and waste 36T39,BC] | NoSettings | 0 | 0 | 0 | 0 | 0 | 0 | 0 | 0 | 0 | 0 | 0 | 0 | 0 | 0 | 0 | 0 | 0 | 0 | 0 | 0 | 0 | 0 | 0 | 0 | 0 | 0 | 0 | 0 | 0 | 0 | 0
Industrial Sector Energy Related Emissions before CCS[biomass if,water and waste 36T39,OC] | NoSettings | 0 | 0 | 0 | 0 | 0 | 0 | 0 | 0 | 0 | 0 | 0 | 0 | 0 | 0 | 0 | 0 | 0 | 0 | 0 | 0 | 0 | 0 | 0 | 0 | 0 | 0 | 0 | 0 | 0 | 0 | 0
Industrial Sector Energy Related Emissions before CCS[biomass if,water and waste 36T39,CH4] | NoSettings | 0 | 0 | 0 | 0 | 0 | 0 | 0 | 0 | 0 | 0 | 0 | 0 | 0 | 0 | 0 | 0 | 0 | 0 | 0 | 0 | 0 | 0 | 0 | 0 | 0 | 0 | 0 | 0 | 0 | 0 | 0
Industrial Sector Energy Related Emissions before CCS[biomass if,water and waste 36T39,N2O] | NoSettings | 0 | 0 | 0 | 0 | 0 | 0 | 0 | 0 | 0 | 0 | 0 | 0 | 0 | 0 | 0 | 0 | 0 | 0 | 0 | 0 | 0 | 0 | 0 | 0 | 0 | 0 | 0 | 0 | 0 | 0 | 0
Industrial Sector Energy Related Emissions before CCS[biomass if,water and waste 36T39,F gases] | NoSettings | 0 | 0 | 0 | 0 | 0 | 0 | 0 | 0 | 0 | 0 | 0 | 0 | 0 | 0 | 0 | 0 | 0 | 0 | 0 | 0 | 0 | 0 | 0 | 0 | 0 | 0 | 0 | 0 | 0 | 0 | 0
Industrial Sector Energy Related Emissions before CCS[biomass if,construction 41T43,CO2] | NoSettings | 0 | 0 | 0 | 0 | 0 | 0 | 0 | 0 | 0 | 0 | 0 | 0 | 0 | 0 | 0 | 0 | 0 | 0 | 0 | 0 | 0 | 0 | 0 | 0 | 0 | 0 | 0 | 0 | 0 | 0 | 0
Industrial Sector Energy Related Emissions before CCS[biomass if,construction 41T43,VOC] | NoSettings | 0 | 0 | 0 | 0 | 0 | 0 | 0 | 0 | 0 | 0 | 0 | 0 | 0 | 0 | 0 | 0 | 0 | 0 | 0 | 0 | 0 | 0 | 0 | 0 | 0 | 0 | 0 | 0 | 0 | 0 | 0
Industrial Sector Energy Related Emissions before CCS[biomass if,construction 41T43,CO] | NoSettings | 0 | 0 | 0 | 0 | 0 | 0 | 0 | 0 | 0 | 0 | 0 | 0 | 0 | 0 | 0 | 0 | 0 | 0 | 0 | 0 | 0 | 0 | 0 | 0 | 0 | 0 | 0 | 0 | 0 | 0 | 0
Industrial Sector Energy Related Emissions before CCS[biomass if,construction 41T43,NOx] | NoSettings | 0 | 0 | 0 | 0 | 0 | 0 | 0 | 0 | 0 | 0 | 0 | 0 | 0 | 0 | 0 | 0 | 0 | 0 | 0 | 0 | 0 | 0 | 0 | 0 | 0 | 0 | 0 | 0 | 0 | 0 | 0
Industrial Sector Energy Related Emissions before CCS[biomass if,construction 41T43,PM10] | NoSettings | 0 | 0 | 0 | 0 | 0 | 0 | 0 | 0 | 0 | 0 | 0 | 0 | 0 | 0 | 0 | 0 | 0 | 0 | 0 | 0 | 0 | 0 | 0 | 0 | 0 | 0 | 0 | 0 | 0 | 0 | 0
Industrial Sector Energy Related Emissions before CCS[biomass if,construction 41T43,PM25] | NoSettings | 0 | 0 | 0 | 0 | 0 | 0 | 0 | 0 | 0 | 0 | 0 | 0 | 0 | 0 | 0 | 0 | 0 | 0 | 0 | 0 | 0 | 0 | 0 | 0 | 0 | 0 | 0 | 0 | 0 | 0 | 0
Industrial Sector Energy Related Emissions before CCS[biomass if,construction 41T43,SOx] | NoSettings | 0 | 0 | 0 | 0 | 0 | 0 | 0 | 0 | 0 | 0 | 0 | 0 | 0 | 0 | 0 | 0 | 0 | 0 | 0 | 0 | 0 | 0 | 0 | 0 | 0 | 0 | 0 | 0 | 0 | 0 | 0
Industrial Sector Energy Related Emissions before CCS[biomass if,construction 41T43,BC] | NoSettings | 0 | 0 | 0 | 0 | 0 | 0 | 0 | 0 | 0 | 0 | 0 | 0 | 0 | 0 | 0 | 0 | 0 | 0 | 0 | 0 | 0 | 0 | 0 | 0 | 0 | 0 | 0 | 0 | 0 | 0 | 0
Industrial Sector Energy Related Emissions before CCS[biomass if,construction 41T43,OC] | NoSettings | 0 | 0 | 0 | 0 | 0 | 0 | 0 | 0 | 0 | 0 | 0 | 0 | 0 | 0 | 0 | 0 | 0 | 0 | 0 | 0 | 0 | 0 | 0 | 0 | 0 | 0 | 0 | 0 | 0 | 0 | 0
Industrial Sector Energy Related Emissions before CCS[biomass if,construction 41T43,CH4] | NoSettings | 0 | 0 | 0 | 0 | 0 | 0 | 0 | 0 | 0 | 0 | 0 | 0 | 0 | 0 | 0 | 0 | 0 | 0 | 0 | 0 | 0 | 0 | 0 | 0 | 0 | 0 | 0 | 0 | 0 | 0 | 0
Industrial Sector Energy Related Emissions before CCS[biomass if,construction 41T43,N2O] | NoSettings | 0 | 0 | 0 | 0 | 0 | 0 | 0 | 0 | 0 | 0 | 0 | 0 | 0 | 0 | 0 | 0 | 0 | 0 | 0 | 0 | 0 | 0 | 0 | 0 | 0 | 0 | 0 | 0 | 0 | 0 | 0
Industrial Sector Energy Related Emissions before CCS[biomass if,construction 41T43,F gases] | NoSettings | 0 | 0 | 0 | 0 | 0 | 0 | 0 | 0 | 0 | 0 | 0 | 0 | 0 | 0 | 0 | 0 | 0 | 0 | 0 | 0 | 0 | 0 | 0 | 0 | 0 | 0 | 0 | 0 | 0 | 0 | 0
Industrial Sector Energy Related Emissions before CCS[petroleum diesel if,agriculture and forestry 01T03,CO2] | NoSettings | 1860510000000 | 1840340000000 | 1820170000000 | 1800000000000 | 1779830000000 | 1759670000000 | 1739490000000 | 1719320000000 | 1699150000000 | 1678990000000 | 1658820000000 | 1638650000000 | 1618480000000 | 1598310000000 | 1578140000000 | 1557970000000 | 1537800000000 | 1517630000000 | 1497470000000 | 1477300000000 | 1457130000000 | 1436960000000 | 1416790000000 | 1396620000000 | 1376450000000 | 1356280000000 | 1336110000000 | 1315940000000 | 1295780000000 | 1275600000000 | 1255430000000
Industrial Sector Energy Related Emissions before CCS[petroleum diesel if,agriculture and forestry 01T03,VOC] | NoSettings | 18545600 | 18344600 | 18143500 | 17942400 | 17741400 | 17540400 | 17339300 | 17138300 | 16937200 | 16736200 | 16535100 | 16334100 | 16133000 | 15932000 | 15731000 | 15529900 | 15328800 | 15127800 | 14926800 | 14725700 | 14524700 | 14323600 | 14122500 | 13921600 | 13720500 | 13519400 | 13318400 | 13117300 | 12916300 | 12715300 | 12514200
Industrial Sector Energy Related Emissions before CCS[petroleum diesel if,agriculture and forestry 01T03,CO] | NoSettings | 483748000 | 478503000 | 473259000 | 468014000 | 462770000 | 457527000 | 452283000 | 447038000 | 441793000 | 436551000 | 431306000 | 426062000 | 420817000 | 415573000 | 410330000 | 405085000 | 399841000 | 394596000 | 389354000 | 384109000 | 378865000 | 373620000 | 368375000 | 363133000 | 357888000 | 352644000 | 347399000 | 342155000 | 336912000 | 331667000 | 326423000
Industrial Sector Energy Related Emissions before CCS[petroleum diesel if,agriculture and forestry 01T03,NOx] | NoSettings | 1248580000 | 1235040000 | 1221510000 | 1207970000 | 1194430000 | 1180900000 | 1167370000 | 1153830000 | 1140290000 | 1126760000 | 1113230000 | 1099690000 | 1086150000 | 1072620000 | 1059090000 | 1045550000 | 1032010000 | 1018480000 | 1004940000 | 991408000 | 977871000 | 964335000 | 950798000 | 937267000 | 923730000 | 910194000 | 896657000 | 883121000 | 869589000 | 856053000 | 842516000
Industrial Sector Energy Related Emissions before CCS[petroleum diesel if,agriculture and forestry 01T03,PM10] | NoSettings | 188283000 | 186241000 | 184200000 | 182159000 | 180118000 | 178077000 | 176036000 | 173994000 | 171953000 | 169913000 | 167871000 | 165830000 | 163789000 | 161748000 | 159707000 | 157666000 | 155625000 | 153583000 | 151543000 | 149502000 | 147460000 | 145419000 | 143378000 | 141337000 | 139296000 | 137255000 | 135213000 | 133172000 | 131132000 | 129090000 | 127049000
Industrial Sector Energy Related Emissions before CCS[petroleum diesel if,agriculture and forestry 01T03,PM25] | NoSettings | 126869000 | 125493000 | 124118000 | 122743000 | 121367000 | 119992000 | 118617000 | 117241000 | 115866000 | 114491000 | 113115000 | 111740000 | 110364000 | 108989000 | 107614000 | 106239000 | 104863000 | 103488000 | 102113000 | 100737000 | 99361900 | 97986500 | 96611000 | 95236100 | 93860600 | 92485200 | 91109700 | 89734300 | 88359300 | 86983900 | 85608400
Industrial Sector Energy Related Emissions before CCS[petroleum diesel if,agriculture and forestry 01T03,SOx] | NoSettings | 12570400 | 12434100 | 12297800 | 12161500 | 12025200 | 11889000 | 11752700 | 11616400 | 11480200 | 11343900 | 11207600 | 11071400 | 10935100 | 10798800 | 10662600 | 10526300 | 10390000 | 10253700 | 10117500 | 9981210 | 9844930 | 9708640 | 9572360 | 9436130 | 9299850 | 9163570 | 9027290 | 8891010 | 8754770 | 8618490 | 8482210
Industrial Sector Energy Related Emissions before CCS[petroleum diesel if,agriculture and forestry 01T03,BC] | NoSettings | 12694300 | 12556700 | 12419100 | 12281400 | 12143800 | 12006200 | 11868600 | 11731000 | 11593400 | 11455800 | 11318200 | 11180500 | 11042900 | 10905300 | 10767700 | 10630100 | 10492500 | 10354800 | 10217300 | 10079600 | 9942020 | 9804390 | 9666760 | 9529190 | 9391560 | 9253940 | 9116310 | 8978690 | 8841110 | 8703490 | 8565860
Industrial Sector Energy Related Emissions before CCS[petroleum diesel if,agriculture and forestry 01T03,OC] | NoSettings | 31711000 | 31367200 | 31023400 | 30679600 | 30335800 | 29992200 | 29648400 | 29304600 | 28960800 | 28617100 | 28273300 | 27929500 | 27585700 | 27241900 | 26898300 | 26554500 | 26210700 | 25866900 | 25523200 | 25179400 | 24835600 | 24491800 | 24148000 | 23804400 | 23460600 | 23116800 | 22773000 | 22429200 | 22085500 | 21741700 | 21397900
Industrial Sector Energy Related Emissions before CCS[petroleum diesel if,agriculture and forestry 01T03,CH4] | NoSettings | 74380800 | 73574400 | 72768000 | 71961600 | 71155200 | 70349100 | 69542700 | 68736300 | 67929900 | 67123800 | 66317400 | 65511000 | 64704600 | 63898200 | 63092100 | 62285700 | 61479300 | 60672900 | 59866800 | 59060400 | 58254000 | 57447600 | 56641200 | 55835100 | 55028700 | 54222300 | 53415900 | 52609500 | 51803400 | 50997000 | 50190600
Industrial Sector Energy Related Emissions before CCS[petroleum diesel if,agriculture and forestry 01T03,N2O] | NoSettings | 14876200 | 14714900 | 14553600 | 14392300 | 14231000 | 14069800 | 13908500 | 13747300 | 13586000 | 13424800 | 13263500 | 13102200 | 12940900 | 12779600 | 12618400 | 12457100 | 12295900 | 12134600 | 11973400 | 11812100 | 11650800 | 11489500 | 11328200 | 11167000 | 11005700 | 10844500 | 10683200 | 10521900 | 10360700 | 10199400 | 10038100
Industrial Sector Energy Related Emissions before CCS[petroleum diesel if,agriculture and forestry 01T03,F gases] | NoSettings | 0 | 0 | 0 | 0 | 0 | 0 | 0 | 0 | 0 | 0 | 0 | 0 | 0 | 0 | 0 | 0 | 0 | 0 | 0 | 0 | 0 | 0 | 0 | 0 | 0 | 0 | 0 | 0 | 0 | 0 | 0
Industrial Sector Energy Related Emissions before CCS[petroleum diesel if,coal mining 05,CO2] | NoSettings | 0 | 0 | 0 | 0 | 0 | 0 | 0 | 0 | 0 | 0 | 0 | 0 | 0 | 0 | 0 | 0 | 0 | 0 | 0 | 0 | 0 | 0 | 0 | 0 | 0 | 0 | 0 | 0 | 0 | 0 | 0
Industrial Sector Energy Related Emissions before CCS[petroleum diesel if,coal mining 05,VOC] | NoSettings | 0 | 0 | 0 | 0 | 0 | 0 | 0 | 0 | 0 | 0 | 0 | 0 | 0 | 0 | 0 | 0 | 0 | 0 | 0 | 0 | 0 | 0 | 0 | 0 | 0 | 0 | 0 | 0 | 0 | 0 | 0
Industrial Sector Energy Related Emissions before CCS[petroleum diesel if,coal mining 05,CO] | NoSettings | 0 | 0 | 0 | 0 | 0 | 0 | 0 | 0 | 0 | 0 | 0 | 0 | 0 | 0 | 0 | 0 | 0 | 0 | 0 | 0 | 0 | 0 | 0 | 0 | 0 | 0 | 0 | 0 | 0 | 0 | 0
Industrial Sector Energy Related Emissions before CCS[petroleum diesel if,coal mining 05,NOx] | NoSettings | 0 | 0 | 0 | 0 | 0 | 0 | 0 | 0 | 0 | 0 | 0 | 0 | 0 | 0 | 0 | 0 | 0 | 0 | 0 | 0 | 0 | 0 | 0 | 0 | 0 | 0 | 0 | 0 | 0 | 0 | 0
Industrial Sector Energy Related Emissions before CCS[petroleum diesel if,coal mining 05,PM10] | NoSettings | 0 | 0 | 0 | 0 | 0 | 0 | 0 | 0 | 0 | 0 | 0 | 0 | 0 | 0 | 0 | 0 | 0 | 0 | 0 | 0 | 0 | 0 | 0 | 0 | 0 | 0 | 0 | 0 | 0 | 0 | 0
Industrial Sector Energy Related Emissions before CCS[petroleum diesel if,coal mining 05,PM25] | NoSettings | 0 | 0 | 0 | 0 | 0 | 0 | 0 | 0 | 0 | 0 | 0 | 0 | 0 | 0 | 0 | 0 | 0 | 0 | 0 | 0 | 0 | 0 | 0 | 0 | 0 | 0 | 0 | 0 | 0 | 0 | 0
Industrial Sector Energy Related Emissions before CCS[petroleum diesel if,coal mining 05,SOx] | NoSettings | 0 | 0 | 0 | 0 | 0 | 0 | 0 | 0 | 0 | 0 | 0 | 0 | 0 | 0 | 0 | 0 | 0 | 0 | 0 | 0 | 0 | 0 | 0 | 0 | 0 | 0 | 0 | 0 | 0 | 0 | 0
Industrial Sector Energy Related Emissions before CCS[petroleum diesel if,coal mining 05,BC] | NoSettings | 0 | 0 | 0 | 0 | 0 | 0 | 0 | 0 | 0 | 0 | 0 | 0 | 0 | 0 | 0 | 0 | 0 | 0 | 0 | 0 | 0 | 0 | 0 | 0 | 0 | 0 | 0 | 0 | 0 | 0 | 0
Industrial Sector Energy Related Emissions before CCS[petroleum diesel if,coal mining 05,OC] | NoSettings | 0 | 0 | 0 | 0 | 0 | 0 | 0 | 0 | 0 | 0 | 0 | 0 | 0 | 0 | 0 | 0 | 0 | 0 | 0 | 0 | 0 | 0 | 0 | 0 | 0 | 0 | 0 | 0 | 0 | 0 | 0
Industrial Sector Energy Related Emissions before CCS[petroleum diesel if,coal mining 05,CH4] | NoSettings | 0 | 0 | 0 | 0 | 0 | 0 | 0 | 0 | 0 | 0 | 0 | 0 | 0 | 0 | 0 | 0 | 0 | 0 | 0 | 0 | 0 | 0 | 0 | 0 | 0 | 0 | 0 | 0 | 0 | 0 | 0
Industrial Sector Energy Related Emissions before CCS[petroleum diesel if,coal mining 05,N2O] | NoSettings | 0 | 0 | 0 | 0 | 0 | 0 | 0 | 0 | 0 | 0 | 0 | 0 | 0 | 0 | 0 | 0 | 0 | 0 | 0 | 0 | 0 | 0 | 0 | 0 | 0 | 0 | 0 | 0 | 0 | 0 | 0
Industrial Sector Energy Related Emissions before CCS[petroleum diesel if,coal mining 05,F gases] | NoSettings | 0 | 0 | 0 | 0 | 0 | 0 | 0 | 0 | 0 | 0 | 0 | 0 | 0 | 0 | 0 | 0 | 0 | 0 | 0 | 0 | 0 | 0 | 0 | 0 | 0 | 0 | 0 | 0 | 0 | 0 | 0
Industrial Sector Energy Related Emissions before CCS[petroleum diesel if,oil and gas extraction 06,CO2] | NoSettings | 129455000000 | 118441000000 | 117730000000 | 121202000000 | 121893000000 | 124046000000 | 123219000000 | 121357000000 | 120693000000 | 117832000000 | 114552000000 | 112791000000 | 110370000000 | 109797000000 | 109324000000 | 107562000000 | 105478000000 | 104543000000 | 103894000000 | 102941000000 | 100791000000 | 98445000000 | 96709300000 | 95573200000 | 94941400000 | 94172900000 | 92874800000 | 91843700000 | 90812700000 | 89781600000 | 88750600000
Industrial Sector Energy Related Emissions before CCS[petroleum diesel if,oil and gas extraction 06,VOC] | NoSettings | 1290410 | 1180620 | 1173540 | 1208140 | 1215030 | 1236490 | 1228250 | 1209690 | 1203070 | 1174550 | 1141850 | 1124300 | 1100170 | 1094460 | 1089750 | 1072180 | 1051400 | 1042090 | 1035620 | 1026120 | 1004690 | 981301 | 964000 | 952675 | 946377 | 938718 | 925777 | 915500 | 905222 | 894945 | 884667
Industrial Sector Energy Related Emissions before CCS[petroleum diesel if,oil and gas extraction 06,CO] | NoSettings | 33659400 | 30795600 | 30610800 | 31513400 | 31693100 | 32252900 | 32037800 | 31553800 | 31381100 | 30637300 | 29784300 | 29326600 | 28697000 | 28548100 | 28425200 | 27967100 | 27425100 | 27182100 | 27013400 | 26765600 | 26206600 | 25596500 | 25145200 | 24849800 | 24685500 | 24485700 | 24148200 | 23880100 | 23612000 | 23343900 | 23075900
Industrial Sector Energy Related Emissions before CCS[petroleum diesel if,oil and gas extraction 06,NOx] | NoSettings | 86876800 | 79485100 | 79008200 | 81337800 | 81801600 | 83246400 | 82691500 | 81442100 | 80996400 | 79076700 | 76875000 | 75693600 | 74068500 | 73684300 | 73367000 | 72184600 | 70785600 | 70158600 | 69723000 | 69083500 | 67640700 | 66066000 | 64901200 | 64138700 | 63714700 | 63199000 | 62327800 | 61635900 | 60944000 | 60252000 | 59560100
Industrial Sector Energy Related Emissions before CCS[petroleum diesel if,oil and gas extraction 06,PM10] | NoSettings | 13100800 | 11986100 | 11914200 | 12265500 | 12335500 | 12553300 | 12469700 | 12281200 | 12214000 | 11924600 | 11592500 | 11414400 | 11169300 | 11111400 | 11063500 | 10885200 | 10674300 | 10579700 | 10514000 | 10417600 | 10200000 | 9962570 | 9786920 | 9671950 | 9608000 | 9530240 | 9398870 | 9294520 | 9190180 | 9085840 | 8981500
Industrial Sector Energy Related Emissions before CCS[petroleum diesel if,oil and gas extraction 06,PM25] | NoSettings | 8827590 | 8076520 | 8028060 | 8264770 | 8311900 | 8458710 | 8402320 | 8275370 | 8230080 | 8035020 | 7811310 | 7691260 | 7526130 | 7487090 | 7454850 | 7334710 | 7192560 | 7128850 | 7084590 | 7019600 | 6873000 | 6712990 | 6594640 | 6517160 | 6474080 | 6421680 | 6333160 | 6262850 | 6192540 | 6122230 | 6051930
Industrial Sector Energy Related Emissions before CCS[petroleum diesel if,oil and gas extraction 06,SOx] | NoSettings | 874651 | 800234 | 795432 | 818886 | 823556 | 838101 | 832514 | 819936 | 815449 | 796122 | 773956 | 762062 | 745701 | 741832 | 738638 | 726734 | 712649 | 706337 | 701952 | 695513 | 680987 | 665133 | 653406 | 645730 | 641461 | 636270 | 627499 | 620533 | 613566 | 606600 | 599634
Industrial Sector Energy Related Emissions before CCS[petroleum diesel if,oil and gas extraction 06,BC] | NoSettings | 883277 | 808125 | 803277 | 826962 | 831677 | 846367 | 840724 | 828022 | 823491 | 803973 | 781588 | 769577 | 753055 | 749148 | 745923 | 733901 | 719677 | 713303 | 708874 | 702372 | 687703 | 671693 | 659850 | 652099 | 647788 | 642545 | 633687 | 626652 | 619617 | 612582 | 605548
Industrial Sector Energy Related Emissions before CCS[petroleum diesel if,oil and gas extraction 06,OC] | NoSettings | 2206470 | 2018740 | 2006620 | 2065790 | 2077570 | 2114260 | 2100170 | 2068440 | 2057120 | 2008360 | 1952440 | 1922440 | 1881170 | 1871410 | 1863350 | 1833320 | 1797790 | 1781860 | 1770800 | 1754560 | 1717910 | 1677920 | 1648340 | 1628970 | 1618200 | 1605110 | 1582980 | 1565410 | 1547830 | 1530260 | 1512690
Industrial Sector Energy Related Emissions before CCS[petroleum diesel if,oil and gas extraction 06,CH4] | NoSettings | 5175450 | 4735110 | 4706700 | 4845480 | 4873110 | 4959180 | 4926120 | 4851690 | 4825140 | 4710780 | 4579620 | 4509240 | 4412430 | 4389540 | 4370640 | 4300200 | 4216860 | 4179510 | 4153560 | 4115460 | 4029510 | 3935700 | 3866310 | 3820890 | 3795630 | 3764910 | 3713010 | 3671790 | 3630570 | 3589350 | 3548130
Industrial Sector Energy Related Emissions before CCS[petroleum diesel if,oil and gas extraction 06,N2O] | NoSettings | 1035090 | 947022 | 941340 | 969096 | 974622 | 991836 | 985224 | 970338 | 965028 | 942156 | 915924 | 901848 | 882486 | 877908 | 874128 | 860040 | 843372 | 835902 | 830712 | 823092 | 805902 | 787140 | 773262 | 764178 | 759126 | 752982 | 742602 | 734358 | 726114 | 717870 | 709626
Industrial Sector Energy Related Emissions before CCS[petroleum diesel if,oil and gas extraction 06,F gases] | NoSettings | 0 | 0 | 0 | 0 | 0 | 0 | 0 | 0 | 0 | 0 | 0 | 0 | 0 | 0 | 0 | 0 | 0 | 0 | 0 | 0 | 0 | 0 | 0 | 0 | 0 | 0 | 0 | 0 | 0 | 0 | 0
Industrial Sector Energy Related Emissions before CCS[petroleum diesel if,other mining and quarrying 07T08,CO2] | NoSettings | 0 | 0 | 0 | 0 | 0 | 0 | 0 | 0 | 0 | 0 | 0 | 0 | 0 | 0 | 0 | 0 | 0 | 0 | 0 | 0 | 0 | 0 | 0 | 0 | 0 | 0 | 0 | 0 | 0 | 0 | 0
Industrial Sector Energy Related Emissions before CCS[petroleum diesel if,other mining and quarrying 07T08,VOC] | NoSettings | 0 | 0 | 0 | 0 | 0 | 0 | 0 | 0 | 0 | 0 | 0 | 0 | 0 | 0 | 0 | 0 | 0 | 0 | 0 | 0 | 0 | 0 | 0 | 0 | 0 | 0 | 0 | 0 | 0 | 0 | 0
Industrial Sector Energy Related Emissions before CCS[petroleum diesel if,other mining and quarrying 07T08,CO] | NoSettings | 0 | 0 | 0 | 0 | 0 | 0 | 0 | 0 | 0 | 0 | 0 | 0 | 0 | 0 | 0 | 0 | 0 | 0 | 0 | 0 | 0 | 0 | 0 | 0 | 0 | 0 | 0 | 0 | 0 | 0 | 0
Industrial Sector Energy Related Emissions before CCS[petroleum diesel if,other mining and quarrying 07T08,NOx] | NoSettings | 0 | 0 | 0 | 0 | 0 | 0 | 0 | 0 | 0 | 0 | 0 | 0 | 0 | 0 | 0 | 0 | 0 | 0 | 0 | 0 | 0 | 0 | 0 | 0 | 0 | 0 | 0 | 0 | 0 | 0 | 0
Industrial Sector Energy Related Emissions before CCS[petroleum diesel if,other mining and quarrying 07T08,PM10] | NoSettings | 0 | 0 | 0 | 0 | 0 | 0 | 0 | 0 | 0 | 0 | 0 | 0 | 0 | 0 | 0 | 0 | 0 | 0 | 0 | 0 | 0 | 0 | 0 | 0 | 0 | 0 | 0 | 0 | 0 | 0 | 0
Industrial Sector Energy Related Emissions before CCS[petroleum diesel if,other mining and quarrying 07T08,PM25] | NoSettings | 0 | 0 | 0 | 0 | 0 | 0 | 0 | 0 | 0 | 0 | 0 | 0 | 0 | 0 | 0 | 0 | 0 | 0 | 0 | 0 | 0 | 0 | 0 | 0 | 0 | 0 | 0 | 0 | 0 | 0 | 0
Industrial Sector Energy Related Emissions before CCS[petroleum diesel if,other mining and quarrying 07T08,SOx] | NoSettings | 0 | 0 | 0 | 0 | 0 | 0 | 0 | 0 | 0 | 0 | 0 | 0 | 0 | 0 | 0 | 0 | 0 | 0 | 0 | 0 | 0 | 0 | 0 | 0 | 0 | 0 | 0 | 0 | 0 | 0 | 0
Industrial Sector Energy Related Emissions before CCS[petroleum diesel if,other mining and quarrying 07T08,BC] | NoSettings | 0 | 0 | 0 | 0 | 0 | 0 | 0 | 0 | 0 | 0 | 0 | 0 | 0 | 0 | 0 | 0 | 0 | 0 | 0 | 0 | 0 | 0 | 0 | 0 | 0 | 0 | 0 | 0 | 0 | 0 | 0
Industrial Sector Energy Related Emissions before CCS[petroleum diesel if,other mining and quarrying 07T08,OC] | NoSettings | 0 | 0 | 0 | 0 | 0 | 0 | 0 | 0 | 0 | 0 | 0 | 0 | 0 | 0 | 0 | 0 | 0 | 0 | 0 | 0 | 0 | 0 | 0 | 0 | 0 | 0 | 0 | 0 | 0 | 0 | 0
Industrial Sector Energy Related Emissions before CCS[petroleum diesel if,other mining and quarrying 07T08,CH4] | NoSettings | 0 | 0 | 0 | 0 | 0 | 0 | 0 | 0 | 0 | 0 | 0 | 0 | 0 | 0 | 0 | 0 | 0 | 0 | 0 | 0 | 0 | 0 | 0 | 0 | 0 | 0 | 0 | 0 | 0 | 0 | 0
Industrial Sector Energy Related Emissions before CCS[petroleum diesel if,other mining and quarrying 07T08,N2O] | NoSettings | 0 | 0 | 0 | 0 | 0 | 0 | 0 | 0 | 0 | 0 | 0 | 0 | 0 | 0 | 0 | 0 | 0 | 0 | 0 | 0 | 0 | 0 | 0 | 0 | 0 | 0 | 0 | 0 | 0 | 0 | 0
Industrial Sector Energy Related Emissions before CCS[petroleum diesel if,other mining and quarrying 07T08,F gases] | NoSettings | 0 | 0 | 0 | 0 | 0 | 0 | 0 | 0 | 0 | 0 | 0 | 0 | 0 | 0 | 0 | 0 | 0 | 0 | 0 | 0 | 0 | 0 | 0 | 0 | 0 | 0 | 0 | 0 | 0 | 0 | 0
Industrial Sector Energy Related Emissions before CCS[petroleum diesel if,food beverage and tobacco 10T12,CO2] | NoSettings | 0 | 0 | 0 | 0 | 0 | 0 | 0 | 0 | 0 | 0 | 0 | 0 | 0 | 0 | 0 | 0 | 0 | 0 | 0 | 0 | 0 | 0 | 0 | 0 | 0 | 0 | 0 | 0 | 0 | 0 | 0
Industrial Sector Energy Related Emissions before CCS[petroleum diesel if,food beverage and tobacco 10T12,VOC] | NoSettings | 0 | 0 | 0 | 0 | 0 | 0 | 0 | 0 | 0 | 0 | 0 | 0 | 0 | 0 | 0 | 0 | 0 | 0 | 0 | 0 | 0 | 0 | 0 | 0 | 0 | 0 | 0 | 0 | 0 | 0 | 0
Industrial Sector Energy Related Emissions before CCS[petroleum diesel if,food beverage and tobacco 10T12,CO] | NoSettings | 0 | 0 | 0 | 0 | 0 | 0 | 0 | 0 | 0 | 0 | 0 | 0 | 0 | 0 | 0 | 0 | 0 | 0 | 0 | 0 | 0 | 0 | 0 | 0 | 0 | 0 | 0 | 0 | 0 | 0 | 0
Industrial Sector Energy Related Emissions before CCS[petroleum diesel if,food beverage and tobacco 10T12,NOx] | NoSettings | 0 | 0 | 0 | 0 | 0 | 0 | 0 | 0 | 0 | 0 | 0 | 0 | 0 | 0 | 0 | 0 | 0 | 0 | 0 | 0 | 0 | 0 | 0 | 0 | 0 | 0 | 0 | 0 | 0 | 0 | 0
Industrial Sector Energy Related Emissions before CCS[petroleum diesel if,food beverage and tobacco 10T12,PM10] | NoSettings | 0 | 0 | 0 | 0 | 0 | 0 | 0 | 0 | 0 | 0 | 0 | 0 | 0 | 0 | 0 | 0 | 0 | 0 | 0 | 0 | 0 | 0 | 0 | 0 | 0 | 0 | 0 | 0 | 0 | 0 | 0
Industrial Sector Energy Related Emissions before CCS[petroleum diesel if,food beverage and tobacco 10T12,PM25] | NoSettings | 0 | 0 | 0 | 0 | 0 | 0 | 0 | 0 | 0 | 0 | 0 | 0 | 0 | 0 | 0 | 0 | 0 | 0 | 0 | 0 | 0 | 0 | 0 | 0 | 0 | 0 | 0 | 0 | 0 | 0 | 0
Industrial Sector Energy Related Emissions before CCS[petroleum diesel if,food beverage and tobacco 10T12,SOx] | NoSettings | 0 | 0 | 0 | 0 | 0 | 0 | 0 | 0 | 0 | 0 | 0 | 0 | 0 | 0 | 0 | 0 | 0 | 0 | 0 | 0 | 0 | 0 | 0 | 0 | 0 | 0 | 0 | 0 | 0 | 0 | 0
Industrial Sector Energy Related Emissions before CCS[petroleum diesel if,food beverage and tobacco 10T12,BC] | NoSettings | 0 | 0 | 0 | 0 | 0 | 0 | 0 | 0 | 0 | 0 | 0 | 0 | 0 | 0 | 0 | 0 | 0 | 0 | 0 | 0 | 0 | 0 | 0 | 0 | 0 | 0 | 0 | 0 | 0 | 0 | 0
Industrial Sector Energy Related Emissions before CCS[petroleum diesel if,food beverage and tobacco 10T12,OC] | NoSettings | 0 | 0 | 0 | 0 | 0 | 0 | 0 | 0 | 0 | 0 | 0 | 0 | 0 | 0 | 0 | 0 | 0 | 0 | 0 | 0 | 0 | 0 | 0 | 0 | 0 | 0 | 0 | 0 | 0 | 0 | 0
Industrial Sector Energy Related Emissions before CCS[petroleum diesel if,food beverage and tobacco 10T12,CH4] | NoSettings | 0 | 0 | 0 | 0 | 0 | 0 | 0 | 0 | 0 | 0 | 0 | 0 | 0 | 0 | 0 | 0 | 0 | 0 | 0 | 0 | 0 | 0 | 0 | 0 | 0 | 0 | 0 | 0 | 0 | 0 | 0
Industrial Sector Energy Related Emissions before CCS[petroleum diesel if,food beverage and tobacco 10T12,N2O] | NoSettings | 0 | 0 | 0 | 0 | 0 | 0 | 0 | 0 | 0 | 0 | 0 | 0 | 0 | 0 | 0 | 0 | 0 | 0 | 0 | 0 | 0 | 0 | 0 | 0 | 0 | 0 | 0 | 0 | 0 | 0 | 0
Industrial Sector Energy Related Emissions before CCS[petroleum diesel if,food beverage and tobacco 10T12,F gases] | NoSettings | 0 | 0 | 0 | 0 | 0 | 0 | 0 | 0 | 0 | 0 | 0 | 0 | 0 | 0 | 0 | 0 | 0 | 0 | 0 | 0 | 0 | 0 | 0 | 0 | 0 | 0 | 0 | 0 | 0 | 0 | 0
Industrial Sector Energy Related Emissions before CCS[petroleum diesel if,textiles apparel and leather 13T15,CO2] | NoSettings | 0 | 0 | 0 | 0 | 0 | 0 | 0 | 0 | 0 | 0 | 0 | 0 | 0 | 0 | 0 | 0 | 0 | 0 | 0 | 0 | 0 | 0 | 0 | 0 | 0 | 0 | 0 | 0 | 0 | 0 | 0
Industrial Sector Energy Related Emissions before CCS[petroleum diesel if,textiles apparel and leather 13T15,VOC] | NoSettings | 0 | 0 | 0 | 0 | 0 | 0 | 0 | 0 | 0 | 0 | 0 | 0 | 0 | 0 | 0 | 0 | 0 | 0 | 0 | 0 | 0 | 0 | 0 | 0 | 0 | 0 | 0 | 0 | 0 | 0 | 0
Industrial Sector Energy Related Emissions before CCS[petroleum diesel if,textiles apparel and leather 13T15,CO] | NoSettings | 0 | 0 | 0 | 0 | 0 | 0 | 0 | 0 | 0 | 0 | 0 | 0 | 0 | 0 | 0 | 0 | 0 | 0 | 0 | 0 | 0 | 0 | 0 | 0 | 0 | 0 | 0 | 0 | 0 | 0 | 0
Industrial Sector Energy Related Emissions before CCS[petroleum diesel if,textiles apparel and leather 13T15,NOx] | NoSettings | 0 | 0 | 0 | 0 | 0 | 0 | 0 | 0 | 0 | 0 | 0 | 0 | 0 | 0 | 0 | 0 | 0 | 0 | 0 | 0 | 0 | 0 | 0 | 0 | 0 | 0 | 0 | 0 | 0 | 0 | 0
Industrial Sector Energy Related Emissions before CCS[petroleum diesel if,textiles apparel and leather 13T15,PM10] | NoSettings | 0 | 0 | 0 | 0 | 0 | 0 | 0 | 0 | 0 | 0 | 0 | 0 | 0 | 0 | 0 | 0 | 0 | 0 | 0 | 0 | 0 | 0 | 0 | 0 | 0 | 0 | 0 | 0 | 0 | 0 | 0
Industrial Sector Energy Related Emissions before CCS[petroleum diesel if,textiles apparel and leather 13T15,PM25] | NoSettings | 0 | 0 | 0 | 0 | 0 | 0 | 0 | 0 | 0 | 0 | 0 | 0 | 0 | 0 | 0 | 0 | 0 | 0 | 0 | 0 | 0 | 0 | 0 | 0 | 0 | 0 | 0 | 0 | 0 | 0 | 0
Industrial Sector Energy Related Emissions before CCS[petroleum diesel if,textiles apparel and leather 13T15,SOx] | NoSettings | 0 | 0 | 0 | 0 | 0 | 0 | 0 | 0 | 0 | 0 | 0 | 0 | 0 | 0 | 0 | 0 | 0 | 0 | 0 | 0 | 0 | 0 | 0 | 0 | 0 | 0 | 0 | 0 | 0 | 0 | 0
Industrial Sector Energy Related Emissions before CCS[petroleum diesel if,textiles apparel and leather 13T15,BC] | NoSettings | 0 | 0 | 0 | 0 | 0 | 0 | 0 | 0 | 0 | 0 | 0 | 0 | 0 | 0 | 0 | 0 | 0 | 0 | 0 | 0 | 0 | 0 | 0 | 0 | 0 | 0 | 0 | 0 | 0 | 0 | 0
Industrial Sector Energy Related Emissions before CCS[petroleum diesel if,textiles apparel and leather 13T15,OC] | NoSettings | 0 | 0 | 0 | 0 | 0 | 0 | 0 | 0 | 0 | 0 | 0 | 0 | 0 | 0 | 0 | 0 | 0 | 0 | 0 | 0 | 0 | 0 | 0 | 0 | 0 | 0 | 0 | 0 | 0 | 0 | 0
Industrial Sector Energy Related Emissions before CCS[petroleum diesel if,textiles apparel and leather 13T15,CH4] | NoSettings | 0 | 0 | 0 | 0 | 0 | 0 | 0 | 0 | 0 | 0 | 0 | 0 | 0 | 0 | 0 | 0 | 0 | 0 | 0 | 0 | 0 | 0 | 0 | 0 | 0 | 0 | 0 | 0 | 0 | 0 | 0
Industrial Sector Energy Related Emissions before CCS[petroleum diesel if,textiles apparel and leather 13T15,N2O] | NoSettings | 0 | 0 | 0 | 0 | 0 | 0 | 0 | 0 | 0 | 0 | 0 | 0 | 0 | 0 | 0 | 0 | 0 | 0 | 0 | 0 | 0 | 0 | 0 | 0 | 0 | 0 | 0 | 0 | 0 | 0 | 0
Industrial Sector Energy Related Emissions before CCS[petroleum diesel if,textiles apparel and leather 13T15,F gases] | NoSettings | 0 | 0 | 0 | 0 | 0 | 0 | 0 | 0 | 0 | 0 | 0 | 0 | 0 | 0 | 0 | 0 | 0 | 0 | 0 | 0 | 0 | 0 | 0 | 0 | 0 | 0 | 0 | 0 | 0 | 0 | 0
Industrial Sector Energy Related Emissions before CCS[petroleum diesel if,wood products 16,CO2] | NoSettings | 0 | 0 | 0 | 0 | 0 | 0 | 0 | 0 | 0 | 0 | 0 | 0 | 0 | 0 | 0 | 0 | 0 | 0 | 0 | 0 | 0 | 0 | 0 | 0 | 0 | 0 | 0 | 0 | 0 | 0 | 0
Industrial Sector Energy Related Emissions before CCS[petroleum diesel if,wood products 16,VOC] | NoSettings | 0 | 0 | 0 | 0 | 0 | 0 | 0 | 0 | 0 | 0 | 0 | 0 | 0 | 0 | 0 | 0 | 0 | 0 | 0 | 0 | 0 | 0 | 0 | 0 | 0 | 0 | 0 | 0 | 0 | 0 | 0
Industrial Sector Energy Related Emissions before CCS[petroleum diesel if,wood products 16,CO] | NoSettings | 0 | 0 | 0 | 0 | 0 | 0 | 0 | 0 | 0 | 0 | 0 | 0 | 0 | 0 | 0 | 0 | 0 | 0 | 0 | 0 | 0 | 0 | 0 | 0 | 0 | 0 | 0 | 0 | 0 | 0 | 0
Industrial Sector Energy Related Emissions before CCS[petroleum diesel if,wood products 16,NOx] | NoSettings | 0 | 0 | 0 | 0 | 0 | 0 | 0 | 0 | 0 | 0 | 0 | 0 | 0 | 0 | 0 | 0 | 0 | 0 | 0 | 0 | 0 | 0 | 0 | 0 | 0 | 0 | 0 | 0 | 0 | 0 | 0
Industrial Sector Energy Related Emissions before CCS[petroleum diesel if,wood products 16,PM10] | NoSettings | 0 | 0 | 0 | 0 | 0 | 0 | 0 | 0 | 0 | 0 | 0 | 0 | 0 | 0 | 0 | 0 | 0 | 0 | 0 | 0 | 0 | 0 | 0 | 0 | 0 | 0 | 0 | 0 | 0 | 0 | 0
Industrial Sector Energy Related Emissions before CCS[petroleum diesel if,wood products 16,PM25] | NoSettings | 0 | 0 | 0 | 0 | 0 | 0 | 0 | 0 | 0 | 0 | 0 | 0 | 0 | 0 | 0 | 0 | 0 | 0 | 0 | 0 | 0 | 0 | 0 | 0 | 0 | 0 | 0 | 0 | 0 | 0 | 0
Industrial Sector Energy Related Emissions before CCS[petroleum diesel if,wood products 16,SOx] | NoSettings | 0 | 0 | 0 | 0 | 0 | 0 | 0 | 0 | 0 | 0 | 0 | 0 | 0 | 0 | 0 | 0 | 0 | 0 | 0 | 0 | 0 | 0 | 0 | 0 | 0 | 0 | 0 | 0 | 0 | 0 | 0
Industrial Sector Energy Related Emissions before CCS[petroleum diesel if,wood products 16,BC] | NoSettings | 0 | 0 | 0 | 0 | 0 | 0 | 0 | 0 | 0 | 0 | 0 | 0 | 0 | 0 | 0 | 0 | 0 | 0 | 0 | 0 | 0 | 0 | 0 | 0 | 0 | 0 | 0 | 0 | 0 | 0 | 0
Industrial Sector Energy Related Emissions before CCS[petroleum diesel if,wood products 16,OC] | NoSettings | 0 | 0 | 0 | 0 | 0 | 0 | 0 | 0 | 0 | 0 | 0 | 0 | 0 | 0 | 0 | 0 | 0 | 0 | 0 | 0 | 0 | 0 | 0 | 0 | 0 | 0 | 0 | 0 | 0 | 0 | 0
Industrial Sector Energy Related Emissions before CCS[petroleum diesel if,wood products 16,CH4] | NoSettings | 0 | 0 | 0 | 0 | 0 | 0 | 0 | 0 | 0 | 0 | 0 | 0 | 0 | 0 | 0 | 0 | 0 | 0 | 0 | 0 | 0 | 0 | 0 | 0 | 0 | 0 | 0 | 0 | 0 | 0 | 0
Industrial Sector Energy Related Emissions before CCS[petroleum diesel if,wood products 16,N2O] | NoSettings | 0 | 0 | 0 | 0 | 0 | 0 | 0 | 0 | 0 | 0 | 0 | 0 | 0 | 0 | 0 | 0 | 0 | 0 | 0 | 0 | 0 | 0 | 0 | 0 | 0 | 0 | 0 | 0 | 0 | 0 | 0
Industrial Sector Energy Related Emissions before CCS[petroleum diesel if,wood products 16,F gases] | NoSettings | 0 | 0 | 0 | 0 | 0 | 0 | 0 | 0 | 0 | 0 | 0 | 0 | 0 | 0 | 0 | 0 | 0 | 0 | 0 | 0 | 0 | 0 | 0 | 0 | 0 | 0 | 0 | 0 | 0 | 0 | 0
Industrial Sector Energy Related Emissions before CCS[petroleum diesel if,pulp paper and printing 17T18,CO2] | NoSettings | 0 | 0 | 0 | 0 | 0 | 0 | 0 | 0 | 0 | 0 | 0 | 0 | 0 | 0 | 0 | 0 | 0 | 0 | 0 | 0 | 0 | 0 | 0 | 0 | 0 | 0 | 0 | 0 | 0 | 0 | 0
Industrial Sector Energy Related Emissions before CCS[petroleum diesel if,pulp paper and printing 17T18,VOC] | NoSettings | 0 | 0 | 0 | 0 | 0 | 0 | 0 | 0 | 0 | 0 | 0 | 0 | 0 | 0 | 0 | 0 | 0 | 0 | 0 | 0 | 0 | 0 | 0 | 0 | 0 | 0 | 0 | 0 | 0 | 0 | 0
Industrial Sector Energy Related Emissions before CCS[petroleum diesel if,pulp paper and printing 17T18,CO] | NoSettings | 0 | 0 | 0 | 0 | 0 | 0 | 0 | 0 | 0 | 0 | 0 | 0 | 0 | 0 | 0 | 0 | 0 | 0 | 0 | 0 | 0 | 0 | 0 | 0 | 0 | 0 | 0 | 0 | 0 | 0 | 0
Industrial Sector Energy Related Emissions before CCS[petroleum diesel if,pulp paper and printing 17T18,NOx] | NoSettings | 0 | 0 | 0 | 0 | 0 | 0 | 0 | 0 | 0 | 0 | 0 | 0 | 0 | 0 | 0 | 0 | 0 | 0 | 0 | 0 | 0 | 0 | 0 | 0 | 0 | 0 | 0 | 0 | 0 | 0 | 0
Industrial Sector Energy Related Emissions before CCS[petroleum diesel if,pulp paper and printing 17T18,PM10] | NoSettings | 0 | 0 | 0 | 0 | 0 | 0 | 0 | 0 | 0 | 0 | 0 | 0 | 0 | 0 | 0 | 0 | 0 | 0 | 0 | 0 | 0 | 0 | 0 | 0 | 0 | 0 | 0 | 0 | 0 | 0 | 0
Industrial Sector Energy Related Emissions before CCS[petroleum diesel if,pulp paper and printing 17T18,PM25] | NoSettings | 0 | 0 | 0 | 0 | 0 | 0 | 0 | 0 | 0 | 0 | 0 | 0 | 0 | 0 | 0 | 0 | 0 | 0 | 0 | 0 | 0 | 0 | 0 | 0 | 0 | 0 | 0 | 0 | 0 | 0 | 0
Industrial Sector Energy Related Emissions before CCS[petroleum diesel if,pulp paper and printing 17T18,SOx] | NoSettings | 0 | 0 | 0 | 0 | 0 | 0 | 0 | 0 | 0 | 0 | 0 | 0 | 0 | 0 | 0 | 0 | 0 | 0 | 0 | 0 | 0 | 0 | 0 | 0 | 0 | 0 | 0 | 0 | 0 | 0 | 0
Industrial Sector Energy Related Emissions before CCS[petroleum diesel if,pulp paper and printing 17T18,BC] | NoSettings | 0 | 0 | 0 | 0 | 0 | 0 | 0 | 0 | 0 | 0 | 0 | 0 | 0 | 0 | 0 | 0 | 0 | 0 | 0 | 0 | 0 | 0 | 0 | 0 | 0 | 0 | 0 | 0 | 0 | 0 | 0
Industrial Sector Energy Related Emissions before CCS[petroleum diesel if,pulp paper and printing 17T18,OC] | NoSettings | 0 | 0 | 0 | 0 | 0 | 0 | 0 | 0 | 0 | 0 | 0 | 0 | 0 | 0 | 0 | 0 | 0 | 0 | 0 | 0 | 0 | 0 | 0 | 0 | 0 | 0 | 0 | 0 | 0 | 0 | 0
Industrial Sector Energy Related Emissions before CCS[petroleum diesel if,pulp paper and printing 17T18,CH4] | NoSettings | 0 | 0 | 0 | 0 | 0 | 0 | 0 | 0 | 0 | 0 | 0 | 0 | 0 | 0 | 0 | 0 | 0 | 0 | 0 | 0 | 0 | 0 | 0 | 0 | 0 | 0 | 0 | 0 | 0 | 0 | 0
Industrial Sector Energy Related Emissions before CCS[petroleum diesel if,pulp paper and printing 17T18,N2O] | NoSettings | 0 | 0 | 0 | 0 | 0 | 0 | 0 | 0 | 0 | 0 | 0 | 0 | 0 | 0 | 0 | 0 | 0 | 0 | 0 | 0 | 0 | 0 | 0 | 0 | 0 | 0 | 0 | 0 | 0 | 0 | 0
Industrial Sector Energy Related Emissions before CCS[petroleum diesel if,pulp paper and printing 17T18,F gases] | NoSettings | 0 | 0 | 0 | 0 | 0 | 0 | 0 | 0 | 0 | 0 | 0 | 0 | 0 | 0 | 0 | 0 | 0 | 0 | 0 | 0 | 0 | 0 | 0 | 0 | 0 | 0 | 0 | 0 | 0 | 0 | 0
Industrial Sector Energy Related Emissions before CCS[petroleum diesel if,refined petroleum and coke 19,CO2] | NoSettings | 6164420000 | 7218640000 | 7019140000 | 7443230000 | 7580600000 | 7687070000 | 7700680000 | 7823050000 | 7576840000 | 8358900000 | 9078350000 | 9820480000 | 10613000000 | 11462800000 | 12164000000 | 12846500000 | 13682000000 | 13445100000 | 13275000000 | 13232300000 | 13129500000 | 13086200000 | 13038800000 | 13028000000 | 12995200000 | 12982600000 | 12944100000 | 13022200000 | 13027900000 | 13033200000 | 13067900000
Industrial Sector Energy Related Emissions before CCS[petroleum diesel if,refined petroleum and coke 19,VOC] | NoSettings | 61447 | 71955.5 | 69966.9 | 74194.2 | 75563.5 | 76624.8 | 76760.5 | 77980.3 | 75526 | 83321.7 | 90493.1 | 97890.7 | 105790 | 114261 | 121251 | 128054 | 136383 | 134021 | 132326 | 131900 | 130875 | 130443 | 129971 | 129863 | 129536 | 129411 | 129027 | 129805 | 129862 | 129915 | 130261
Industrial Sector Energy Related Emissions before CCS[petroleum diesel if,refined petroleum and coke 19,CO] | NoSettings | 1602800 | 1876900 | 1825030 | 1935300 | 1971020 | 1998700 | 2002240 | 2034060 | 1970040 | 2173380 | 2360440 | 2553400 | 2759460 | 2980420 | 3162740 | 3340190 | 3557430 | 3495830 | 3451620 | 3440510 | 3413770 | 3402510 | 3390190 | 3387380 | 3378840 | 3375590 | 3365560 | 3385870 | 3387350 | 3388730 | 3397760
Industrial Sector Energy Related Emissions before CCS[petroleum diesel if,refined petroleum and coke 19,NOx] | NoSettings | 4136910 | 4844400 | 4710510 | 4995110 | 5087300 | 5158760 | 5167890 | 5250010 | 5084780 | 5609620 | 6092440 | 6590480 | 7122320 | 7692630 | 8163210 | 8621230 | 9181940 | 9022940 | 8908820 | 8880150 | 8811130 | 8782070 | 8750270 | 8743030 | 8720990 | 8712580 | 8686690 | 8739110 | 8742950 | 8746510 | 8769820
Industrial Sector Energy Related Emissions before CCS[petroleum diesel if,refined petroleum and coke 19,PM10] | NoSettings | 623835 | 730522 | 710332 | 753250 | 767152 | 777926 | 779303 | 791688 | 766771 | 845916 | 918723 | 993826 | 1074030 | 1160030 | 1230990 | 1300060 | 1384610 | 1360630 | 1343430 | 1339100 | 1328690 | 1324310 | 1319520 | 1318420 | 1315100 | 1313830 | 1309930 | 1317830 | 1318410 | 1318950 | 1322470
Industrial Sector Energy Related Emissions before CCS[petroleum diesel if,refined petroleum and coke 19,PM25] | NoSettings | 420353 | 492241 | 478637 | 507556 | 516923 | 524184 | 525111 | 533456 | 516667 | 569996 | 619055 | 669661 | 723702 | 781652 | 829467 | 876007 | 932981 | 916825 | 905229 | 902316 | 895302 | 892350 | 889118 | 888383 | 886144 | 885289 | 882659 | 887985 | 888375 | 888736 | 891106
Industrial Sector Energy Related Emissions before CCS[petroleum diesel if,refined petroleum and coke 19,SOx] | NoSettings | 41649.3 | 48772 | 47424.1 | 50289.4 | 51217.5 | 51936.9 | 52028.8 | 52855.6 | 51192.1 | 56476.1 | 61336.9 | 66351 | 71705.5 | 77447.2 | 82184.9 | 86796 | 92441.1 | 90840.3 | 89691.4 | 89402.8 | 88707.9 | 88415.3 | 88095.2 | 88022.3 | 87800.4 | 87715.8 | 87455.2 | 87982.9 | 88021.5 | 88057.3 | 88292.1
Industrial Sector Energy Related Emissions before CCS[petroleum diesel if,refined petroleum and coke 19,BC] | NoSettings | 42060 | 49253 | 47891.8 | 50785.3 | 51722.6 | 52449.1 | 52541.9 | 53376.9 | 51697 | 57033 | 61941.8 | 67005.4 | 72412.7 | 78211 | 82995.4 | 87652 | 93352.8 | 91736.2 | 90576 | 90284.5 | 89582.7 | 89287.3 | 88964 | 88890.4 | 88666.3 | 88580.8 | 88317.6 | 88850.5 | 88889.5 | 88925.7 | 89162.8
Industrial Sector Energy Related Emissions before CCS[petroleum diesel if,refined petroleum and coke 19,OC] | NoSettings | 105068 | 123036 | 119636 | 126864 | 129206 | 131020 | 131252 | 133338 | 129141 | 142471 | 154734 | 167383 | 180890 | 195375 | 207326 | 218959 | 233200 | 229161 | 226263 | 225535 | 223782 | 223044 | 222236 | 222052 | 221493 | 221279 | 220622 | 221953 | 222050 | 222141 | 222733
Industrial Sector Energy Related Emissions before CCS[petroleum diesel if,refined petroleum and coke 19,CH4] | NoSettings | 246445 | 288592 | 280616 | 297570 | 303062 | 307319 | 307863 | 312755 | 302912 | 334178 | 362940 | 392610 | 424293 | 458268 | 486301 | 513586 | 546989 | 537517 | 530718 | 529011 | 524899 | 523168 | 521273 | 520842 | 519529 | 519028 | 517486 | 520609 | 520837 | 521049 | 522438
Industrial Sector Energy Related Emissions before CCS[petroleum diesel if,refined petroleum and coke 19,N2O] | NoSettings | 49289.1 | 57718.3 | 56123.2 | 59514.1 | 60612.5 | 61463.8 | 61572.6 | 62551.1 | 60582.4 | 66835.6 | 72588.1 | 78521.9 | 84858.6 | 91653.5 | 97260.2 | 102717 | 109398 | 107503 | 106144 | 105802 | 104980 | 104634 | 104255 | 104168 | 103906 | 103806 | 103497 | 104122 | 104167 | 104210 | 104488
Industrial Sector Energy Related Emissions before CCS[petroleum diesel if,refined petroleum and coke 19,F gases] | NoSettings | 0 | 0 | 0 | 0 | 0 | 0 | 0 | 0 | 0 | 0 | 0 | 0 | 0 | 0 | 0 | 0 | 0 | 0 | 0 | 0 | 0 | 0 | 0 | 0 | 0 | 0 | 0 | 0 | 0 | 0 | 0
Industrial Sector Energy Related Emissions before CCS[petroleum diesel if,chemicals 20,CO2] | NoSettings | 0 | 17914600 | 32052700 | 42727700 | 48233400 | 50395300 | 49861800 | 52030300 | 82405200 | 79826800 | 77159800 | 72980500 | 75573900 | 78020800 | 80143900 | 81331500 | 82140400 | 79351800 | 77556400 | 75751700 | 74131000 | 72777200 | 70759800 | 68914500 | 66637700 | 64942700 | 62533200 | 61950500 | 61479300 | 60898400 | 60040600
Industrial Sector Energy Related Emissions before CCS[petroleum diesel if,chemicals 20,VOC] | NoSettings | 0 | 178.574 | 319.502 | 425.91 | 480.791 | 502.341 | 497.023 | 518.639 | 821.417 | 795.715 | 769.13 | 727.471 | 753.322 | 777.713 | 798.876 | 810.714 | 818.777 | 790.98 | 773.084 | 755.094 | 738.939 | 725.444 | 705.334 | 686.941 | 664.245 | 647.35 | 623.332 | 617.524 | 612.826 | 607.036 | 598.486
Industrial Sector Energy Related Emissions before CCS[petroleum diesel if,chemicals 20,CO] | NoSettings | 0 | 4657.95 | 8333.95 | 11109.5 | 12541.1 | 13103.2 | 12964.5 | 13528.3 | 21426 | 20755.6 | 20062.2 | 18975.5 | 19649.8 | 20286 | 20838 | 21146.8 | 21357.2 | 20632.1 | 20165.3 | 19696 | 19274.7 | 18922.6 | 18398.1 | 17918.3 | 17326.3 | 16885.6 | 16259.1 | 16107.6 | 15985.1 | 15834.1 | 15611
Industrial Sector Energy Related Emissions before CCS[petroleum diesel if,chemicals 20,NOx] | NoSettings | 0 | 12022.4 | 21510.4 | 28674.3 | 32369.2 | 33820.1 | 33462 | 34917.3 | 55301.8 | 53571.4 | 51781.6 | 48976.9 | 50717.3 | 52359.4 | 53784.2 | 54581.2 | 55124.1 | 53252.6 | 52047.8 | 50836.6 | 49749 | 48840.4 | 47486.5 | 46248.2 | 44720.2 | 43582.7 | 41965.8 | 41574.7 | 41258.5 | 40868.6 | 40293
Industrial Sector Energy Related Emissions before CCS[petroleum diesel if,chemicals 20,PM10] | NoSettings | 0 | 1812.95 | 3243.71 | 4324.01 | 4881.19 | 5099.97 | 5045.98 | 5265.43 | 8339.36 | 8078.42 | 7808.52 | 7385.58 | 7648.03 | 7895.65 | 8110.51 | 8230.7 | 8312.56 | 8030.35 | 7848.66 | 7666.02 | 7502.01 | 7365 | 7160.84 | 6974.1 | 6743.69 | 6572.16 | 6328.32 | 6269.36 | 6221.66 | 6162.88 | 6076.07
Industrial Sector Energy Related Emissions before CCS[petroleum diesel if,chemicals 20,PM25] | NoSettings | 0 | 1221.61 | 2185.68 | 2913.61 | 3289.05 | 3436.47 | 3400.09 | 3547.96 | 5619.24 | 5443.41 | 5261.55 | 4976.56 | 5153.41 | 5320.26 | 5465.03 | 5546.02 | 5601.18 | 5411.02 | 5288.6 | 5165.53 | 5055.02 | 4962.7 | 4825.13 | 4699.3 | 4544.04 | 4428.46 | 4264.16 | 4224.43 | 4192.29 | 4152.68 | 4094.19
Industrial Sector Energy Related Emissions before CCS[petroleum diesel if,chemicals 20,SOx] | NoSettings | 0 | 121.038 | 216.561 | 288.685 | 325.884 | 340.491 | 336.886 | 351.537 | 556.763 | 539.342 | 521.322 | 493.085 | 510.608 | 527.139 | 541.484 | 549.508 | 554.973 | 536.132 | 524.002 | 511.808 | 500.858 | 491.712 | 478.081 | 465.614 | 450.23 | 438.778 | 422.499 | 418.562 | 415.378 | 411.454 | 405.658
Industrial Sector Energy Related Emissions before CCS[petroleum diesel if,chemicals 20,BC] | NoSettings | 0 | 122.232 | 218.696 | 291.532 | 329.098 | 343.849 | 340.208 | 355.004 | 562.253 | 544.661 | 526.464 | 497.948 | 515.643 | 532.338 | 546.824 | 554.927 | 560.446 | 541.419 | 529.17 | 516.856 | 505.798 | 496.561 | 482.796 | 470.205 | 454.671 | 443.106 | 426.666 | 422.69 | 419.475 | 415.511 | 409.659
Industrial Sector Energy Related Emissions before CCS[petroleum diesel if,chemicals 20,OC] | NoSettings | 0 | 305.342 | 546.314 | 728.261 | 822.102 | 858.95 | 849.857 | 886.817 | 1404.54 | 1360.59 | 1315.13 | 1243.9 | 1288.1 | 1329.81 | 1365.99 | 1386.23 | 1400.02 | 1352.49 | 1321.89 | 1291.13 | 1263.51 | 1240.43 | 1206.05 | 1174.6 | 1135.79 | 1106.9 | 1065.83 | 1055.9 | 1047.87 | 1037.97 | 1023.35
Industrial Sector Energy Related Emissions before CCS[petroleum diesel if,chemicals 20,CH4] | NoSettings | 0 | 716.204 | 1281.42 | 1708.2 | 1928.31 | 2014.74 | 1993.41 | 2080.1 | 3294.45 | 3191.37 | 3084.75 | 2917.66 | 3021.35 | 3119.17 | 3204.05 | 3251.53 | 3283.87 | 3172.38 | 3100.6 | 3028.45 | 2963.66 | 2909.54 | 2828.88 | 2755.11 | 2664.09 | 2596.32 | 2500 | 2476.7 | 2457.86 | 2434.64 | 2400.34
Industrial Sector Energy Related Emissions before CCS[petroleum diesel if,chemicals 20,N2O] | NoSettings | 0 | 143.241 | 256.285 | 341.639 | 385.662 | 402.948 | 398.682 | 416.02 | 658.891 | 638.274 | 616.949 | 583.533 | 604.269 | 623.834 | 640.809 | 650.305 | 656.773 | 634.476 | 620.121 | 605.691 | 592.732 | 581.907 | 565.776 | 551.022 | 532.817 | 519.264 | 499.999 | 495.34 | 491.572 | 486.927 | 480.069
Industrial Sector Energy Related Emissions before CCS[petroleum diesel if,chemicals 20,F gases] | NoSettings | 0 | 0 | 0 | 0 | 0 | 0 | 0 | 0 | 0 | 0 | 0 | 0 | 0 | 0 | 0 | 0 | 0 | 0 | 0 | 0 | 0 | 0 | 0 | 0 | 0 | 0 | 0 | 0 | 0 | 0 | 0
Industrial Sector Energy Related Emissions before CCS[petroleum diesel if,rubber and plastic products 22,CO2] | NoSettings | 0 | 0 | 0 | 0 | 0 | 0 | 0 | 0 | 0 | 0 | 0 | 0 | 0 | 0 | 0 | 0 | 0 | 0 | 0 | 0 | 0 | 0 | 0 | 0 | 0 | 0 | 0 | 0 | 0 | 0 | 0
Industrial Sector Energy Related Emissions before CCS[petroleum diesel if,rubber and plastic products 22,VOC] | NoSettings | 0 | 0 | 0 | 0 | 0 | 0 | 0 | 0 | 0 | 0 | 0 | 0 | 0 | 0 | 0 | 0 | 0 | 0 | 0 | 0 | 0 | 0 | 0 | 0 | 0 | 0 | 0 | 0 | 0 | 0 | 0
Industrial Sector Energy Related Emissions before CCS[petroleum diesel if,rubber and plastic products 22,CO] | NoSettings | 0 | 0 | 0 | 0 | 0 | 0 | 0 | 0 | 0 | 0 | 0 | 0 | 0 | 0 | 0 | 0 | 0 | 0 | 0 | 0 | 0 | 0 | 0 | 0 | 0 | 0 | 0 | 0 | 0 | 0 | 0
Industrial Sector Energy Related Emissions before CCS[petroleum diesel if,rubber and plastic products 22,NOx] | NoSettings | 0 | 0 | 0 | 0 | 0 | 0 | 0 | 0 | 0 | 0 | 0 | 0 | 0 | 0 | 0 | 0 | 0 | 0 | 0 | 0 | 0 | 0 | 0 | 0 | 0 | 0 | 0 | 0 | 0 | 0 | 0
Industrial Sector Energy Related Emissions before CCS[petroleum diesel if,rubber and plastic products 22,PM10] | NoSettings | 0 | 0 | 0 | 0 | 0 | 0 | 0 | 0 | 0 | 0 | 0 | 0 | 0 | 0 | 0 | 0 | 0 | 0 | 0 | 0 | 0 | 0 | 0 | 0 | 0 | 0 | 0 | 0 | 0 | 0 | 0
Industrial Sector Energy Related Emissions before CCS[petroleum diesel if,rubber and plastic products 22,PM25] | NoSettings | 0 | 0 | 0 | 0 | 0 | 0 | 0 | 0 | 0 | 0 | 0 | 0 | 0 | 0 | 0 | 0 | 0 | 0 | 0 | 0 | 0 | 0 | 0 | 0 | 0 | 0 | 0 | 0 | 0 | 0 | 0
Industrial Sector Energy Related Emissions before CCS[petroleum diesel if,rubber and plastic products 22,SOx] | NoSettings | 0 | 0 | 0 | 0 | 0 | 0 | 0 | 0 | 0 | 0 | 0 | 0 | 0 | 0 | 0 | 0 | 0 | 0 | 0 | 0 | 0 | 0 | 0 | 0 | 0 | 0 | 0 | 0 | 0 | 0 | 0
Industrial Sector Energy Related Emissions before CCS[petroleum diesel if,rubber and plastic products 22,BC] | NoSettings | 0 | 0 | 0 | 0 | 0 | 0 | 0 | 0 | 0 | 0 | 0 | 0 | 0 | 0 | 0 | 0 | 0 | 0 | 0 | 0 | 0 | 0 | 0 | 0 | 0 | 0 | 0 | 0 | 0 | 0 | 0
Industrial Sector Energy Related Emissions before CCS[petroleum diesel if,rubber and plastic products 22,OC] | NoSettings | 0 | 0 | 0 | 0 | 0 | 0 | 0 | 0 | 0 | 0 | 0 | 0 | 0 | 0 | 0 | 0 | 0 | 0 | 0 | 0 | 0 | 0 | 0 | 0 | 0 | 0 | 0 | 0 | 0 | 0 | 0
Industrial Sector Energy Related Emissions before CCS[petroleum diesel if,rubber and plastic products 22,CH4] | NoSettings | 0 | 0 | 0 | 0 | 0 | 0 | 0 | 0 | 0 | 0 | 0 | 0 | 0 | 0 | 0 | 0 | 0 | 0 | 0 | 0 | 0 | 0 | 0 | 0 | 0 | 0 | 0 | 0 | 0 | 0 | 0
Industrial Sector Energy Related Emissions before CCS[petroleum diesel if,rubber and plastic products 22,N2O] | NoSettings | 0 | 0 | 0 | 0 | 0 | 0 | 0 | 0 | 0 | 0 | 0 | 0 | 0 | 0 | 0 | 0 | 0 | 0 | 0 | 0 | 0 | 0 | 0 | 0 | 0 | 0 | 0 | 0 | 0 | 0 | 0
Industrial Sector Energy Related Emissions before CCS[petroleum diesel if,rubber and plastic products 22,F gases] | NoSettings | 0 | 0 | 0 | 0 | 0 | 0 | 0 | 0 | 0 | 0 | 0 | 0 | 0 | 0 | 0 | 0 | 0 | 0 | 0 | 0 | 0 | 0 | 0 | 0 | 0 | 0 | 0 | 0 | 0 | 0 | 0
Industrial Sector Energy Related Emissions before CCS[petroleum diesel if,glass and glass products 231,CO2] | NoSettings | 0 | 0 | 0 | 0 | 0 | 0 | 0 | 0 | 0 | 0 | 0 | 0 | 0 | 0 | 0 | 0 | 0 | 0 | 0 | 0 | 0 | 0 | 0 | 0 | 0 | 0 | 0 | 0 | 0 | 0 | 0
Industrial Sector Energy Related Emissions before CCS[petroleum diesel if,glass and glass products 231,VOC] | NoSettings | 0 | 0 | 0 | 0 | 0 | 0 | 0 | 0 | 0 | 0 | 0 | 0 | 0 | 0 | 0 | 0 | 0 | 0 | 0 | 0 | 0 | 0 | 0 | 0 | 0 | 0 | 0 | 0 | 0 | 0 | 0
Industrial Sector Energy Related Emissions before CCS[petroleum diesel if,glass and glass products 231,CO] | NoSettings | 0 | 0 | 0 | 0 | 0 | 0 | 0 | 0 | 0 | 0 | 0 | 0 | 0 | 0 | 0 | 0 | 0 | 0 | 0 | 0 | 0 | 0 | 0 | 0 | 0 | 0 | 0 | 0 | 0 | 0 | 0
Industrial Sector Energy Related Emissions before CCS[petroleum diesel if,glass and glass products 231,NOx] | NoSettings | 0 | 0 | 0 | 0 | 0 | 0 | 0 | 0 | 0 | 0 | 0 | 0 | 0 | 0 | 0 | 0 | 0 | 0 | 0 | 0 | 0 | 0 | 0 | 0 | 0 | 0 | 0 | 0 | 0 | 0 | 0
Industrial Sector Energy Related Emissions before CCS[petroleum diesel if,glass and glass products 231,PM10] | NoSettings | 0 | 0 | 0 | 0 | 0 | 0 | 0 | 0 | 0 | 0 | 0 | 0 | 0 | 0 | 0 | 0 | 0 | 0 | 0 | 0 | 0 | 0 | 0 | 0 | 0 | 0 | 0 | 0 | 0 | 0 | 0
Industrial Sector Energy Related Emissions before CCS[petroleum diesel if,glass and glass products 231,PM25] | NoSettings | 0 | 0 | 0 | 0 | 0 | 0 | 0 | 0 | 0 | 0 | 0 | 0 | 0 | 0 | 0 | 0 | 0 | 0 | 0 | 0 | 0 | 0 | 0 | 0 | 0 | 0 | 0 | 0 | 0 | 0 | 0
Industrial Sector Energy Related Emissions before CCS[petroleum diesel if,glass and glass products 231,SOx] | NoSettings | 0 | 0 | 0 | 0 | 0 | 0 | 0 | 0 | 0 | 0 | 0 | 0 | 0 | 0 | 0 | 0 | 0 | 0 | 0 | 0 | 0 | 0 | 0 | 0 | 0 | 0 | 0 | 0 | 0 | 0 | 0
Industrial Sector Energy Related Emissions before CCS[petroleum diesel if,glass and glass products 231,BC] | NoSettings | 0 | 0 | 0 | 0 | 0 | 0 | 0 | 0 | 0 | 0 | 0 | 0 | 0 | 0 | 0 | 0 | 0 | 0 | 0 | 0 | 0 | 0 | 0 | 0 | 0 | 0 | 0 | 0 | 0 | 0 | 0
Industrial Sector Energy Related Emissions before CCS[petroleum diesel if,glass and glass products 231,OC] | NoSettings | 0 | 0 | 0 | 0 | 0 | 0 | 0 | 0 | 0 | 0 | 0 | 0 | 0 | 0 | 0 | 0 | 0 | 0 | 0 | 0 | 0 | 0 | 0 | 0 | 0 | 0 | 0 | 0 | 0 | 0 | 0
Industrial Sector Energy Related Emissions before CCS[petroleum diesel if,glass and glass products 231,CH4] | NoSettings | 0 | 0 | 0 | 0 | 0 | 0 | 0 | 0 | 0 | 0 | 0 | 0 | 0 | 0 | 0 | 0 | 0 | 0 | 0 | 0 | 0 | 0 | 0 | 0 | 0 | 0 | 0 | 0 | 0 | 0 | 0
Industrial Sector Energy Related Emissions before CCS[petroleum diesel if,glass and glass products 231,N2O] | NoSettings | 0 | 0 | 0 | 0 | 0 | 0 | 0 | 0 | 0 | 0 | 0 | 0 | 0 | 0 | 0 | 0 | 0 | 0 | 0 | 0 | 0 | 0 | 0 | 0 | 0 | 0 | 0 | 0 | 0 | 0 | 0
Industrial Sector Energy Related Emissions before CCS[petroleum diesel if,glass and glass products 231,F gases] | NoSettings | 0 | 0 | 0 | 0 | 0 | 0 | 0 | 0 | 0 | 0 | 0 | 0 | 0 | 0 | 0 | 0 | 0 | 0 | 0 | 0 | 0 | 0 | 0 | 0 | 0 | 0 | 0 | 0 | 0 | 0 | 0
Industrial Sector Energy Related Emissions before CCS[petroleum diesel if,cement and other nonmetallic minerals 239,CO2] | NoSettings | 129990000000 | 127448000000 | 125004000000 | 122563000000 | 120106000000 | 117639000000 | 115161000000 | 112690000000 | 110351000000 | 108553000000 | 106718000000 | 104832000000 | 102989000000 | 101131000000 | 99252700000 | 97352200000 | 97938200000 | 97854500000 | 97775500000 | 97698200000 | 97623800000 | 97566600000 | 97514600000 | 97470600000 | 97404500000 | 97384600000 | 97333800000 | 97313300000 | 97292300000 | 97270500000 | 97248700000
Industrial Sector Energy Related Emissions before CCS[petroleum diesel if,cement and other nonmetallic minerals 239,VOC] | NoSettings | 1295740 | 1270400 | 1246040 | 1221710 | 1197210 | 1172630 | 1147930 | 1123290 | 1099980 | 1082060 | 1063760 | 1044970 | 1026600 | 1008070 | 989352 | 970409 | 976250 | 975416 | 974628 | 973857 | 973116 | 972546 | 972027 | 971589 | 970930 | 970731 | 970225 | 970021 | 969811 | 969594 | 969377
Industrial Sector Energy Related Emissions before CCS[petroleum diesel if,cement and other nonmetallic minerals 239,CO] | NoSettings | 33798300 | 33137500 | 32502000 | 31867400 | 31228400 | 30587000 | 29942800 | 29300200 | 28692200 | 28224600 | 27747400 | 27257200 | 26778000 | 26294800 | 25806500 | 25312400 | 25464700 | 25443000 | 25422400 | 25402300 | 25383000 | 25368100 | 25354600 | 25343100 | 25325900 | 25320800 | 25307600 | 25302200 | 25296800 | 25291100 | 25285400
Industrial Sector Energy Related Emissions before CCS[petroleum diesel if,cement and other nonmetallic minerals 239,NOx] | NoSettings | 87235400 | 85529700 | 83889400 | 82251500 | 80602300 | 78946900 | 77284000 | 75625500 | 74056300 | 72849300 | 71617700 | 70352400 | 69115400 | 67868400 | 66608000 | 65332600 | 65725900 | 65669700 | 65616700 | 65564800 | 65514900 | 65476500 | 65441600 | 65412100 | 65367700 | 65354400 | 65320300 | 65306500 | 65292400 | 65277800 | 65263200
Industrial Sector Energy Related Emissions before CCS[petroleum diesel if,cement and other nonmetallic minerals 239,PM10] | NoSettings | 13154900 | 12897600 | 12650300 | 12403300 | 12154600 | 11905000 | 11654200 | 11404100 | 11167500 | 10985500 | 10799700 | 10608900 | 10422400 | 10234400 | 10044300 | 9851980 | 9911280 | 9902820 | 9894820 | 9886990 | 9879470 | 9873680 | 9868410 | 9863970 | 9857270 | 9855260 | 9850120 | 9848040 | 9845920 | 9843720 | 9841510
Industrial Sector Energy Related Emissions before CCS[petroleum diesel if,cement and other nonmetallic minerals 239,PM25] | NoSettings | 8864030 | 8690710 | 8524040 | 8357610 | 8190040 | 8021830 | 7852860 | 7684340 | 7524900 | 7402250 | 7277100 | 7148530 | 7022850 | 6896130 | 6768070 | 6638480 | 6678430 | 6672730 | 6667340 | 6662070 | 6657000 | 6653100 | 6649550 | 6646550 | 6642040 | 6640680 | 6637220 | 6635820 | 6634390 | 6632910 | 6631420
Industrial Sector Energy Related Emissions before CCS[petroleum diesel if,cement and other nonmetallic minerals 239,SOx] | NoSettings | 878261 | 861089 | 844574 | 828084 | 811481 | 794814 | 778073 | 761376 | 745578 | 733426 | 721026 | 708288 | 695834 | 683279 | 670590 | 657750 | 661709 | 661144 | 660610 | 660088 | 659585 | 659199 | 658847 | 658550 | 658103 | 657969 | 657626 | 657487 | 657345 | 657198 | 657051
Industrial Sector Energy Related Emissions before CCS[petroleum diesel if,cement and other nonmetallic minerals 239,BC] | NoSettings | 886922 | 869581 | 852904 | 836251 | 819484 | 802653 | 785747 | 768885 | 752931 | 740659 | 728137 | 715273 | 702697 | 690018 | 677204 | 664237 | 668235 | 667664 | 667125 | 666597 | 666090 | 665700 | 665345 | 665045 | 664593 | 664458 | 664112 | 663971 | 663828 | 663680 | 663531
Industrial Sector Energy Related Emissions before CCS[petroleum diesel if,cement and other nonmetallic minerals 239,OC] | NoSettings | 2215570 | 2172250 | 2130590 | 2088990 | 2047110 | 2005060 | 1962830 | 1920710 | 1880860 | 1850200 | 1818920 | 1786780 | 1755370 | 1723700 | 1691690 | 1659290 | 1669280 | 1667860 | 1666510 | 1665190 | 1663920 | 1662950 | 1662060 | 1661310 | 1660190 | 1659850 | 1658980 | 1658630 | 1658270 | 1657900 | 1657530
Industrial Sector Energy Related Emissions before CCS[petroleum diesel if,cement and other nonmetallic minerals 239,CH4] | NoSettings | 5196810 | 5095200 | 4997480 | 4899910 | 4801660 | 4703040 | 4603980 | 4505180 | 4411700 | 4339800 | 4266430 | 4191050 | 4117360 | 4043070 | 3967990 | 3892010 | 3915440 | 3912100 | 3908940 | 3905840 | 3902870 | 3900580 | 3898500 | 3896750 | 3894100 | 3893310 | 3891280 | 3890460 | 3889620 | 3888750 | 3887870
Industrial Sector Energy Related Emissions before CCS[petroleum diesel if,cement and other nonmetallic minerals 239,N2O] | NoSettings | 1039360 | 1019040 | 999496 | 979982 | 960333 | 940609 | 920797 | 901037 | 882341 | 867960 | 853285 | 838210 | 823473 | 808614 | 793598 | 778403 | 783088 | 782419 | 781787 | 781169 | 780574 | 780117 | 779701 | 779349 | 778820 | 778662 | 778256 | 778091 | 777924 | 777750 | 777575
Industrial Sector Energy Related Emissions before CCS[petroleum diesel if,cement and other nonmetallic minerals 239,F gases] | NoSettings | 0 | 0 | 0 | 0 | 0 | 0 | 0 | 0 | 0 | 0 | 0 | 0 | 0 | 0 | 0 | 0 | 0 | 0 | 0 | 0 | 0 | 0 | 0 | 0 | 0 | 0 | 0 | 0 | 0 | 0 | 0
Industrial Sector Energy Related Emissions before CCS[petroleum diesel if,iron and steel 241,CO2] | NoSettings | 0 | 0 | 0 | 0 | 0 | 0 | 0 | 0 | 0 | 0 | 0 | 0 | 0 | 0 | 0 | 0 | 0 | 0 | 0 | 0 | 0 | 0 | 0 | 0 | 0 | 0 | 0 | 0 | 0 | 0 | 0
Industrial Sector Energy Related Emissions before CCS[petroleum diesel if,iron and steel 241,VOC] | NoSettings | 0 | 0 | 0 | 0 | 0 | 0 | 0 | 0 | 0 | 0 | 0 | 0 | 0 | 0 | 0 | 0 | 0 | 0 | 0 | 0 | 0 | 0 | 0 | 0 | 0 | 0 | 0 | 0 | 0 | 0 | 0
Industrial Sector Energy Related Emissions before CCS[petroleum diesel if,iron and steel 241,CO] | NoSettings | 0 | 0 | 0 | 0 | 0 | 0 | 0 | 0 | 0 | 0 | 0 | 0 | 0 | 0 | 0 | 0 | 0 | 0 | 0 | 0 | 0 | 0 | 0 | 0 | 0 | 0 | 0 | 0 | 0 | 0 | 0
Industrial Sector Energy Related Emissions before CCS[petroleum diesel if,iron and steel 241,NOx] | NoSettings | 0 | 0 | 0 | 0 | 0 | 0 | 0 | 0 | 0 | 0 | 0 | 0 | 0 | 0 | 0 | 0 | 0 | 0 | 0 | 0 | 0 | 0 | 0 | 0 | 0 | 0 | 0 | 0 | 0 | 0 | 0
Industrial Sector Energy Related Emissions before CCS[petroleum diesel if,iron and steel 241,PM10] | NoSettings | 0 | 0 | 0 | 0 | 0 | 0 | 0 | 0 | 0 | 0 | 0 | 0 | 0 | 0 | 0 | 0 | 0 | 0 | 0 | 0 | 0 | 0 | 0 | 0 | 0 | 0 | 0 | 0 | 0 | 0 | 0
Industrial Sector Energy Related Emissions before CCS[petroleum diesel if,iron and steel 241,PM25] | NoSettings | 0 | 0 | 0 | 0 | 0 | 0 | 0 | 0 | 0 | 0 | 0 | 0 | 0 | 0 | 0 | 0 | 0 | 0 | 0 | 0 | 0 | 0 | 0 | 0 | 0 | 0 | 0 | 0 | 0 | 0 | 0
Industrial Sector Energy Related Emissions before CCS[petroleum diesel if,iron and steel 241,SOx] | NoSettings | 0 | 0 | 0 | 0 | 0 | 0 | 0 | 0 | 0 | 0 | 0 | 0 | 0 | 0 | 0 | 0 | 0 | 0 | 0 | 0 | 0 | 0 | 0 | 0 | 0 | 0 | 0 | 0 | 0 | 0 | 0
Industrial Sector Energy Related Emissions before CCS[petroleum diesel if,iron and steel 241,BC] | NoSettings | 0 | 0 | 0 | 0 | 0 | 0 | 0 | 0 | 0 | 0 | 0 | 0 | 0 | 0 | 0 | 0 | 0 | 0 | 0 | 0 | 0 | 0 | 0 | 0 | 0 | 0 | 0 | 0 | 0 | 0 | 0
Industrial Sector Energy Related Emissions before CCS[petroleum diesel if,iron and steel 241,OC] | NoSettings | 0 | 0 | 0 | 0 | 0 | 0 | 0 | 0 | 0 | 0 | 0 | 0 | 0 | 0 | 0 | 0 | 0 | 0 | 0 | 0 | 0 | 0 | 0 | 0 | 0 | 0 | 0 | 0 | 0 | 0 | 0
Industrial Sector Energy Related Emissions before CCS[petroleum diesel if,iron and steel 241,CH4] | NoSettings | 0 | 0 | 0 | 0 | 0 | 0 | 0 | 0 | 0 | 0 | 0 | 0 | 0 | 0 | 0 | 0 | 0 | 0 | 0 | 0 | 0 | 0 | 0 | 0 | 0 | 0 | 0 | 0 | 0 | 0 | 0
Industrial Sector Energy Related Emissions before CCS[petroleum diesel if,iron and steel 241,N2O] | NoSettings | 0 | 0 | 0 | 0 | 0 | 0 | 0 | 0 | 0 | 0 | 0 | 0 | 0 | 0 | 0 | 0 | 0 | 0 | 0 | 0 | 0 | 0 | 0 | 0 | 0 | 0 | 0 | 0 | 0 | 0 | 0
Industrial Sector Energy Related Emissions before CCS[petroleum diesel if,iron and steel 241,F gases] | NoSettings | 0 | 0 | 0 | 0 | 0 | 0 | 0 | 0 | 0 | 0 | 0 | 0 | 0 | 0 | 0 | 0 | 0 | 0 | 0 | 0 | 0 | 0 | 0 | 0 | 0 | 0 | 0 | 0 | 0 | 0 | 0
Industrial Sector Energy Related Emissions before CCS[petroleum diesel if,other metals 242,CO2] | NoSettings | 0 | 0 | 0 | 0 | 0 | 0 | 0 | 0 | 0 | 0 | 0 | 0 | 0 | 0 | 0 | 0 | 0 | 0 | 0 | 0 | 0 | 0 | 0 | 0 | 0 | 0 | 0 | 0 | 0 | 0 | 0
Industrial Sector Energy Related Emissions before CCS[petroleum diesel if,other metals 242,VOC] | NoSettings | 0 | 0 | 0 | 0 | 0 | 0 | 0 | 0 | 0 | 0 | 0 | 0 | 0 | 0 | 0 | 0 | 0 | 0 | 0 | 0 | 0 | 0 | 0 | 0 | 0 | 0 | 0 | 0 | 0 | 0 | 0
Industrial Sector Energy Related Emissions before CCS[petroleum diesel if,other metals 242,CO] | NoSettings | 0 | 0 | 0 | 0 | 0 | 0 | 0 | 0 | 0 | 0 | 0 | 0 | 0 | 0 | 0 | 0 | 0 | 0 | 0 | 0 | 0 | 0 | 0 | 0 | 0 | 0 | 0 | 0 | 0 | 0 | 0
Industrial Sector Energy Related Emissions before CCS[petroleum diesel if,other metals 242,NOx] | NoSettings | 0 | 0 | 0 | 0 | 0 | 0 | 0 | 0 | 0 | 0 | 0 | 0 | 0 | 0 | 0 | 0 | 0 | 0 | 0 | 0 | 0 | 0 | 0 | 0 | 0 | 0 | 0 | 0 | 0 | 0 | 0
Industrial Sector Energy Related Emissions before CCS[petroleum diesel if,other metals 242,PM10] | NoSettings | 0 | 0 | 0 | 0 | 0 | 0 | 0 | 0 | 0 | 0 | 0 | 0 | 0 | 0 | 0 | 0 | 0 | 0 | 0 | 0 | 0 | 0 | 0 | 0 | 0 | 0 | 0 | 0 | 0 | 0 | 0
Industrial Sector Energy Related Emissions before CCS[petroleum diesel if,other metals 242,PM25] | NoSettings | 0 | 0 | 0 | 0 | 0 | 0 | 0 | 0 | 0 | 0 | 0 | 0 | 0 | 0 | 0 | 0 | 0 | 0 | 0 | 0 | 0 | 0 | 0 | 0 | 0 | 0 | 0 | 0 | 0 | 0 | 0
Industrial Sector Energy Related Emissions before CCS[petroleum diesel if,other metals 242,SOx] | NoSettings | 0 | 0 | 0 | 0 | 0 | 0 | 0 | 0 | 0 | 0 | 0 | 0 | 0 | 0 | 0 | 0 | 0 | 0 | 0 | 0 | 0 | 0 | 0 | 0 | 0 | 0 | 0 | 0 | 0 | 0 | 0
Industrial Sector Energy Related Emissions before CCS[petroleum diesel if,other metals 242,BC] | NoSettings | 0 | 0 | 0 | 0 | 0 | 0 | 0 | 0 | 0 | 0 | 0 | 0 | 0 | 0 | 0 | 0 | 0 | 0 | 0 | 0 | 0 | 0 | 0 | 0 | 0 | 0 | 0 | 0 | 0 | 0 | 0
Industrial Sector Energy Related Emissions before CCS[petroleum diesel if,other metals 242,OC] | NoSettings | 0 | 0 | 0 | 0 | 0 | 0 | 0 | 0 | 0 | 0 | 0 | 0 | 0 | 0 | 0 | 0 | 0 | 0 | 0 | 0 | 0 | 0 | 0 | 0 | 0 | 0 | 0 | 0 | 0 | 0 | 0
Industrial Sector Energy Related Emissions before CCS[petroleum diesel if,other metals 242,CH4] | NoSettings | 0 | 0 | 0 | 0 | 0 | 0 | 0 | 0 | 0 | 0 | 0 | 0 | 0 | 0 | 0 | 0 | 0 | 0 | 0 | 0 | 0 | 0 | 0 | 0 | 0 | 0 | 0 | 0 | 0 | 0 | 0
Industrial Sector Energy Related Emissions before CCS[petroleum diesel if,other metals 242,N2O] | NoSettings | 0 | 0 | 0 | 0 | 0 | 0 | 0 | 0 | 0 | 0 | 0 | 0 | 0 | 0 | 0 | 0 | 0 | 0 | 0 | 0 | 0 | 0 | 0 | 0 | 0 | 0 | 0 | 0 | 0 | 0 | 0
Industrial Sector Energy Related Emissions before CCS[petroleum diesel if,other metals 242,F gases] | NoSettings | 0 | 0 | 0 | 0 | 0 | 0 | 0 | 0 | 0 | 0 | 0 | 0 | 0 | 0 | 0 | 0 | 0 | 0 | 0 | 0 | 0 | 0 | 0 | 0 | 0 | 0 | 0 | 0 | 0 | 0 | 0
Industrial Sector Energy Related Emissions before CCS[petroleum diesel if,metal products except machinery and vehicles 25,CO2] | NoSettings | 0 | 0 | 0 | 0 | 0 | 0 | 0 | 0 | 0 | 0 | 0 | 0 | 0 | 0 | 0 | 0 | 0 | 0 | 0 | 0 | 0 | 0 | 0 | 0 | 0 | 0 | 0 | 0 | 0 | 0 | 0
Industrial Sector Energy Related Emissions before CCS[petroleum diesel if,metal products except machinery and vehicles 25,VOC] | NoSettings | 0 | 0 | 0 | 0 | 0 | 0 | 0 | 0 | 0 | 0 | 0 | 0 | 0 | 0 | 0 | 0 | 0 | 0 | 0 | 0 | 0 | 0 | 0 | 0 | 0 | 0 | 0 | 0 | 0 | 0 | 0
Industrial Sector Energy Related Emissions before CCS[petroleum diesel if,metal products except machinery and vehicles 25,CO] | NoSettings | 0 | 0 | 0 | 0 | 0 | 0 | 0 | 0 | 0 | 0 | 0 | 0 | 0 | 0 | 0 | 0 | 0 | 0 | 0 | 0 | 0 | 0 | 0 | 0 | 0 | 0 | 0 | 0 | 0 | 0 | 0
Industrial Sector Energy Related Emissions before CCS[petroleum diesel if,metal products except machinery and vehicles 25,NOx] | NoSettings | 0 | 0 | 0 | 0 | 0 | 0 | 0 | 0 | 0 | 0 | 0 | 0 | 0 | 0 | 0 | 0 | 0 | 0 | 0 | 0 | 0 | 0 | 0 | 0 | 0 | 0 | 0 | 0 | 0 | 0 | 0
Industrial Sector Energy Related Emissions before CCS[petroleum diesel if,metal products except machinery and vehicles 25,PM10] | NoSettings | 0 | 0 | 0 | 0 | 0 | 0 | 0 | 0 | 0 | 0 | 0 | 0 | 0 | 0 | 0 | 0 | 0 | 0 | 0 | 0 | 0 | 0 | 0 | 0 | 0 | 0 | 0 | 0 | 0 | 0 | 0
Industrial Sector Energy Related Emissions before CCS[petroleum diesel if,metal products except machinery and vehicles 25,PM25] | NoSettings | 0 | 0 | 0 | 0 | 0 | 0 | 0 | 0 | 0 | 0 | 0 | 0 | 0 | 0 | 0 | 0 | 0 | 0 | 0 | 0 | 0 | 0 | 0 | 0 | 0 | 0 | 0 | 0 | 0 | 0 | 0
Industrial Sector Energy Related Emissions before CCS[petroleum diesel if,metal products except machinery and vehicles 25,SOx] | NoSettings | 0 | 0 | 0 | 0 | 0 | 0 | 0 | 0 | 0 | 0 | 0 | 0 | 0 | 0 | 0 | 0 | 0 | 0 | 0 | 0 | 0 | 0 | 0 | 0 | 0 | 0 | 0 | 0 | 0 | 0 | 0
Industrial Sector Energy Related Emissions before CCS[petroleum diesel if,metal products except machinery and vehicles 25,BC] | NoSettings | 0 | 0 | 0 | 0 | 0 | 0 | 0 | 0 | 0 | 0 | 0 | 0 | 0 | 0 | 0 | 0 | 0 | 0 | 0 | 0 | 0 | 0 | 0 | 0 | 0 | 0 | 0 | 0 | 0 | 0 | 0
Industrial Sector Energy Related Emissions before CCS[petroleum diesel if,metal products except machinery and vehicles 25,OC] | NoSettings | 0 | 0 | 0 | 0 | 0 | 0 | 0 | 0 | 0 | 0 | 0 | 0 | 0 | 0 | 0 | 0 | 0 | 0 | 0 | 0 | 0 | 0 | 0 | 0 | 0 | 0 | 0 | 0 | 0 | 0 | 0
Industrial Sector Energy Related Emissions before CCS[petroleum diesel if,metal products except machinery and vehicles 25,CH4] | NoSettings | 0 | 0 | 0 | 0 | 0 | 0 | 0 | 0 | 0 | 0 | 0 | 0 | 0 | 0 | 0 | 0 | 0 | 0 | 0 | 0 | 0 | 0 | 0 | 0 | 0 | 0 | 0 | 0 | 0 | 0 | 0
Industrial Sector Energy Related Emissions before CCS[petroleum diesel if,metal products except machinery and vehicles 25,N2O] | NoSettings | 0 | 0 | 0 | 0 | 0 | 0 | 0 | 0 | 0 | 0 | 0 | 0 | 0 | 0 | 0 | 0 | 0 | 0 | 0 | 0 | 0 | 0 | 0 | 0 | 0 | 0 | 0 | 0 | 0 | 0 | 0
Industrial Sector Energy Related Emissions before CCS[petroleum diesel if,metal products except machinery and vehicles 25,F gases] | NoSettings | 0 | 0 | 0 | 0 | 0 | 0 | 0 | 0 | 0 | 0 | 0 | 0 | 0 | 0 | 0 | 0 | 0 | 0 | 0 | 0 | 0 | 0 | 0 | 0 | 0 | 0 | 0 | 0 | 0 | 0 | 0
Industrial Sector Energy Related Emissions before CCS[petroleum diesel if,computers and electronics 26,CO2] | NoSettings | 0 | 0 | 0 | 0 | 0 | 0 | 0 | 0 | 0 | 0 | 0 | 0 | 0 | 0 | 0 | 0 | 0 | 0 | 0 | 0 | 0 | 0 | 0 | 0 | 0 | 0 | 0 | 0 | 0 | 0 | 0
Industrial Sector Energy Related Emissions before CCS[petroleum diesel if,computers and electronics 26,VOC] | NoSettings | 0 | 0 | 0 | 0 | 0 | 0 | 0 | 0 | 0 | 0 | 0 | 0 | 0 | 0 | 0 | 0 | 0 | 0 | 0 | 0 | 0 | 0 | 0 | 0 | 0 | 0 | 0 | 0 | 0 | 0 | 0
Industrial Sector Energy Related Emissions before CCS[petroleum diesel if,computers and electronics 26,CO] | NoSettings | 0 | 0 | 0 | 0 | 0 | 0 | 0 | 0 | 0 | 0 | 0 | 0 | 0 | 0 | 0 | 0 | 0 | 0 | 0 | 0 | 0 | 0 | 0 | 0 | 0 | 0 | 0 | 0 | 0 | 0 | 0
Industrial Sector Energy Related Emissions before CCS[petroleum diesel if,computers and electronics 26,NOx] | NoSettings | 0 | 0 | 0 | 0 | 0 | 0 | 0 | 0 | 0 | 0 | 0 | 0 | 0 | 0 | 0 | 0 | 0 | 0 | 0 | 0 | 0 | 0 | 0 | 0 | 0 | 0 | 0 | 0 | 0 | 0 | 0
Industrial Sector Energy Related Emissions before CCS[petroleum diesel if,computers and electronics 26,PM10] | NoSettings | 0 | 0 | 0 | 0 | 0 | 0 | 0 | 0 | 0 | 0 | 0 | 0 | 0 | 0 | 0 | 0 | 0 | 0 | 0 | 0 | 0 | 0 | 0 | 0 | 0 | 0 | 0 | 0 | 0 | 0 | 0
Industrial Sector Energy Related Emissions before CCS[petroleum diesel if,computers and electronics 26,PM25] | NoSettings | 0 | 0 | 0 | 0 | 0 | 0 | 0 | 0 | 0 | 0 | 0 | 0 | 0 | 0 | 0 | 0 | 0 | 0 | 0 | 0 | 0 | 0 | 0 | 0 | 0 | 0 | 0 | 0 | 0 | 0 | 0
Industrial Sector Energy Related Emissions before CCS[petroleum diesel if,computers and electronics 26,SOx] | NoSettings | 0 | 0 | 0 | 0 | 0 | 0 | 0 | 0 | 0 | 0 | 0 | 0 | 0 | 0 | 0 | 0 | 0 | 0 | 0 | 0 | 0 | 0 | 0 | 0 | 0 | 0 | 0 | 0 | 0 | 0 | 0
Industrial Sector Energy Related Emissions before CCS[petroleum diesel if,computers and electronics 26,BC] | NoSettings | 0 | 0 | 0 | 0 | 0 | 0 | 0 | 0 | 0 | 0 | 0 | 0 | 0 | 0 | 0 | 0 | 0 | 0 | 0 | 0 | 0 | 0 | 0 | 0 | 0 | 0 | 0 | 0 | 0 | 0 | 0
Industrial Sector Energy Related Emissions before CCS[petroleum diesel if,computers and electronics 26,OC] | NoSettings | 0 | 0 | 0 | 0 | 0 | 0 | 0 | 0 | 0 | 0 | 0 | 0 | 0 | 0 | 0 | 0 | 0 | 0 | 0 | 0 | 0 | 0 | 0 | 0 | 0 | 0 | 0 | 0 | 0 | 0 | 0
Industrial Sector Energy Related Emissions before CCS[petroleum diesel if,computers and electronics 26,CH4] | NoSettings | 0 | 0 | 0 | 0 | 0 | 0 | 0 | 0 | 0 | 0 | 0 | 0 | 0 | 0 | 0 | 0 | 0 | 0 | 0 | 0 | 0 | 0 | 0 | 0 | 0 | 0 | 0 | 0 | 0 | 0 | 0
Industrial Sector Energy Related Emissions before CCS[petroleum diesel if,computers and electronics 26,N2O] | NoSettings | 0 | 0 | 0 | 0 | 0 | 0 | 0 | 0 | 0 | 0 | 0 | 0 | 0 | 0 | 0 | 0 | 0 | 0 | 0 | 0 | 0 | 0 | 0 | 0 | 0 | 0 | 0 | 0 | 0 | 0 | 0
Industrial Sector Energy Related Emissions before CCS[petroleum diesel if,computers and electronics 26,F gases] | NoSettings | 0 | 0 | 0 | 0 | 0 | 0 | 0 | 0 | 0 | 0 | 0 | 0 | 0 | 0 | 0 | 0 | 0 | 0 | 0 | 0 | 0 | 0 | 0 | 0 | 0 | 0 | 0 | 0 | 0 | 0 | 0
Industrial Sector Energy Related Emissions before CCS[petroleum diesel if,appliances and electrical equipment 27,CO2] | NoSettings | 0 | 0 | 0 | 0 | 0 | 0 | 0 | 0 | 0 | 0 | 0 | 0 | 0 | 0 | 0 | 0 | 0 | 0 | 0 | 0 | 0 | 0 | 0 | 0 | 0 | 0 | 0 | 0 | 0 | 0 | 0
Industrial Sector Energy Related Emissions before CCS[petroleum diesel if,appliances and electrical equipment 27,VOC] | NoSettings | 0 | 0 | 0 | 0 | 0 | 0 | 0 | 0 | 0 | 0 | 0 | 0 | 0 | 0 | 0 | 0 | 0 | 0 | 0 | 0 | 0 | 0 | 0 | 0 | 0 | 0 | 0 | 0 | 0 | 0 | 0
Industrial Sector Energy Related Emissions before CCS[petroleum diesel if,appliances and electrical equipment 27,CO] | NoSettings | 0 | 0 | 0 | 0 | 0 | 0 | 0 | 0 | 0 | 0 | 0 | 0 | 0 | 0 | 0 | 0 | 0 | 0 | 0 | 0 | 0 | 0 | 0 | 0 | 0 | 0 | 0 | 0 | 0 | 0 | 0
Industrial Sector Energy Related Emissions before CCS[petroleum diesel if,appliances and electrical equipment 27,NOx] | NoSettings | 0 | 0 | 0 | 0 | 0 | 0 | 0 | 0 | 0 | 0 | 0 | 0 | 0 | 0 | 0 | 0 | 0 | 0 | 0 | 0 | 0 | 0 | 0 | 0 | 0 | 0 | 0 | 0 | 0 | 0 | 0
Industrial Sector Energy Related Emissions before CCS[petroleum diesel if,appliances and electrical equipment 27,PM10] | NoSettings | 0 | 0 | 0 | 0 | 0 | 0 | 0 | 0 | 0 | 0 | 0 | 0 | 0 | 0 | 0 | 0 | 0 | 0 | 0 | 0 | 0 | 0 | 0 | 0 | 0 | 0 | 0 | 0 | 0 | 0 | 0
Industrial Sector Energy Related Emissions before CCS[petroleum diesel if,appliances and electrical equipment 27,PM25] | NoSettings | 0 | 0 | 0 | 0 | 0 | 0 | 0 | 0 | 0 | 0 | 0 | 0 | 0 | 0 | 0 | 0 | 0 | 0 | 0 | 0 | 0 | 0 | 0 | 0 | 0 | 0 | 0 | 0 | 0 | 0 | 0
Industrial Sector Energy Related Emissions before CCS[petroleum diesel if,appliances and electrical equipment 27,SOx] | NoSettings | 0 | 0 | 0 | 0 | 0 | 0 | 0 | 0 | 0 | 0 | 0 | 0 | 0 | 0 | 0 | 0 | 0 | 0 | 0 | 0 | 0 | 0 | 0 | 0 | 0 | 0 | 0 | 0 | 0 | 0 | 0
Industrial Sector Energy Related Emissions before CCS[petroleum diesel if,appliances and electrical equipment 27,BC] | NoSettings | 0 | 0 | 0 | 0 | 0 | 0 | 0 | 0 | 0 | 0 | 0 | 0 | 0 | 0 | 0 | 0 | 0 | 0 | 0 | 0 | 0 | 0 | 0 | 0 | 0 | 0 | 0 | 0 | 0 | 0 | 0
Industrial Sector Energy Related Emissions before CCS[petroleum diesel if,appliances and electrical equipment 27,OC] | NoSettings | 0 | 0 | 0 | 0 | 0 | 0 | 0 | 0 | 0 | 0 | 0 | 0 | 0 | 0 | 0 | 0 | 0 | 0 | 0 | 0 | 0 | 0 | 0 | 0 | 0 | 0 | 0 | 0 | 0 | 0 | 0
Industrial Sector Energy Related Emissions before CCS[petroleum diesel if,appliances and electrical equipment 27,CH4] | NoSettings | 0 | 0 | 0 | 0 | 0 | 0 | 0 | 0 | 0 | 0 | 0 | 0 | 0 | 0 | 0 | 0 | 0 | 0 | 0 | 0 | 0 | 0 | 0 | 0 | 0 | 0 | 0 | 0 | 0 | 0 | 0
Industrial Sector Energy Related Emissions before CCS[petroleum diesel if,appliances and electrical equipment 27,N2O] | NoSettings | 0 | 0 | 0 | 0 | 0 | 0 | 0 | 0 | 0 | 0 | 0 | 0 | 0 | 0 | 0 | 0 | 0 | 0 | 0 | 0 | 0 | 0 | 0 | 0 | 0 | 0 | 0 | 0 | 0 | 0 | 0
Industrial Sector Energy Related Emissions before CCS[petroleum diesel if,appliances and electrical equipment 27,F gases] | NoSettings | 0 | 0 | 0 | 0 | 0 | 0 | 0 | 0 | 0 | 0 | 0 | 0 | 0 | 0 | 0 | 0 | 0 | 0 | 0 | 0 | 0 | 0 | 0 | 0 | 0 | 0 | 0 | 0 | 0 | 0 | 0
Industrial Sector Energy Related Emissions before CCS[petroleum diesel if,other machinery 28,CO2] | NoSettings | 0 | 0 | 0 | 0 | 0 | 0 | 0 | 0 | 0 | 0 | 0 | 0 | 0 | 0 | 0 | 0 | 0 | 0 | 0 | 0 | 0 | 0 | 0 | 0 | 0 | 0 | 0 | 0 | 0 | 0 | 0
Industrial Sector Energy Related Emissions before CCS[petroleum diesel if,other machinery 28,VOC] | NoSettings | 0 | 0 | 0 | 0 | 0 | 0 | 0 | 0 | 0 | 0 | 0 | 0 | 0 | 0 | 0 | 0 | 0 | 0 | 0 | 0 | 0 | 0 | 0 | 0 | 0 | 0 | 0 | 0 | 0 | 0 | 0
Industrial Sector Energy Related Emissions before CCS[petroleum diesel if,other machinery 28,CO] | NoSettings | 0 | 0 | 0 | 0 | 0 | 0 | 0 | 0 | 0 | 0 | 0 | 0 | 0 | 0 | 0 | 0 | 0 | 0 | 0 | 0 | 0 | 0 | 0 | 0 | 0 | 0 | 0 | 0 | 0 | 0 | 0
Industrial Sector Energy Related Emissions before CCS[petroleum diesel if,other machinery 28,NOx] | NoSettings | 0 | 0 | 0 | 0 | 0 | 0 | 0 | 0 | 0 | 0 | 0 | 0 | 0 | 0 | 0 | 0 | 0 | 0 | 0 | 0 | 0 | 0 | 0 | 0 | 0 | 0 | 0 | 0 | 0 | 0 | 0
Industrial Sector Energy Related Emissions before CCS[petroleum diesel if,other machinery 28,PM10] | NoSettings | 0 | 0 | 0 | 0 | 0 | 0 | 0 | 0 | 0 | 0 | 0 | 0 | 0 | 0 | 0 | 0 | 0 | 0 | 0 | 0 | 0 | 0 | 0 | 0 | 0 | 0 | 0 | 0 | 0 | 0 | 0
Industrial Sector Energy Related Emissions before CCS[petroleum diesel if,other machinery 28,PM25] | NoSettings | 0 | 0 | 0 | 0 | 0 | 0 | 0 | 0 | 0 | 0 | 0 | 0 | 0 | 0 | 0 | 0 | 0 | 0 | 0 | 0 | 0 | 0 | 0 | 0 | 0 | 0 | 0 | 0 | 0 | 0 | 0
Industrial Sector Energy Related Emissions before CCS[petroleum diesel if,other machinery 28,SOx] | NoSettings | 0 | 0 | 0 | 0 | 0 | 0 | 0 | 0 | 0 | 0 | 0 | 0 | 0 | 0 | 0 | 0 | 0 | 0 | 0 | 0 | 0 | 0 | 0 | 0 | 0 | 0 | 0 | 0 | 0 | 0 | 0
Industrial Sector Energy Related Emissions before CCS[petroleum diesel if,other machinery 28,BC] | NoSettings | 0 | 0 | 0 | 0 | 0 | 0 | 0 | 0 | 0 | 0 | 0 | 0 | 0 | 0 | 0 | 0 | 0 | 0 | 0 | 0 | 0 | 0 | 0 | 0 | 0 | 0 | 0 | 0 | 0 | 0 | 0
Industrial Sector Energy Related Emissions before CCS[petroleum diesel if,other machinery 28,OC] | NoSettings | 0 | 0 | 0 | 0 | 0 | 0 | 0 | 0 | 0 | 0 | 0 | 0 | 0 | 0 | 0 | 0 | 0 | 0 | 0 | 0 | 0 | 0 | 0 | 0 | 0 | 0 | 0 | 0 | 0 | 0 | 0
Industrial Sector Energy Related Emissions before CCS[petroleum diesel if,other machinery 28,CH4] | NoSettings | 0 | 0 | 0 | 0 | 0 | 0 | 0 | 0 | 0 | 0 | 0 | 0 | 0 | 0 | 0 | 0 | 0 | 0 | 0 | 0 | 0 | 0 | 0 | 0 | 0 | 0 | 0 | 0 | 0 | 0 | 0
Industrial Sector Energy Related Emissions before CCS[petroleum diesel if,other machinery 28,N2O] | NoSettings | 0 | 0 | 0 | 0 | 0 | 0 | 0 | 0 | 0 | 0 | 0 | 0 | 0 | 0 | 0 | 0 | 0 | 0 | 0 | 0 | 0 | 0 | 0 | 0 | 0 | 0 | 0 | 0 | 0 | 0 | 0
Industrial Sector Energy Related Emissions before CCS[petroleum diesel if,other machinery 28,F gases] | NoSettings | 0 | 0 | 0 | 0 | 0 | 0 | 0 | 0 | 0 | 0 | 0 | 0 | 0 | 0 | 0 | 0 | 0 | 0 | 0 | 0 | 0 | 0 | 0 | 0 | 0 | 0 | 0 | 0 | 0 | 0 | 0
Industrial Sector Energy Related Emissions before CCS[petroleum diesel if,road vehicles 29,CO2] | NoSettings | 0 | 0 | 0 | 0 | 0 | 0 | 0 | 0 | 0 | 0 | 0 | 0 | 0 | 0 | 0 | 0 | 0 | 0 | 0 | 0 | 0 | 0 | 0 | 0 | 0 | 0 | 0 | 0 | 0 | 0 | 0
Industrial Sector Energy Related Emissions before CCS[petroleum diesel if,road vehicles 29,VOC] | NoSettings | 0 | 0 | 0 | 0 | 0 | 0 | 0 | 0 | 0 | 0 | 0 | 0 | 0 | 0 | 0 | 0 | 0 | 0 | 0 | 0 | 0 | 0 | 0 | 0 | 0 | 0 | 0 | 0 | 0 | 0 | 0
Industrial Sector Energy Related Emissions before CCS[petroleum diesel if,road vehicles 29,CO] | NoSettings | 0 | 0 | 0 | 0 | 0 | 0 | 0 | 0 | 0 | 0 | 0 | 0 | 0 | 0 | 0 | 0 | 0 | 0 | 0 | 0 | 0 | 0 | 0 | 0 | 0 | 0 | 0 | 0 | 0 | 0 | 0
Industrial Sector Energy Related Emissions before CCS[petroleum diesel if,road vehicles 29,NOx] | NoSettings | 0 | 0 | 0 | 0 | 0 | 0 | 0 | 0 | 0 | 0 | 0 | 0 | 0 | 0 | 0 | 0 | 0 | 0 | 0 | 0 | 0 | 0 | 0 | 0 | 0 | 0 | 0 | 0 | 0 | 0 | 0
Industrial Sector Energy Related Emissions before CCS[petroleum diesel if,road vehicles 29,PM10] | NoSettings | 0 | 0 | 0 | 0 | 0 | 0 | 0 | 0 | 0 | 0 | 0 | 0 | 0 | 0 | 0 | 0 | 0 | 0 | 0 | 0 | 0 | 0 | 0 | 0 | 0 | 0 | 0 | 0 | 0 | 0 | 0
Industrial Sector Energy Related Emissions before CCS[petroleum diesel if,road vehicles 29,PM25] | NoSettings | 0 | 0 | 0 | 0 | 0 | 0 | 0 | 0 | 0 | 0 | 0 | 0 | 0 | 0 | 0 | 0 | 0 | 0 | 0 | 0 | 0 | 0 | 0 | 0 | 0 | 0 | 0 | 0 | 0 | 0 | 0
Industrial Sector Energy Related Emissions before CCS[petroleum diesel if,road vehicles 29,SOx] | NoSettings | 0 | 0 | 0 | 0 | 0 | 0 | 0 | 0 | 0 | 0 | 0 | 0 | 0 | 0 | 0 | 0 | 0 | 0 | 0 | 0 | 0 | 0 | 0 | 0 | 0 | 0 | 0 | 0 | 0 | 0 | 0
Industrial Sector Energy Related Emissions before CCS[petroleum diesel if,road vehicles 29,BC] | NoSettings | 0 | 0 | 0 | 0 | 0 | 0 | 0 | 0 | 0 | 0 | 0 | 0 | 0 | 0 | 0 | 0 | 0 | 0 | 0 | 0 | 0 | 0 | 0 | 0 | 0 | 0 | 0 | 0 | 0 | 0 | 0
Industrial Sector Energy Related Emissions before CCS[petroleum diesel if,road vehicles 29,OC] | NoSettings | 0 | 0 | 0 | 0 | 0 | 0 | 0 | 0 | 0 | 0 | 0 | 0 | 0 | 0 | 0 | 0 | 0 | 0 | 0 | 0 | 0 | 0 | 0 | 0 | 0 | 0 | 0 | 0 | 0 | 0 | 0
Industrial Sector Energy Related Emissions before CCS[petroleum diesel if,road vehicles 29,CH4] | NoSettings | 0 | 0 | 0 | 0 | 0 | 0 | 0 | 0 | 0 | 0 | 0 | 0 | 0 | 0 | 0 | 0 | 0 | 0 | 0 | 0 | 0 | 0 | 0 | 0 | 0 | 0 | 0 | 0 | 0 | 0 | 0
Industrial Sector Energy Related Emissions before CCS[petroleum diesel if,road vehicles 29,N2O] | NoSettings | 0 | 0 | 0 | 0 | 0 | 0 | 0 | 0 | 0 | 0 | 0 | 0 | 0 | 0 | 0 | 0 | 0 | 0 | 0 | 0 | 0 | 0 | 0 | 0 | 0 | 0 | 0 | 0 | 0 | 0 | 0
Industrial Sector Energy Related Emissions before CCS[petroleum diesel if,road vehicles 29,F gases] | NoSettings | 0 | 0 | 0 | 0 | 0 | 0 | 0 | 0 | 0 | 0 | 0 | 0 | 0 | 0 | 0 | 0 | 0 | 0 | 0 | 0 | 0 | 0 | 0 | 0 | 0 | 0 | 0 | 0 | 0 | 0 | 0
Industrial Sector Energy Related Emissions before CCS[petroleum diesel if,nonroad vehicles 30,CO2] | NoSettings | 0 | 0 | 0 | 0 | 0 | 0 | 0 | 0 | 0 | 0 | 0 | 0 | 0 | 0 | 0 | 0 | 0 | 0 | 0 | 0 | 0 | 0 | 0 | 0 | 0 | 0 | 0 | 0 | 0 | 0 | 0
Industrial Sector Energy Related Emissions before CCS[petroleum diesel if,nonroad vehicles 30,VOC] | NoSettings | 0 | 0 | 0 | 0 | 0 | 0 | 0 | 0 | 0 | 0 | 0 | 0 | 0 | 0 | 0 | 0 | 0 | 0 | 0 | 0 | 0 | 0 | 0 | 0 | 0 | 0 | 0 | 0 | 0 | 0 | 0
Industrial Sector Energy Related Emissions before CCS[petroleum diesel if,nonroad vehicles 30,CO] | NoSettings | 0 | 0 | 0 | 0 | 0 | 0 | 0 | 0 | 0 | 0 | 0 | 0 | 0 | 0 | 0 | 0 | 0 | 0 | 0 | 0 | 0 | 0 | 0 | 0 | 0 | 0 | 0 | 0 | 0 | 0 | 0
Industrial Sector Energy Related Emissions before CCS[petroleum diesel if,nonroad vehicles 30,NOx] | NoSettings | 0 | 0 | 0 | 0 | 0 | 0 | 0 | 0 | 0 | 0 | 0 | 0 | 0 | 0 | 0 | 0 | 0 | 0 | 0 | 0 | 0 | 0 | 0 | 0 | 0 | 0 | 0 | 0 | 0 | 0 | 0
Industrial Sector Energy Related Emissions before CCS[petroleum diesel if,nonroad vehicles 30,PM10] | NoSettings | 0 | 0 | 0 | 0 | 0 | 0 | 0 | 0 | 0 | 0 | 0 | 0 | 0 | 0 | 0 | 0 | 0 | 0 | 0 | 0 | 0 | 0 | 0 | 0 | 0 | 0 | 0 | 0 | 0 | 0 | 0
Industrial Sector Energy Related Emissions before CCS[petroleum diesel if,nonroad vehicles 30,PM25] | NoSettings | 0 | 0 | 0 | 0 | 0 | 0 | 0 | 0 | 0 | 0 | 0 | 0 | 0 | 0 | 0 | 0 | 0 | 0 | 0 | 0 | 0 | 0 | 0 | 0 | 0 | 0 | 0 | 0 | 0 | 0 | 0
Industrial Sector Energy Related Emissions before CCS[petroleum diesel if,nonroad vehicles 30,SOx] | NoSettings | 0 | 0 | 0 | 0 | 0 | 0 | 0 | 0 | 0 | 0 | 0 | 0 | 0 | 0 | 0 | 0 | 0 | 0 | 0 | 0 | 0 | 0 | 0 | 0 | 0 | 0 | 0 | 0 | 0 | 0 | 0
Industrial Sector Energy Related Emissions before CCS[petroleum diesel if,nonroad vehicles 30,BC] | NoSettings | 0 | 0 | 0 | 0 | 0 | 0 | 0 | 0 | 0 | 0 | 0 | 0 | 0 | 0 | 0 | 0 | 0 | 0 | 0 | 0 | 0 | 0 | 0 | 0 | 0 | 0 | 0 | 0 | 0 | 0 | 0
Industrial Sector Energy Related Emissions before CCS[petroleum diesel if,nonroad vehicles 30,OC] | NoSettings | 0 | 0 | 0 | 0 | 0 | 0 | 0 | 0 | 0 | 0 | 0 | 0 | 0 | 0 | 0 | 0 | 0 | 0 | 0 | 0 | 0 | 0 | 0 | 0 | 0 | 0 | 0 | 0 | 0 | 0 | 0
Industrial Sector Energy Related Emissions before CCS[petroleum diesel if,nonroad vehicles 30,CH4] | NoSettings | 0 | 0 | 0 | 0 | 0 | 0 | 0 | 0 | 0 | 0 | 0 | 0 | 0 | 0 | 0 | 0 | 0 | 0 | 0 | 0 | 0 | 0 | 0 | 0 | 0 | 0 | 0 | 0 | 0 | 0 | 0
Industrial Sector Energy Related Emissions before CCS[petroleum diesel if,nonroad vehicles 30,N2O] | NoSettings | 0 | 0 | 0 | 0 | 0 | 0 | 0 | 0 | 0 | 0 | 0 | 0 | 0 | 0 | 0 | 0 | 0 | 0 | 0 | 0 | 0 | 0 | 0 | 0 | 0 | 0 | 0 | 0 | 0 | 0 | 0
Industrial Sector Energy Related Emissions before CCS[petroleum diesel if,nonroad vehicles 30,F gases] | NoSettings | 0 | 0 | 0 | 0 | 0 | 0 | 0 | 0 | 0 | 0 | 0 | 0 | 0 | 0 | 0 | 0 | 0 | 0 | 0 | 0 | 0 | 0 | 0 | 0 | 0 | 0 | 0 | 0 | 0 | 0 | 0
Industrial Sector Energy Related Emissions before CCS[petroleum diesel if,other manufacturing 31T33,CO2] | NoSettings | 732548000000 | 687881000000 | 711571000000 | 739193000000 | 752494000000 | 771411000000 | 782922000000 | 790051000000 | 796039000000 | 803101000000 | 813801000000 | 823376000000 | 831586000000 | 843855000000 | 853287000000 | 858338000000 | 861497000000 | 868325000000 | 875897000000 | 884429000000 | 890327000000 | 899977000000 | 914287000000 | 933468000000 | 949151000000 | 959394000000 | 977366000000 | 992734000000 | 1008100000000 | 1023470000000 | 1038840000000
Industrial Sector Energy Related Emissions before CCS[petroleum diesel if,other manufacturing 31T33,VOC] | NoSettings | 7302050 | 6856810 | 7092950 | 7368290 | 7500870 | 7689440 | 7804180 | 7875240 | 7934930 | 8005320 | 8111990 | 8207430 | 8289260 | 8411560 | 8505580 | 8555920 | 8587410 | 8655480 | 8730960 | 8816000 | 8874800 | 8970990 | 9113630 | 9304820 | 9461150 | 9563250 | 9742400 | 9895590 | 10048800 | 10202000 | 10355200
Industrial Sector Energy Related Emissions before CCS[petroleum diesel if,other manufacturing 31T33,CO] | NoSettings | 190468000 | 178855000 | 185014000 | 192196000 | 195654000 | 200573000 | 203566000 | 205420000 | 206977000 | 208813000 | 211595000 | 214084000 | 216219000 | 219409000 | 221862000 | 223175000 | 223996000 | 225772000 | 227740000 | 229959000 | 231492000 | 234001000 | 237722000 | 242709000 | 246787000 | 249450000 | 254123000 | 258119000 | 262115000 | 266111000 | 270106000
Industrial Sector Energy Related Emissions before CCS[petroleum diesel if,other manufacturing 31T33,NOx] | NoSettings | 491610000 | 461634000 | 477532000 | 496069000 | 504995000 | 517691000 | 525416000 | 530200000 | 534218000 | 538957000 | 546138000 | 552564000 | 558073000 | 566307000 | 572637000 | 576026000 | 578146000 | 582729000 | 587810000 | 593536000 | 597494000 | 603971000 | 613574000 | 626446000 | 636971000 | 643845000 | 655906000 | 666219000 | 676533000 | 686846000 | 697160000
Industrial Sector Energy Related Emissions before CCS[petroleum diesel if,other manufacturing 31T33,PM10] | NoSettings | 74133400 | 69613100 | 72010500 | 74805800 | 76151900 | 78066300 | 79231200 | 79952700 | 80558700 | 81273300 | 82356200 | 83325200 | 84155900 | 85397600 | 86352100 | 86863200 | 87182900 | 87874000 | 88640200 | 89503600 | 90100500 | 91077100 | 92525300 | 94466300 | 96053500 | 97090000 | 98908800 | 100464000 | 102019000 | 103575000 | 105130000
Industrial Sector Energy Related Emissions before CCS[petroleum diesel if,other manufacturing 31T33,PM25] | NoSettings | 49952700 | 46906800 | 48522200 | 50405800 | 51312800 | 52602800 | 53387700 | 53873800 | 54282200 | 54763700 | 55493400 | 56146300 | 56706100 | 57542700 | 58185900 | 58530300 | 58745700 | 59211400 | 59727700 | 60309500 | 60711700 | 61369700 | 62345500 | 63653400 | 64722900 | 65421400 | 66646900 | 67694800 | 68742800 | 69790800 | 70838700
Industrial Sector Energy Related Emissions before CCS[petroleum diesel if,other manufacturing 31T33,SOx] | NoSettings | 4949380 | 4647600 | 4807650 | 4994280 | 5084150 | 5211960 | 5289730 | 5337900 | 5378360 | 5426070 | 5498360 | 5563060 | 5618520 | 5701420 | 5765150 | 5799270 | 5820610 | 5866750 | 5917910 | 5975550 | 6015400 | 6080600 | 6177290 | 6306880 | 6412840 | 6482050 | 6603470 | 6707310 | 6811140 | 6914970 | 7018810
Industrial Sector Energy Related Emissions before CCS[petroleum diesel if,other manufacturing 31T33,BC] | NoSettings | 4998200 | 4693430 | 4855070 | 5043530 | 5134280 | 5263360 | 5341900 | 5390540 | 5431400 | 5479580 | 5552590 | 5617920 | 5673930 | 5757640 | 5822000 | 5856460 | 5878020 | 5924610 | 5976270 | 6034480 | 6074730 | 6140570 | 6238210 | 6369080 | 6476080 | 6545970 | 6668600 | 6773450 | 6878310 | 6983170 | 7088030
Industrial Sector Energy Related Emissions before CCS[petroleum diesel if,other manufacturing 31T33,OC] | NoSettings | 12485700 | 11724400 | 12128200 | 12599000 | 12825700 | 13148100 | 13344300 | 13465800 | 13567900 | 13688200 | 13870600 | 14033800 | 14173800 | 14382900 | 14543600 | 14629700 | 14683600 | 14799900 | 14929000 | 15074400 | 15175000 | 15339400 | 15583300 | 15910200 | 16177600 | 16352100 | 16658500 | 16920400 | 17182300 | 17444300 | 17706200
Industrial Sector Energy Related Emissions before CCS[petroleum diesel if,other manufacturing 31T33,CH4] | NoSettings | 29286300 | 27500600 | 28447700 | 29552000 | 30083700 | 30840000 | 31300200 | 31585200 | 31824600 | 32106900 | 32534700 | 32917500 | 33245700 | 33736200 | 34113300 | 34315200 | 34441500 | 34714500 | 35017200 | 35358300 | 35594100 | 35979900 | 36552000 | 37318800 | 37945800 | 38355300 | 39073800 | 39688200 | 40302600 | 40917000 | 41531400
Industrial Sector Energy Related Emissions before CCS[petroleum diesel if,other manufacturing 31T33,N2O] | NoSettings | 5857260 | 5500120 | 5689530 | 5910390 | 6016740 | 6168000 | 6260040 | 6317040 | 6364920 | 6421380 | 6506940 | 6583500 | 6649140 | 6747240 | 6822660 | 6863040 | 6888300 | 6942900 | 7003440 | 7071660 | 7118820 | 7195980 | 7310400 | 7463760 | 7589160 | 7671060 | 7814760 | 7937640 | 8060520 | 8183400 | 8306280
Industrial Sector Energy Related Emissions before CCS[petroleum diesel if,other manufacturing 31T33,F gases] | NoSettings | 0 | 0 | 0 | 0 | 0 | 0 | 0 | 0 | 0 | 0 | 0 | 0 | 0 | 0 | 0 | 0 | 0 | 0 | 0 | 0 | 0 | 0 | 0 | 0 | 0 | 0 | 0 | 0 | 0 | 0 | 0
Industrial Sector Energy Related Emissions before CCS[petroleum diesel if,energy pipelines and gas processing 352T353,CO2] | NoSettings | 0 | 133917000 | 144260000 | 148030000 | 139652000 | 130676000 | 122189000 | 122311000 | 121885000 | 122375000 | 120411000 | 118318000 | 120890000 | 123133000 | 125582000 | 127400000 | 129110000 | 127763000 | 124906000 | 122918000 | 120835000 | 119354000 | 118890000 | 119153000 | 118240000 | 118118000 | 117892000 | 118976000 | 119662000 | 120650000 | 122026000
Industrial Sector Energy Related Emissions before CCS[petroleum diesel if,energy pipelines and gas processing 352T353,VOC] | NoSettings | 0 | 1334.89 | 1437.99 | 1475.56 | 1392.05 | 1302.58 | 1217.98 | 1219.2 | 1214.95 | 1219.83 | 1200.26 | 1179.4 | 1205.03 | 1227.4 | 1251.8 | 1269.92 | 1286.97 | 1273.55 | 1245.06 | 1225.25 | 1204.49 | 1189.73 | 1185.1 | 1187.72 | 1178.62 | 1177.4 | 1175.15 | 1185.96 | 1192.79 | 1202.64 | 1216.35
Industrial Sector Energy Related Emissions before CCS[petroleum diesel if,energy pipelines and gas processing 352T353,CO] | NoSettings | 0 | 34819.5 | 37508.8 | 38488.9 | 36310.7 | 33976.8 | 31770.1 | 31801.8 | 31691 | 31818.4 | 31307.9 | 30763.7 | 31432.3 | 32015.7 | 32652.3 | 33124.9 | 33569.6 | 33219.5 | 32476.5 | 31959.6 | 31418.1 | 31033.1 | 30912.4 | 30980.7 | 30743.3 | 30711.5 | 30652.8 | 30934.8 | 31113.1 | 31369.9 | 31727.6
Industrial Sector Energy Related Emissions before CCS[petroleum diesel if,energy pipelines and gas processing 352T353,NOx] | NoSettings | 0 | 89871.1 | 96812.3 | 99342.1 | 93719.9 | 87696.1 | 82000.5 | 82082.3 | 81796.2 | 82125.2 | 80807.4 | 79402.9 | 81128.6 | 82634.2 | 84277.6 | 85497.3 | 86645.1 | 85741.5 | 83823.8 | 82489.6 | 81092 | 80098.2 | 79786.5 | 79962.9 | 79350.1 | 79268.2 | 79116.5 | 79844.4 | 80304.7 | 80967.4 | 81890.8
Industrial Sector Energy Related Emissions before CCS[petroleum diesel if,energy pipelines and gas processing 352T353,PM10] | NoSettings | 0 | 13552.3 | 14599 | 14980.5 | 14132.7 | 13224.3 | 12365.5 | 12377.8 | 12334.6 | 12384.3 | 12185.5 | 11973.7 | 12234 | 12461 | 12708.8 | 12892.8 | 13065.8 | 12929.6 | 12640.4 | 12439.2 | 12228.5 | 12078.6 | 12031.6 | 12058.2 | 11965.8 | 11953.4 | 11930.6 | 12040.3 | 12109.7 | 12209.7 | 12348.9
Industrial Sector Energy Related Emissions before CCS[petroleum diesel if,energy pipelines and gas processing 352T353,PM25] | NoSettings | 0 | 9131.84 | 9837.14 | 10094.2 | 9522.92 | 8910.84 | 8332.11 | 8340.42 | 8311.35 | 8344.78 | 8210.87 | 8068.17 | 8243.51 | 8396.5 | 8563.48 | 8687.42 | 8804.05 | 8712.23 | 8517.37 | 8381.8 | 8239.79 | 8138.82 | 8107.15 | 8125.07 | 8062.8 | 8054.47 | 8039.07 | 8113.02 | 8159.8 | 8227.13 | 8320.96
Industrial Sector Energy Related Emissions before CCS[petroleum diesel if,energy pipelines and gas processing 352T353,SOx] | NoSettings | 0 | 904.797 | 974.679 | 1000.15 | 943.545 | 882.9 | 825.558 | 826.381 | 823.5 | 826.813 | 813.545 | 799.406 | 816.78 | 831.938 | 848.482 | 860.763 | 872.318 | 863.221 | 843.914 | 830.481 | 816.411 | 806.406 | 803.268 | 805.044 | 798.874 | 798.049 | 796.523 | 803.85 | 808.485 | 815.156 | 824.453
Industrial Sector Energy Related Emissions before CCS[petroleum diesel if,energy pipelines and gas processing 352T353,BC] | NoSettings | 0 | 913.72 | 984.291 | 1010.01 | 952.85 | 891.607 | 833.699 | 834.531 | 831.622 | 834.967 | 821.569 | 807.29 | 824.835 | 840.142 | 856.85 | 869.252 | 880.921 | 871.734 | 852.237 | 838.671 | 824.463 | 814.359 | 811.19 | 812.983 | 806.753 | 805.92 | 804.378 | 811.778 | 816.458 | 823.195 | 832.584
Industrial Sector Energy Related Emissions before CCS[petroleum diesel if,energy pipelines and gas processing 352T353,OC] | NoSettings | 0 | 2282.51 | 2458.81 | 2523.06 | 2380.26 | 2227.28 | 2082.62 | 2084.7 | 2077.43 | 2085.79 | 2052.32 | 2016.65 | 2060.48 | 2098.72 | 2140.45 | 2171.43 | 2200.58 | 2177.63 | 2128.93 | 2095.04 | 2059.55 | 2034.31 | 2026.39 | 2030.87 | 2015.31 | 2013.23 | 2009.37 | 2027.86 | 2039.55 | 2056.38 | 2079.83
Industrial Sector Energy Related Emissions before CCS[petroleum diesel if,energy pipelines and gas processing 352T353,CH4] | NoSettings | 0 | 5353.83 | 5767.33 | 5918.04 | 5583.11 | 5224.26 | 4884.96 | 4889.83 | 4872.78 | 4892.39 | 4813.88 | 4730.21 | 4833.02 | 4922.71 | 5020.61 | 5093.27 | 5161.65 | 5107.81 | 4993.57 | 4914.09 | 4830.84 | 4771.63 | 4753.07 | 4763.57 | 4727.07 | 4722.19 | 4713.15 | 4756.51 | 4783.94 | 4823.41 | 4878.42
Industrial Sector Energy Related Emissions before CCS[petroleum diesel if,energy pipelines and gas processing 352T353,N2O] | NoSettings | 0 | 1070.77 | 1153.47 | 1183.61 | 1116.62 | 1044.85 | 976.991 | 977.966 | 974.557 | 978.477 | 962.776 | 946.043 | 966.603 | 984.542 | 1004.12 | 1018.65 | 1032.33 | 1021.56 | 998.715 | 982.818 | 966.167 | 954.327 | 950.613 | 952.714 | 945.414 | 944.437 | 942.63 | 951.302 | 956.787 | 964.682 | 975.684
Industrial Sector Energy Related Emissions before CCS[petroleum diesel if,energy pipelines and gas processing 352T353,F gases] | NoSettings | 0 | 0 | 0 | 0 | 0 | 0 | 0 | 0 | 0 | 0 | 0 | 0 | 0 | 0 | 0 | 0 | 0 | 0 | 0 | 0 | 0 | 0 | 0 | 0 | 0 | 0 | 0 | 0 | 0 | 0 | 0
Industrial Sector Energy Related Emissions before CCS[petroleum diesel if,water and waste 36T39,CO2] | NoSettings | 0 | 0 | 0 | 0 | 0 | 0 | 0 | 0 | 0 | 0 | 0 | 0 | 0 | 0 | 0 | 0 | 0 | 0 | 0 | 0 | 0 | 0 | 0 | 0 | 0 | 0 | 0 | 0 | 0 | 0 | 0
Industrial Sector Energy Related Emissions before CCS[petroleum diesel if,water and waste 36T39,VOC] | NoSettings | 0 | 0 | 0 | 0 | 0 | 0 | 0 | 0 | 0 | 0 | 0 | 0 | 0 | 0 | 0 | 0 | 0 | 0 | 0 | 0 | 0 | 0 | 0 | 0 | 0 | 0 | 0 | 0 | 0 | 0 | 0
Industrial Sector Energy Related Emissions before CCS[petroleum diesel if,water and waste 36T39,CO] | NoSettings | 0 | 0 | 0 | 0 | 0 | 0 | 0 | 0 | 0 | 0 | 0 | 0 | 0 | 0 | 0 | 0 | 0 | 0 | 0 | 0 | 0 | 0 | 0 | 0 | 0 | 0 | 0 | 0 | 0 | 0 | 0
Industrial Sector Energy Related Emissions before CCS[petroleum diesel if,water and waste 36T39,NOx] | NoSettings | 0 | 0 | 0 | 0 | 0 | 0 | 0 | 0 | 0 | 0 | 0 | 0 | 0 | 0 | 0 | 0 | 0 | 0 | 0 | 0 | 0 | 0 | 0 | 0 | 0 | 0 | 0 | 0 | 0 | 0 | 0
Industrial Sector Energy Related Emissions before CCS[petroleum diesel if,water and waste 36T39,PM10] | NoSettings | 0 | 0 | 0 | 0 | 0 | 0 | 0 | 0 | 0 | 0 | 0 | 0 | 0 | 0 | 0 | 0 | 0 | 0 | 0 | 0 | 0 | 0 | 0 | 0 | 0 | 0 | 0 | 0 | 0 | 0 | 0
Industrial Sector Energy Related Emissions before CCS[petroleum diesel if,water and waste 36T39,PM25] | NoSettings | 0 | 0 | 0 | 0 | 0 | 0 | 0 | 0 | 0 | 0 | 0 | 0 | 0 | 0 | 0 | 0 | 0 | 0 | 0 | 0 | 0 | 0 | 0 | 0 | 0 | 0 | 0 | 0 | 0 | 0 | 0
Industrial Sector Energy Related Emissions before CCS[petroleum diesel if,water and waste 36T39,SOx] | NoSettings | 0 | 0 | 0 | 0 | 0 | 0 | 0 | 0 | 0 | 0 | 0 | 0 | 0 | 0 | 0 | 0 | 0 | 0 | 0 | 0 | 0 | 0 | 0 | 0 | 0 | 0 | 0 | 0 | 0 | 0 | 0
Industrial Sector Energy Related Emissions before CCS[petroleum diesel if,water and waste 36T39,BC] | NoSettings | 0 | 0 | 0 | 0 | 0 | 0 | 0 | 0 | 0 | 0 | 0 | 0 | 0 | 0 | 0 | 0 | 0 | 0 | 0 | 0 | 0 | 0 | 0 | 0 | 0 | 0 | 0 | 0 | 0 | 0 | 0
Industrial Sector Energy Related Emissions before CCS[petroleum diesel if,water and waste 36T39,OC] | NoSettings | 0 | 0 | 0 | 0 | 0 | 0 | 0 | 0 | 0 | 0 | 0 | 0 | 0 | 0 | 0 | 0 | 0 | 0 | 0 | 0 | 0 | 0 | 0 | 0 | 0 | 0 | 0 | 0 | 0 | 0 | 0
Industrial Sector Energy Related Emissions before CCS[petroleum diesel if,water and waste 36T39,CH4] | NoSettings | 0 | 0 | 0 | 0 | 0 | 0 | 0 | 0 | 0 | 0 | 0 | 0 | 0 | 0 | 0 | 0 | 0 | 0 | 0 | 0 | 0 | 0 | 0 | 0 | 0 | 0 | 0 | 0 | 0 | 0 | 0
Industrial Sector Energy Related Emissions before CCS[petroleum diesel if,water and waste 36T39,N2O] | NoSettings | 0 | 0 | 0 | 0 | 0 | 0 | 0 | 0 | 0 | 0 | 0 | 0 | 0 | 0 | 0 | 0 | 0 | 0 | 0 | 0 | 0 | 0 | 0 | 0 | 0 | 0 | 0 | 0 | 0 | 0 | 0
Industrial Sector Energy Related Emissions before CCS[petroleum diesel if,water and waste 36T39,F gases] | NoSettings | 0 | 0 | 0 | 0 | 0 | 0 | 0 | 0 | 0 | 0 | 0 | 0 | 0 | 0 | 0 | 0 | 0 | 0 | 0 | 0 | 0 | 0 | 0 | 0 | 0 | 0 | 0 | 0 | 0 | 0 | 0
Industrial Sector Energy Related Emissions before CCS[petroleum diesel if,construction 41T43,CO2] | NoSettings | 2229270000000 | 2093340000000 | 2165430000000 | 2249490000000 | 2289960000000 | 2347530000000 | 2382560000000 | 2404270000000 | 2422490000000 | 2443970000000 | 2476520000000 | 2505660000000 | 2530650000000 | 2568000000000 | 2596700000000 | 2612070000000 | 2621670000000 | 2642460000000 | 2665490000000 | 2691460000000 | 2709420000000 | 2738780000000 | 2782330000000 | 2840690000000 | 2888420000000 | 2919590000000 | 2974280000000 | 3021050000000 | 3067820000000 | 3114600000000 | 3161370000000
Industrial Sector Energy Related Emissions before CCS[petroleum diesel if,construction 41T43,VOC] | NoSettings | 22221400 | 20866400 | 21585000 | 22422900 | 22826300 | 23400200 | 23749400 | 23965800 | 24147400 | 24361500 | 24686000 | 24976500 | 25225600 | 25597800 | 25883900 | 26037200 | 26132900 | 26340100 | 26569600 | 26828500 | 27007600 | 27300200 | 27734300 | 28316100 | 28791900 | 29102500 | 29647700 | 30113900 | 30580100 | 31046300 | 31512600
Industrial Sector Energy Related Emissions before CCS[petroleum diesel if,construction 41T43,CO] | NoSettings | 579627000 | 544285000 | 563029000 | 584885000 | 595407000 | 610376000 | 619484000 | 625129000 | 629866000 | 635452000 | 643916000 | 651492000 | 657989000 | 667700000 | 675163000 | 679160000 | 681656000 | 687060000 | 693048000 | 699801000 | 704472000 | 712105000 | 723427000 | 738603000 | 751014000 | 759116000 | 773336000 | 785497000 | 797658000 | 809820000 | 821981000
Industrial Sector Energy Related Emissions before CCS[petroleum diesel if,construction 41T43,NOx] | NoSettings | 1496050000 | 1404830000 | 1453210000 | 1509620000 | 1536780000 | 1575420000 | 1598920000 | 1613490000 | 1625720000 | 1640140000 | 1661980000 | 1681540000 | 1698310000 | 1723370000 | 1742630000 | 1752950000 | 1759390000 | 1773340000 | 1788800000 | 1806230000 | 1818280000 | 1837980000 | 1867210000 | 1906380000 | 1938410000 | 1959320000 | 1996020000 | 2027410000 | 2058800000 | 2090190000 | 2121580000
Industrial Sector Energy Related Emissions before CCS[petroleum diesel if,construction 41T43,PM10] | NoSettings | 225600000 | 211845000 | 219140000 | 227647000 | 231742000 | 237568000 | 241113000 | 243310000 | 245154000 | 247328000 | 250623000 | 253571000 | 256100000 | 259880000 | 262784000 | 264340000 | 265312000 | 267415000 | 269746000 | 272374000 | 274192000 | 277163000 | 281570000 | 287476000 | 292307000 | 295461000 | 300995000 | 305728000 | 310462000 | 315195000 | 319928000
Industrial Sector Energy Related Emissions before CCS[petroleum diesel if,construction 41T43,PM25] | NoSettings | 152014000 | 142745000 | 147661000 | 153393000 | 156153000 | 160079000 | 162467000 | 163948000 | 165190000 | 166655000 | 168875000 | 170862000 | 172566000 | 175112000 | 177070000 | 178118000 | 178773000 | 180190000 | 181760000 | 183531000 | 184756000 | 186758000 | 189728000 | 193708000 | 196963000 | 199088000 | 202817000 | 206006000 | 209196000 | 212385000 | 215575000
Industrial Sector Energy Related Emissions before CCS[petroleum diesel if,construction 41T43,SOx] | NoSettings | 15061800 | 14143400 | 14630500 | 15198400 | 15471900 | 15860800 | 16097500 | 16244200 | 16367300 | 16512400 | 16732400 | 16929200 | 17098100 | 17350400 | 17544300 | 17648200 | 17713100 | 17853500 | 18009100 | 18184600 | 18305900 | 18504300 | 18798500 | 19192800 | 19515300 | 19725900 | 20095400 | 20411400 | 20727400 | 21043400 | 21359500
Industrial Sector Energy Related Emissions before CCS[petroleum diesel if,construction 41T43,BC] | NoSettings | 15210300 | 14282900 | 14774800 | 15348300 | 15624400 | 16017300 | 16256300 | 16404400 | 16528700 | 16675300 | 16897400 | 17096200 | 17266700 | 17521500 | 17717400 | 17822300 | 17887700 | 18029600 | 18186700 | 18363900 | 18486500 | 18686800 | 18983900 | 19382100 | 19707800 | 19920400 | 20293600 | 20612700 | 20931800 | 21251000 | 21570100
Industrial Sector Energy Related Emissions before CCS[petroleum diesel if,construction 41T43,OC] | NoSettings | 37996100 | 35679400 | 36908100 | 38340800 | 39030600 | 40011900 | 40608900 | 40978900 | 41289400 | 41655600 | 42210500 | 42707100 | 43133000 | 43769600 | 44258800 | 44520800 | 44684400 | 45038700 | 45431200 | 45873900 | 46180100 | 46680400 | 47422600 | 48417400 | 49231000 | 49762200 | 50694300 | 51491500 | 52288700 | 53085900 | 53883100
Industrial Sector Energy Related Emissions before CCS[petroleum diesel if,construction 41T43,CH4] | NoSettings | 89123100 | 83688900 | 86571000 | 89931600 | 91549500 | 93851100 | 95251500 | 96119400 | 96847800 | 97706700 | 99008100 | 100173000 | 101172000 | 102665000 | 103813000 | 104427000 | 104811000 | 105642000 | 106563000 | 107601000 | 108319000 | 109493000 | 111234000 | 113567000 | 115475000 | 116721000 | 118908000 | 120778000 | 122648000 | 124517000 | 126387000
Industrial Sector Energy Related Emissions before CCS[petroleum diesel if,construction 41T43,N2O] | NoSettings | 17824600 | 16737800 | 17314200 | 17986300 | 18309900 | 18770200 | 19050300 | 19223900 | 19369600 | 19541300 | 19801600 | 20034600 | 20234400 | 20533000 | 20762500 | 20885500 | 20962200 | 21128400 | 21312500 | 21520200 | 21663800 | 21898600 | 22246700 | 22713400 | 23095100 | 23344300 | 23781500 | 24155500 | 24529500 | 24903500 | 25277500
Industrial Sector Energy Related Emissions before CCS[petroleum diesel if,construction 41T43,F gases] | NoSettings | 0 | 0 | 0 | 0 | 0 | 0 | 0 | 0 | 0 | 0 | 0 | 0 | 0 | 0 | 0 | 0 | 0 | 0 | 0 | 0 | 0 | 0 | 0 | 0 | 0 | 0 | 0 | 0 | 0 | 0 | 0
Industrial Sector Energy Related Emissions before CCS[heat if,agriculture and forestry 01T03,CO2] | NoSettings | 0 | 0 | 0 | 0 | 0 | 0 | 0 | 0 | 0 | 0 | 0 | 0 | 0 | 0 | 0 | 0 | 0 | 0 | 0 | 0 | 0 | 0 | 0 | 0 | 0 | 0 | 0 | 0 | 0 | 0 | 0
Industrial Sector Energy Related Emissions before CCS[heat if,agriculture and forestry 01T03,VOC] | NoSettings | 0 | 0 | 0 | 0 | 0 | 0 | 0 | 0 | 0 | 0 | 0 | 0 | 0 | 0 | 0 | 0 | 0 | 0 | 0 | 0 | 0 | 0 | 0 | 0 | 0 | 0 | 0 | 0 | 0 | 0 | 0
Industrial Sector Energy Related Emissions before CCS[heat if,agriculture and forestry 01T03,CO] | NoSettings | 0 | 0 | 0 | 0 | 0 | 0 | 0 | 0 | 0 | 0 | 0 | 0 | 0 | 0 | 0 | 0 | 0 | 0 | 0 | 0 | 0 | 0 | 0 | 0 | 0 | 0 | 0 | 0 | 0 | 0 | 0
Industrial Sector Energy Related Emissions before CCS[heat if,agriculture and forestry 01T03,NOx] | NoSettings | 0 | 0 | 0 | 0 | 0 | 0 | 0 | 0 | 0 | 0 | 0 | 0 | 0 | 0 | 0 | 0 | 0 | 0 | 0 | 0 | 0 | 0 | 0 | 0 | 0 | 0 | 0 | 0 | 0 | 0 | 0
Industrial Sector Energy Related Emissions before CCS[heat if,agriculture and forestry 01T03,PM10] | NoSettings | 0 | 0 | 0 | 0 | 0 | 0 | 0 | 0 | 0 | 0 | 0 | 0 | 0 | 0 | 0 | 0 | 0 | 0 | 0 | 0 | 0 | 0 | 0 | 0 | 0 | 0 | 0 | 0 | 0 | 0 | 0
Industrial Sector Energy Related Emissions before CCS[heat if,agriculture and forestry 01T03,PM25] | NoSettings | 0 | 0 | 0 | 0 | 0 | 0 | 0 | 0 | 0 | 0 | 0 | 0 | 0 | 0 | 0 | 0 | 0 | 0 | 0 | 0 | 0 | 0 | 0 | 0 | 0 | 0 | 0 | 0 | 0 | 0 | 0
Industrial Sector Energy Related Emissions before CCS[heat if,agriculture and forestry 01T03,SOx] | NoSettings | 0 | 0 | 0 | 0 | 0 | 0 | 0 | 0 | 0 | 0 | 0 | 0 | 0 | 0 | 0 | 0 | 0 | 0 | 0 | 0 | 0 | 0 | 0 | 0 | 0 | 0 | 0 | 0 | 0 | 0 | 0
Industrial Sector Energy Related Emissions before CCS[heat if,agriculture and forestry 01T03,BC] | NoSettings | 0 | 0 | 0 | 0 | 0 | 0 | 0 | 0 | 0 | 0 | 0 | 0 | 0 | 0 | 0 | 0 | 0 | 0 | 0 | 0 | 0 | 0 | 0 | 0 | 0 | 0 | 0 | 0 | 0 | 0 | 0
Industrial Sector Energy Related Emissions before CCS[heat if,agriculture and forestry 01T03,OC] | NoSettings | 0 | 0 | 0 | 0 | 0 | 0 | 0 | 0 | 0 | 0 | 0 | 0 | 0 | 0 | 0 | 0 | 0 | 0 | 0 | 0 | 0 | 0 | 0 | 0 | 0 | 0 | 0 | 0 | 0 | 0 | 0
Industrial Sector Energy Related Emissions before CCS[heat if,agriculture and forestry 01T03,CH4] | NoSettings | 0 | 0 | 0 | 0 | 0 | 0 | 0 | 0 | 0 | 0 | 0 | 0 | 0 | 0 | 0 | 0 | 0 | 0 | 0 | 0 | 0 | 0 | 0 | 0 | 0 | 0 | 0 | 0 | 0 | 0 | 0
Industrial Sector Energy Related Emissions before CCS[heat if,agriculture and forestry 01T03,N2O] | NoSettings | 0 | 0 | 0 | 0 | 0 | 0 | 0 | 0 | 0 | 0 | 0 | 0 | 0 | 0 | 0 | 0 | 0 | 0 | 0 | 0 | 0 | 0 | 0 | 0 | 0 | 0 | 0 | 0 | 0 | 0 | 0
Industrial Sector Energy Related Emissions before CCS[heat if,agriculture and forestry 01T03,F gases] | NoSettings | 0 | 0 | 0 | 0 | 0 | 0 | 0 | 0 | 0 | 0 | 0 | 0 | 0 | 0 | 0 | 0 | 0 | 0 | 0 | 0 | 0 | 0 | 0 | 0 | 0 | 0 | 0 | 0 | 0 | 0 | 0
Industrial Sector Energy Related Emissions before CCS[heat if,coal mining 05,CO2] | NoSettings | 0 | 0 | 0 | 0 | 0 | 0 | 0 | 0 | 0 | 0 | 0 | 0 | 0 | 0 | 0 | 0 | 0 | 0 | 0 | 0 | 0 | 0 | 0 | 0 | 0 | 0 | 0 | 0 | 0 | 0 | 0
Industrial Sector Energy Related Emissions before CCS[heat if,coal mining 05,VOC] | NoSettings | 0 | 0 | 0 | 0 | 0 | 0 | 0 | 0 | 0 | 0 | 0 | 0 | 0 | 0 | 0 | 0 | 0 | 0 | 0 | 0 | 0 | 0 | 0 | 0 | 0 | 0 | 0 | 0 | 0 | 0 | 0
Industrial Sector Energy Related Emissions before CCS[heat if,coal mining 05,CO] | NoSettings | 0 | 0 | 0 | 0 | 0 | 0 | 0 | 0 | 0 | 0 | 0 | 0 | 0 | 0 | 0 | 0 | 0 | 0 | 0 | 0 | 0 | 0 | 0 | 0 | 0 | 0 | 0 | 0 | 0 | 0 | 0
Industrial Sector Energy Related Emissions before CCS[heat if,coal mining 05,NOx] | NoSettings | 0 | 0 | 0 | 0 | 0 | 0 | 0 | 0 | 0 | 0 | 0 | 0 | 0 | 0 | 0 | 0 | 0 | 0 | 0 | 0 | 0 | 0 | 0 | 0 | 0 | 0 | 0 | 0 | 0 | 0 | 0
Industrial Sector Energy Related Emissions before CCS[heat if,coal mining 05,PM10] | NoSettings | 0 | 0 | 0 | 0 | 0 | 0 | 0 | 0 | 0 | 0 | 0 | 0 | 0 | 0 | 0 | 0 | 0 | 0 | 0 | 0 | 0 | 0 | 0 | 0 | 0 | 0 | 0 | 0 | 0 | 0 | 0
Industrial Sector Energy Related Emissions before CCS[heat if,coal mining 05,PM25] | NoSettings | 0 | 0 | 0 | 0 | 0 | 0 | 0 | 0 | 0 | 0 | 0 | 0 | 0 | 0 | 0 | 0 | 0 | 0 | 0 | 0 | 0 | 0 | 0 | 0 | 0 | 0 | 0 | 0 | 0 | 0 | 0
Industrial Sector Energy Related Emissions before CCS[heat if,coal mining 05,SOx] | NoSettings | 0 | 0 | 0 | 0 | 0 | 0 | 0 | 0 | 0 | 0 | 0 | 0 | 0 | 0 | 0 | 0 | 0 | 0 | 0 | 0 | 0 | 0 | 0 | 0 | 0 | 0 | 0 | 0 | 0 | 0 | 0
Industrial Sector Energy Related Emissions before CCS[heat if,coal mining 05,BC] | NoSettings | 0 | 0 | 0 | 0 | 0 | 0 | 0 | 0 | 0 | 0 | 0 | 0 | 0 | 0 | 0 | 0 | 0 | 0 | 0 | 0 | 0 | 0 | 0 | 0 | 0 | 0 | 0 | 0 | 0 | 0 | 0
Industrial Sector Energy Related Emissions before CCS[heat if,coal mining 05,OC] | NoSettings | 0 | 0 | 0 | 0 | 0 | 0 | 0 | 0 | 0 | 0 | 0 | 0 | 0 | 0 | 0 | 0 | 0 | 0 | 0 | 0 | 0 | 0 | 0 | 0 | 0 | 0 | 0 | 0 | 0 | 0 | 0
Industrial Sector Energy Related Emissions before CCS[heat if,coal mining 05,CH4] | NoSettings | 0 | 0 | 0 | 0 | 0 | 0 | 0 | 0 | 0 | 0 | 0 | 0 | 0 | 0 | 0 | 0 | 0 | 0 | 0 | 0 | 0 | 0 | 0 | 0 | 0 | 0 | 0 | 0 | 0 | 0 | 0
Industrial Sector Energy Related Emissions before CCS[heat if,coal mining 05,N2O] | NoSettings | 0 | 0 | 0 | 0 | 0 | 0 | 0 | 0 | 0 | 0 | 0 | 0 | 0 | 0 | 0 | 0 | 0 | 0 | 0 | 0 | 0 | 0 | 0 | 0 | 0 | 0 | 0 | 0 | 0 | 0 | 0
Industrial Sector Energy Related Emissions before CCS[heat if,coal mining 05,F gases] | NoSettings | 0 | 0 | 0 | 0 | 0 | 0 | 0 | 0 | 0 | 0 | 0 | 0 | 0 | 0 | 0 | 0 | 0 | 0 | 0 | 0 | 0 | 0 | 0 | 0 | 0 | 0 | 0 | 0 | 0 | 0 | 0
Industrial Sector Energy Related Emissions before CCS[heat if,oil and gas extraction 06,CO2] | NoSettings | 0 | 0 | 0 | 0 | 0 | 0 | 0 | 0 | 0 | 0 | 0 | 0 | 0 | 0 | 0 | 0 | 0 | 0 | 0 | 0 | 0 | 0 | 0 | 0 | 0 | 0 | 0 | 0 | 0 | 0 | 0
Industrial Sector Energy Related Emissions before CCS[heat if,oil and gas extraction 06,VOC] | NoSettings | 0 | 0 | 0 | 0 | 0 | 0 | 0 | 0 | 0 | 0 | 0 | 0 | 0 | 0 | 0 | 0 | 0 | 0 | 0 | 0 | 0 | 0 | 0 | 0 | 0 | 0 | 0 | 0 | 0 | 0 | 0
Industrial Sector Energy Related Emissions before CCS[heat if,oil and gas extraction 06,CO] | NoSettings | 0 | 0 | 0 | 0 | 0 | 0 | 0 | 0 | 0 | 0 | 0 | 0 | 0 | 0 | 0 | 0 | 0 | 0 | 0 | 0 | 0 | 0 | 0 | 0 | 0 | 0 | 0 | 0 | 0 | 0 | 0
Industrial Sector Energy Related Emissions before CCS[heat if,oil and gas extraction 06,NOx] | NoSettings | 0 | 0 | 0 | 0 | 0 | 0 | 0 | 0 | 0 | 0 | 0 | 0 | 0 | 0 | 0 | 0 | 0 | 0 | 0 | 0 | 0 | 0 | 0 | 0 | 0 | 0 | 0 | 0 | 0 | 0 | 0
Industrial Sector Energy Related Emissions before CCS[heat if,oil and gas extraction 06,PM10] | NoSettings | 0 | 0 | 0 | 0 | 0 | 0 | 0 | 0 | 0 | 0 | 0 | 0 | 0 | 0 | 0 | 0 | 0 | 0 | 0 | 0 | 0 | 0 | 0 | 0 | 0 | 0 | 0 | 0 | 0 | 0 | 0
Industrial Sector Energy Related Emissions before CCS[heat if,oil and gas extraction 06,PM25] | NoSettings | 0 | 0 | 0 | 0 | 0 | 0 | 0 | 0 | 0 | 0 | 0 | 0 | 0 | 0 | 0 | 0 | 0 | 0 | 0 | 0 | 0 | 0 | 0 | 0 | 0 | 0 | 0 | 0 | 0 | 0 | 0
Industrial Sector Energy Related Emissions before CCS[heat if,oil and gas extraction 06,SOx] | NoSettings | 0 | 0 | 0 | 0 | 0 | 0 | 0 | 0 | 0 | 0 | 0 | 0 | 0 | 0 | 0 | 0 | 0 | 0 | 0 | 0 | 0 | 0 | 0 | 0 | 0 | 0 | 0 | 0 | 0 | 0 | 0
Industrial Sector Energy Related Emissions before CCS[heat if,oil and gas extraction 06,BC] | NoSettings | 0 | 0 | 0 | 0 | 0 | 0 | 0 | 0 | 0 | 0 | 0 | 0 | 0 | 0 | 0 | 0 | 0 | 0 | 0 | 0 | 0 | 0 | 0 | 0 | 0 | 0 | 0 | 0 | 0 | 0 | 0
Industrial Sector Energy Related Emissions before CCS[heat if,oil and gas extraction 06,OC] | NoSettings | 0 | 0 | 0 | 0 | 0 | 0 | 0 | 0 | 0 | 0 | 0 | 0 | 0 | 0 | 0 | 0 | 0 | 0 | 0 | 0 | 0 | 0 | 0 | 0 | 0 | 0 | 0 | 0 | 0 | 0 | 0
Industrial Sector Energy Related Emissions before CCS[heat if,oil and gas extraction 06,CH4] | NoSettings | 0 | 0 | 0 | 0 | 0 | 0 | 0 | 0 | 0 | 0 | 0 | 0 | 0 | 0 | 0 | 0 | 0 | 0 | 0 | 0 | 0 | 0 | 0 | 0 | 0 | 0 | 0 | 0 | 0 | 0 | 0
Industrial Sector Energy Related Emissions before CCS[heat if,oil and gas extraction 06,N2O] | NoSettings | 0 | 0 | 0 | 0 | 0 | 0 | 0 | 0 | 0 | 0 | 0 | 0 | 0 | 0 | 0 | 0 | 0 | 0 | 0 | 0 | 0 | 0 | 0 | 0 | 0 | 0 | 0 | 0 | 0 | 0 | 0
Industrial Sector Energy Related Emissions before CCS[heat if,oil and gas extraction 06,F gases] | NoSettings | 0 | 0 | 0 | 0 | 0 | 0 | 0 | 0 | 0 | 0 | 0 | 0 | 0 | 0 | 0 | 0 | 0 | 0 | 0 | 0 | 0 | 0 | 0 | 0 | 0 | 0 | 0 | 0 | 0 | 0 | 0
Industrial Sector Energy Related Emissions before CCS[heat if,other mining and quarrying 07T08,CO2] | NoSettings | 0 | 0 | 0 | 0 | 0 | 0 | 0 | 0 | 0 | 0 | 0 | 0 | 0 | 0 | 0 | 0 | 0 | 0 | 0 | 0 | 0 | 0 | 0 | 0 | 0 | 0 | 0 | 0 | 0 | 0 | 0
Industrial Sector Energy Related Emissions before CCS[heat if,other mining and quarrying 07T08,VOC] | NoSettings | 0 | 0 | 0 | 0 | 0 | 0 | 0 | 0 | 0 | 0 | 0 | 0 | 0 | 0 | 0 | 0 | 0 | 0 | 0 | 0 | 0 | 0 | 0 | 0 | 0 | 0 | 0 | 0 | 0 | 0 | 0
Industrial Sector Energy Related Emissions before CCS[heat if,other mining and quarrying 07T08,CO] | NoSettings | 0 | 0 | 0 | 0 | 0 | 0 | 0 | 0 | 0 | 0 | 0 | 0 | 0 | 0 | 0 | 0 | 0 | 0 | 0 | 0 | 0 | 0 | 0 | 0 | 0 | 0 | 0 | 0 | 0 | 0 | 0
Industrial Sector Energy Related Emissions before CCS[heat if,other mining and quarrying 07T08,NOx] | NoSettings | 0 | 0 | 0 | 0 | 0 | 0 | 0 | 0 | 0 | 0 | 0 | 0 | 0 | 0 | 0 | 0 | 0 | 0 | 0 | 0 | 0 | 0 | 0 | 0 | 0 | 0 | 0 | 0 | 0 | 0 | 0
Industrial Sector Energy Related Emissions before CCS[heat if,other mining and quarrying 07T08,PM10] | NoSettings | 0 | 0 | 0 | 0 | 0 | 0 | 0 | 0 | 0 | 0 | 0 | 0 | 0 | 0 | 0 | 0 | 0 | 0 | 0 | 0 | 0 | 0 | 0 | 0 | 0 | 0 | 0 | 0 | 0 | 0 | 0
Industrial Sector Energy Related Emissions before CCS[heat if,other mining and quarrying 07T08,PM25] | NoSettings | 0 | 0 | 0 | 0 | 0 | 0 | 0 | 0 | 0 | 0 | 0 | 0 | 0 | 0 | 0 | 0 | 0 | 0 | 0 | 0 | 0 | 0 | 0 | 0 | 0 | 0 | 0 | 0 | 0 | 0 | 0
Industrial Sector Energy Related Emissions before CCS[heat if,other mining and quarrying 07T08,SOx] | NoSettings | 0 | 0 | 0 | 0 | 0 | 0 | 0 | 0 | 0 | 0 | 0 | 0 | 0 | 0 | 0 | 0 | 0 | 0 | 0 | 0 | 0 | 0 | 0 | 0 | 0 | 0 | 0 | 0 | 0 | 0 | 0
Industrial Sector Energy Related Emissions before CCS[heat if,other mining and quarrying 07T08,BC] | NoSettings | 0 | 0 | 0 | 0 | 0 | 0 | 0 | 0 | 0 | 0 | 0 | 0 | 0 | 0 | 0 | 0 | 0 | 0 | 0 | 0 | 0 | 0 | 0 | 0 | 0 | 0 | 0 | 0 | 0 | 0 | 0
Industrial Sector Energy Related Emissions before CCS[heat if,other mining and quarrying 07T08,OC] | NoSettings | 0 | 0 | 0 | 0 | 0 | 0 | 0 | 0 | 0 | 0 | 0 | 0 | 0 | 0 | 0 | 0 | 0 | 0 | 0 | 0 | 0 | 0 | 0 | 0 | 0 | 0 | 0 | 0 | 0 | 0 | 0
Industrial Sector Energy Related Emissions before CCS[heat if,other mining and quarrying 07T08,CH4] | NoSettings | 0 | 0 | 0 | 0 | 0 | 0 | 0 | 0 | 0 | 0 | 0 | 0 | 0 | 0 | 0 | 0 | 0 | 0 | 0 | 0 | 0 | 0 | 0 | 0 | 0 | 0 | 0 | 0 | 0 | 0 | 0
Industrial Sector Energy Related Emissions before CCS[heat if,other mining and quarrying 07T08,N2O] | NoSettings | 0 | 0 | 0 | 0 | 0 | 0 | 0 | 0 | 0 | 0 | 0 | 0 | 0 | 0 | 0 | 0 | 0 | 0 | 0 | 0 | 0 | 0 | 0 | 0 | 0 | 0 | 0 | 0 | 0 | 0 | 0
Industrial Sector Energy Related Emissions before CCS[heat if,other mining and quarrying 07T08,F gases] | NoSettings | 0 | 0 | 0 | 0 | 0 | 0 | 0 | 0 | 0 | 0 | 0 | 0 | 0 | 0 | 0 | 0 | 0 | 0 | 0 | 0 | 0 | 0 | 0 | 0 | 0 | 0 | 0 | 0 | 0 | 0 | 0
Industrial Sector Energy Related Emissions before CCS[heat if,food beverage and tobacco 10T12,CO2] | NoSettings | 0 | 0 | 0 | 0 | 0 | 0 | 0 | 0 | 0 | 0 | 0 | 0 | 0 | 0 | 0 | 0 | 0 | 0 | 0 | 0 | 0 | 0 | 0 | 0 | 0 | 0 | 0 | 0 | 0 | 0 | 0
Industrial Sector Energy Related Emissions before CCS[heat if,food beverage and tobacco 10T12,VOC] | NoSettings | 0 | 0 | 0 | 0 | 0 | 0 | 0 | 0 | 0 | 0 | 0 | 0 | 0 | 0 | 0 | 0 | 0 | 0 | 0 | 0 | 0 | 0 | 0 | 0 | 0 | 0 | 0 | 0 | 0 | 0 | 0
Industrial Sector Energy Related Emissions before CCS[heat if,food beverage and tobacco 10T12,CO] | NoSettings | 0 | 0 | 0 | 0 | 0 | 0 | 0 | 0 | 0 | 0 | 0 | 0 | 0 | 0 | 0 | 0 | 0 | 0 | 0 | 0 | 0 | 0 | 0 | 0 | 0 | 0 | 0 | 0 | 0 | 0 | 0
Industrial Sector Energy Related Emissions before CCS[heat if,food beverage and tobacco 10T12,NOx] | NoSettings | 0 | 0 | 0 | 0 | 0 | 0 | 0 | 0 | 0 | 0 | 0 | 0 | 0 | 0 | 0 | 0 | 0 | 0 | 0 | 0 | 0 | 0 | 0 | 0 | 0 | 0 | 0 | 0 | 0 | 0 | 0
Industrial Sector Energy Related Emissions before CCS[heat if,food beverage and tobacco 10T12,PM10] | NoSettings | 0 | 0 | 0 | 0 | 0 | 0 | 0 | 0 | 0 | 0 | 0 | 0 | 0 | 0 | 0 | 0 | 0 | 0 | 0 | 0 | 0 | 0 | 0 | 0 | 0 | 0 | 0 | 0 | 0 | 0 | 0
Industrial Sector Energy Related Emissions before CCS[heat if,food beverage and tobacco 10T12,PM25] | NoSettings | 0 | 0 | 0 | 0 | 0 | 0 | 0 | 0 | 0 | 0 | 0 | 0 | 0 | 0 | 0 | 0 | 0 | 0 | 0 | 0 | 0 | 0 | 0 | 0 | 0 | 0 | 0 | 0 | 0 | 0 | 0
Industrial Sector Energy Related Emissions before CCS[heat if,food beverage and tobacco 10T12,SOx] | NoSettings | 0 | 0 | 0 | 0 | 0 | 0 | 0 | 0 | 0 | 0 | 0 | 0 | 0 | 0 | 0 | 0 | 0 | 0 | 0 | 0 | 0 | 0 | 0 | 0 | 0 | 0 | 0 | 0 | 0 | 0 | 0
Industrial Sector Energy Related Emissions before CCS[heat if,food beverage and tobacco 10T12,BC] | NoSettings | 0 | 0 | 0 | 0 | 0 | 0 | 0 | 0 | 0 | 0 | 0 | 0 | 0 | 0 | 0 | 0 | 0 | 0 | 0 | 0 | 0 | 0 | 0 | 0 | 0 | 0 | 0 | 0 | 0 | 0 | 0
Industrial Sector Energy Related Emissions before CCS[heat if,food beverage and tobacco 10T12,OC] | NoSettings | 0 | 0 | 0 | 0 | 0 | 0 | 0 | 0 | 0 | 0 | 0 | 0 | 0 | 0 | 0 | 0 | 0 | 0 | 0 | 0 | 0 | 0 | 0 | 0 | 0 | 0 | 0 | 0 | 0 | 0 | 0
Industrial Sector Energy Related Emissions before CCS[heat if,food beverage and tobacco 10T12,CH4] | NoSettings | 0 | 0 | 0 | 0 | 0 | 0 | 0 | 0 | 0 | 0 | 0 | 0 | 0 | 0 | 0 | 0 | 0 | 0 | 0 | 0 | 0 | 0 | 0 | 0 | 0 | 0 | 0 | 0 | 0 | 0 | 0
Industrial Sector Energy Related Emissions before CCS[heat if,food beverage and tobacco 10T12,N2O] | NoSettings | 0 | 0 | 0 | 0 | 0 | 0 | 0 | 0 | 0 | 0 | 0 | 0 | 0 | 0 | 0 | 0 | 0 | 0 | 0 | 0 | 0 | 0 | 0 | 0 | 0 | 0 | 0 | 0 | 0 | 0 | 0
Industrial Sector Energy Related Emissions before CCS[heat if,food beverage and tobacco 10T12,F gases] | NoSettings | 0 | 0 | 0 | 0 | 0 | 0 | 0 | 0 | 0 | 0 | 0 | 0 | 0 | 0 | 0 | 0 | 0 | 0 | 0 | 0 | 0 | 0 | 0 | 0 | 0 | 0 | 0 | 0 | 0 | 0 | 0
Industrial Sector Energy Related Emissions before CCS[heat if,textiles apparel and leather 13T15,CO2] | NoSettings | 0 | 0 | 0 | 0 | 0 | 0 | 0 | 0 | 0 | 0 | 0 | 0 | 0 | 0 | 0 | 0 | 0 | 0 | 0 | 0 | 0 | 0 | 0 | 0 | 0 | 0 | 0 | 0 | 0 | 0 | 0
Industrial Sector Energy Related Emissions before CCS[heat if,textiles apparel and leather 13T15,VOC] | NoSettings | 0 | 0 | 0 | 0 | 0 | 0 | 0 | 0 | 0 | 0 | 0 | 0 | 0 | 0 | 0 | 0 | 0 | 0 | 0 | 0 | 0 | 0 | 0 | 0 | 0 | 0 | 0 | 0 | 0 | 0 | 0
Industrial Sector Energy Related Emissions before CCS[heat if,textiles apparel and leather 13T15,CO] | NoSettings | 0 | 0 | 0 | 0 | 0 | 0 | 0 | 0 | 0 | 0 | 0 | 0 | 0 | 0 | 0 | 0 | 0 | 0 | 0 | 0 | 0 | 0 | 0 | 0 | 0 | 0 | 0 | 0 | 0 | 0 | 0
Industrial Sector Energy Related Emissions before CCS[heat if,textiles apparel and leather 13T15,NOx] | NoSettings | 0 | 0 | 0 | 0 | 0 | 0 | 0 | 0 | 0 | 0 | 0 | 0 | 0 | 0 | 0 | 0 | 0 | 0 | 0 | 0 | 0 | 0 | 0 | 0 | 0 | 0 | 0 | 0 | 0 | 0 | 0
Industrial Sector Energy Related Emissions before CCS[heat if,textiles apparel and leather 13T15,PM10] | NoSettings | 0 | 0 | 0 | 0 | 0 | 0 | 0 | 0 | 0 | 0 | 0 | 0 | 0 | 0 | 0 | 0 | 0 | 0 | 0 | 0 | 0 | 0 | 0 | 0 | 0 | 0 | 0 | 0 | 0 | 0 | 0
Industrial Sector Energy Related Emissions before CCS[heat if,textiles apparel and leather 13T15,PM25] | NoSettings | 0 | 0 | 0 | 0 | 0 | 0 | 0 | 0 | 0 | 0 | 0 | 0 | 0 | 0 | 0 | 0 | 0 | 0 | 0 | 0 | 0 | 0 | 0 | 0 | 0 | 0 | 0 | 0 | 0 | 0 | 0
Industrial Sector Energy Related Emissions before CCS[heat if,textiles apparel and leather 13T15,SOx] | NoSettings | 0 | 0 | 0 | 0 | 0 | 0 | 0 | 0 | 0 | 0 | 0 | 0 | 0 | 0 | 0 | 0 | 0 | 0 | 0 | 0 | 0 | 0 | 0 | 0 | 0 | 0 | 0 | 0 | 0 | 0 | 0
Industrial Sector Energy Related Emissions before CCS[heat if,textiles apparel and leather 13T15,BC] | NoSettings | 0 | 0 | 0 | 0 | 0 | 0 | 0 | 0 | 0 | 0 | 0 | 0 | 0 | 0 | 0 | 0 | 0 | 0 | 0 | 0 | 0 | 0 | 0 | 0 | 0 | 0 | 0 | 0 | 0 | 0 | 0
Industrial Sector Energy Related Emissions before CCS[heat if,textiles apparel and leather 13T15,OC] | NoSettings | 0 | 0 | 0 | 0 | 0 | 0 | 0 | 0 | 0 | 0 | 0 | 0 | 0 | 0 | 0 | 0 | 0 | 0 | 0 | 0 | 0 | 0 | 0 | 0 | 0 | 0 | 0 | 0 | 0 | 0 | 0
Industrial Sector Energy Related Emissions before CCS[heat if,textiles apparel and leather 13T15,CH4] | NoSettings | 0 | 0 | 0 | 0 | 0 | 0 | 0 | 0 | 0 | 0 | 0 | 0 | 0 | 0 | 0 | 0 | 0 | 0 | 0 | 0 | 0 | 0 | 0 | 0 | 0 | 0 | 0 | 0 | 0 | 0 | 0
Industrial Sector Energy Related Emissions before CCS[heat if,textiles apparel and leather 13T15,N2O] | NoSettings | 0 | 0 | 0 | 0 | 0 | 0 | 0 | 0 | 0 | 0 | 0 | 0 | 0 | 0 | 0 | 0 | 0 | 0 | 0 | 0 | 0 | 0 | 0 | 0 | 0 | 0 | 0 | 0 | 0 | 0 | 0
Industrial Sector Energy Related Emissions before CCS[heat if,textiles apparel and leather 13T15,F gases] | NoSettings | 0 | 0 | 0 | 0 | 0 | 0 | 0 | 0 | 0 | 0 | 0 | 0 | 0 | 0 | 0 | 0 | 0 | 0 | 0 | 0 | 0 | 0 | 0 | 0 | 0 | 0 | 0 | 0 | 0 | 0 | 0
Industrial Sector Energy Related Emissions before CCS[heat if,wood products 16,CO2] | NoSettings | 0 | 0 | 0 | 0 | 0 | 0 | 0 | 0 | 0 | 0 | 0 | 0 | 0 | 0 | 0 | 0 | 0 | 0 | 0 | 0 | 0 | 0 | 0 | 0 | 0 | 0 | 0 | 0 | 0 | 0 | 0
Industrial Sector Energy Related Emissions before CCS[heat if,wood products 16,VOC] | NoSettings | 0 | 0 | 0 | 0 | 0 | 0 | 0 | 0 | 0 | 0 | 0 | 0 | 0 | 0 | 0 | 0 | 0 | 0 | 0 | 0 | 0 | 0 | 0 | 0 | 0 | 0 | 0 | 0 | 0 | 0 | 0
Industrial Sector Energy Related Emissions before CCS[heat if,wood products 16,CO] | NoSettings | 0 | 0 | 0 | 0 | 0 | 0 | 0 | 0 | 0 | 0 | 0 | 0 | 0 | 0 | 0 | 0 | 0 | 0 | 0 | 0 | 0 | 0 | 0 | 0 | 0 | 0 | 0 | 0 | 0 | 0 | 0
Industrial Sector Energy Related Emissions before CCS[heat if,wood products 16,NOx] | NoSettings | 0 | 0 | 0 | 0 | 0 | 0 | 0 | 0 | 0 | 0 | 0 | 0 | 0 | 0 | 0 | 0 | 0 | 0 | 0 | 0 | 0 | 0 | 0 | 0 | 0 | 0 | 0 | 0 | 0 | 0 | 0
Industrial Sector Energy Related Emissions before CCS[heat if,wood products 16,PM10] | NoSettings | 0 | 0 | 0 | 0 | 0 | 0 | 0 | 0 | 0 | 0 | 0 | 0 | 0 | 0 | 0 | 0 | 0 | 0 | 0 | 0 | 0 | 0 | 0 | 0 | 0 | 0 | 0 | 0 | 0 | 0 | 0
Industrial Sector Energy Related Emissions before CCS[heat if,wood products 16,PM25] | NoSettings | 0 | 0 | 0 | 0 | 0 | 0 | 0 | 0 | 0 | 0 | 0 | 0 | 0 | 0 | 0 | 0 | 0 | 0 | 0 | 0 | 0 | 0 | 0 | 0 | 0 | 0 | 0 | 0 | 0 | 0 | 0
Industrial Sector Energy Related Emissions before CCS[heat if,wood products 16,SOx] | NoSettings | 0 | 0 | 0 | 0 | 0 | 0 | 0 | 0 | 0 | 0 | 0 | 0 | 0 | 0 | 0 | 0 | 0 | 0 | 0 | 0 | 0 | 0 | 0 | 0 | 0 | 0 | 0 | 0 | 0 | 0 | 0
Industrial Sector Energy Related Emissions before CCS[heat if,wood products 16,BC] | NoSettings | 0 | 0 | 0 | 0 | 0 | 0 | 0 | 0 | 0 | 0 | 0 | 0 | 0 | 0 | 0 | 0 | 0 | 0 | 0 | 0 | 0 | 0 | 0 | 0 | 0 | 0 | 0 | 0 | 0 | 0 | 0
Industrial Sector Energy Related Emissions before CCS[heat if,wood products 16,OC] | NoSettings | 0 | 0 | 0 | 0 | 0 | 0 | 0 | 0 | 0 | 0 | 0 | 0 | 0 | 0 | 0 | 0 | 0 | 0 | 0 | 0 | 0 | 0 | 0 | 0 | 0 | 0 | 0 | 0 | 0 | 0 | 0
Industrial Sector Energy Related Emissions before CCS[heat if,wood products 16,CH4] | NoSettings | 0 | 0 | 0 | 0 | 0 | 0 | 0 | 0 | 0 | 0 | 0 | 0 | 0 | 0 | 0 | 0 | 0 | 0 | 0 | 0 | 0 | 0 | 0 | 0 | 0 | 0 | 0 | 0 | 0 | 0 | 0
Industrial Sector Energy Related Emissions before CCS[heat if,wood products 16,N2O] | NoSettings | 0 | 0 | 0 | 0 | 0 | 0 | 0 | 0 | 0 | 0 | 0 | 0 | 0 | 0 | 0 | 0 | 0 | 0 | 0 | 0 | 0 | 0 | 0 | 0 | 0 | 0 | 0 | 0 | 0 | 0 | 0
Industrial Sector Energy Related Emissions before CCS[heat if,wood products 16,F gases] | NoSettings | 0 | 0 | 0 | 0 | 0 | 0 | 0 | 0 | 0 | 0 | 0 | 0 | 0 | 0 | 0 | 0 | 0 | 0 | 0 | 0 | 0 | 0 | 0 | 0 | 0 | 0 | 0 | 0 | 0 | 0 | 0
Industrial Sector Energy Related Emissions before CCS[heat if,pulp paper and printing 17T18,CO2] | NoSettings | 0 | 0 | 0 | 0 | 0 | 0 | 0 | 0 | 0 | 0 | 0 | 0 | 0 | 0 | 0 | 0 | 0 | 0 | 0 | 0 | 0 | 0 | 0 | 0 | 0 | 0 | 0 | 0 | 0 | 0 | 0
Industrial Sector Energy Related Emissions before CCS[heat if,pulp paper and printing 17T18,VOC] | NoSettings | 0 | 0 | 0 | 0 | 0 | 0 | 0 | 0 | 0 | 0 | 0 | 0 | 0 | 0 | 0 | 0 | 0 | 0 | 0 | 0 | 0 | 0 | 0 | 0 | 0 | 0 | 0 | 0 | 0 | 0 | 0
Industrial Sector Energy Related Emissions before CCS[heat if,pulp paper and printing 17T18,CO] | NoSettings | 0 | 0 | 0 | 0 | 0 | 0 | 0 | 0 | 0 | 0 | 0 | 0 | 0 | 0 | 0 | 0 | 0 | 0 | 0 | 0 | 0 | 0 | 0 | 0 | 0 | 0 | 0 | 0 | 0 | 0 | 0
Industrial Sector Energy Related Emissions before CCS[heat if,pulp paper and printing 17T18,NOx] | NoSettings | 0 | 0 | 0 | 0 | 0 | 0 | 0 | 0 | 0 | 0 | 0 | 0 | 0 | 0 | 0 | 0 | 0 | 0 | 0 | 0 | 0 | 0 | 0 | 0 | 0 | 0 | 0 | 0 | 0 | 0 | 0
Industrial Sector Energy Related Emissions before CCS[heat if,pulp paper and printing 17T18,PM10] | NoSettings | 0 | 0 | 0 | 0 | 0 | 0 | 0 | 0 | 0 | 0 | 0 | 0 | 0 | 0 | 0 | 0 | 0 | 0 | 0 | 0 | 0 | 0 | 0 | 0 | 0 | 0 | 0 | 0 | 0 | 0 | 0
Industrial Sector Energy Related Emissions before CCS[heat if,pulp paper and printing 17T18,PM25] | NoSettings | 0 | 0 | 0 | 0 | 0 | 0 | 0 | 0 | 0 | 0 | 0 | 0 | 0 | 0 | 0 | 0 | 0 | 0 | 0 | 0 | 0 | 0 | 0 | 0 | 0 | 0 | 0 | 0 | 0 | 0 | 0
Industrial Sector Energy Related Emissions before CCS[heat if,pulp paper and printing 17T18,SOx] | NoSettings | 0 | 0 | 0 | 0 | 0 | 0 | 0 | 0 | 0 | 0 | 0 | 0 | 0 | 0 | 0 | 0 | 0 | 0 | 0 | 0 | 0 | 0 | 0 | 0 | 0 | 0 | 0 | 0 | 0 | 0 | 0
Industrial Sector Energy Related Emissions before CCS[heat if,pulp paper and printing 17T18,BC] | NoSettings | 0 | 0 | 0 | 0 | 0 | 0 | 0 | 0 | 0 | 0 | 0 | 0 | 0 | 0 | 0 | 0 | 0 | 0 | 0 | 0 | 0 | 0 | 0 | 0 | 0 | 0 | 0 | 0 | 0 | 0 | 0
Industrial Sector Energy Related Emissions before CCS[heat if,pulp paper and printing 17T18,OC] | NoSettings | 0 | 0 | 0 | 0 | 0 | 0 | 0 | 0 | 0 | 0 | 0 | 0 | 0 | 0 | 0 | 0 | 0 | 0 | 0 | 0 | 0 | 0 | 0 | 0 | 0 | 0 | 0 | 0 | 0 | 0 | 0
Industrial Sector Energy Related Emissions before CCS[heat if,pulp paper and printing 17T18,CH4] | NoSettings | 0 | 0 | 0 | 0 | 0 | 0 | 0 | 0 | 0 | 0 | 0 | 0 | 0 | 0 | 0 | 0 | 0 | 0 | 0 | 0 | 0 | 0 | 0 | 0 | 0 | 0 | 0 | 0 | 0 | 0 | 0
Industrial Sector Energy Related Emissions before CCS[heat if,pulp paper and printing 17T18,N2O] | NoSettings | 0 | 0 | 0 | 0 | 0 | 0 | 0 | 0 | 0 | 0 | 0 | 0 | 0 | 0 | 0 | 0 | 0 | 0 | 0 | 0 | 0 | 0 | 0 | 0 | 0 | 0 | 0 | 0 | 0 | 0 | 0
Industrial Sector Energy Related Emissions before CCS[heat if,pulp paper and printing 17T18,F gases] | NoSettings | 0 | 0 | 0 | 0 | 0 | 0 | 0 | 0 | 0 | 0 | 0 | 0 | 0 | 0 | 0 | 0 | 0 | 0 | 0 | 0 | 0 | 0 | 0 | 0 | 0 | 0 | 0 | 0 | 0 | 0 | 0
Industrial Sector Energy Related Emissions before CCS[heat if,refined petroleum and coke 19,CO2] | NoSettings | 0 | 0 | 0 | 0 | 0 | 0 | 0 | 0 | 0 | 0 | 0 | 0 | 0 | 0 | 0 | 0 | 0 | 0 | 0 | 0 | 0 | 0 | 0 | 0 | 0 | 0 | 0 | 0 | 0 | 0 | 0
Industrial Sector Energy Related Emissions before CCS[heat if,refined petroleum and coke 19,VOC] | NoSettings | 0 | 0 | 0 | 0 | 0 | 0 | 0 | 0 | 0 | 0 | 0 | 0 | 0 | 0 | 0 | 0 | 0 | 0 | 0 | 0 | 0 | 0 | 0 | 0 | 0 | 0 | 0 | 0 | 0 | 0 | 0
Industrial Sector Energy Related Emissions before CCS[heat if,refined petroleum and coke 19,CO] | NoSettings | 0 | 0 | 0 | 0 | 0 | 0 | 0 | 0 | 0 | 0 | 0 | 0 | 0 | 0 | 0 | 0 | 0 | 0 | 0 | 0 | 0 | 0 | 0 | 0 | 0 | 0 | 0 | 0 | 0 | 0 | 0
Industrial Sector Energy Related Emissions before CCS[heat if,refined petroleum and coke 19,NOx] | NoSettings | 0 | 0 | 0 | 0 | 0 | 0 | 0 | 0 | 0 | 0 | 0 | 0 | 0 | 0 | 0 | 0 | 0 | 0 | 0 | 0 | 0 | 0 | 0 | 0 | 0 | 0 | 0 | 0 | 0 | 0 | 0
Industrial Sector Energy Related Emissions before CCS[heat if,refined petroleum and coke 19,PM10] | NoSettings | 0 | 0 | 0 | 0 | 0 | 0 | 0 | 0 | 0 | 0 | 0 | 0 | 0 | 0 | 0 | 0 | 0 | 0 | 0 | 0 | 0 | 0 | 0 | 0 | 0 | 0 | 0 | 0 | 0 | 0 | 0
Industrial Sector Energy Related Emissions before CCS[heat if,refined petroleum and coke 19,PM25] | NoSettings | 0 | 0 | 0 | 0 | 0 | 0 | 0 | 0 | 0 | 0 | 0 | 0 | 0 | 0 | 0 | 0 | 0 | 0 | 0 | 0 | 0 | 0 | 0 | 0 | 0 | 0 | 0 | 0 | 0 | 0 | 0
Industrial Sector Energy Related Emissions before CCS[heat if,refined petroleum and coke 19,SOx] | NoSettings | 0 | 0 | 0 | 0 | 0 | 0 | 0 | 0 | 0 | 0 | 0 | 0 | 0 | 0 | 0 | 0 | 0 | 0 | 0 | 0 | 0 | 0 | 0 | 0 | 0 | 0 | 0 | 0 | 0 | 0 | 0
Industrial Sector Energy Related Emissions before CCS[heat if,refined petroleum and coke 19,BC] | NoSettings | 0 | 0 | 0 | 0 | 0 | 0 | 0 | 0 | 0 | 0 | 0 | 0 | 0 | 0 | 0 | 0 | 0 | 0 | 0 | 0 | 0 | 0 | 0 | 0 | 0 | 0 | 0 | 0 | 0 | 0 | 0
Industrial Sector Energy Related Emissions before CCS[heat if,refined petroleum and coke 19,OC] | NoSettings | 0 | 0 | 0 | 0 | 0 | 0 | 0 | 0 | 0 | 0 | 0 | 0 | 0 | 0 | 0 | 0 | 0 | 0 | 0 | 0 | 0 | 0 | 0 | 0 | 0 | 0 | 0 | 0 | 0 | 0 | 0
Industrial Sector Energy Related Emissions before CCS[heat if,refined petroleum and coke 19,CH4] | NoSettings | 0 | 0 | 0 | 0 | 0 | 0 | 0 | 0 | 0 | 0 | 0 | 0 | 0 | 0 | 0 | 0 | 0 | 0 | 0 | 0 | 0 | 0 | 0 | 0 | 0 | 0 | 0 | 0 | 0 | 0 | 0
Industrial Sector Energy Related Emissions before CCS[heat if,refined petroleum and coke 19,N2O] | NoSettings | 0 | 0 | 0 | 0 | 0 | 0 | 0 | 0 | 0 | 0 | 0 | 0 | 0 | 0 | 0 | 0 | 0 | 0 | 0 | 0 | 0 | 0 | 0 | 0 | 0 | 0 | 0 | 0 | 0 | 0 | 0
Industrial Sector Energy Related Emissions before CCS[heat if,refined petroleum and coke 19,F gases] | NoSettings | 0 | 0 | 0 | 0 | 0 | 0 | 0 | 0 | 0 | 0 | 0 | 0 | 0 | 0 | 0 | 0 | 0 | 0 | 0 | 0 | 0 | 0 | 0 | 0 | 0 | 0 | 0 | 0 | 0 | 0 | 0
Industrial Sector Energy Related Emissions before CCS[heat if,chemicals 20,CO2] | NoSettings | 0 | 0 | 0 | 0 | 0 | 0 | 0 | 0 | 0 | 0 | 0 | 0 | 0 | 0 | 0 | 0 | 0 | 0 | 0 | 0 | 0 | 0 | 0 | 0 | 0 | 0 | 0 | 0 | 0 | 0 | 0
Industrial Sector Energy Related Emissions before CCS[heat if,chemicals 20,VOC] | NoSettings | 0 | 0 | 0 | 0 | 0 | 0 | 0 | 0 | 0 | 0 | 0 | 0 | 0 | 0 | 0 | 0 | 0 | 0 | 0 | 0 | 0 | 0 | 0 | 0 | 0 | 0 | 0 | 0 | 0 | 0 | 0
Industrial Sector Energy Related Emissions before CCS[heat if,chemicals 20,CO] | NoSettings | 0 | 0 | 0 | 0 | 0 | 0 | 0 | 0 | 0 | 0 | 0 | 0 | 0 | 0 | 0 | 0 | 0 | 0 | 0 | 0 | 0 | 0 | 0 | 0 | 0 | 0 | 0 | 0 | 0 | 0 | 0
Industrial Sector Energy Related Emissions before CCS[heat if,chemicals 20,NOx] | NoSettings | 0 | 0 | 0 | 0 | 0 | 0 | 0 | 0 | 0 | 0 | 0 | 0 | 0 | 0 | 0 | 0 | 0 | 0 | 0 | 0 | 0 | 0 | 0 | 0 | 0 | 0 | 0 | 0 | 0 | 0 | 0
Industrial Sector Energy Related Emissions before CCS[heat if,chemicals 20,PM10] | NoSettings | 0 | 0 | 0 | 0 | 0 | 0 | 0 | 0 | 0 | 0 | 0 | 0 | 0 | 0 | 0 | 0 | 0 | 0 | 0 | 0 | 0 | 0 | 0 | 0 | 0 | 0 | 0 | 0 | 0 | 0 | 0
Industrial Sector Energy Related Emissions before CCS[heat if,chemicals 20,PM25] | NoSettings | 0 | 0 | 0 | 0 | 0 | 0 | 0 | 0 | 0 | 0 | 0 | 0 | 0 | 0 | 0 | 0 | 0 | 0 | 0 | 0 | 0 | 0 | 0 | 0 | 0 | 0 | 0 | 0 | 0 | 0 | 0
Industrial Sector Energy Related Emissions before CCS[heat if,chemicals 20,SOx] | NoSettings | 0 | 0 | 0 | 0 | 0 | 0 | 0 | 0 | 0 | 0 | 0 | 0 | 0 | 0 | 0 | 0 | 0 | 0 | 0 | 0 | 0 | 0 | 0 | 0 | 0 | 0 | 0 | 0 | 0 | 0 | 0
Industrial Sector Energy Related Emissions before CCS[heat if,chemicals 20,BC] | NoSettings | 0 | 0 | 0 | 0 | 0 | 0 | 0 | 0 | 0 | 0 | 0 | 0 | 0 | 0 | 0 | 0 | 0 | 0 | 0 | 0 | 0 | 0 | 0 | 0 | 0 | 0 | 0 | 0 | 0 | 0 | 0
Industrial Sector Energy Related Emissions before CCS[heat if,chemicals 20,OC] | NoSettings | 0 | 0 | 0 | 0 | 0 | 0 | 0 | 0 | 0 | 0 | 0 | 0 | 0 | 0 | 0 | 0 | 0 | 0 | 0 | 0 | 0 | 0 | 0 | 0 | 0 | 0 | 0 | 0 | 0 | 0 | 0
Industrial Sector Energy Related Emissions before CCS[heat if,chemicals 20,CH4] | NoSettings | 0 | 0 | 0 | 0 | 0 | 0 | 0 | 0 | 0 | 0 | 0 | 0 | 0 | 0 | 0 | 0 | 0 | 0 | 0 | 0 | 0 | 0 | 0 | 0 | 0 | 0 | 0 | 0 | 0 | 0 | 0
Industrial Sector Energy Related Emissions before CCS[heat if,chemicals 20,N2O] | NoSettings | 0 | 0 | 0 | 0 | 0 | 0 | 0 | 0 | 0 | 0 | 0 | 0 | 0 | 0 | 0 | 0 | 0 | 0 | 0 | 0 | 0 | 0 | 0 | 0 | 0 | 0 | 0 | 0 | 0 | 0 | 0
Industrial Sector Energy Related Emissions before CCS[heat if,chemicals 20,F gases] | NoSettings | 0 | 0 | 0 | 0 | 0 | 0 | 0 | 0 | 0 | 0 | 0 | 0 | 0 | 0 | 0 | 0 | 0 | 0 | 0 | 0 | 0 | 0 | 0 | 0 | 0 | 0 | 0 | 0 | 0 | 0 | 0
Industrial Sector Energy Related Emissions before CCS[heat if,rubber and plastic products 22,CO2] | NoSettings | 0 | 0 | 0 | 0 | 0 | 0 | 0 | 0 | 0 | 0 | 0 | 0 | 0 | 0 | 0 | 0 | 0 | 0 | 0 | 0 | 0 | 0 | 0 | 0 | 0 | 0 | 0 | 0 | 0 | 0 | 0
Industrial Sector Energy Related Emissions before CCS[heat if,rubber and plastic products 22,VOC] | NoSettings | 0 | 0 | 0 | 0 | 0 | 0 | 0 | 0 | 0 | 0 | 0 | 0 | 0 | 0 | 0 | 0 | 0 | 0 | 0 | 0 | 0 | 0 | 0 | 0 | 0 | 0 | 0 | 0 | 0 | 0 | 0
Industrial Sector Energy Related Emissions before CCS[heat if,rubber and plastic products 22,CO] | NoSettings | 0 | 0 | 0 | 0 | 0 | 0 | 0 | 0 | 0 | 0 | 0 | 0 | 0 | 0 | 0 | 0 | 0 | 0 | 0 | 0 | 0 | 0 | 0 | 0 | 0 | 0 | 0 | 0 | 0 | 0 | 0
Industrial Sector Energy Related Emissions before CCS[heat if,rubber and plastic products 22,NOx] | NoSettings | 0 | 0 | 0 | 0 | 0 | 0 | 0 | 0 | 0 | 0 | 0 | 0 | 0 | 0 | 0 | 0 | 0 | 0 | 0 | 0 | 0 | 0 | 0 | 0 | 0 | 0 | 0 | 0 | 0 | 0 | 0
Industrial Sector Energy Related Emissions before CCS[heat if,rubber and plastic products 22,PM10] | NoSettings | 0 | 0 | 0 | 0 | 0 | 0 | 0 | 0 | 0 | 0 | 0 | 0 | 0 | 0 | 0 | 0 | 0 | 0 | 0 | 0 | 0 | 0 | 0 | 0 | 0 | 0 | 0 | 0 | 0 | 0 | 0
Industrial Sector Energy Related Emissions before CCS[heat if,rubber and plastic products 22,PM25] | NoSettings | 0 | 0 | 0 | 0 | 0 | 0 | 0 | 0 | 0 | 0 | 0 | 0 | 0 | 0 | 0 | 0 | 0 | 0 | 0 | 0 | 0 | 0 | 0 | 0 | 0 | 0 | 0 | 0 | 0 | 0 | 0
Industrial Sector Energy Related Emissions before CCS[heat if,rubber and plastic products 22,SOx] | NoSettings | 0 | 0 | 0 | 0 | 0 | 0 | 0 | 0 | 0 | 0 | 0 | 0 | 0 | 0 | 0 | 0 | 0 | 0 | 0 | 0 | 0 | 0 | 0 | 0 | 0 | 0 | 0 | 0 | 0 | 0 | 0
Industrial Sector Energy Related Emissions before CCS[heat if,rubber and plastic products 22,BC] | NoSettings | 0 | 0 | 0 | 0 | 0 | 0 | 0 | 0 | 0 | 0 | 0 | 0 | 0 | 0 | 0 | 0 | 0 | 0 | 0 | 0 | 0 | 0 | 0 | 0 | 0 | 0 | 0 | 0 | 0 | 0 | 0
Industrial Sector Energy Related Emissions before CCS[heat if,rubber and plastic products 22,OC] | NoSettings | 0 | 0 | 0 | 0 | 0 | 0 | 0 | 0 | 0 | 0 | 0 | 0 | 0 | 0 | 0 | 0 | 0 | 0 | 0 | 0 | 0 | 0 | 0 | 0 | 0 | 0 | 0 | 0 | 0 | 0 | 0
Industrial Sector Energy Related Emissions before CCS[heat if,rubber and plastic products 22,CH4] | NoSettings | 0 | 0 | 0 | 0 | 0 | 0 | 0 | 0 | 0 | 0 | 0 | 0 | 0 | 0 | 0 | 0 | 0 | 0 | 0 | 0 | 0 | 0 | 0 | 0 | 0 | 0 | 0 | 0 | 0 | 0 | 0
Industrial Sector Energy Related Emissions before CCS[heat if,rubber and plastic products 22,N2O] | NoSettings | 0 | 0 | 0 | 0 | 0 | 0 | 0 | 0 | 0 | 0 | 0 | 0 | 0 | 0 | 0 | 0 | 0 | 0 | 0 | 0 | 0 | 0 | 0 | 0 | 0 | 0 | 0 | 0 | 0 | 0 | 0
Industrial Sector Energy Related Emissions before CCS[heat if,rubber and plastic products 22,F gases] | NoSettings | 0 | 0 | 0 | 0 | 0 | 0 | 0 | 0 | 0 | 0 | 0 | 0 | 0 | 0 | 0 | 0 | 0 | 0 | 0 | 0 | 0 | 0 | 0 | 0 | 0 | 0 | 0 | 0 | 0 | 0 | 0
Industrial Sector Energy Related Emissions before CCS[heat if,glass and glass products 231,CO2] | NoSettings | 0 | 0 | 0 | 0 | 0 | 0 | 0 | 0 | 0 | 0 | 0 | 0 | 0 | 0 | 0 | 0 | 0 | 0 | 0 | 0 | 0 | 0 | 0 | 0 | 0 | 0 | 0 | 0 | 0 | 0 | 0
Industrial Sector Energy Related Emissions before CCS[heat if,glass and glass products 231,VOC] | NoSettings | 0 | 0 | 0 | 0 | 0 | 0 | 0 | 0 | 0 | 0 | 0 | 0 | 0 | 0 | 0 | 0 | 0 | 0 | 0 | 0 | 0 | 0 | 0 | 0 | 0 | 0 | 0 | 0 | 0 | 0 | 0
Industrial Sector Energy Related Emissions before CCS[heat if,glass and glass products 231,CO] | NoSettings | 0 | 0 | 0 | 0 | 0 | 0 | 0 | 0 | 0 | 0 | 0 | 0 | 0 | 0 | 0 | 0 | 0 | 0 | 0 | 0 | 0 | 0 | 0 | 0 | 0 | 0 | 0 | 0 | 0 | 0 | 0
Industrial Sector Energy Related Emissions before CCS[heat if,glass and glass products 231,NOx] | NoSettings | 0 | 0 | 0 | 0 | 0 | 0 | 0 | 0 | 0 | 0 | 0 | 0 | 0 | 0 | 0 | 0 | 0 | 0 | 0 | 0 | 0 | 0 | 0 | 0 | 0 | 0 | 0 | 0 | 0 | 0 | 0
Industrial Sector Energy Related Emissions before CCS[heat if,glass and glass products 231,PM10] | NoSettings | 0 | 0 | 0 | 0 | 0 | 0 | 0 | 0 | 0 | 0 | 0 | 0 | 0 | 0 | 0 | 0 | 0 | 0 | 0 | 0 | 0 | 0 | 0 | 0 | 0 | 0 | 0 | 0 | 0 | 0 | 0
Industrial Sector Energy Related Emissions before CCS[heat if,glass and glass products 231,PM25] | NoSettings | 0 | 0 | 0 | 0 | 0 | 0 | 0 | 0 | 0 | 0 | 0 | 0 | 0 | 0 | 0 | 0 | 0 | 0 | 0 | 0 | 0 | 0 | 0 | 0 | 0 | 0 | 0 | 0 | 0 | 0 | 0
Industrial Sector Energy Related Emissions before CCS[heat if,glass and glass products 231,SOx] | NoSettings | 0 | 0 | 0 | 0 | 0 | 0 | 0 | 0 | 0 | 0 | 0 | 0 | 0 | 0 | 0 | 0 | 0 | 0 | 0 | 0 | 0 | 0 | 0 | 0 | 0 | 0 | 0 | 0 | 0 | 0 | 0
Industrial Sector Energy Related Emissions before CCS[heat if,glass and glass products 231,BC] | NoSettings | 0 | 0 | 0 | 0 | 0 | 0 | 0 | 0 | 0 | 0 | 0 | 0 | 0 | 0 | 0 | 0 | 0 | 0 | 0 | 0 | 0 | 0 | 0 | 0 | 0 | 0 | 0 | 0 | 0 | 0 | 0
Industrial Sector Energy Related Emissions before CCS[heat if,glass and glass products 231,OC] | NoSettings | 0 | 0 | 0 | 0 | 0 | 0 | 0 | 0 | 0 | 0 | 0 | 0 | 0 | 0 | 0 | 0 | 0 | 0 | 0 | 0 | 0 | 0 | 0 | 0 | 0 | 0 | 0 | 0 | 0 | 0 | 0
Industrial Sector Energy Related Emissions before CCS[heat if,glass and glass products 231,CH4] | NoSettings | 0 | 0 | 0 | 0 | 0 | 0 | 0 | 0 | 0 | 0 | 0 | 0 | 0 | 0 | 0 | 0 | 0 | 0 | 0 | 0 | 0 | 0 | 0 | 0 | 0 | 0 | 0 | 0 | 0 | 0 | 0
Industrial Sector Energy Related Emissions before CCS[heat if,glass and glass products 231,N2O] | NoSettings | 0 | 0 | 0 | 0 | 0 | 0 | 0 | 0 | 0 | 0 | 0 | 0 | 0 | 0 | 0 | 0 | 0 | 0 | 0 | 0 | 0 | 0 | 0 | 0 | 0 | 0 | 0 | 0 | 0 | 0 | 0
Industrial Sector Energy Related Emissions before CCS[heat if,glass and glass products 231,F gases] | NoSettings | 0 | 0 | 0 | 0 | 0 | 0 | 0 | 0 | 0 | 0 | 0 | 0 | 0 | 0 | 0 | 0 | 0 | 0 | 0 | 0 | 0 | 0 | 0 | 0 | 0 | 0 | 0 | 0 | 0 | 0 | 0
Industrial Sector Energy Related Emissions before CCS[heat if,cement and other nonmetallic minerals 239,CO2] | NoSettings | 0 | 0 | 0 | 0 | 0 | 0 | 0 | 0 | 0 | 0 | 0 | 0 | 0 | 0 | 0 | 0 | 0 | 0 | 0 | 0 | 0 | 0 | 0 | 0 | 0 | 0 | 0 | 0 | 0 | 0 | 0
Industrial Sector Energy Related Emissions before CCS[heat if,cement and other nonmetallic minerals 239,VOC] | NoSettings | 0 | 0 | 0 | 0 | 0 | 0 | 0 | 0 | 0 | 0 | 0 | 0 | 0 | 0 | 0 | 0 | 0 | 0 | 0 | 0 | 0 | 0 | 0 | 0 | 0 | 0 | 0 | 0 | 0 | 0 | 0
Industrial Sector Energy Related Emissions before CCS[heat if,cement and other nonmetallic minerals 239,CO] | NoSettings | 0 | 0 | 0 | 0 | 0 | 0 | 0 | 0 | 0 | 0 | 0 | 0 | 0 | 0 | 0 | 0 | 0 | 0 | 0 | 0 | 0 | 0 | 0 | 0 | 0 | 0 | 0 | 0 | 0 | 0 | 0
Industrial Sector Energy Related Emissions before CCS[heat if,cement and other nonmetallic minerals 239,NOx] | NoSettings | 0 | 0 | 0 | 0 | 0 | 0 | 0 | 0 | 0 | 0 | 0 | 0 | 0 | 0 | 0 | 0 | 0 | 0 | 0 | 0 | 0 | 0 | 0 | 0 | 0 | 0 | 0 | 0 | 0 | 0 | 0
Industrial Sector Energy Related Emissions before CCS[heat if,cement and other nonmetallic minerals 239,PM10] | NoSettings | 0 | 0 | 0 | 0 | 0 | 0 | 0 | 0 | 0 | 0 | 0 | 0 | 0 | 0 | 0 | 0 | 0 | 0 | 0 | 0 | 0 | 0 | 0 | 0 | 0 | 0 | 0 | 0 | 0 | 0 | 0
Industrial Sector Energy Related Emissions before CCS[heat if,cement and other nonmetallic minerals 239,PM25] | NoSettings | 0 | 0 | 0 | 0 | 0 | 0 | 0 | 0 | 0 | 0 | 0 | 0 | 0 | 0 | 0 | 0 | 0 | 0 | 0 | 0 | 0 | 0 | 0 | 0 | 0 | 0 | 0 | 0 | 0 | 0 | 0
Industrial Sector Energy Related Emissions before CCS[heat if,cement and other nonmetallic minerals 239,SOx] | NoSettings | 0 | 0 | 0 | 0 | 0 | 0 | 0 | 0 | 0 | 0 | 0 | 0 | 0 | 0 | 0 | 0 | 0 | 0 | 0 | 0 | 0 | 0 | 0 | 0 | 0 | 0 | 0 | 0 | 0 | 0 | 0
Industrial Sector Energy Related Emissions before CCS[heat if,cement and other nonmetallic minerals 239,BC] | NoSettings | 0 | 0 | 0 | 0 | 0 | 0 | 0 | 0 | 0 | 0 | 0 | 0 | 0 | 0 | 0 | 0 | 0 | 0 | 0 | 0 | 0 | 0 | 0 | 0 | 0 | 0 | 0 | 0 | 0 | 0 | 0
Industrial Sector Energy Related Emissions before CCS[heat if,cement and other nonmetallic minerals 239,OC] | NoSettings | 0 | 0 | 0 | 0 | 0 | 0 | 0 | 0 | 0 | 0 | 0 | 0 | 0 | 0 | 0 | 0 | 0 | 0 | 0 | 0 | 0 | 0 | 0 | 0 | 0 | 0 | 0 | 0 | 0 | 0 | 0
Industrial Sector Energy Related Emissions before CCS[heat if,cement and other nonmetallic minerals 239,CH4] | NoSettings | 0 | 0 | 0 | 0 | 0 | 0 | 0 | 0 | 0 | 0 | 0 | 0 | 0 | 0 | 0 | 0 | 0 | 0 | 0 | 0 | 0 | 0 | 0 | 0 | 0 | 0 | 0 | 0 | 0 | 0 | 0
Industrial Sector Energy Related Emissions before CCS[heat if,cement and other nonmetallic minerals 239,N2O] | NoSettings | 0 | 0 | 0 | 0 | 0 | 0 | 0 | 0 | 0 | 0 | 0 | 0 | 0 | 0 | 0 | 0 | 0 | 0 | 0 | 0 | 0 | 0 | 0 | 0 | 0 | 0 | 0 | 0 | 0 | 0 | 0
Industrial Sector Energy Related Emissions before CCS[heat if,cement and other nonmetallic minerals 239,F gases] | NoSettings | 0 | 0 | 0 | 0 | 0 | 0 | 0 | 0 | 0 | 0 | 0 | 0 | 0 | 0 | 0 | 0 | 0 | 0 | 0 | 0 | 0 | 0 | 0 | 0 | 0 | 0 | 0 | 0 | 0 | 0 | 0
Industrial Sector Energy Related Emissions before CCS[heat if,iron and steel 241,CO2] | NoSettings | 0 | 0 | 0 | 0 | 0 | 0 | 0 | 0 | 0 | 0 | 0 | 0 | 0 | 0 | 0 | 0 | 0 | 0 | 0 | 0 | 0 | 0 | 0 | 0 | 0 | 0 | 0 | 0 | 0 | 0 | 0
Industrial Sector Energy Related Emissions before CCS[heat if,iron and steel 241,VOC] | NoSettings | 0 | 0 | 0 | 0 | 0 | 0 | 0 | 0 | 0 | 0 | 0 | 0 | 0 | 0 | 0 | 0 | 0 | 0 | 0 | 0 | 0 | 0 | 0 | 0 | 0 | 0 | 0 | 0 | 0 | 0 | 0
Industrial Sector Energy Related Emissions before CCS[heat if,iron and steel 241,CO] | NoSettings | 0 | 0 | 0 | 0 | 0 | 0 | 0 | 0 | 0 | 0 | 0 | 0 | 0 | 0 | 0 | 0 | 0 | 0 | 0 | 0 | 0 | 0 | 0 | 0 | 0 | 0 | 0 | 0 | 0 | 0 | 0
Industrial Sector Energy Related Emissions before CCS[heat if,iron and steel 241,NOx] | NoSettings | 0 | 0 | 0 | 0 | 0 | 0 | 0 | 0 | 0 | 0 | 0 | 0 | 0 | 0 | 0 | 0 | 0 | 0 | 0 | 0 | 0 | 0 | 0 | 0 | 0 | 0 | 0 | 0 | 0 | 0 | 0
Industrial Sector Energy Related Emissions before CCS[heat if,iron and steel 241,PM10] | NoSettings | 0 | 0 | 0 | 0 | 0 | 0 | 0 | 0 | 0 | 0 | 0 | 0 | 0 | 0 | 0 | 0 | 0 | 0 | 0 | 0 | 0 | 0 | 0 | 0 | 0 | 0 | 0 | 0 | 0 | 0 | 0
Industrial Sector Energy Related Emissions before CCS[heat if,iron and steel 241,PM25] | NoSettings | 0 | 0 | 0 | 0 | 0 | 0 | 0 | 0 | 0 | 0 | 0 | 0 | 0 | 0 | 0 | 0 | 0 | 0 | 0 | 0 | 0 | 0 | 0 | 0 | 0 | 0 | 0 | 0 | 0 | 0 | 0
Industrial Sector Energy Related Emissions before CCS[heat if,iron and steel 241,SOx] | NoSettings | 0 | 0 | 0 | 0 | 0 | 0 | 0 | 0 | 0 | 0 | 0 | 0 | 0 | 0 | 0 | 0 | 0 | 0 | 0 | 0 | 0 | 0 | 0 | 0 | 0 | 0 | 0 | 0 | 0 | 0 | 0
Industrial Sector Energy Related Emissions before CCS[heat if,iron and steel 241,BC] | NoSettings | 0 | 0 | 0 | 0 | 0 | 0 | 0 | 0 | 0 | 0 | 0 | 0 | 0 | 0 | 0 | 0 | 0 | 0 | 0 | 0 | 0 | 0 | 0 | 0 | 0 | 0 | 0 | 0 | 0 | 0 | 0
Industrial Sector Energy Related Emissions before CCS[heat if,iron and steel 241,OC] | NoSettings | 0 | 0 | 0 | 0 | 0 | 0 | 0 | 0 | 0 | 0 | 0 | 0 | 0 | 0 | 0 | 0 | 0 | 0 | 0 | 0 | 0 | 0 | 0 | 0 | 0 | 0 | 0 | 0 | 0 | 0 | 0
Industrial Sector Energy Related Emissions before CCS[heat if,iron and steel 241,CH4] | NoSettings | 0 | 0 | 0 | 0 | 0 | 0 | 0 | 0 | 0 | 0 | 0 | 0 | 0 | 0 | 0 | 0 | 0 | 0 | 0 | 0 | 0 | 0 | 0 | 0 | 0 | 0 | 0 | 0 | 0 | 0 | 0
Industrial Sector Energy Related Emissions before CCS[heat if,iron and steel 241,N2O] | NoSettings | 0 | 0 | 0 | 0 | 0 | 0 | 0 | 0 | 0 | 0 | 0 | 0 | 0 | 0 | 0 | 0 | 0 | 0 | 0 | 0 | 0 | 0 | 0 | 0 | 0 | 0 | 0 | 0 | 0 | 0 | 0
Industrial Sector Energy Related Emissions before CCS[heat if,iron and steel 241,F gases] | NoSettings | 0 | 0 | 0 | 0 | 0 | 0 | 0 | 0 | 0 | 0 | 0 | 0 | 0 | 0 | 0 | 0 | 0 | 0 | 0 | 0 | 0 | 0 | 0 | 0 | 0 | 0 | 0 | 0 | 0 | 0 | 0
Industrial Sector Energy Related Emissions before CCS[heat if,other metals 242,CO2] | NoSettings | 0 | 0 | 0 | 0 | 0 | 0 | 0 | 0 | 0 | 0 | 0 | 0 | 0 | 0 | 0 | 0 | 0 | 0 | 0 | 0 | 0 | 0 | 0 | 0 | 0 | 0 | 0 | 0 | 0 | 0 | 0
Industrial Sector Energy Related Emissions before CCS[heat if,other metals 242,VOC] | NoSettings | 0 | 0 | 0 | 0 | 0 | 0 | 0 | 0 | 0 | 0 | 0 | 0 | 0 | 0 | 0 | 0 | 0 | 0 | 0 | 0 | 0 | 0 | 0 | 0 | 0 | 0 | 0 | 0 | 0 | 0 | 0
Industrial Sector Energy Related Emissions before CCS[heat if,other metals 242,CO] | NoSettings | 0 | 0 | 0 | 0 | 0 | 0 | 0 | 0 | 0 | 0 | 0 | 0 | 0 | 0 | 0 | 0 | 0 | 0 | 0 | 0 | 0 | 0 | 0 | 0 | 0 | 0 | 0 | 0 | 0 | 0 | 0
Industrial Sector Energy Related Emissions before CCS[heat if,other metals 242,NOx] | NoSettings | 0 | 0 | 0 | 0 | 0 | 0 | 0 | 0 | 0 | 0 | 0 | 0 | 0 | 0 | 0 | 0 | 0 | 0 | 0 | 0 | 0 | 0 | 0 | 0 | 0 | 0 | 0 | 0 | 0 | 0 | 0
Industrial Sector Energy Related Emissions before CCS[heat if,other metals 242,PM10] | NoSettings | 0 | 0 | 0 | 0 | 0 | 0 | 0 | 0 | 0 | 0 | 0 | 0 | 0 | 0 | 0 | 0 | 0 | 0 | 0 | 0 | 0 | 0 | 0 | 0 | 0 | 0 | 0 | 0 | 0 | 0 | 0
Industrial Sector Energy Related Emissions before CCS[heat if,other metals 242,PM25] | NoSettings | 0 | 0 | 0 | 0 | 0 | 0 | 0 | 0 | 0 | 0 | 0 | 0 | 0 | 0 | 0 | 0 | 0 | 0 | 0 | 0 | 0 | 0 | 0 | 0 | 0 | 0 | 0 | 0 | 0 | 0 | 0
Industrial Sector Energy Related Emissions before CCS[heat if,other metals 242,SOx] | NoSettings | 0 | 0 | 0 | 0 | 0 | 0 | 0 | 0 | 0 | 0 | 0 | 0 | 0 | 0 | 0 | 0 | 0 | 0 | 0 | 0 | 0 | 0 | 0 | 0 | 0 | 0 | 0 | 0 | 0 | 0 | 0
Industrial Sector Energy Related Emissions before CCS[heat if,other metals 242,BC] | NoSettings | 0 | 0 | 0 | 0 | 0 | 0 | 0 | 0 | 0 | 0 | 0 | 0 | 0 | 0 | 0 | 0 | 0 | 0 | 0 | 0 | 0 | 0 | 0 | 0 | 0 | 0 | 0 | 0 | 0 | 0 | 0
Industrial Sector Energy Related Emissions before CCS[heat if,other metals 242,OC] | NoSettings | 0 | 0 | 0 | 0 | 0 | 0 | 0 | 0 | 0 | 0 | 0 | 0 | 0 | 0 | 0 | 0 | 0 | 0 | 0 | 0 | 0 | 0 | 0 | 0 | 0 | 0 | 0 | 0 | 0 | 0 | 0
Industrial Sector Energy Related Emissions before CCS[heat if,other metals 242,CH4] | NoSettings | 0 | 0 | 0 | 0 | 0 | 0 | 0 | 0 | 0 | 0 | 0 | 0 | 0 | 0 | 0 | 0 | 0 | 0 | 0 | 0 | 0 | 0 | 0 | 0 | 0 | 0 | 0 | 0 | 0 | 0 | 0
Industrial Sector Energy Related Emissions before CCS[heat if,other metals 242,N2O] | NoSettings | 0 | 0 | 0 | 0 | 0 | 0 | 0 | 0 | 0 | 0 | 0 | 0 | 0 | 0 | 0 | 0 | 0 | 0 | 0 | 0 | 0 | 0 | 0 | 0 | 0 | 0 | 0 | 0 | 0 | 0 | 0
Industrial Sector Energy Related Emissions before CCS[heat if,other metals 242,F gases] | NoSettings | 0 | 0 | 0 | 0 | 0 | 0 | 0 | 0 | 0 | 0 | 0 | 0 | 0 | 0 | 0 | 0 | 0 | 0 | 0 | 0 | 0 | 0 | 0 | 0 | 0 | 0 | 0 | 0 | 0 | 0 | 0
Industrial Sector Energy Related Emissions before CCS[heat if,metal products except machinery and vehicles 25,CO2] | NoSettings | 0 | 0 | 0 | 0 | 0 | 0 | 0 | 0 | 0 | 0 | 0 | 0 | 0 | 0 | 0 | 0 | 0 | 0 | 0 | 0 | 0 | 0 | 0 | 0 | 0 | 0 | 0 | 0 | 0 | 0 | 0
Industrial Sector Energy Related Emissions before CCS[heat if,metal products except machinery and vehicles 25,VOC] | NoSettings | 0 | 0 | 0 | 0 | 0 | 0 | 0 | 0 | 0 | 0 | 0 | 0 | 0 | 0 | 0 | 0 | 0 | 0 | 0 | 0 | 0 | 0 | 0 | 0 | 0 | 0 | 0 | 0 | 0 | 0 | 0
Industrial Sector Energy Related Emissions before CCS[heat if,metal products except machinery and vehicles 25,CO] | NoSettings | 0 | 0 | 0 | 0 | 0 | 0 | 0 | 0 | 0 | 0 | 0 | 0 | 0 | 0 | 0 | 0 | 0 | 0 | 0 | 0 | 0 | 0 | 0 | 0 | 0 | 0 | 0 | 0 | 0 | 0 | 0
Industrial Sector Energy Related Emissions before CCS[heat if,metal products except machinery and vehicles 25,NOx] | NoSettings | 0 | 0 | 0 | 0 | 0 | 0 | 0 | 0 | 0 | 0 | 0 | 0 | 0 | 0 | 0 | 0 | 0 | 0 | 0 | 0 | 0 | 0 | 0 | 0 | 0 | 0 | 0 | 0 | 0 | 0 | 0
Industrial Sector Energy Related Emissions before CCS[heat if,metal products except machinery and vehicles 25,PM10] | NoSettings | 0 | 0 | 0 | 0 | 0 | 0 | 0 | 0 | 0 | 0 | 0 | 0 | 0 | 0 | 0 | 0 | 0 | 0 | 0 | 0 | 0 | 0 | 0 | 0 | 0 | 0 | 0 | 0 | 0 | 0 | 0
Industrial Sector Energy Related Emissions before CCS[heat if,metal products except machinery and vehicles 25,PM25] | NoSettings | 0 | 0 | 0 | 0 | 0 | 0 | 0 | 0 | 0 | 0 | 0 | 0 | 0 | 0 | 0 | 0 | 0 | 0 | 0 | 0 | 0 | 0 | 0 | 0 | 0 | 0 | 0 | 0 | 0 | 0 | 0
Industrial Sector Energy Related Emissions before CCS[heat if,metal products except machinery and vehicles 25,SOx] | NoSettings | 0 | 0 | 0 | 0 | 0 | 0 | 0 | 0 | 0 | 0 | 0 | 0 | 0 | 0 | 0 | 0 | 0 | 0 | 0 | 0 | 0 | 0 | 0 | 0 | 0 | 0 | 0 | 0 | 0 | 0 | 0
Industrial Sector Energy Related Emissions before CCS[heat if,metal products except machinery and vehicles 25,BC] | NoSettings | 0 | 0 | 0 | 0 | 0 | 0 | 0 | 0 | 0 | 0 | 0 | 0 | 0 | 0 | 0 | 0 | 0 | 0 | 0 | 0 | 0 | 0 | 0 | 0 | 0 | 0 | 0 | 0 | 0 | 0 | 0
Industrial Sector Energy Related Emissions before CCS[heat if,metal products except machinery and vehicles 25,OC] | NoSettings | 0 | 0 | 0 | 0 | 0 | 0 | 0 | 0 | 0 | 0 | 0 | 0 | 0 | 0 | 0 | 0 | 0 | 0 | 0 | 0 | 0 | 0 | 0 | 0 | 0 | 0 | 0 | 0 | 0 | 0 | 0
Industrial Sector Energy Related Emissions before CCS[heat if,metal products except machinery and vehicles 25,CH4] | NoSettings | 0 | 0 | 0 | 0 | 0 | 0 | 0 | 0 | 0 | 0 | 0 | 0 | 0 | 0 | 0 | 0 | 0 | 0 | 0 | 0 | 0 | 0 | 0 | 0 | 0 | 0 | 0 | 0 | 0 | 0 | 0
Industrial Sector Energy Related Emissions before CCS[heat if,metal products except machinery and vehicles 25,N2O] | NoSettings | 0 | 0 | 0 | 0 | 0 | 0 | 0 | 0 | 0 | 0 | 0 | 0 | 0 | 0 | 0 | 0 | 0 | 0 | 0 | 0 | 0 | 0 | 0 | 0 | 0 | 0 | 0 | 0 | 0 | 0 | 0
Industrial Sector Energy Related Emissions before CCS[heat if,metal products except machinery and vehicles 25,F gases] | NoSettings | 0 | 0 | 0 | 0 | 0 | 0 | 0 | 0 | 0 | 0 | 0 | 0 | 0 | 0 | 0 | 0 | 0 | 0 | 0 | 0 | 0 | 0 | 0 | 0 | 0 | 0 | 0 | 0 | 0 | 0 | 0
Industrial Sector Energy Related Emissions before CCS[heat if,computers and electronics 26,CO2] | NoSettings | 0 | 0 | 0 | 0 | 0 | 0 | 0 | 0 | 0 | 0 | 0 | 0 | 0 | 0 | 0 | 0 | 0 | 0 | 0 | 0 | 0 | 0 | 0 | 0 | 0 | 0 | 0 | 0 | 0 | 0 | 0
Industrial Sector Energy Related Emissions before CCS[heat if,computers and electronics 26,VOC] | NoSettings | 0 | 0 | 0 | 0 | 0 | 0 | 0 | 0 | 0 | 0 | 0 | 0 | 0 | 0 | 0 | 0 | 0 | 0 | 0 | 0 | 0 | 0 | 0 | 0 | 0 | 0 | 0 | 0 | 0 | 0 | 0
Industrial Sector Energy Related Emissions before CCS[heat if,computers and electronics 26,CO] | NoSettings | 0 | 0 | 0 | 0 | 0 | 0 | 0 | 0 | 0 | 0 | 0 | 0 | 0 | 0 | 0 | 0 | 0 | 0 | 0 | 0 | 0 | 0 | 0 | 0 | 0 | 0 | 0 | 0 | 0 | 0 | 0
Industrial Sector Energy Related Emissions before CCS[heat if,computers and electronics 26,NOx] | NoSettings | 0 | 0 | 0 | 0 | 0 | 0 | 0 | 0 | 0 | 0 | 0 | 0 | 0 | 0 | 0 | 0 | 0 | 0 | 0 | 0 | 0 | 0 | 0 | 0 | 0 | 0 | 0 | 0 | 0 | 0 | 0
Industrial Sector Energy Related Emissions before CCS[heat if,computers and electronics 26,PM10] | NoSettings | 0 | 0 | 0 | 0 | 0 | 0 | 0 | 0 | 0 | 0 | 0 | 0 | 0 | 0 | 0 | 0 | 0 | 0 | 0 | 0 | 0 | 0 | 0 | 0 | 0 | 0 | 0 | 0 | 0 | 0 | 0
Industrial Sector Energy Related Emissions before CCS[heat if,computers and electronics 26,PM25] | NoSettings | 0 | 0 | 0 | 0 | 0 | 0 | 0 | 0 | 0 | 0 | 0 | 0 | 0 | 0 | 0 | 0 | 0 | 0 | 0 | 0 | 0 | 0 | 0 | 0 | 0 | 0 | 0 | 0 | 0 | 0 | 0
Industrial Sector Energy Related Emissions before CCS[heat if,computers and electronics 26,SOx] | NoSettings | 0 | 0 | 0 | 0 | 0 | 0 | 0 | 0 | 0 | 0 | 0 | 0 | 0 | 0 | 0 | 0 | 0 | 0 | 0 | 0 | 0 | 0 | 0 | 0 | 0 | 0 | 0 | 0 | 0 | 0 | 0
Industrial Sector Energy Related Emissions before CCS[heat if,computers and electronics 26,BC] | NoSettings | 0 | 0 | 0 | 0 | 0 | 0 | 0 | 0 | 0 | 0 | 0 | 0 | 0 | 0 | 0 | 0 | 0 | 0 | 0 | 0 | 0 | 0 | 0 | 0 | 0 | 0 | 0 | 0 | 0 | 0 | 0
Industrial Sector Energy Related Emissions before CCS[heat if,computers and electronics 26,OC] | NoSettings | 0 | 0 | 0 | 0 | 0 | 0 | 0 | 0 | 0 | 0 | 0 | 0 | 0 | 0 | 0 | 0 | 0 | 0 | 0 | 0 | 0 | 0 | 0 | 0 | 0 | 0 | 0 | 0 | 0 | 0 | 0
Industrial Sector Energy Related Emissions before CCS[heat if,computers and electronics 26,CH4] | NoSettings | 0 | 0 | 0 | 0 | 0 | 0 | 0 | 0 | 0 | 0 | 0 | 0 | 0 | 0 | 0 | 0 | 0 | 0 | 0 | 0 | 0 | 0 | 0 | 0 | 0 | 0 | 0 | 0 | 0 | 0 | 0
Industrial Sector Energy Related Emissions before CCS[heat if,computers and electronics 26,N2O] | NoSettings | 0 | 0 | 0 | 0 | 0 | 0 | 0 | 0 | 0 | 0 | 0 | 0 | 0 | 0 | 0 | 0 | 0 | 0 | 0 | 0 | 0 | 0 | 0 | 0 | 0 | 0 | 0 | 0 | 0 | 0 | 0
Industrial Sector Energy Related Emissions before CCS[heat if,computers and electronics 26,F gases] | NoSettings | 0 | 0 | 0 | 0 | 0 | 0 | 0 | 0 | 0 | 0 | 0 | 0 | 0 | 0 | 0 | 0 | 0 | 0 | 0 | 0 | 0 | 0 | 0 | 0 | 0 | 0 | 0 | 0 | 0 | 0 | 0
Industrial Sector Energy Related Emissions before CCS[heat if,appliances and electrical equipment 27,CO2] | NoSettings | 0 | 0 | 0 | 0 | 0 | 0 | 0 | 0 | 0 | 0 | 0 | 0 | 0 | 0 | 0 | 0 | 0 | 0 | 0 | 0 | 0 | 0 | 0 | 0 | 0 | 0 | 0 | 0 | 0 | 0 | 0
Industrial Sector Energy Related Emissions before CCS[heat if,appliances and electrical equipment 27,VOC] | NoSettings | 0 | 0 | 0 | 0 | 0 | 0 | 0 | 0 | 0 | 0 | 0 | 0 | 0 | 0 | 0 | 0 | 0 | 0 | 0 | 0 | 0 | 0 | 0 | 0 | 0 | 0 | 0 | 0 | 0 | 0 | 0
Industrial Sector Energy Related Emissions before CCS[heat if,appliances and electrical equipment 27,CO] | NoSettings | 0 | 0 | 0 | 0 | 0 | 0 | 0 | 0 | 0 | 0 | 0 | 0 | 0 | 0 | 0 | 0 | 0 | 0 | 0 | 0 | 0 | 0 | 0 | 0 | 0 | 0 | 0 | 0 | 0 | 0 | 0
Industrial Sector Energy Related Emissions before CCS[heat if,appliances and electrical equipment 27,NOx] | NoSettings | 0 | 0 | 0 | 0 | 0 | 0 | 0 | 0 | 0 | 0 | 0 | 0 | 0 | 0 | 0 | 0 | 0 | 0 | 0 | 0 | 0 | 0 | 0 | 0 | 0 | 0 | 0 | 0 | 0 | 0 | 0
Industrial Sector Energy Related Emissions before CCS[heat if,appliances and electrical equipment 27,PM10] | NoSettings | 0 | 0 | 0 | 0 | 0 | 0 | 0 | 0 | 0 | 0 | 0 | 0 | 0 | 0 | 0 | 0 | 0 | 0 | 0 | 0 | 0 | 0 | 0 | 0 | 0 | 0 | 0 | 0 | 0 | 0 | 0
Industrial Sector Energy Related Emissions before CCS[heat if,appliances and electrical equipment 27,PM25] | NoSettings | 0 | 0 | 0 | 0 | 0 | 0 | 0 | 0 | 0 | 0 | 0 | 0 | 0 | 0 | 0 | 0 | 0 | 0 | 0 | 0 | 0 | 0 | 0 | 0 | 0 | 0 | 0 | 0 | 0 | 0 | 0
Industrial Sector Energy Related Emissions before CCS[heat if,appliances and electrical equipment 27,SOx] | NoSettings | 0 | 0 | 0 | 0 | 0 | 0 | 0 | 0 | 0 | 0 | 0 | 0 | 0 | 0 | 0 | 0 | 0 | 0 | 0 | 0 | 0 | 0 | 0 | 0 | 0 | 0 | 0 | 0 | 0 | 0 | 0
Industrial Sector Energy Related Emissions before CCS[heat if,appliances and electrical equipment 27,BC] | NoSettings | 0 | 0 | 0 | 0 | 0 | 0 | 0 | 0 | 0 | 0 | 0 | 0 | 0 | 0 | 0 | 0 | 0 | 0 | 0 | 0 | 0 | 0 | 0 | 0 | 0 | 0 | 0 | 0 | 0 | 0 | 0
Industrial Sector Energy Related Emissions before CCS[heat if,appliances and electrical equipment 27,OC] | NoSettings | 0 | 0 | 0 | 0 | 0 | 0 | 0 | 0 | 0 | 0 | 0 | 0 | 0 | 0 | 0 | 0 | 0 | 0 | 0 | 0 | 0 | 0 | 0 | 0 | 0 | 0 | 0 | 0 | 0 | 0 | 0
Industrial Sector Energy Related Emissions before CCS[heat if,appliances and electrical equipment 27,CH4] | NoSettings | 0 | 0 | 0 | 0 | 0 | 0 | 0 | 0 | 0 | 0 | 0 | 0 | 0 | 0 | 0 | 0 | 0 | 0 | 0 | 0 | 0 | 0 | 0 | 0 | 0 | 0 | 0 | 0 | 0 | 0 | 0
Industrial Sector Energy Related Emissions before CCS[heat if,appliances and electrical equipment 27,N2O] | NoSettings | 0 | 0 | 0 | 0 | 0 | 0 | 0 | 0 | 0 | 0 | 0 | 0 | 0 | 0 | 0 | 0 | 0 | 0 | 0 | 0 | 0 | 0 | 0 | 0 | 0 | 0 | 0 | 0 | 0 | 0 | 0
Industrial Sector Energy Related Emissions before CCS[heat if,appliances and electrical equipment 27,F gases] | NoSettings | 0 | 0 | 0 | 0 | 0 | 0 | 0 | 0 | 0 | 0 | 0 | 0 | 0 | 0 | 0 | 0 | 0 | 0 | 0 | 0 | 0 | 0 | 0 | 0 | 0 | 0 | 0 | 0 | 0 | 0 | 0
Industrial Sector Energy Related Emissions before CCS[heat if,other machinery 28,CO2] | NoSettings | 0 | 0 | 0 | 0 | 0 | 0 | 0 | 0 | 0 | 0 | 0 | 0 | 0 | 0 | 0 | 0 | 0 | 0 | 0 | 0 | 0 | 0 | 0 | 0 | 0 | 0 | 0 | 0 | 0 | 0 | 0
Industrial Sector Energy Related Emissions before CCS[heat if,other machinery 28,VOC] | NoSettings | 0 | 0 | 0 | 0 | 0 | 0 | 0 | 0 | 0 | 0 | 0 | 0 | 0 | 0 | 0 | 0 | 0 | 0 | 0 | 0 | 0 | 0 | 0 | 0 | 0 | 0 | 0 | 0 | 0 | 0 | 0
Industrial Sector Energy Related Emissions before CCS[heat if,other machinery 28,CO] | NoSettings | 0 | 0 | 0 | 0 | 0 | 0 | 0 | 0 | 0 | 0 | 0 | 0 | 0 | 0 | 0 | 0 | 0 | 0 | 0 | 0 | 0 | 0 | 0 | 0 | 0 | 0 | 0 | 0 | 0 | 0 | 0
Industrial Sector Energy Related Emissions before CCS[heat if,other machinery 28,NOx] | NoSettings | 0 | 0 | 0 | 0 | 0 | 0 | 0 | 0 | 0 | 0 | 0 | 0 | 0 | 0 | 0 | 0 | 0 | 0 | 0 | 0 | 0 | 0 | 0 | 0 | 0 | 0 | 0 | 0 | 0 | 0 | 0
Industrial Sector Energy Related Emissions before CCS[heat if,other machinery 28,PM10] | NoSettings | 0 | 0 | 0 | 0 | 0 | 0 | 0 | 0 | 0 | 0 | 0 | 0 | 0 | 0 | 0 | 0 | 0 | 0 | 0 | 0 | 0 | 0 | 0 | 0 | 0 | 0 | 0 | 0 | 0 | 0 | 0
Industrial Sector Energy Related Emissions before CCS[heat if,other machinery 28,PM25] | NoSettings | 0 | 0 | 0 | 0 | 0 | 0 | 0 | 0 | 0 | 0 | 0 | 0 | 0 | 0 | 0 | 0 | 0 | 0 | 0 | 0 | 0 | 0 | 0 | 0 | 0 | 0 | 0 | 0 | 0 | 0 | 0
Industrial Sector Energy Related Emissions before CCS[heat if,other machinery 28,SOx] | NoSettings | 0 | 0 | 0 | 0 | 0 | 0 | 0 | 0 | 0 | 0 | 0 | 0 | 0 | 0 | 0 | 0 | 0 | 0 | 0 | 0 | 0 | 0 | 0 | 0 | 0 | 0 | 0 | 0 | 0 | 0 | 0
Industrial Sector Energy Related Emissions before CCS[heat if,other machinery 28,BC] | NoSettings | 0 | 0 | 0 | 0 | 0 | 0 | 0 | 0 | 0 | 0 | 0 | 0 | 0 | 0 | 0 | 0 | 0 | 0 | 0 | 0 | 0 | 0 | 0 | 0 | 0 | 0 | 0 | 0 | 0 | 0 | 0
Industrial Sector Energy Related Emissions before CCS[heat if,other machinery 28,OC] | NoSettings | 0 | 0 | 0 | 0 | 0 | 0 | 0 | 0 | 0 | 0 | 0 | 0 | 0 | 0 | 0 | 0 | 0 | 0 | 0 | 0 | 0 | 0 | 0 | 0 | 0 | 0 | 0 | 0 | 0 | 0 | 0
Industrial Sector Energy Related Emissions before CCS[heat if,other machinery 28,CH4] | NoSettings | 0 | 0 | 0 | 0 | 0 | 0 | 0 | 0 | 0 | 0 | 0 | 0 | 0 | 0 | 0 | 0 | 0 | 0 | 0 | 0 | 0 | 0 | 0 | 0 | 0 | 0 | 0 | 0 | 0 | 0 | 0
Industrial Sector Energy Related Emissions before CCS[heat if,other machinery 28,N2O] | NoSettings | 0 | 0 | 0 | 0 | 0 | 0 | 0 | 0 | 0 | 0 | 0 | 0 | 0 | 0 | 0 | 0 | 0 | 0 | 0 | 0 | 0 | 0 | 0 | 0 | 0 | 0 | 0 | 0 | 0 | 0 | 0
Industrial Sector Energy Related Emissions before CCS[heat if,other machinery 28,F gases] | NoSettings | 0 | 0 | 0 | 0 | 0 | 0 | 0 | 0 | 0 | 0 | 0 | 0 | 0 | 0 | 0 | 0 | 0 | 0 | 0 | 0 | 0 | 0 | 0 | 0 | 0 | 0 | 0 | 0 | 0 | 0 | 0
Industrial Sector Energy Related Emissions before CCS[heat if,road vehicles 29,CO2] | NoSettings | 0 | 0 | 0 | 0 | 0 | 0 | 0 | 0 | 0 | 0 | 0 | 0 | 0 | 0 | 0 | 0 | 0 | 0 | 0 | 0 | 0 | 0 | 0 | 0 | 0 | 0 | 0 | 0 | 0 | 0 | 0
Industrial Sector Energy Related Emissions before CCS[heat if,road vehicles 29,VOC] | NoSettings | 0 | 0 | 0 | 0 | 0 | 0 | 0 | 0 | 0 | 0 | 0 | 0 | 0 | 0 | 0 | 0 | 0 | 0 | 0 | 0 | 0 | 0 | 0 | 0 | 0 | 0 | 0 | 0 | 0 | 0 | 0
Industrial Sector Energy Related Emissions before CCS[heat if,road vehicles 29,CO] | NoSettings | 0 | 0 | 0 | 0 | 0 | 0 | 0 | 0 | 0 | 0 | 0 | 0 | 0 | 0 | 0 | 0 | 0 | 0 | 0 | 0 | 0 | 0 | 0 | 0 | 0 | 0 | 0 | 0 | 0 | 0 | 0
Industrial Sector Energy Related Emissions before CCS[heat if,road vehicles 29,NOx] | NoSettings | 0 | 0 | 0 | 0 | 0 | 0 | 0 | 0 | 0 | 0 | 0 | 0 | 0 | 0 | 0 | 0 | 0 | 0 | 0 | 0 | 0 | 0 | 0 | 0 | 0 | 0 | 0 | 0 | 0 | 0 | 0
Industrial Sector Energy Related Emissions before CCS[heat if,road vehicles 29,PM10] | NoSettings | 0 | 0 | 0 | 0 | 0 | 0 | 0 | 0 | 0 | 0 | 0 | 0 | 0 | 0 | 0 | 0 | 0 | 0 | 0 | 0 | 0 | 0 | 0 | 0 | 0 | 0 | 0 | 0 | 0 | 0 | 0
Industrial Sector Energy Related Emissions before CCS[heat if,road vehicles 29,PM25] | NoSettings | 0 | 0 | 0 | 0 | 0 | 0 | 0 | 0 | 0 | 0 | 0 | 0 | 0 | 0 | 0 | 0 | 0 | 0 | 0 | 0 | 0 | 0 | 0 | 0 | 0 | 0 | 0 | 0 | 0 | 0 | 0
Industrial Sector Energy Related Emissions before CCS[heat if,road vehicles 29,SOx] | NoSettings | 0 | 0 | 0 | 0 | 0 | 0 | 0 | 0 | 0 | 0 | 0 | 0 | 0 | 0 | 0 | 0 | 0 | 0 | 0 | 0 | 0 | 0 | 0 | 0 | 0 | 0 | 0 | 0 | 0 | 0 | 0
Industrial Sector Energy Related Emissions before CCS[heat if,road vehicles 29,BC] | NoSettings | 0 | 0 | 0 | 0 | 0 | 0 | 0 | 0 | 0 | 0 | 0 | 0 | 0 | 0 | 0 | 0 | 0 | 0 | 0 | 0 | 0 | 0 | 0 | 0 | 0 | 0 | 0 | 0 | 0 | 0 | 0
Industrial Sector Energy Related Emissions before CCS[heat if,road vehicles 29,OC] | NoSettings | 0 | 0 | 0 | 0 | 0 | 0 | 0 | 0 | 0 | 0 | 0 | 0 | 0 | 0 | 0 | 0 | 0 | 0 | 0 | 0 | 0 | 0 | 0 | 0 | 0 | 0 | 0 | 0 | 0 | 0 | 0
Industrial Sector Energy Related Emissions before CCS[heat if,road vehicles 29,CH4] | NoSettings | 0 | 0 | 0 | 0 | 0 | 0 | 0 | 0 | 0 | 0 | 0 | 0 | 0 | 0 | 0 | 0 | 0 | 0 | 0 | 0 | 0 | 0 | 0 | 0 | 0 | 0 | 0 | 0 | 0 | 0 | 0
Industrial Sector Energy Related Emissions before CCS[heat if,road vehicles 29,N2O] | NoSettings | 0 | 0 | 0 | 0 | 0 | 0 | 0 | 0 | 0 | 0 | 0 | 0 | 0 | 0 | 0 | 0 | 0 | 0 | 0 | 0 | 0 | 0 | 0 | 0 | 0 | 0 | 0 | 0 | 0 | 0 | 0
Industrial Sector Energy Related Emissions before CCS[heat if,road vehicles 29,F gases] | NoSettings | 0 | 0 | 0 | 0 | 0 | 0 | 0 | 0 | 0 | 0 | 0 | 0 | 0 | 0 | 0 | 0 | 0 | 0 | 0 | 0 | 0 | 0 | 0 | 0 | 0 | 0 | 0 | 0 | 0 | 0 | 0
Industrial Sector Energy Related Emissions before CCS[heat if,nonroad vehicles 30,CO2] | NoSettings | 0 | 0 | 0 | 0 | 0 | 0 | 0 | 0 | 0 | 0 | 0 | 0 | 0 | 0 | 0 | 0 | 0 | 0 | 0 | 0 | 0 | 0 | 0 | 0 | 0 | 0 | 0 | 0 | 0 | 0 | 0
Industrial Sector Energy Related Emissions before CCS[heat if,nonroad vehicles 30,VOC] | NoSettings | 0 | 0 | 0 | 0 | 0 | 0 | 0 | 0 | 0 | 0 | 0 | 0 | 0 | 0 | 0 | 0 | 0 | 0 | 0 | 0 | 0 | 0 | 0 | 0 | 0 | 0 | 0 | 0 | 0 | 0 | 0
Industrial Sector Energy Related Emissions before CCS[heat if,nonroad vehicles 30,CO] | NoSettings | 0 | 0 | 0 | 0 | 0 | 0 | 0 | 0 | 0 | 0 | 0 | 0 | 0 | 0 | 0 | 0 | 0 | 0 | 0 | 0 | 0 | 0 | 0 | 0 | 0 | 0 | 0 | 0 | 0 | 0 | 0
Industrial Sector Energy Related Emissions before CCS[heat if,nonroad vehicles 30,NOx] | NoSettings | 0 | 0 | 0 | 0 | 0 | 0 | 0 | 0 | 0 | 0 | 0 | 0 | 0 | 0 | 0 | 0 | 0 | 0 | 0 | 0 | 0 | 0 | 0 | 0 | 0 | 0 | 0 | 0 | 0 | 0 | 0
Industrial Sector Energy Related Emissions before CCS[heat if,nonroad vehicles 30,PM10] | NoSettings | 0 | 0 | 0 | 0 | 0 | 0 | 0 | 0 | 0 | 0 | 0 | 0 | 0 | 0 | 0 | 0 | 0 | 0 | 0 | 0 | 0 | 0 | 0 | 0 | 0 | 0 | 0 | 0 | 0 | 0 | 0
Industrial Sector Energy Related Emissions before CCS[heat if,nonroad vehicles 30,PM25] | NoSettings | 0 | 0 | 0 | 0 | 0 | 0 | 0 | 0 | 0 | 0 | 0 | 0 | 0 | 0 | 0 | 0 | 0 | 0 | 0 | 0 | 0 | 0 | 0 | 0 | 0 | 0 | 0 | 0 | 0 | 0 | 0
Industrial Sector Energy Related Emissions before CCS[heat if,nonroad vehicles 30,SOx] | NoSettings | 0 | 0 | 0 | 0 | 0 | 0 | 0 | 0 | 0 | 0 | 0 | 0 | 0 | 0 | 0 | 0 | 0 | 0 | 0 | 0 | 0 | 0 | 0 | 0 | 0 | 0 | 0 | 0 | 0 | 0 | 0
Industrial Sector Energy Related Emissions before CCS[heat if,nonroad vehicles 30,BC] | NoSettings | 0 | 0 | 0 | 0 | 0 | 0 | 0 | 0 | 0 | 0 | 0 | 0 | 0 | 0 | 0 | 0 | 0 | 0 | 0 | 0 | 0 | 0 | 0 | 0 | 0 | 0 | 0 | 0 | 0 | 0 | 0
Industrial Sector Energy Related Emissions before CCS[heat if,nonroad vehicles 30,OC] | NoSettings | 0 | 0 | 0 | 0 | 0 | 0 | 0 | 0 | 0 | 0 | 0 | 0 | 0 | 0 | 0 | 0 | 0 | 0 | 0 | 0 | 0 | 0 | 0 | 0 | 0 | 0 | 0 | 0 | 0 | 0 | 0
Industrial Sector Energy Related Emissions before CCS[heat if,nonroad vehicles 30,CH4] | NoSettings | 0 | 0 | 0 | 0 | 0 | 0 | 0 | 0 | 0 | 0 | 0 | 0 | 0 | 0 | 0 | 0 | 0 | 0 | 0 | 0 | 0 | 0 | 0 | 0 | 0 | 0 | 0 | 0 | 0 | 0 | 0
Industrial Sector Energy Related Emissions before CCS[heat if,nonroad vehicles 30,N2O] | NoSettings | 0 | 0 | 0 | 0 | 0 | 0 | 0 | 0 | 0 | 0 | 0 | 0 | 0 | 0 | 0 | 0 | 0 | 0 | 0 | 0 | 0 | 0 | 0 | 0 | 0 | 0 | 0 | 0 | 0 | 0 | 0
Industrial Sector Energy Related Emissions before CCS[heat if,nonroad vehicles 30,F gases] | NoSettings | 0 | 0 | 0 | 0 | 0 | 0 | 0 | 0 | 0 | 0 | 0 | 0 | 0 | 0 | 0 | 0 | 0 | 0 | 0 | 0 | 0 | 0 | 0 | 0 | 0 | 0 | 0 | 0 | 0 | 0 | 0
Industrial Sector Energy Related Emissions before CCS[heat if,other manufacturing 31T33,CO2] | NoSettings | 0 | 0 | 0 | 0 | 0 | 0 | 0 | 0 | 0 | 0 | 0 | 0 | 0 | 0 | 0 | 0 | 0 | 0 | 0 | 0 | 0 | 0 | 0 | 0 | 0 | 0 | 0 | 0 | 0 | 0 | 0
Industrial Sector Energy Related Emissions before CCS[heat if,other manufacturing 31T33,VOC] | NoSettings | 0 | 0 | 0 | 0 | 0 | 0 | 0 | 0 | 0 | 0 | 0 | 0 | 0 | 0 | 0 | 0 | 0 | 0 | 0 | 0 | 0 | 0 | 0 | 0 | 0 | 0 | 0 | 0 | 0 | 0 | 0
Industrial Sector Energy Related Emissions before CCS[heat if,other manufacturing 31T33,CO] | NoSettings | 0 | 0 | 0 | 0 | 0 | 0 | 0 | 0 | 0 | 0 | 0 | 0 | 0 | 0 | 0 | 0 | 0 | 0 | 0 | 0 | 0 | 0 | 0 | 0 | 0 | 0 | 0 | 0 | 0 | 0 | 0
Industrial Sector Energy Related Emissions before CCS[heat if,other manufacturing 31T33,NOx] | NoSettings | 0 | 0 | 0 | 0 | 0 | 0 | 0 | 0 | 0 | 0 | 0 | 0 | 0 | 0 | 0 | 0 | 0 | 0 | 0 | 0 | 0 | 0 | 0 | 0 | 0 | 0 | 0 | 0 | 0 | 0 | 0
Industrial Sector Energy Related Emissions before CCS[heat if,other manufacturing 31T33,PM10] | NoSettings | 0 | 0 | 0 | 0 | 0 | 0 | 0 | 0 | 0 | 0 | 0 | 0 | 0 | 0 | 0 | 0 | 0 | 0 | 0 | 0 | 0 | 0 | 0 | 0 | 0 | 0 | 0 | 0 | 0 | 0 | 0
Industrial Sector Energy Related Emissions before CCS[heat if,other manufacturing 31T33,PM25] | NoSettings | 0 | 0 | 0 | 0 | 0 | 0 | 0 | 0 | 0 | 0 | 0 | 0 | 0 | 0 | 0 | 0 | 0 | 0 | 0 | 0 | 0 | 0 | 0 | 0 | 0 | 0 | 0 | 0 | 0 | 0 | 0
Industrial Sector Energy Related Emissions before CCS[heat if,other manufacturing 31T33,SOx] | NoSettings | 0 | 0 | 0 | 0 | 0 | 0 | 0 | 0 | 0 | 0 | 0 | 0 | 0 | 0 | 0 | 0 | 0 | 0 | 0 | 0 | 0 | 0 | 0 | 0 | 0 | 0 | 0 | 0 | 0 | 0 | 0
Industrial Sector Energy Related Emissions before CCS[heat if,other manufacturing 31T33,BC] | NoSettings | 0 | 0 | 0 | 0 | 0 | 0 | 0 | 0 | 0 | 0 | 0 | 0 | 0 | 0 | 0 | 0 | 0 | 0 | 0 | 0 | 0 | 0 | 0 | 0 | 0 | 0 | 0 | 0 | 0 | 0 | 0
Industrial Sector Energy Related Emissions before CCS[heat if,other manufacturing 31T33,OC] | NoSettings | 0 | 0 | 0 | 0 | 0 | 0 | 0 | 0 | 0 | 0 | 0 | 0 | 0 | 0 | 0 | 0 | 0 | 0 | 0 | 0 | 0 | 0 | 0 | 0 | 0 | 0 | 0 | 0 | 0 | 0 | 0
Industrial Sector Energy Related Emissions before CCS[heat if,other manufacturing 31T33,CH4] | NoSettings | 0 | 0 | 0 | 0 | 0 | 0 | 0 | 0 | 0 | 0 | 0 | 0 | 0 | 0 | 0 | 0 | 0 | 0 | 0 | 0 | 0 | 0 | 0 | 0 | 0 | 0 | 0 | 0 | 0 | 0 | 0
Industrial Sector Energy Related Emissions before CCS[heat if,other manufacturing 31T33,N2O] | NoSettings | 0 | 0 | 0 | 0 | 0 | 0 | 0 | 0 | 0 | 0 | 0 | 0 | 0 | 0 | 0 | 0 | 0 | 0 | 0 | 0 | 0 | 0 | 0 | 0 | 0 | 0 | 0 | 0 | 0 | 0 | 0
Industrial Sector Energy Related Emissions before CCS[heat if,other manufacturing 31T33,F gases] | NoSettings | 0 | 0 | 0 | 0 | 0 | 0 | 0 | 0 | 0 | 0 | 0 | 0 | 0 | 0 | 0 | 0 | 0 | 0 | 0 | 0 | 0 | 0 | 0 | 0 | 0 | 0 | 0 | 0 | 0 | 0 | 0
Industrial Sector Energy Related Emissions before CCS[heat if,energy pipelines and gas processing 352T353,CO2] | NoSettings | 0 | 0 | 0 | 0 | 0 | 0 | 0 | 0 | 0 | 0 | 0 | 0 | 0 | 0 | 0 | 0 | 0 | 0 | 0 | 0 | 0 | 0 | 0 | 0 | 0 | 0 | 0 | 0 | 0 | 0 | 0
Industrial Sector Energy Related Emissions before CCS[heat if,energy pipelines and gas processing 352T353,VOC] | NoSettings | 0 | 0 | 0 | 0 | 0 | 0 | 0 | 0 | 0 | 0 | 0 | 0 | 0 | 0 | 0 | 0 | 0 | 0 | 0 | 0 | 0 | 0 | 0 | 0 | 0 | 0 | 0 | 0 | 0 | 0 | 0
Industrial Sector Energy Related Emissions before CCS[heat if,energy pipelines and gas processing 352T353,CO] | NoSettings | 0 | 0 | 0 | 0 | 0 | 0 | 0 | 0 | 0 | 0 | 0 | 0 | 0 | 0 | 0 | 0 | 0 | 0 | 0 | 0 | 0 | 0 | 0 | 0 | 0 | 0 | 0 | 0 | 0 | 0 | 0
Industrial Sector Energy Related Emissions before CCS[heat if,energy pipelines and gas processing 352T353,NOx] | NoSettings | 0 | 0 | 0 | 0 | 0 | 0 | 0 | 0 | 0 | 0 | 0 | 0 | 0 | 0 | 0 | 0 | 0 | 0 | 0 | 0 | 0 | 0 | 0 | 0 | 0 | 0 | 0 | 0 | 0 | 0 | 0
Industrial Sector Energy Related Emissions before CCS[heat if,energy pipelines and gas processing 352T353,PM10] | NoSettings | 0 | 0 | 0 | 0 | 0 | 0 | 0 | 0 | 0 | 0 | 0 | 0 | 0 | 0 | 0 | 0 | 0 | 0 | 0 | 0 | 0 | 0 | 0 | 0 | 0 | 0 | 0 | 0 | 0 | 0 | 0
Industrial Sector Energy Related Emissions before CCS[heat if,energy pipelines and gas processing 352T353,PM25] | NoSettings | 0 | 0 | 0 | 0 | 0 | 0 | 0 | 0 | 0 | 0 | 0 | 0 | 0 | 0 | 0 | 0 | 0 | 0 | 0 | 0 | 0 | 0 | 0 | 0 | 0 | 0 | 0 | 0 | 0 | 0 | 0
Industrial Sector Energy Related Emissions before CCS[heat if,energy pipelines and gas processing 352T353,SOx] | NoSettings | 0 | 0 | 0 | 0 | 0 | 0 | 0 | 0 | 0 | 0 | 0 | 0 | 0 | 0 | 0 | 0 | 0 | 0 | 0 | 0 | 0 | 0 | 0 | 0 | 0 | 0 | 0 | 0 | 0 | 0 | 0
Industrial Sector Energy Related Emissions before CCS[heat if,energy pipelines and gas processing 352T353,BC] | NoSettings | 0 | 0 | 0 | 0 | 0 | 0 | 0 | 0 | 0 | 0 | 0 | 0 | 0 | 0 | 0 | 0 | 0 | 0 | 0 | 0 | 0 | 0 | 0 | 0 | 0 | 0 | 0 | 0 | 0 | 0 | 0
Industrial Sector Energy Related Emissions before CCS[heat if,energy pipelines and gas processing 352T353,OC] | NoSettings | 0 | 0 | 0 | 0 | 0 | 0 | 0 | 0 | 0 | 0 | 0 | 0 | 0 | 0 | 0 | 0 | 0 | 0 | 0 | 0 | 0 | 0 | 0 | 0 | 0 | 0 | 0 | 0 | 0 | 0 | 0
Industrial Sector Energy Related Emissions before CCS[heat if,energy pipelines and gas processing 352T353,CH4] | NoSettings | 0 | 0 | 0 | 0 | 0 | 0 | 0 | 0 | 0 | 0 | 0 | 0 | 0 | 0 | 0 | 0 | 0 | 0 | 0 | 0 | 0 | 0 | 0 | 0 | 0 | 0 | 0 | 0 | 0 | 0 | 0
Industrial Sector Energy Related Emissions before CCS[heat if,energy pipelines and gas processing 352T353,N2O] | NoSettings | 0 | 0 | 0 | 0 | 0 | 0 | 0 | 0 | 0 | 0 | 0 | 0 | 0 | 0 | 0 | 0 | 0 | 0 | 0 | 0 | 0 | 0 | 0 | 0 | 0 | 0 | 0 | 0 | 0 | 0 | 0
Industrial Sector Energy Related Emissions before CCS[heat if,energy pipelines and gas processing 352T353,F gases] | NoSettings | 0 | 0 | 0 | 0 | 0 | 0 | 0 | 0 | 0 | 0 | 0 | 0 | 0 | 0 | 0 | 0 | 0 | 0 | 0 | 0 | 0 | 0 | 0 | 0 | 0 | 0 | 0 | 0 | 0 | 0 | 0
Industrial Sector Energy Related Emissions before CCS[heat if,water and waste 36T39,CO2] | NoSettings | 0 | 0 | 0 | 0 | 0 | 0 | 0 | 0 | 0 | 0 | 0 | 0 | 0 | 0 | 0 | 0 | 0 | 0 | 0 | 0 | 0 | 0 | 0 | 0 | 0 | 0 | 0 | 0 | 0 | 0 | 0
Industrial Sector Energy Related Emissions before CCS[heat if,water and waste 36T39,VOC] | NoSettings | 0 | 0 | 0 | 0 | 0 | 0 | 0 | 0 | 0 | 0 | 0 | 0 | 0 | 0 | 0 | 0 | 0 | 0 | 0 | 0 | 0 | 0 | 0 | 0 | 0 | 0 | 0 | 0 | 0 | 0 | 0
Industrial Sector Energy Related Emissions before CCS[heat if,water and waste 36T39,CO] | NoSettings | 0 | 0 | 0 | 0 | 0 | 0 | 0 | 0 | 0 | 0 | 0 | 0 | 0 | 0 | 0 | 0 | 0 | 0 | 0 | 0 | 0 | 0 | 0 | 0 | 0 | 0 | 0 | 0 | 0 | 0 | 0
Industrial Sector Energy Related Emissions before CCS[heat if,water and waste 36T39,NOx] | NoSettings | 0 | 0 | 0 | 0 | 0 | 0 | 0 | 0 | 0 | 0 | 0 | 0 | 0 | 0 | 0 | 0 | 0 | 0 | 0 | 0 | 0 | 0 | 0 | 0 | 0 | 0 | 0 | 0 | 0 | 0 | 0
Industrial Sector Energy Related Emissions before CCS[heat if,water and waste 36T39,PM10] | NoSettings | 0 | 0 | 0 | 0 | 0 | 0 | 0 | 0 | 0 | 0 | 0 | 0 | 0 | 0 | 0 | 0 | 0 | 0 | 0 | 0 | 0 | 0 | 0 | 0 | 0 | 0 | 0 | 0 | 0 | 0 | 0
Industrial Sector Energy Related Emissions before CCS[heat if,water and waste 36T39,PM25] | NoSettings | 0 | 0 | 0 | 0 | 0 | 0 | 0 | 0 | 0 | 0 | 0 | 0 | 0 | 0 | 0 | 0 | 0 | 0 | 0 | 0 | 0 | 0 | 0 | 0 | 0 | 0 | 0 | 0 | 0 | 0 | 0
Industrial Sector Energy Related Emissions before CCS[heat if,water and waste 36T39,SOx] | NoSettings | 0 | 0 | 0 | 0 | 0 | 0 | 0 | 0 | 0 | 0 | 0 | 0 | 0 | 0 | 0 | 0 | 0 | 0 | 0 | 0 | 0 | 0 | 0 | 0 | 0 | 0 | 0 | 0 | 0 | 0 | 0
Industrial Sector Energy Related Emissions before CCS[heat if,water and waste 36T39,BC] | NoSettings | 0 | 0 | 0 | 0 | 0 | 0 | 0 | 0 | 0 | 0 | 0 | 0 | 0 | 0 | 0 | 0 | 0 | 0 | 0 | 0 | 0 | 0 | 0 | 0 | 0 | 0 | 0 | 0 | 0 | 0 | 0
Industrial Sector Energy Related Emissions before CCS[heat if,water and waste 36T39,OC] | NoSettings | 0 | 0 | 0 | 0 | 0 | 0 | 0 | 0 | 0 | 0 | 0 | 0 | 0 | 0 | 0 | 0 | 0 | 0 | 0 | 0 | 0 | 0 | 0 | 0 | 0 | 0 | 0 | 0 | 0 | 0 | 0
Industrial Sector Energy Related Emissions before CCS[heat if,water and waste 36T39,CH4] | NoSettings | 0 | 0 | 0 | 0 | 0 | 0 | 0 | 0 | 0 | 0 | 0 | 0 | 0 | 0 | 0 | 0 | 0 | 0 | 0 | 0 | 0 | 0 | 0 | 0 | 0 | 0 | 0 | 0 | 0 | 0 | 0
Industrial Sector Energy Related Emissions before CCS[heat if,water and waste 36T39,N2O] | NoSettings | 0 | 0 | 0 | 0 | 0 | 0 | 0 | 0 | 0 | 0 | 0 | 0 | 0 | 0 | 0 | 0 | 0 | 0 | 0 | 0 | 0 | 0 | 0 | 0 | 0 | 0 | 0 | 0 | 0 | 0 | 0
Industrial Sector Energy Related Emissions before CCS[heat if,water and waste 36T39,F gases] | NoSettings | 0 | 0 | 0 | 0 | 0 | 0 | 0 | 0 | 0 | 0 | 0 | 0 | 0 | 0 | 0 | 0 | 0 | 0 | 0 | 0 | 0 | 0 | 0 | 0 | 0 | 0 | 0 | 0 | 0 | 0 | 0
Industrial Sector Energy Related Emissions before CCS[heat if,construction 41T43,CO2] | NoSettings | 0 | 0 | 0 | 0 | 0 | 0 | 0 | 0 | 0 | 0 | 0 | 0 | 0 | 0 | 0 | 0 | 0 | 0 | 0 | 0 | 0 | 0 | 0 | 0 | 0 | 0 | 0 | 0 | 0 | 0 | 0
Industrial Sector Energy Related Emissions before CCS[heat if,construction 41T43,VOC] | NoSettings | 0 | 0 | 0 | 0 | 0 | 0 | 0 | 0 | 0 | 0 | 0 | 0 | 0 | 0 | 0 | 0 | 0 | 0 | 0 | 0 | 0 | 0 | 0 | 0 | 0 | 0 | 0 | 0 | 0 | 0 | 0
Industrial Sector Energy Related Emissions before CCS[heat if,construction 41T43,CO] | NoSettings | 0 | 0 | 0 | 0 | 0 | 0 | 0 | 0 | 0 | 0 | 0 | 0 | 0 | 0 | 0 | 0 | 0 | 0 | 0 | 0 | 0 | 0 | 0 | 0 | 0 | 0 | 0 | 0 | 0 | 0 | 0
Industrial Sector Energy Related Emissions before CCS[heat if,construction 41T43,NOx] | NoSettings | 0 | 0 | 0 | 0 | 0 | 0 | 0 | 0 | 0 | 0 | 0 | 0 | 0 | 0 | 0 | 0 | 0 | 0 | 0 | 0 | 0 | 0 | 0 | 0 | 0 | 0 | 0 | 0 | 0 | 0 | 0
Industrial Sector Energy Related Emissions before CCS[heat if,construction 41T43,PM10] | NoSettings | 0 | 0 | 0 | 0 | 0 | 0 | 0 | 0 | 0 | 0 | 0 | 0 | 0 | 0 | 0 | 0 | 0 | 0 | 0 | 0 | 0 | 0 | 0 | 0 | 0 | 0 | 0 | 0 | 0 | 0 | 0
Industrial Sector Energy Related Emissions before CCS[heat if,construction 41T43,PM25] | NoSettings | 0 | 0 | 0 | 0 | 0 | 0 | 0 | 0 | 0 | 0 | 0 | 0 | 0 | 0 | 0 | 0 | 0 | 0 | 0 | 0 | 0 | 0 | 0 | 0 | 0 | 0 | 0 | 0 | 0 | 0 | 0
Industrial Sector Energy Related Emissions before CCS[heat if,construction 41T43,SOx] | NoSettings | 0 | 0 | 0 | 0 | 0 | 0 | 0 | 0 | 0 | 0 | 0 | 0 | 0 | 0 | 0 | 0 | 0 | 0 | 0 | 0 | 0 | 0 | 0 | 0 | 0 | 0 | 0 | 0 | 0 | 0 | 0
Industrial Sector Energy Related Emissions before CCS[heat if,construction 41T43,BC] | NoSettings | 0 | 0 | 0 | 0 | 0 | 0 | 0 | 0 | 0 | 0 | 0 | 0 | 0 | 0 | 0 | 0 | 0 | 0 | 0 | 0 | 0 | 0 | 0 | 0 | 0 | 0 | 0 | 0 | 0 | 0 | 0
Industrial Sector Energy Related Emissions before CCS[heat if,construction 41T43,OC] | NoSettings | 0 | 0 | 0 | 0 | 0 | 0 | 0 | 0 | 0 | 0 | 0 | 0 | 0 | 0 | 0 | 0 | 0 | 0 | 0 | 0 | 0 | 0 | 0 | 0 | 0 | 0 | 0 | 0 | 0 | 0 | 0
Industrial Sector Energy Related Emissions before CCS[heat if,construction 41T43,CH4] | NoSettings | 0 | 0 | 0 | 0 | 0 | 0 | 0 | 0 | 0 | 0 | 0 | 0 | 0 | 0 | 0 | 0 | 0 | 0 | 0 | 0 | 0 | 0 | 0 | 0 | 0 | 0 | 0 | 0 | 0 | 0 | 0
Industrial Sector Energy Related Emissions before CCS[heat if,construction 41T43,N2O] | NoSettings | 0 | 0 | 0 | 0 | 0 | 0 | 0 | 0 | 0 | 0 | 0 | 0 | 0 | 0 | 0 | 0 | 0 | 0 | 0 | 0 | 0 | 0 | 0 | 0 | 0 | 0 | 0 | 0 | 0 | 0 | 0
Industrial Sector Energy Related Emissions before CCS[heat if,construction 41T43,F gases] | NoSettings | 0 | 0 | 0 | 0 | 0 | 0 | 0 | 0 | 0 | 0 | 0 | 0 | 0 | 0 | 0 | 0 | 0 | 0 | 0 | 0 | 0 | 0 | 0 | 0 | 0 | 0 | 0 | 0 | 0 | 0 | 0
Industrial Sector Energy Related Emissions before CCS[crude oil if,agriculture and forestry 01T03,CO2] | NoSettings | 0 | 0 | 0 | 0 | 0 | 0 | 0 | 0 | 0 | 0 | 0 | 0 | 0 | 0 | 0 | 0 | 0 | 0 | 0 | 0 | 0 | 0 | 0 | 0 | 0 | 0 | 0 | 0 | 0 | 0 | 0
Industrial Sector Energy Related Emissions before CCS[crude oil if,agriculture and forestry 01T03,VOC] | NoSettings | 0 | 0 | 0 | 0 | 0 | 0 | 0 | 0 | 0 | 0 | 0 | 0 | 0 | 0 | 0 | 0 | 0 | 0 | 0 | 0 | 0 | 0 | 0 | 0 | 0 | 0 | 0 | 0 | 0 | 0 | 0
Industrial Sector Energy Related Emissions before CCS[crude oil if,agriculture and forestry 01T03,CO] | NoSettings | 0 | 0 | 0 | 0 | 0 | 0 | 0 | 0 | 0 | 0 | 0 | 0 | 0 | 0 | 0 | 0 | 0 | 0 | 0 | 0 | 0 | 0 | 0 | 0 | 0 | 0 | 0 | 0 | 0 | 0 | 0
Industrial Sector Energy Related Emissions before CCS[crude oil if,agriculture and forestry 01T03,NOx] | NoSettings | 0 | 0 | 0 | 0 | 0 | 0 | 0 | 0 | 0 | 0 | 0 | 0 | 0 | 0 | 0 | 0 | 0 | 0 | 0 | 0 | 0 | 0 | 0 | 0 | 0 | 0 | 0 | 0 | 0 | 0 | 0
Industrial Sector Energy Related Emissions before CCS[crude oil if,agriculture and forestry 01T03,PM10] | NoSettings | 0 | 0 | 0 | 0 | 0 | 0 | 0 | 0 | 0 | 0 | 0 | 0 | 0 | 0 | 0 | 0 | 0 | 0 | 0 | 0 | 0 | 0 | 0 | 0 | 0 | 0 | 0 | 0 | 0 | 0 | 0
Industrial Sector Energy Related Emissions before CCS[crude oil if,agriculture and forestry 01T03,PM25] | NoSettings | 0 | 0 | 0 | 0 | 0 | 0 | 0 | 0 | 0 | 0 | 0 | 0 | 0 | 0 | 0 | 0 | 0 | 0 | 0 | 0 | 0 | 0 | 0 | 0 | 0 | 0 | 0 | 0 | 0 | 0 | 0
Industrial Sector Energy Related Emissions before CCS[crude oil if,agriculture and forestry 01T03,SOx] | NoSettings | 0 | 0 | 0 | 0 | 0 | 0 | 0 | 0 | 0 | 0 | 0 | 0 | 0 | 0 | 0 | 0 | 0 | 0 | 0 | 0 | 0 | 0 | 0 | 0 | 0 | 0 | 0 | 0 | 0 | 0 | 0
Industrial Sector Energy Related Emissions before CCS[crude oil if,agriculture and forestry 01T03,BC] | NoSettings | 0 | 0 | 0 | 0 | 0 | 0 | 0 | 0 | 0 | 0 | 0 | 0 | 0 | 0 | 0 | 0 | 0 | 0 | 0 | 0 | 0 | 0 | 0 | 0 | 0 | 0 | 0 | 0 | 0 | 0 | 0
Industrial Sector Energy Related Emissions before CCS[crude oil if,agriculture and forestry 01T03,OC] | NoSettings | 0 | 0 | 0 | 0 | 0 | 0 | 0 | 0 | 0 | 0 | 0 | 0 | 0 | 0 | 0 | 0 | 0 | 0 | 0 | 0 | 0 | 0 | 0 | 0 | 0 | 0 | 0 | 0 | 0 | 0 | 0
Industrial Sector Energy Related Emissions before CCS[crude oil if,agriculture and forestry 01T03,CH4] | NoSettings | 0 | 0 | 0 | 0 | 0 | 0 | 0 | 0 | 0 | 0 | 0 | 0 | 0 | 0 | 0 | 0 | 0 | 0 | 0 | 0 | 0 | 0 | 0 | 0 | 0 | 0 | 0 | 0 | 0 | 0 | 0
Industrial Sector Energy Related Emissions before CCS[crude oil if,agriculture and forestry 01T03,N2O] | NoSettings | 0 | 0 | 0 | 0 | 0 | 0 | 0 | 0 | 0 | 0 | 0 | 0 | 0 | 0 | 0 | 0 | 0 | 0 | 0 | 0 | 0 | 0 | 0 | 0 | 0 | 0 | 0 | 0 | 0 | 0 | 0
Industrial Sector Energy Related Emissions before CCS[crude oil if,agriculture and forestry 01T03,F gases] | NoSettings | 0 | 0 | 0 | 0 | 0 | 0 | 0 | 0 | 0 | 0 | 0 | 0 | 0 | 0 | 0 | 0 | 0 | 0 | 0 | 0 | 0 | 0 | 0 | 0 | 0 | 0 | 0 | 0 | 0 | 0 | 0
Industrial Sector Energy Related Emissions before CCS[crude oil if,coal mining 05,CO2] | NoSettings | 0 | 0 | 0 | 0 | 0 | 0 | 0 | 0 | 0 | 0 | 0 | 0 | 0 | 0 | 0 | 0 | 0 | 0 | 0 | 0 | 0 | 0 | 0 | 0 | 0 | 0 | 0 | 0 | 0 | 0 | 0
Industrial Sector Energy Related Emissions before CCS[crude oil if,coal mining 05,VOC] | NoSettings | 0 | 0 | 0 | 0 | 0 | 0 | 0 | 0 | 0 | 0 | 0 | 0 | 0 | 0 | 0 | 0 | 0 | 0 | 0 | 0 | 0 | 0 | 0 | 0 | 0 | 0 | 0 | 0 | 0 | 0 | 0
Industrial Sector Energy Related Emissions before CCS[crude oil if,coal mining 05,CO] | NoSettings | 0 | 0 | 0 | 0 | 0 | 0 | 0 | 0 | 0 | 0 | 0 | 0 | 0 | 0 | 0 | 0 | 0 | 0 | 0 | 0 | 0 | 0 | 0 | 0 | 0 | 0 | 0 | 0 | 0 | 0 | 0
Industrial Sector Energy Related Emissions before CCS[crude oil if,coal mining 05,NOx] | NoSettings | 0 | 0 | 0 | 0 | 0 | 0 | 0 | 0 | 0 | 0 | 0 | 0 | 0 | 0 | 0 | 0 | 0 | 0 | 0 | 0 | 0 | 0 | 0 | 0 | 0 | 0 | 0 | 0 | 0 | 0 | 0
Industrial Sector Energy Related Emissions before CCS[crude oil if,coal mining 05,PM10] | NoSettings | 0 | 0 | 0 | 0 | 0 | 0 | 0 | 0 | 0 | 0 | 0 | 0 | 0 | 0 | 0 | 0 | 0 | 0 | 0 | 0 | 0 | 0 | 0 | 0 | 0 | 0 | 0 | 0 | 0 | 0 | 0
Industrial Sector Energy Related Emissions before CCS[crude oil if,coal mining 05,PM25] | NoSettings | 0 | 0 | 0 | 0 | 0 | 0 | 0 | 0 | 0 | 0 | 0 | 0 | 0 | 0 | 0 | 0 | 0 | 0 | 0 | 0 | 0 | 0 | 0 | 0 | 0 | 0 | 0 | 0 | 0 | 0 | 0
Industrial Sector Energy Related Emissions before CCS[crude oil if,coal mining 05,SOx] | NoSettings | 0 | 0 | 0 | 0 | 0 | 0 | 0 | 0 | 0 | 0 | 0 | 0 | 0 | 0 | 0 | 0 | 0 | 0 | 0 | 0 | 0 | 0 | 0 | 0 | 0 | 0 | 0 | 0 | 0 | 0 | 0
Industrial Sector Energy Related Emissions before CCS[crude oil if,coal mining 05,BC] | NoSettings | 0 | 0 | 0 | 0 | 0 | 0 | 0 | 0 | 0 | 0 | 0 | 0 | 0 | 0 | 0 | 0 | 0 | 0 | 0 | 0 | 0 | 0 | 0 | 0 | 0 | 0 | 0 | 0 | 0 | 0 | 0
Industrial Sector Energy Related Emissions before CCS[crude oil if,coal mining 05,OC] | NoSettings | 0 | 0 | 0 | 0 | 0 | 0 | 0 | 0 | 0 | 0 | 0 | 0 | 0 | 0 | 0 | 0 | 0 | 0 | 0 | 0 | 0 | 0 | 0 | 0 | 0 | 0 | 0 | 0 | 0 | 0 | 0
Industrial Sector Energy Related Emissions before CCS[crude oil if,coal mining 05,CH4] | NoSettings | 0 | 0 | 0 | 0 | 0 | 0 | 0 | 0 | 0 | 0 | 0 | 0 | 0 | 0 | 0 | 0 | 0 | 0 | 0 | 0 | 0 | 0 | 0 | 0 | 0 | 0 | 0 | 0 | 0 | 0 | 0
Industrial Sector Energy Related Emissions before CCS[crude oil if,coal mining 05,N2O] | NoSettings | 0 | 0 | 0 | 0 | 0 | 0 | 0 | 0 | 0 | 0 | 0 | 0 | 0 | 0 | 0 | 0 | 0 | 0 | 0 | 0 | 0 | 0 | 0 | 0 | 0 | 0 | 0 | 0 | 0 | 0 | 0
Industrial Sector Energy Related Emissions before CCS[crude oil if,coal mining 05,F gases] | NoSettings | 0 | 0 | 0 | 0 | 0 | 0 | 0 | 0 | 0 | 0 | 0 | 0 | 0 | 0 | 0 | 0 | 0 | 0 | 0 | 0 | 0 | 0 | 0 | 0 | 0 | 0 | 0 | 0 | 0 | 0 | 0
Industrial Sector Energy Related Emissions before CCS[crude oil if,oil and gas extraction 06,CO2] | NoSettings | 0 | 0 | 0 | 0 | 0 | 0 | 0 | 0 | 0 | 0 | 0 | 0 | 0 | 0 | 0 | 0 | 0 | 0 | 0 | 0 | 0 | 0 | 0 | 0 | 0 | 0 | 0 | 0 | 0 | 0 | 0
Industrial Sector Energy Related Emissions before CCS[crude oil if,oil and gas extraction 06,VOC] | NoSettings | 0 | 0 | 0 | 0 | 0 | 0 | 0 | 0 | 0 | 0 | 0 | 0 | 0 | 0 | 0 | 0 | 0 | 0 | 0 | 0 | 0 | 0 | 0 | 0 | 0 | 0 | 0 | 0 | 0 | 0 | 0
Industrial Sector Energy Related Emissions before CCS[crude oil if,oil and gas extraction 06,CO] | NoSettings | 0 | 0 | 0 | 0 | 0 | 0 | 0 | 0 | 0 | 0 | 0 | 0 | 0 | 0 | 0 | 0 | 0 | 0 | 0 | 0 | 0 | 0 | 0 | 0 | 0 | 0 | 0 | 0 | 0 | 0 | 0
Industrial Sector Energy Related Emissions before CCS[crude oil if,oil and gas extraction 06,NOx] | NoSettings | 0 | 0 | 0 | 0 | 0 | 0 | 0 | 0 | 0 | 0 | 0 | 0 | 0 | 0 | 0 | 0 | 0 | 0 | 0 | 0 | 0 | 0 | 0 | 0 | 0 | 0 | 0 | 0 | 0 | 0 | 0
Industrial Sector Energy Related Emissions before CCS[crude oil if,oil and gas extraction 06,PM10] | NoSettings | 0 | 0 | 0 | 0 | 0 | 0 | 0 | 0 | 0 | 0 | 0 | 0 | 0 | 0 | 0 | 0 | 0 | 0 | 0 | 0 | 0 | 0 | 0 | 0 | 0 | 0 | 0 | 0 | 0 | 0 | 0
Industrial Sector Energy Related Emissions before CCS[crude oil if,oil and gas extraction 06,PM25] | NoSettings | 0 | 0 | 0 | 0 | 0 | 0 | 0 | 0 | 0 | 0 | 0 | 0 | 0 | 0 | 0 | 0 | 0 | 0 | 0 | 0 | 0 | 0 | 0 | 0 | 0 | 0 | 0 | 0 | 0 | 0 | 0
Industrial Sector Energy Related Emissions before CCS[crude oil if,oil and gas extraction 06,SOx] | NoSettings | 0 | 0 | 0 | 0 | 0 | 0 | 0 | 0 | 0 | 0 | 0 | 0 | 0 | 0 | 0 | 0 | 0 | 0 | 0 | 0 | 0 | 0 | 0 | 0 | 0 | 0 | 0 | 0 | 0 | 0 | 0
Industrial Sector Energy Related Emissions before CCS[crude oil if,oil and gas extraction 06,BC] | NoSettings | 0 | 0 | 0 | 0 | 0 | 0 | 0 | 0 | 0 | 0 | 0 | 0 | 0 | 0 | 0 | 0 | 0 | 0 | 0 | 0 | 0 | 0 | 0 | 0 | 0 | 0 | 0 | 0 | 0 | 0 | 0
Industrial Sector Energy Related Emissions before CCS[crude oil if,oil and gas extraction 06,OC] | NoSettings | 0 | 0 | 0 | 0 | 0 | 0 | 0 | 0 | 0 | 0 | 0 | 0 | 0 | 0 | 0 | 0 | 0 | 0 | 0 | 0 | 0 | 0 | 0 | 0 | 0 | 0 | 0 | 0 | 0 | 0 | 0
Industrial Sector Energy Related Emissions before CCS[crude oil if,oil and gas extraction 06,CH4] | NoSettings | 0 | 0 | 0 | 0 | 0 | 0 | 0 | 0 | 0 | 0 | 0 | 0 | 0 | 0 | 0 | 0 | 0 | 0 | 0 | 0 | 0 | 0 | 0 | 0 | 0 | 0 | 0 | 0 | 0 | 0 | 0
Industrial Sector Energy Related Emissions before CCS[crude oil if,oil and gas extraction 06,N2O] | NoSettings | 0 | 0 | 0 | 0 | 0 | 0 | 0 | 0 | 0 | 0 | 0 | 0 | 0 | 0 | 0 | 0 | 0 | 0 | 0 | 0 | 0 | 0 | 0 | 0 | 0 | 0 | 0 | 0 | 0 | 0 | 0
Industrial Sector Energy Related Emissions before CCS[crude oil if,oil and gas extraction 06,F gases] | NoSettings | 0 | 0 | 0 | 0 | 0 | 0 | 0 | 0 | 0 | 0 | 0 | 0 | 0 | 0 | 0 | 0 | 0 | 0 | 0 | 0 | 0 | 0 | 0 | 0 | 0 | 0 | 0 | 0 | 0 | 0 | 0
Industrial Sector Energy Related Emissions before CCS[crude oil if,other mining and quarrying 07T08,CO2] | NoSettings | 0 | 0 | 0 | 0 | 0 | 0 | 0 | 0 | 0 | 0 | 0 | 0 | 0 | 0 | 0 | 0 | 0 | 0 | 0 | 0 | 0 | 0 | 0 | 0 | 0 | 0 | 0 | 0 | 0 | 0 | 0
Industrial Sector Energy Related Emissions before CCS[crude oil if,other mining and quarrying 07T08,VOC] | NoSettings | 0 | 0 | 0 | 0 | 0 | 0 | 0 | 0 | 0 | 0 | 0 | 0 | 0 | 0 | 0 | 0 | 0 | 0 | 0 | 0 | 0 | 0 | 0 | 0 | 0 | 0 | 0 | 0 | 0 | 0 | 0
Industrial Sector Energy Related Emissions before CCS[crude oil if,other mining and quarrying 07T08,CO] | NoSettings | 0 | 0 | 0 | 0 | 0 | 0 | 0 | 0 | 0 | 0 | 0 | 0 | 0 | 0 | 0 | 0 | 0 | 0 | 0 | 0 | 0 | 0 | 0 | 0 | 0 | 0 | 0 | 0 | 0 | 0 | 0
Industrial Sector Energy Related Emissions before CCS[crude oil if,other mining and quarrying 07T08,NOx] | NoSettings | 0 | 0 | 0 | 0 | 0 | 0 | 0 | 0 | 0 | 0 | 0 | 0 | 0 | 0 | 0 | 0 | 0 | 0 | 0 | 0 | 0 | 0 | 0 | 0 | 0 | 0 | 0 | 0 | 0 | 0 | 0
Industrial Sector Energy Related Emissions before CCS[crude oil if,other mining and quarrying 07T08,PM10] | NoSettings | 0 | 0 | 0 | 0 | 0 | 0 | 0 | 0 | 0 | 0 | 0 | 0 | 0 | 0 | 0 | 0 | 0 | 0 | 0 | 0 | 0 | 0 | 0 | 0 | 0 | 0 | 0 | 0 | 0 | 0 | 0
Industrial Sector Energy Related Emissions before CCS[crude oil if,other mining and quarrying 07T08,PM25] | NoSettings | 0 | 0 | 0 | 0 | 0 | 0 | 0 | 0 | 0 | 0 | 0 | 0 | 0 | 0 | 0 | 0 | 0 | 0 | 0 | 0 | 0 | 0 | 0 | 0 | 0 | 0 | 0 | 0 | 0 | 0 | 0
Industrial Sector Energy Related Emissions before CCS[crude oil if,other mining and quarrying 07T08,SOx] | NoSettings | 0 | 0 | 0 | 0 | 0 | 0 | 0 | 0 | 0 | 0 | 0 | 0 | 0 | 0 | 0 | 0 | 0 | 0 | 0 | 0 | 0 | 0 | 0 | 0 | 0 | 0 | 0 | 0 | 0 | 0 | 0
Industrial Sector Energy Related Emissions before CCS[crude oil if,other mining and quarrying 07T08,BC] | NoSettings | 0 | 0 | 0 | 0 | 0 | 0 | 0 | 0 | 0 | 0 | 0 | 0 | 0 | 0 | 0 | 0 | 0 | 0 | 0 | 0 | 0 | 0 | 0 | 0 | 0 | 0 | 0 | 0 | 0 | 0 | 0
Industrial Sector Energy Related Emissions before CCS[crude oil if,other mining and quarrying 07T08,OC] | NoSettings | 0 | 0 | 0 | 0 | 0 | 0 | 0 | 0 | 0 | 0 | 0 | 0 | 0 | 0 | 0 | 0 | 0 | 0 | 0 | 0 | 0 | 0 | 0 | 0 | 0 | 0 | 0 | 0 | 0 | 0 | 0
Industrial Sector Energy Related Emissions before CCS[crude oil if,other mining and quarrying 07T08,CH4] | NoSettings | 0 | 0 | 0 | 0 | 0 | 0 | 0 | 0 | 0 | 0 | 0 | 0 | 0 | 0 | 0 | 0 | 0 | 0 | 0 | 0 | 0 | 0 | 0 | 0 | 0 | 0 | 0 | 0 | 0 | 0 | 0
Industrial Sector Energy Related Emissions before CCS[crude oil if,other mining and quarrying 07T08,N2O] | NoSettings | 0 | 0 | 0 | 0 | 0 | 0 | 0 | 0 | 0 | 0 | 0 | 0 | 0 | 0 | 0 | 0 | 0 | 0 | 0 | 0 | 0 | 0 | 0 | 0 | 0 | 0 | 0 | 0 | 0 | 0 | 0
Industrial Sector Energy Related Emissions before CCS[crude oil if,other mining and quarrying 07T08,F gases] | NoSettings | 0 | 0 | 0 | 0 | 0 | 0 | 0 | 0 | 0 | 0 | 0 | 0 | 0 | 0 | 0 | 0 | 0 | 0 | 0 | 0 | 0 | 0 | 0 | 0 | 0 | 0 | 0 | 0 | 0 | 0 | 0
Industrial Sector Energy Related Emissions before CCS[crude oil if,food beverage and tobacco 10T12,CO2] | NoSettings | 0 | 0 | 0 | 0 | 0 | 0 | 0 | 0 | 0 | 0 | 0 | 0 | 0 | 0 | 0 | 0 | 0 | 0 | 0 | 0 | 0 | 0 | 0 | 0 | 0 | 0 | 0 | 0 | 0 | 0 | 0
Industrial Sector Energy Related Emissions before CCS[crude oil if,food beverage and tobacco 10T12,VOC] | NoSettings | 0 | 0 | 0 | 0 | 0 | 0 | 0 | 0 | 0 | 0 | 0 | 0 | 0 | 0 | 0 | 0 | 0 | 0 | 0 | 0 | 0 | 0 | 0 | 0 | 0 | 0 | 0 | 0 | 0 | 0 | 0
Industrial Sector Energy Related Emissions before CCS[crude oil if,food beverage and tobacco 10T12,CO] | NoSettings | 0 | 0 | 0 | 0 | 0 | 0 | 0 | 0 | 0 | 0 | 0 | 0 | 0 | 0 | 0 | 0 | 0 | 0 | 0 | 0 | 0 | 0 | 0 | 0 | 0 | 0 | 0 | 0 | 0 | 0 | 0
Industrial Sector Energy Related Emissions before CCS[crude oil if,food beverage and tobacco 10T12,NOx] | NoSettings | 0 | 0 | 0 | 0 | 0 | 0 | 0 | 0 | 0 | 0 | 0 | 0 | 0 | 0 | 0 | 0 | 0 | 0 | 0 | 0 | 0 | 0 | 0 | 0 | 0 | 0 | 0 | 0 | 0 | 0 | 0
Industrial Sector Energy Related Emissions before CCS[crude oil if,food beverage and tobacco 10T12,PM10] | NoSettings | 0 | 0 | 0 | 0 | 0 | 0 | 0 | 0 | 0 | 0 | 0 | 0 | 0 | 0 | 0 | 0 | 0 | 0 | 0 | 0 | 0 | 0 | 0 | 0 | 0 | 0 | 0 | 0 | 0 | 0 | 0
Industrial Sector Energy Related Emissions before CCS[crude oil if,food beverage and tobacco 10T12,PM25] | NoSettings | 0 | 0 | 0 | 0 | 0 | 0 | 0 | 0 | 0 | 0 | 0 | 0 | 0 | 0 | 0 | 0 | 0 | 0 | 0 | 0 | 0 | 0 | 0 | 0 | 0 | 0 | 0 | 0 | 0 | 0 | 0
Industrial Sector Energy Related Emissions before CCS[crude oil if,food beverage and tobacco 10T12,SOx] | NoSettings | 0 | 0 | 0 | 0 | 0 | 0 | 0 | 0 | 0 | 0 | 0 | 0 | 0 | 0 | 0 | 0 | 0 | 0 | 0 | 0 | 0 | 0 | 0 | 0 | 0 | 0 | 0 | 0 | 0 | 0 | 0
Industrial Sector Energy Related Emissions before CCS[crude oil if,food beverage and tobacco 10T12,BC] | NoSettings | 0 | 0 | 0 | 0 | 0 | 0 | 0 | 0 | 0 | 0 | 0 | 0 | 0 | 0 | 0 | 0 | 0 | 0 | 0 | 0 | 0 | 0 | 0 | 0 | 0 | 0 | 0 | 0 | 0 | 0 | 0
Industrial Sector Energy Related Emissions before CCS[crude oil if,food beverage and tobacco 10T12,OC] | NoSettings | 0 | 0 | 0 | 0 | 0 | 0 | 0 | 0 | 0 | 0 | 0 | 0 | 0 | 0 | 0 | 0 | 0 | 0 | 0 | 0 | 0 | 0 | 0 | 0 | 0 | 0 | 0 | 0 | 0 | 0 | 0
Industrial Sector Energy Related Emissions before CCS[crude oil if,food beverage and tobacco 10T12,CH4] | NoSettings | 0 | 0 | 0 | 0 | 0 | 0 | 0 | 0 | 0 | 0 | 0 | 0 | 0 | 0 | 0 | 0 | 0 | 0 | 0 | 0 | 0 | 0 | 0 | 0 | 0 | 0 | 0 | 0 | 0 | 0 | 0
Industrial Sector Energy Related Emissions before CCS[crude oil if,food beverage and tobacco 10T12,N2O] | NoSettings | 0 | 0 | 0 | 0 | 0 | 0 | 0 | 0 | 0 | 0 | 0 | 0 | 0 | 0 | 0 | 0 | 0 | 0 | 0 | 0 | 0 | 0 | 0 | 0 | 0 | 0 | 0 | 0 | 0 | 0 | 0
Industrial Sector Energy Related Emissions before CCS[crude oil if,food beverage and tobacco 10T12,F gases] | NoSettings | 0 | 0 | 0 | 0 | 0 | 0 | 0 | 0 | 0 | 0 | 0 | 0 | 0 | 0 | 0 | 0 | 0 | 0 | 0 | 0 | 0 | 0 | 0 | 0 | 0 | 0 | 0 | 0 | 0 | 0 | 0
Industrial Sector Energy Related Emissions before CCS[crude oil if,textiles apparel and leather 13T15,CO2] | NoSettings | 0 | 0 | 0 | 0 | 0 | 0 | 0 | 0 | 0 | 0 | 0 | 0 | 0 | 0 | 0 | 0 | 0 | 0 | 0 | 0 | 0 | 0 | 0 | 0 | 0 | 0 | 0 | 0 | 0 | 0 | 0
Industrial Sector Energy Related Emissions before CCS[crude oil if,textiles apparel and leather 13T15,VOC] | NoSettings | 0 | 0 | 0 | 0 | 0 | 0 | 0 | 0 | 0 | 0 | 0 | 0 | 0 | 0 | 0 | 0 | 0 | 0 | 0 | 0 | 0 | 0 | 0 | 0 | 0 | 0 | 0 | 0 | 0 | 0 | 0
Industrial Sector Energy Related Emissions before CCS[crude oil if,textiles apparel and leather 13T15,CO] | NoSettings | 0 | 0 | 0 | 0 | 0 | 0 | 0 | 0 | 0 | 0 | 0 | 0 | 0 | 0 | 0 | 0 | 0 | 0 | 0 | 0 | 0 | 0 | 0 | 0 | 0 | 0 | 0 | 0 | 0 | 0 | 0
Industrial Sector Energy Related Emissions before CCS[crude oil if,textiles apparel and leather 13T15,NOx] | NoSettings | 0 | 0 | 0 | 0 | 0 | 0 | 0 | 0 | 0 | 0 | 0 | 0 | 0 | 0 | 0 | 0 | 0 | 0 | 0 | 0 | 0 | 0 | 0 | 0 | 0 | 0 | 0 | 0 | 0 | 0 | 0
Industrial Sector Energy Related Emissions before CCS[crude oil if,textiles apparel and leather 13T15,PM10] | NoSettings | 0 | 0 | 0 | 0 | 0 | 0 | 0 | 0 | 0 | 0 | 0 | 0 | 0 | 0 | 0 | 0 | 0 | 0 | 0 | 0 | 0 | 0 | 0 | 0 | 0 | 0 | 0 | 0 | 0 | 0 | 0
Industrial Sector Energy Related Emissions before CCS[crude oil if,textiles apparel and leather 13T15,PM25] | NoSettings | 0 | 0 | 0 | 0 | 0 | 0 | 0 | 0 | 0 | 0 | 0 | 0 | 0 | 0 | 0 | 0 | 0 | 0 | 0 | 0 | 0 | 0 | 0 | 0 | 0 | 0 | 0 | 0 | 0 | 0 | 0
Industrial Sector Energy Related Emissions before CCS[crude oil if,textiles apparel and leather 13T15,SOx] | NoSettings | 0 | 0 | 0 | 0 | 0 | 0 | 0 | 0 | 0 | 0 | 0 | 0 | 0 | 0 | 0 | 0 | 0 | 0 | 0 | 0 | 0 | 0 | 0 | 0 | 0 | 0 | 0 | 0 | 0 | 0 | 0
Industrial Sector Energy Related Emissions before CCS[crude oil if,textiles apparel and leather 13T15,BC] | NoSettings | 0 | 0 | 0 | 0 | 0 | 0 | 0 | 0 | 0 | 0 | 0 | 0 | 0 | 0 | 0 | 0 | 0 | 0 | 0 | 0 | 0 | 0 | 0 | 0 | 0 | 0 | 0 | 0 | 0 | 0 | 0
Industrial Sector Energy Related Emissions before CCS[crude oil if,textiles apparel and leather 13T15,OC] | NoSettings | 0 | 0 | 0 | 0 | 0 | 0 | 0 | 0 | 0 | 0 | 0 | 0 | 0 | 0 | 0 | 0 | 0 | 0 | 0 | 0 | 0 | 0 | 0 | 0 | 0 | 0 | 0 | 0 | 0 | 0 | 0
Industrial Sector Energy Related Emissions before CCS[crude oil if,textiles apparel and leather 13T15,CH4] | NoSettings | 0 | 0 | 0 | 0 | 0 | 0 | 0 | 0 | 0 | 0 | 0 | 0 | 0 | 0 | 0 | 0 | 0 | 0 | 0 | 0 | 0 | 0 | 0 | 0 | 0 | 0 | 0 | 0 | 0 | 0 | 0
Industrial Sector Energy Related Emissions before CCS[crude oil if,textiles apparel and leather 13T15,N2O] | NoSettings | 0 | 0 | 0 | 0 | 0 | 0 | 0 | 0 | 0 | 0 | 0 | 0 | 0 | 0 | 0 | 0 | 0 | 0 | 0 | 0 | 0 | 0 | 0 | 0 | 0 | 0 | 0 | 0 | 0 | 0 | 0
Industrial Sector Energy Related Emissions before CCS[crude oil if,textiles apparel and leather 13T15,F gases] | NoSettings | 0 | 0 | 0 | 0 | 0 | 0 | 0 | 0 | 0 | 0 | 0 | 0 | 0 | 0 | 0 | 0 | 0 | 0 | 0 | 0 | 0 | 0 | 0 | 0 | 0 | 0 | 0 | 0 | 0 | 0 | 0
Industrial Sector Energy Related Emissions before CCS[crude oil if,wood products 16,CO2] | NoSettings | 0 | 0 | 0 | 0 | 0 | 0 | 0 | 0 | 0 | 0 | 0 | 0 | 0 | 0 | 0 | 0 | 0 | 0 | 0 | 0 | 0 | 0 | 0 | 0 | 0 | 0 | 0 | 0 | 0 | 0 | 0
Industrial Sector Energy Related Emissions before CCS[crude oil if,wood products 16,VOC] | NoSettings | 0 | 0 | 0 | 0 | 0 | 0 | 0 | 0 | 0 | 0 | 0 | 0 | 0 | 0 | 0 | 0 | 0 | 0 | 0 | 0 | 0 | 0 | 0 | 0 | 0 | 0 | 0 | 0 | 0 | 0 | 0
Industrial Sector Energy Related Emissions before CCS[crude oil if,wood products 16,CO] | NoSettings | 0 | 0 | 0 | 0 | 0 | 0 | 0 | 0 | 0 | 0 | 0 | 0 | 0 | 0 | 0 | 0 | 0 | 0 | 0 | 0 | 0 | 0 | 0 | 0 | 0 | 0 | 0 | 0 | 0 | 0 | 0
Industrial Sector Energy Related Emissions before CCS[crude oil if,wood products 16,NOx] | NoSettings | 0 | 0 | 0 | 0 | 0 | 0 | 0 | 0 | 0 | 0 | 0 | 0 | 0 | 0 | 0 | 0 | 0 | 0 | 0 | 0 | 0 | 0 | 0 | 0 | 0 | 0 | 0 | 0 | 0 | 0 | 0
Industrial Sector Energy Related Emissions before CCS[crude oil if,wood products 16,PM10] | NoSettings | 0 | 0 | 0 | 0 | 0 | 0 | 0 | 0 | 0 | 0 | 0 | 0 | 0 | 0 | 0 | 0 | 0 | 0 | 0 | 0 | 0 | 0 | 0 | 0 | 0 | 0 | 0 | 0 | 0 | 0 | 0
Industrial Sector Energy Related Emissions before CCS[crude oil if,wood products 16,PM25] | NoSettings | 0 | 0 | 0 | 0 | 0 | 0 | 0 | 0 | 0 | 0 | 0 | 0 | 0 | 0 | 0 | 0 | 0 | 0 | 0 | 0 | 0 | 0 | 0 | 0 | 0 | 0 | 0 | 0 | 0 | 0 | 0
Industrial Sector Energy Related Emissions before CCS[crude oil if,wood products 16,SOx] | NoSettings | 0 | 0 | 0 | 0 | 0 | 0 | 0 | 0 | 0 | 0 | 0 | 0 | 0 | 0 | 0 | 0 | 0 | 0 | 0 | 0 | 0 | 0 | 0 | 0 | 0 | 0 | 0 | 0 | 0 | 0 | 0
Industrial Sector Energy Related Emissions before CCS[crude oil if,wood products 16,BC] | NoSettings | 0 | 0 | 0 | 0 | 0 | 0 | 0 | 0 | 0 | 0 | 0 | 0 | 0 | 0 | 0 | 0 | 0 | 0 | 0 | 0 | 0 | 0 | 0 | 0 | 0 | 0 | 0 | 0 | 0 | 0 | 0
Industrial Sector Energy Related Emissions before CCS[crude oil if,wood products 16,OC] | NoSettings | 0 | 0 | 0 | 0 | 0 | 0 | 0 | 0 | 0 | 0 | 0 | 0 | 0 | 0 | 0 | 0 | 0 | 0 | 0 | 0 | 0 | 0 | 0 | 0 | 0 | 0 | 0 | 0 | 0 | 0 | 0
Industrial Sector Energy Related Emissions before CCS[crude oil if,wood products 16,CH4] | NoSettings | 0 | 0 | 0 | 0 | 0 | 0 | 0 | 0 | 0 | 0 | 0 | 0 | 0 | 0 | 0 | 0 | 0 | 0 | 0 | 0 | 0 | 0 | 0 | 0 | 0 | 0 | 0 | 0 | 0 | 0 | 0
Industrial Sector Energy Related Emissions before CCS[crude oil if,wood products 16,N2O] | NoSettings | 0 | 0 | 0 | 0 | 0 | 0 | 0 | 0 | 0 | 0 | 0 | 0 | 0 | 0 | 0 | 0 | 0 | 0 | 0 | 0 | 0 | 0 | 0 | 0 | 0 | 0 | 0 | 0 | 0 | 0 | 0
Industrial Sector Energy Related Emissions before CCS[crude oil if,wood products 16,F gases] | NoSettings | 0 | 0 | 0 | 0 | 0 | 0 | 0 | 0 | 0 | 0 | 0 | 0 | 0 | 0 | 0 | 0 | 0 | 0 | 0 | 0 | 0 | 0 | 0 | 0 | 0 | 0 | 0 | 0 | 0 | 0 | 0
Industrial Sector Energy Related Emissions before CCS[crude oil if,pulp paper and printing 17T18,CO2] | NoSettings | 0 | 0 | 0 | 0 | 0 | 0 | 0 | 0 | 0 | 0 | 0 | 0 | 0 | 0 | 0 | 0 | 0 | 0 | 0 | 0 | 0 | 0 | 0 | 0 | 0 | 0 | 0 | 0 | 0 | 0 | 0
Industrial Sector Energy Related Emissions before CCS[crude oil if,pulp paper and printing 17T18,VOC] | NoSettings | 0 | 0 | 0 | 0 | 0 | 0 | 0 | 0 | 0 | 0 | 0 | 0 | 0 | 0 | 0 | 0 | 0 | 0 | 0 | 0 | 0 | 0 | 0 | 0 | 0 | 0 | 0 | 0 | 0 | 0 | 0
Industrial Sector Energy Related Emissions before CCS[crude oil if,pulp paper and printing 17T18,CO] | NoSettings | 0 | 0 | 0 | 0 | 0 | 0 | 0 | 0 | 0 | 0 | 0 | 0 | 0 | 0 | 0 | 0 | 0 | 0 | 0 | 0 | 0 | 0 | 0 | 0 | 0 | 0 | 0 | 0 | 0 | 0 | 0
Industrial Sector Energy Related Emissions before CCS[crude oil if,pulp paper and printing 17T18,NOx] | NoSettings | 0 | 0 | 0 | 0 | 0 | 0 | 0 | 0 | 0 | 0 | 0 | 0 | 0 | 0 | 0 | 0 | 0 | 0 | 0 | 0 | 0 | 0 | 0 | 0 | 0 | 0 | 0 | 0 | 0 | 0 | 0
Industrial Sector Energy Related Emissions before CCS[crude oil if,pulp paper and printing 17T18,PM10] | NoSettings | 0 | 0 | 0 | 0 | 0 | 0 | 0 | 0 | 0 | 0 | 0 | 0 | 0 | 0 | 0 | 0 | 0 | 0 | 0 | 0 | 0 | 0 | 0 | 0 | 0 | 0 | 0 | 0 | 0 | 0 | 0
Industrial Sector Energy Related Emissions before CCS[crude oil if,pulp paper and printing 17T18,PM25] | NoSettings | 0 | 0 | 0 | 0 | 0 | 0 | 0 | 0 | 0 | 0 | 0 | 0 | 0 | 0 | 0 | 0 | 0 | 0 | 0 | 0 | 0 | 0 | 0 | 0 | 0 | 0 | 0 | 0 | 0 | 0 | 0
Industrial Sector Energy Related Emissions before CCS[crude oil if,pulp paper and printing 17T18,SOx] | NoSettings | 0 | 0 | 0 | 0 | 0 | 0 | 0 | 0 | 0 | 0 | 0 | 0 | 0 | 0 | 0 | 0 | 0 | 0 | 0 | 0 | 0 | 0 | 0 | 0 | 0 | 0 | 0 | 0 | 0 | 0 | 0
Industrial Sector Energy Related Emissions before CCS[crude oil if,pulp paper and printing 17T18,BC] | NoSettings | 0 | 0 | 0 | 0 | 0 | 0 | 0 | 0 | 0 | 0 | 0 | 0 | 0 | 0 | 0 | 0 | 0 | 0 | 0 | 0 | 0 | 0 | 0 | 0 | 0 | 0 | 0 | 0 | 0 | 0 | 0
Industrial Sector Energy Related Emissions before CCS[crude oil if,pulp paper and printing 17T18,OC] | NoSettings | 0 | 0 | 0 | 0 | 0 | 0 | 0 | 0 | 0 | 0 | 0 | 0 | 0 | 0 | 0 | 0 | 0 | 0 | 0 | 0 | 0 | 0 | 0 | 0 | 0 | 0 | 0 | 0 | 0 | 0 | 0
Industrial Sector Energy Related Emissions before CCS[crude oil if,pulp paper and printing 17T18,CH4] | NoSettings | 0 | 0 | 0 | 0 | 0 | 0 | 0 | 0 | 0 | 0 | 0 | 0 | 0 | 0 | 0 | 0 | 0 | 0 | 0 | 0 | 0 | 0 | 0 | 0 | 0 | 0 | 0 | 0 | 0 | 0 | 0
Industrial Sector Energy Related Emissions before CCS[crude oil if,pulp paper and printing 17T18,N2O] | NoSettings | 0 | 0 | 0 | 0 | 0 | 0 | 0 | 0 | 0 | 0 | 0 | 0 | 0 | 0 | 0 | 0 | 0 | 0 | 0 | 0 | 0 | 0 | 0 | 0 | 0 | 0 | 0 | 0 | 0 | 0 | 0
Industrial Sector Energy Related Emissions before CCS[crude oil if,pulp paper and printing 17T18,F gases] | NoSettings | 0 | 0 | 0 | 0 | 0 | 0 | 0 | 0 | 0 | 0 | 0 | 0 | 0 | 0 | 0 | 0 | 0 | 0 | 0 | 0 | 0 | 0 | 0 | 0 | 0 | 0 | 0 | 0 | 0 | 0 | 0
Industrial Sector Energy Related Emissions before CCS[crude oil if,refined petroleum and coke 19,CO2] | NoSettings | 17504900000000 | 22275800000000 | 22276700000000 | 22278000000000 | 22278700000000 | 22279300000000 | 22279900000000 | 22280500000000 | 22280400000000 | 22284300000000 | 22287900000000 | 22291400000000 | 22295300000000 | 22298900000000 | 22302500000000 | 22305800000000 | 22309300000000 | 22308800000000 | 22308200000000 | 22308000000000 | 22307600000000 | 22307500000000 | 22307200000000 | 22306800000000 | 22306400000000 | 22306400000000 | 22305900000000 | 22306100000000 | 22305900000000 | 22305700000000 | 22305700000000
Industrial Sector Energy Related Emissions before CCS[crude oil if,refined petroleum and coke 19,VOC] | NoSettings | 756479000 | 962655000 | 962694000 | 962747000 | 962779000 | 962806000 | 962830000 | 962857000 | 962854000 | 963022000 | 963176000 | 963327000 | 963497000 | 963653000 | 963808000 | 963951000 | 964102000 | 964080000 | 964056000 | 964045000 | 964026000 | 964025000 | 964010000 | 963994000 | 963978000 | 963975000 | 963956000 | 963962000 | 963955000 | 963948000 | 963946000
Industrial Sector Energy Related Emissions before CCS[crude oil if,refined petroleum and coke 19,CO] | NoSettings | 6614000000 | 8416620000 | 8416960000 | 8417420000 | 8417700000 | 8417940000 | 8418150000 | 8418390000 | 8418360000 | 8419830000 | 8421170000 | 8422490000 | 8423980000 | 8425340000 | 8426700000 | 8427950000 | 8429270000 | 8429080000 | 8428870000 | 8428770000 | 8428610000 | 8428590000 | 8428460000 | 8428330000 | 8428180000 | 8428160000 | 8428000000 | 8428040000 | 8427980000 | 8427920000 | 8427900000
Industrial Sector Energy Related Emissions before CCS[crude oil if,refined petroleum and coke 19,NOx] | NoSettings | 10839800000 | 13794100000 | 13794700000 | 13795500000 | 13795900000 | 13796300000 | 13796600000 | 13797000000 | 13797000000 | 13799400000 | 13801600000 | 13803800000 | 13806200000 | 13808400000 | 13810700000 | 13812700000 | 13814900000 | 13814600000 | 13814200000 | 13814000000 | 13813800000 | 13813800000 | 13813500000 | 13813300000 | 13813100000 | 13813000000 | 13812800000 | 13812900000 | 13812800000 | 13812700000 | 13812600000
Industrial Sector Energy Related Emissions before CCS[crude oil if,refined petroleum and coke 19,PM10] | NoSettings | 1044490000 | 1329160000 | 1329220000 | 1329290000 | 1329330000 | 1329370000 | 1329400000 | 1329440000 | 1329440000 | 1329670000 | 1329880000 | 1330090000 | 1330320000 | 1330540000 | 1330750000 | 1330950000 | 1331160000 | 1331130000 | 1331100000 | 1331080000 | 1331050000 | 1331050000 | 1331030000 | 1331010000 | 1330990000 | 1330980000 | 1330960000 | 1330970000 | 1330960000 | 1330950000 | 1330940000
Industrial Sector Energy Related Emissions before CCS[crude oil if,refined petroleum and coke 19,PM25] | NoSettings | 1044490000 | 1329160000 | 1329220000 | 1329290000 | 1329330000 | 1329370000 | 1329400000 | 1329440000 | 1329440000 | 1329670000 | 1329880000 | 1330090000 | 1330320000 | 1330540000 | 1330750000 | 1330950000 | 1331160000 | 1331130000 | 1331100000 | 1331080000 | 1331050000 | 1331050000 | 1331030000 | 1331010000 | 1330990000 | 1330980000 | 1330960000 | 1330970000 | 1330960000 | 1330950000 | 1330940000
Industrial Sector Energy Related Emissions before CCS[crude oil if,refined petroleum and coke 19,SOx] | NoSettings | 79837700 | 101597000 | 101601000 | 101607000 | 101610000 | 101613000 | 101616000 | 101619000 | 101618000 | 101636000 | 101652000 | 101668000 | 101686000 | 101703000 | 101719000 | 101734000 | 101750000 | 101748000 | 101745000 | 101744000 | 101742000 | 101742000 | 101740000 | 101739000 | 101737000 | 101737000 | 101735000 | 101735000 | 101734000 | 101734000 | 101733000
Industrial Sector Energy Related Emissions before CCS[crude oil if,refined petroleum and coke 19,BC] | NoSettings | 172212000 | 219148000 | 219157000 | 219169000 | 219176000 | 219182000 | 219188000 | 219194000 | 219193000 | 219231000 | 219266000 | 219301000 | 219340000 | 219375000 | 219410000 | 219443000 | 219477000 | 219472000 | 219467000 | 219464000 | 219460000 | 219460000 | 219456000 | 219453000 | 219449000 | 219448000 | 219444000 | 219445000 | 219444000 | 219442000 | 219442000
Industrial Sector Energy Related Emissions before CCS[crude oil if,refined petroleum and coke 19,OC] | NoSettings | 447025000 | 568861000 | 568884000 | 568915000 | 568934000 | 568950000 | 568964000 | 568980000 | 568978000 | 569077000 | 569168000 | 569258000 | 569358000 | 569450000 | 569542000 | 569627000 | 569716000 | 569703000 | 569689000 | 569682000 | 569671000 | 569670000 | 569661000 | 569652000 | 569642000 | 569640000 | 569630000 | 569633000 | 569629000 | 569624000 | 569623000
Industrial Sector Energy Related Emissions before CCS[crude oil if,refined petroleum and coke 19,CH4] | NoSettings | 329908000 | 419824000 | 419841000 | 419863000 | 419878000 | 419889000 | 419900000 | 419912000 | 419910000 | 419983000 | 420050000 | 420116000 | 420191000 | 420258000 | 420326000 | 420389000 | 420454000 | 420445000 | 420434000 | 420429000 | 420421000 | 420421000 | 420414000 | 420407000 | 420400000 | 420399000 | 420391000 | 420393000 | 420390000 | 420387000 | 420386000
Industrial Sector Energy Related Emissions before CCS[crude oil if,refined petroleum and coke 19,N2O] | NoSettings | 32990800 | 41982400 | 41984100 | 41986300 | 41987800 | 41988900 | 41990000 | 41991200 | 41991000 | 41998300 | 42005000 | 42011600 | 42019100 | 42025800 | 42032600 | 42038900 | 42045400 | 42044500 | 42043400 | 42042900 | 42042100 | 42042100 | 42041400 | 42040700 | 42040000 | 42039900 | 42039100 | 42039300 | 42039000 | 42038700 | 42038600
Industrial Sector Energy Related Emissions before CCS[crude oil if,refined petroleum and coke 19,F gases] | NoSettings | 0 | 0 | 0 | 0 | 0 | 0 | 0 | 0 | 0 | 0 | 0 | 0 | 0 | 0 | 0 | 0 | 0 | 0 | 0 | 0 | 0 | 0 | 0 | 0 | 0 | 0 | 0 | 0 | 0 | 0 | 0
Industrial Sector Energy Related Emissions before CCS[crude oil if,chemicals 20,CO2] | NoSettings | 0 | 81864800 | 144341000 | 188878000 | 211882000 | 218966000 | 215685000 | 224880000 | 356122000 | 344788000 | 332164000 | 313315000 | 323954000 | 332758000 | 340847000 | 346171000 | 350248000 | 337944000 | 329685000 | 321193000 | 314229000 | 307529000 | 296980000 | 286202000 | 274565000 | 266573000 | 254285000 | 250047000 | 246318000 | 242207000 | 237063000
Industrial Sector Energy Related Emissions before CCS[crude oil if,chemicals 20,VOC] | NoSettings | 0 | 3537.81 | 6237.72 | 8162.39 | 9156.54 | 9462.65 | 9320.88 | 9718.24 | 15389.9 | 14900.1 | 14354.5 | 13540 | 13999.7 | 14380.2 | 14729.8 | 14959.9 | 15136 | 14604.3 | 14247.4 | 13880.4 | 13579.5 | 13289.9 | 12834 | 12368.3 | 11865.4 | 11520 | 10989 | 10805.8 | 10644.7 | 10467 | 10244.7
Industrial Sector Energy Related Emissions before CCS[crude oil if,chemicals 20,CO] | NoSettings | 0 | 30931.5 | 54537.2 | 71364.9 | 80056.9 | 82733.2 | 81493.7 | 84967.9 | 134556 | 130273 | 125504 | 118382 | 122402 | 125728 | 128784 | 130796 | 132336 | 127688 | 124567 | 121358 | 118727 | 116196 | 112210 | 108138 | 103741 | 100721 | 96077.9 | 94476.8 | 93067.8 | 91514.7 | 89571.1
Industrial Sector Energy Related Emissions before CCS[crude oil if,chemicals 20,NOx] | NoSettings | 0 | 50694.2 | 89382 | 116961 | 131207 | 135593 | 133561 | 139255 | 220526 | 213507 | 205690 | 194018 | 200606 | 206058 | 211067 | 214364 | 216888 | 209269 | 204155 | 198896 | 194584 | 190435 | 183902 | 177229 | 170022 | 165073 | 157464 | 154840 | 152530 | 149985 | 146800
Industrial Sector Energy Related Emissions before CCS[crude oil if,chemicals 20,PM10] | NoSettings | 0 | 4884.73 | 8612.57 | 11270 | 12642.7 | 13065.3 | 12869.6 | 13418.2 | 21249.2 | 20572.9 | 19819.7 | 18695 | 19329.8 | 19855.1 | 20337.7 | 20655.5 | 20898.7 | 20164.6 | 19671.7 | 19165 | 18749.5 | 18349.7 | 17720.3 | 17077.2 | 16382.8 | 15906 | 15172.7 | 14919.9 | 14697.4 | 14452.1 | 14145.2
Industrial Sector Energy Related Emissions before CCS[crude oil if,chemicals 20,PM25] | NoSettings | 0 | 4884.73 | 8612.57 | 11270 | 12642.7 | 13065.3 | 12869.6 | 13418.2 | 21249.2 | 20572.9 | 19819.7 | 18695 | 19329.8 | 19855.1 | 20337.7 | 20655.5 | 20898.7 | 20164.6 | 19671.7 | 19165 | 18749.5 | 18349.7 | 17720.3 | 17077.2 | 16382.8 | 15906 | 15172.7 | 14919.9 | 14697.4 | 14452.1 | 14145.2
Industrial Sector Energy Related Emissions before CCS[crude oil if,chemicals 20,SOx] | NoSettings | 0 | 373.375 | 658.321 | 861.447 | 966.369 | 998.675 | 983.712 | 1025.65 | 1624.23 | 1572.53 | 1514.96 | 1428.99 | 1477.51 | 1517.67 | 1554.56 | 1578.84 | 1597.44 | 1541.32 | 1503.65 | 1464.92 | 1433.16 | 1402.6 | 1354.49 | 1305.33 | 1252.26 | 1215.81 | 1159.76 | 1140.43 | 1123.42 | 1104.68 | 1081.22
Industrial Sector Energy Related Emissions before CCS[crude oil if,chemicals 20,BC] | NoSettings | 0 | 805.379 | 1420.01 | 1858.16 | 2084.48 | 2154.17 | 2121.89 | 2212.35 | 3503.5 | 3391.99 | 3267.8 | 3082.37 | 3187.03 | 3273.64 | 3353.22 | 3405.61 | 3445.71 | 3324.67 | 3243.41 | 3159.87 | 3091.36 | 3025.44 | 2921.66 | 2815.63 | 2701.15 | 2622.53 | 2501.63 | 2459.94 | 2423.25 | 2382.81 | 2332.21
Industrial Sector Energy Related Emissions before CCS[crude oil if,chemicals 20,OC] | NoSettings | 0 | 2090.59 | 3686.05 | 4823.39 | 5410.87 | 5591.76 | 5507.98 | 5742.79 | 9094.34 | 8804.89 | 8482.52 | 8001.17 | 8272.86 | 8497.67 | 8704.25 | 8840.22 | 8944.33 | 8630.13 | 8419.2 | 8202.34 | 8024.51 | 7853.4 | 7584.01 | 7308.78 | 7011.61 | 6807.51 | 6493.7 | 6385.48 | 6290.25 | 6185.28 | 6053.91
Industrial Sector Energy Related Emissions before CCS[crude oil if,chemicals 20,CH4] | NoSettings | 0 | 1542.87 | 2720.33 | 3559.7 | 3993.26 | 4126.76 | 4064.93 | 4238.22 | 6711.69 | 6498.07 | 6260.16 | 5904.92 | 6105.43 | 6271.35 | 6423.8 | 6524.15 | 6600.98 | 6369.1 | 6213.43 | 6053.39 | 5922.14 | 5795.87 | 5597.05 | 5393.94 | 5174.62 | 5024 | 4792.4 | 4712.53 | 4642.25 | 4564.78 | 4467.83
Industrial Sector Energy Related Emissions before CCS[crude oil if,chemicals 20,N2O] | NoSettings | 0 | 154.287 | 272.033 | 355.97 | 399.326 | 412.676 | 406.493 | 423.822 | 671.169 | 649.807 | 626.016 | 590.492 | 610.543 | 627.135 | 642.38 | 652.415 | 660.098 | 636.91 | 621.343 | 605.339 | 592.214 | 579.587 | 559.705 | 539.394 | 517.462 | 502.4 | 479.24 | 471.253 | 464.225 | 456.478 | 446.783
Industrial Sector Energy Related Emissions before CCS[crude oil if,chemicals 20,F gases] | NoSettings | 0 | 0 | 0 | 0 | 0 | 0 | 0 | 0 | 0 | 0 | 0 | 0 | 0 | 0 | 0 | 0 | 0 | 0 | 0 | 0 | 0 | 0 | 0 | 0 | 0 | 0 | 0 | 0 | 0 | 0 | 0
Industrial Sector Energy Related Emissions before CCS[crude oil if,rubber and plastic products 22,CO2] | NoSettings | 0 | 0 | 0 | 0 | 0 | 0 | 0 | 0 | 0 | 0 | 0 | 0 | 0 | 0 | 0 | 0 | 0 | 0 | 0 | 0 | 0 | 0 | 0 | 0 | 0 | 0 | 0 | 0 | 0 | 0 | 0
Industrial Sector Energy Related Emissions before CCS[crude oil if,rubber and plastic products 22,VOC] | NoSettings | 0 | 0 | 0 | 0 | 0 | 0 | 0 | 0 | 0 | 0 | 0 | 0 | 0 | 0 | 0 | 0 | 0 | 0 | 0 | 0 | 0 | 0 | 0 | 0 | 0 | 0 | 0 | 0 | 0 | 0 | 0
Industrial Sector Energy Related Emissions before CCS[crude oil if,rubber and plastic products 22,CO] | NoSettings | 0 | 0 | 0 | 0 | 0 | 0 | 0 | 0 | 0 | 0 | 0 | 0 | 0 | 0 | 0 | 0 | 0 | 0 | 0 | 0 | 0 | 0 | 0 | 0 | 0 | 0 | 0 | 0 | 0 | 0 | 0
Industrial Sector Energy Related Emissions before CCS[crude oil if,rubber and plastic products 22,NOx] | NoSettings | 0 | 0 | 0 | 0 | 0 | 0 | 0 | 0 | 0 | 0 | 0 | 0 | 0 | 0 | 0 | 0 | 0 | 0 | 0 | 0 | 0 | 0 | 0 | 0 | 0 | 0 | 0 | 0 | 0 | 0 | 0
Industrial Sector Energy Related Emissions before CCS[crude oil if,rubber and plastic products 22,PM10] | NoSettings | 0 | 0 | 0 | 0 | 0 | 0 | 0 | 0 | 0 | 0 | 0 | 0 | 0 | 0 | 0 | 0 | 0 | 0 | 0 | 0 | 0 | 0 | 0 | 0 | 0 | 0 | 0 | 0 | 0 | 0 | 0
Industrial Sector Energy Related Emissions before CCS[crude oil if,rubber and plastic products 22,PM25] | NoSettings | 0 | 0 | 0 | 0 | 0 | 0 | 0 | 0 | 0 | 0 | 0 | 0 | 0 | 0 | 0 | 0 | 0 | 0 | 0 | 0 | 0 | 0 | 0 | 0 | 0 | 0 | 0 | 0 | 0 | 0 | 0
Industrial Sector Energy Related Emissions before CCS[crude oil if,rubber and plastic products 22,SOx] | NoSettings | 0 | 0 | 0 | 0 | 0 | 0 | 0 | 0 | 0 | 0 | 0 | 0 | 0 | 0 | 0 | 0 | 0 | 0 | 0 | 0 | 0 | 0 | 0 | 0 | 0 | 0 | 0 | 0 | 0 | 0 | 0
Industrial Sector Energy Related Emissions before CCS[crude oil if,rubber and plastic products 22,BC] | NoSettings | 0 | 0 | 0 | 0 | 0 | 0 | 0 | 0 | 0 | 0 | 0 | 0 | 0 | 0 | 0 | 0 | 0 | 0 | 0 | 0 | 0 | 0 | 0 | 0 | 0 | 0 | 0 | 0 | 0 | 0 | 0
Industrial Sector Energy Related Emissions before CCS[crude oil if,rubber and plastic products 22,OC] | NoSettings | 0 | 0 | 0 | 0 | 0 | 0 | 0 | 0 | 0 | 0 | 0 | 0 | 0 | 0 | 0 | 0 | 0 | 0 | 0 | 0 | 0 | 0 | 0 | 0 | 0 | 0 | 0 | 0 | 0 | 0 | 0
Industrial Sector Energy Related Emissions before CCS[crude oil if,rubber and plastic products 22,CH4] | NoSettings | 0 | 0 | 0 | 0 | 0 | 0 | 0 | 0 | 0 | 0 | 0 | 0 | 0 | 0 | 0 | 0 | 0 | 0 | 0 | 0 | 0 | 0 | 0 | 0 | 0 | 0 | 0 | 0 | 0 | 0 | 0
Industrial Sector Energy Related Emissions before CCS[crude oil if,rubber and plastic products 22,N2O] | NoSettings | 0 | 0 | 0 | 0 | 0 | 0 | 0 | 0 | 0 | 0 | 0 | 0 | 0 | 0 | 0 | 0 | 0 | 0 | 0 | 0 | 0 | 0 | 0 | 0 | 0 | 0 | 0 | 0 | 0 | 0 | 0
Industrial Sector Energy Related Emissions before CCS[crude oil if,rubber and plastic products 22,F gases] | NoSettings | 0 | 0 | 0 | 0 | 0 | 0 | 0 | 0 | 0 | 0 | 0 | 0 | 0 | 0 | 0 | 0 | 0 | 0 | 0 | 0 | 0 | 0 | 0 | 0 | 0 | 0 | 0 | 0 | 0 | 0 | 0
Industrial Sector Energy Related Emissions before CCS[crude oil if,glass and glass products 231,CO2] | NoSettings | 0 | 0 | 0 | 0 | 0 | 0 | 0 | 0 | 0 | 0 | 0 | 0 | 0 | 0 | 0 | 0 | 0 | 0 | 0 | 0 | 0 | 0 | 0 | 0 | 0 | 0 | 0 | 0 | 0 | 0 | 0
Industrial Sector Energy Related Emissions before CCS[crude oil if,glass and glass products 231,VOC] | NoSettings | 0 | 0 | 0 | 0 | 0 | 0 | 0 | 0 | 0 | 0 | 0 | 0 | 0 | 0 | 0 | 0 | 0 | 0 | 0 | 0 | 0 | 0 | 0 | 0 | 0 | 0 | 0 | 0 | 0 | 0 | 0
Industrial Sector Energy Related Emissions before CCS[crude oil if,glass and glass products 231,CO] | NoSettings | 0 | 0 | 0 | 0 | 0 | 0 | 0 | 0 | 0 | 0 | 0 | 0 | 0 | 0 | 0 | 0 | 0 | 0 | 0 | 0 | 0 | 0 | 0 | 0 | 0 | 0 | 0 | 0 | 0 | 0 | 0
Industrial Sector Energy Related Emissions before CCS[crude oil if,glass and glass products 231,NOx] | NoSettings | 0 | 0 | 0 | 0 | 0 | 0 | 0 | 0 | 0 | 0 | 0 | 0 | 0 | 0 | 0 | 0 | 0 | 0 | 0 | 0 | 0 | 0 | 0 | 0 | 0 | 0 | 0 | 0 | 0 | 0 | 0
Industrial Sector Energy Related Emissions before CCS[crude oil if,glass and glass products 231,PM10] | NoSettings | 0 | 0 | 0 | 0 | 0 | 0 | 0 | 0 | 0 | 0 | 0 | 0 | 0 | 0 | 0 | 0 | 0 | 0 | 0 | 0 | 0 | 0 | 0 | 0 | 0 | 0 | 0 | 0 | 0 | 0 | 0
Industrial Sector Energy Related Emissions before CCS[crude oil if,glass and glass products 231,PM25] | NoSettings | 0 | 0 | 0 | 0 | 0 | 0 | 0 | 0 | 0 | 0 | 0 | 0 | 0 | 0 | 0 | 0 | 0 | 0 | 0 | 0 | 0 | 0 | 0 | 0 | 0 | 0 | 0 | 0 | 0 | 0 | 0
Industrial Sector Energy Related Emissions before CCS[crude oil if,glass and glass products 231,SOx] | NoSettings | 0 | 0 | 0 | 0 | 0 | 0 | 0 | 0 | 0 | 0 | 0 | 0 | 0 | 0 | 0 | 0 | 0 | 0 | 0 | 0 | 0 | 0 | 0 | 0 | 0 | 0 | 0 | 0 | 0 | 0 | 0
Industrial Sector Energy Related Emissions before CCS[crude oil if,glass and glass products 231,BC] | NoSettings | 0 | 0 | 0 | 0 | 0 | 0 | 0 | 0 | 0 | 0 | 0 | 0 | 0 | 0 | 0 | 0 | 0 | 0 | 0 | 0 | 0 | 0 | 0 | 0 | 0 | 0 | 0 | 0 | 0 | 0 | 0
Industrial Sector Energy Related Emissions before CCS[crude oil if,glass and glass products 231,OC] | NoSettings | 0 | 0 | 0 | 0 | 0 | 0 | 0 | 0 | 0 | 0 | 0 | 0 | 0 | 0 | 0 | 0 | 0 | 0 | 0 | 0 | 0 | 0 | 0 | 0 | 0 | 0 | 0 | 0 | 0 | 0 | 0
Industrial Sector Energy Related Emissions before CCS[crude oil if,glass and glass products 231,CH4] | NoSettings | 0 | 0 | 0 | 0 | 0 | 0 | 0 | 0 | 0 | 0 | 0 | 0 | 0 | 0 | 0 | 0 | 0 | 0 | 0 | 0 | 0 | 0 | 0 | 0 | 0 | 0 | 0 | 0 | 0 | 0 | 0
Industrial Sector Energy Related Emissions before CCS[crude oil if,glass and glass products 231,N2O] | NoSettings | 0 | 0 | 0 | 0 | 0 | 0 | 0 | 0 | 0 | 0 | 0 | 0 | 0 | 0 | 0 | 0 | 0 | 0 | 0 | 0 | 0 | 0 | 0 | 0 | 0 | 0 | 0 | 0 | 0 | 0 | 0
Industrial Sector Energy Related Emissions before CCS[crude oil if,glass and glass products 231,F gases] | NoSettings | 0 | 0 | 0 | 0 | 0 | 0 | 0 | 0 | 0 | 0 | 0 | 0 | 0 | 0 | 0 | 0 | 0 | 0 | 0 | 0 | 0 | 0 | 0 | 0 | 0 | 0 | 0 | 0 | 0 | 0 | 0
Industrial Sector Energy Related Emissions before CCS[crude oil if,cement and other nonmetallic minerals 239,CO2] | NoSettings | 0 | 0 | 438368000 | 876626000 | 1240870000 | 1552420000 | 1821380000 | 2123670000 | 3002250000 | 6210050000 | 9229890000 | 12021900000 | 14997500000 | 17836300000 | 20608000000 | 23353200000 | 25894200000 | 25506300000 | 25123000000 | 24731100000 | 24408800000 | 24090800000 | 23709300000 | 23278300000 | 22822200000 | 22654600000 | 22236600000 | 21988700000 | 21742700000 | 21497200000 | 21255100000
Industrial Sector Energy Related Emissions before CCS[crude oil if,cement and other nonmetallic minerals 239,VOC] | NoSettings | 0 | 0 | 18944.2 | 37883.6 | 53624.4 | 67088.2 | 78711.2 | 91775 | 129743 | 268369 | 398872 | 519527 | 648119 | 770801 | 890577 | 1009210 | 1119020 | 1102260 | 1085700 | 1068760 | 1054830 | 1041090 | 1024600 | 1005980 | 986268 | 979025 | 960958 | 950246 | 939617 | 929008 | 918543
Industrial Sector Energy Related Emissions before CCS[crude oil if,cement and other nonmetallic minerals 239,CO] | NoSettings | 0 | 0 | 165631 | 331221 | 468845 | 586561 | 688182 | 802401 | 1134360 | 2346380 | 3487390 | 4542300 | 5666590 | 6739220 | 7786430 | 8823700 | 9783770 | 9637220 | 9492380 | 9344320 | 9222530 | 9102400 | 8958230 | 8795370 | 8623070 | 8559750 | 8401780 | 8308120 | 8215190 | 8122440 | 8030940
Industrial Sector Energy Related Emissions before CCS[crude oil if,cement and other nonmetallic minerals 239,NOx] | NoSettings | 0 | 0 | 271456 | 542844 | 768397 | 961325 | 1127870 | 1315070 | 1859120 | 3845520 | 5715540 | 7444450 | 9287070 | 11045000 | 12761300 | 14461300 | 16034800 | 15794600 | 15557200 | 15314600 | 15115000 | 14918100 | 14681800 | 14414900 | 14132500 | 14028700 | 13769800 | 13616300 | 13464000 | 13312000 | 13162000
Industrial Sector Energy Related Emissions before CCS[crude oil if,cement and other nonmetallic minerals 239,PM10] | NoSettings | 0 | 0 | 26156.7 | 52306.8 | 74040.4 | 92630.3 | 108678 | 126716 | 179139 | 370543 | 550732 | 717324 | 894874 | 1064260 | 1229640 | 1393450 | 1545060 | 1521920 | 1499050 | 1475660 | 1456430 | 1437460 | 1414690 | 1388970 | 1361760 | 1351760 | 1326820 | 1312030 | 1297350 | 1282700 | 1268250
Industrial Sector Energy Related Emissions before CCS[crude oil if,cement and other nonmetallic minerals 239,PM25] | NoSettings | 0 | 0 | 26156.7 | 52306.8 | 74040.4 | 92630.3 | 108678 | 126716 | 179139 | 370543 | 550732 | 717324 | 894874 | 1064260 | 1229640 | 1393450 | 1545060 | 1521920 | 1499050 | 1475660 | 1456430 | 1437460 | 1414690 | 1388970 | 1361760 | 1351760 | 1326820 | 1312030 | 1297350 | 1282700 | 1268250
Industrial Sector Energy Related Emissions before CCS[crude oil if,cement and other nonmetallic minerals 239,SOx] | NoSettings | 0 | 0 | 1999.34 | 3998.18 | 5659.44 | 7080.39 | 8307.07 | 9685.81 | 13692.9 | 28323.2 | 42096.4 | 54830.2 | 68401.6 | 81349.3 | 93990.3 | 106511 | 118100 | 116331 | 114583 | 112796 | 111325 | 109875 | 108135 | 106169 | 104089 | 103325 | 101418 | 100288 | 99165.8 | 98046.2 | 96941.7
Industrial Sector Energy Related Emissions before CCS[crude oil if,cement and other nonmetallic minerals 239,BC] | NoSettings | 0 | 0 | 4312.63 | 8624.18 | 12207.6 | 15272.6 | 17918.6 | 20892.5 | 29535.9 | 61093.9 | 90802.9 | 118270 | 147544 | 175472 | 202739 | 229747 | 254745 | 250929 | 247158 | 243303 | 240132 | 237004 | 233250 | 229010 | 224523 | 222874 | 218762 | 216323 | 213903 | 211488 | 209106
Industrial Sector Energy Related Emissions before CCS[crude oil if,cement and other nonmetallic minerals 239,OC] | NoSettings | 0 | 0 | 11194.7 | 22386.5 | 31688.2 | 39644.4 | 46512.7 | 54232.5 | 76668.9 | 158587 | 235705 | 307004 | 382992 | 455489 | 526268 | 596374 | 661264 | 651359 | 641569 | 631562 | 623331 | 615211 | 605467 | 594460 | 582814 | 578534 | 567858 | 561528 | 555247 | 548978 | 542794
Industrial Sector Energy Related Emissions before CCS[crude oil if,cement and other nonmetallic minerals 239,CH4] | NoSettings | 0 | 0 | 8261.74 | 16521.4 | 23386.1 | 29257.8 | 34326.7 | 40024 | 56582.2 | 117038 | 173952 | 226571 | 282651 | 336154 | 388390 | 440129 | 488017 | 480708 | 473483 | 466097 | 460023 | 454030 | 446839 | 438716 | 430121 | 426963 | 419083 | 414411 | 409776 | 405150 | 400586
Industrial Sector Energy Related Emissions before CCS[crude oil if,cement and other nonmetallic minerals 239,N2O] | NoSettings | 0 | 0 | 826.174 | 1652.14 | 2338.61 | 2925.78 | 3432.67 | 4002.4 | 5658.22 | 11703.8 | 17395.2 | 22657.1 | 28265.1 | 33615.4 | 38839 | 44012.9 | 48801.7 | 48070.8 | 47348.3 | 46609.7 | 46002.3 | 45403 | 44683.9 | 43871.6 | 43012.1 | 42696.3 | 41908.3 | 41441.1 | 40977.6 | 40515 | 40058.6
Industrial Sector Energy Related Emissions before CCS[crude oil if,cement and other nonmetallic minerals 239,F gases] | NoSettings | 0 | 0 | 0 | 0 | 0 | 0 | 0 | 0 | 0 | 0 | 0 | 0 | 0 | 0 | 0 | 0 | 0 | 0 | 0 | 0 | 0 | 0 | 0 | 0 | 0 | 0 | 0 | 0 | 0 | 0 | 0
Industrial Sector Energy Related Emissions before CCS[crude oil if,iron and steel 241,CO2] | NoSettings | 0 | 0 | 0 | 0 | 0 | 0 | 0 | 0 | 0 | 0 | 0 | 0 | 0 | 0 | 0 | 0 | 0 | 0 | 0 | 0 | 0 | 0 | 0 | 0 | 0 | 0 | 0 | 0 | 0 | 0 | 0
Industrial Sector Energy Related Emissions before CCS[crude oil if,iron and steel 241,VOC] | NoSettings | 0 | 0 | 0 | 0 | 0 | 0 | 0 | 0 | 0 | 0 | 0 | 0 | 0 | 0 | 0 | 0 | 0 | 0 | 0 | 0 | 0 | 0 | 0 | 0 | 0 | 0 | 0 | 0 | 0 | 0 | 0
Industrial Sector Energy Related Emissions before CCS[crude oil if,iron and steel 241,CO] | NoSettings | 0 | 0 | 0 | 0 | 0 | 0 | 0 | 0 | 0 | 0 | 0 | 0 | 0 | 0 | 0 | 0 | 0 | 0 | 0 | 0 | 0 | 0 | 0 | 0 | 0 | 0 | 0 | 0 | 0 | 0 | 0
Industrial Sector Energy Related Emissions before CCS[crude oil if,iron and steel 241,NOx] | NoSettings | 0 | 0 | 0 | 0 | 0 | 0 | 0 | 0 | 0 | 0 | 0 | 0 | 0 | 0 | 0 | 0 | 0 | 0 | 0 | 0 | 0 | 0 | 0 | 0 | 0 | 0 | 0 | 0 | 0 | 0 | 0
Industrial Sector Energy Related Emissions before CCS[crude oil if,iron and steel 241,PM10] | NoSettings | 0 | 0 | 0 | 0 | 0 | 0 | 0 | 0 | 0 | 0 | 0 | 0 | 0 | 0 | 0 | 0 | 0 | 0 | 0 | 0 | 0 | 0 | 0 | 0 | 0 | 0 | 0 | 0 | 0 | 0 | 0
Industrial Sector Energy Related Emissions before CCS[crude oil if,iron and steel 241,PM25] | NoSettings | 0 | 0 | 0 | 0 | 0 | 0 | 0 | 0 | 0 | 0 | 0 | 0 | 0 | 0 | 0 | 0 | 0 | 0 | 0 | 0 | 0 | 0 | 0 | 0 | 0 | 0 | 0 | 0 | 0 | 0 | 0
Industrial Sector Energy Related Emissions before CCS[crude oil if,iron and steel 241,SOx] | NoSettings | 0 | 0 | 0 | 0 | 0 | 0 | 0 | 0 | 0 | 0 | 0 | 0 | 0 | 0 | 0 | 0 | 0 | 0 | 0 | 0 | 0 | 0 | 0 | 0 | 0 | 0 | 0 | 0 | 0 | 0 | 0
Industrial Sector Energy Related Emissions before CCS[crude oil if,iron and steel 241,BC] | NoSettings | 0 | 0 | 0 | 0 | 0 | 0 | 0 | 0 | 0 | 0 | 0 | 0 | 0 | 0 | 0 | 0 | 0 | 0 | 0 | 0 | 0 | 0 | 0 | 0 | 0 | 0 | 0 | 0 | 0 | 0 | 0
Industrial Sector Energy Related Emissions before CCS[crude oil if,iron and steel 241,OC] | NoSettings | 0 | 0 | 0 | 0 | 0 | 0 | 0 | 0 | 0 | 0 | 0 | 0 | 0 | 0 | 0 | 0 | 0 | 0 | 0 | 0 | 0 | 0 | 0 | 0 | 0 | 0 | 0 | 0 | 0 | 0 | 0
Industrial Sector Energy Related Emissions before CCS[crude oil if,iron and steel 241,CH4] | NoSettings | 0 | 0 | 0 | 0 | 0 | 0 | 0 | 0 | 0 | 0 | 0 | 0 | 0 | 0 | 0 | 0 | 0 | 0 | 0 | 0 | 0 | 0 | 0 | 0 | 0 | 0 | 0 | 0 | 0 | 0 | 0
Industrial Sector Energy Related Emissions before CCS[crude oil if,iron and steel 241,N2O] | NoSettings | 0 | 0 | 0 | 0 | 0 | 0 | 0 | 0 | 0 | 0 | 0 | 0 | 0 | 0 | 0 | 0 | 0 | 0 | 0 | 0 | 0 | 0 | 0 | 0 | 0 | 0 | 0 | 0 | 0 | 0 | 0
Industrial Sector Energy Related Emissions before CCS[crude oil if,iron and steel 241,F gases] | NoSettings | 0 | 0 | 0 | 0 | 0 | 0 | 0 | 0 | 0 | 0 | 0 | 0 | 0 | 0 | 0 | 0 | 0 | 0 | 0 | 0 | 0 | 0 | 0 | 0 | 0 | 0 | 0 | 0 | 0 | 0 | 0
Industrial Sector Energy Related Emissions before CCS[crude oil if,other metals 242,CO2] | NoSettings | 0 | 0 | 0 | 0 | 0 | 0 | 0 | 0 | 0 | 0 | 0 | 0 | 0 | 0 | 0 | 0 | 0 | 0 | 0 | 0 | 0 | 0 | 0 | 0 | 0 | 0 | 0 | 0 | 0 | 0 | 0
Industrial Sector Energy Related Emissions before CCS[crude oil if,other metals 242,VOC] | NoSettings | 0 | 0 | 0 | 0 | 0 | 0 | 0 | 0 | 0 | 0 | 0 | 0 | 0 | 0 | 0 | 0 | 0 | 0 | 0 | 0 | 0 | 0 | 0 | 0 | 0 | 0 | 0 | 0 | 0 | 0 | 0
Industrial Sector Energy Related Emissions before CCS[crude oil if,other metals 242,CO] | NoSettings | 0 | 0 | 0 | 0 | 0 | 0 | 0 | 0 | 0 | 0 | 0 | 0 | 0 | 0 | 0 | 0 | 0 | 0 | 0 | 0 | 0 | 0 | 0 | 0 | 0 | 0 | 0 | 0 | 0 | 0 | 0
Industrial Sector Energy Related Emissions before CCS[crude oil if,other metals 242,NOx] | NoSettings | 0 | 0 | 0 | 0 | 0 | 0 | 0 | 0 | 0 | 0 | 0 | 0 | 0 | 0 | 0 | 0 | 0 | 0 | 0 | 0 | 0 | 0 | 0 | 0 | 0 | 0 | 0 | 0 | 0 | 0 | 0
Industrial Sector Energy Related Emissions before CCS[crude oil if,other metals 242,PM10] | NoSettings | 0 | 0 | 0 | 0 | 0 | 0 | 0 | 0 | 0 | 0 | 0 | 0 | 0 | 0 | 0 | 0 | 0 | 0 | 0 | 0 | 0 | 0 | 0 | 0 | 0 | 0 | 0 | 0 | 0 | 0 | 0
Industrial Sector Energy Related Emissions before CCS[crude oil if,other metals 242,PM25] | NoSettings | 0 | 0 | 0 | 0 | 0 | 0 | 0 | 0 | 0 | 0 | 0 | 0 | 0 | 0 | 0 | 0 | 0 | 0 | 0 | 0 | 0 | 0 | 0 | 0 | 0 | 0 | 0 | 0 | 0 | 0 | 0
Industrial Sector Energy Related Emissions before CCS[crude oil if,other metals 242,SOx] | NoSettings | 0 | 0 | 0 | 0 | 0 | 0 | 0 | 0 | 0 | 0 | 0 | 0 | 0 | 0 | 0 | 0 | 0 | 0 | 0 | 0 | 0 | 0 | 0 | 0 | 0 | 0 | 0 | 0 | 0 | 0 | 0
Industrial Sector Energy Related Emissions before CCS[crude oil if,other metals 242,BC] | NoSettings | 0 | 0 | 0 | 0 | 0 | 0 | 0 | 0 | 0 | 0 | 0 | 0 | 0 | 0 | 0 | 0 | 0 | 0 | 0 | 0 | 0 | 0 | 0 | 0 | 0 | 0 | 0 | 0 | 0 | 0 | 0
Industrial Sector Energy Related Emissions before CCS[crude oil if,other metals 242,OC] | NoSettings | 0 | 0 | 0 | 0 | 0 | 0 | 0 | 0 | 0 | 0 | 0 | 0 | 0 | 0 | 0 | 0 | 0 | 0 | 0 | 0 | 0 | 0 | 0 | 0 | 0 | 0 | 0 | 0 | 0 | 0 | 0
Industrial Sector Energy Related Emissions before CCS[crude oil if,other metals 242,CH4] | NoSettings | 0 | 0 | 0 | 0 | 0 | 0 | 0 | 0 | 0 | 0 | 0 | 0 | 0 | 0 | 0 | 0 | 0 | 0 | 0 | 0 | 0 | 0 | 0 | 0 | 0 | 0 | 0 | 0 | 0 | 0 | 0
Industrial Sector Energy Related Emissions before CCS[crude oil if,other metals 242,N2O] | NoSettings | 0 | 0 | 0 | 0 | 0 | 0 | 0 | 0 | 0 | 0 | 0 | 0 | 0 | 0 | 0 | 0 | 0 | 0 | 0 | 0 | 0 | 0 | 0 | 0 | 0 | 0 | 0 | 0 | 0 | 0 | 0
Industrial Sector Energy Related Emissions before CCS[crude oil if,other metals 242,F gases] | NoSettings | 0 | 0 | 0 | 0 | 0 | 0 | 0 | 0 | 0 | 0 | 0 | 0 | 0 | 0 | 0 | 0 | 0 | 0 | 0 | 0 | 0 | 0 | 0 | 0 | 0 | 0 | 0 | 0 | 0 | 0 | 0
Industrial Sector Energy Related Emissions before CCS[crude oil if,metal products except machinery and vehicles 25,CO2] | NoSettings | 0 | 0 | 0 | 0 | 0 | 0 | 0 | 0 | 0 | 0 | 0 | 0 | 0 | 0 | 0 | 0 | 0 | 0 | 0 | 0 | 0 | 0 | 0 | 0 | 0 | 0 | 0 | 0 | 0 | 0 | 0
Industrial Sector Energy Related Emissions before CCS[crude oil if,metal products except machinery and vehicles 25,VOC] | NoSettings | 0 | 0 | 0 | 0 | 0 | 0 | 0 | 0 | 0 | 0 | 0 | 0 | 0 | 0 | 0 | 0 | 0 | 0 | 0 | 0 | 0 | 0 | 0 | 0 | 0 | 0 | 0 | 0 | 0 | 0 | 0
Industrial Sector Energy Related Emissions before CCS[crude oil if,metal products except machinery and vehicles 25,CO] | NoSettings | 0 | 0 | 0 | 0 | 0 | 0 | 0 | 0 | 0 | 0 | 0 | 0 | 0 | 0 | 0 | 0 | 0 | 0 | 0 | 0 | 0 | 0 | 0 | 0 | 0 | 0 | 0 | 0 | 0 | 0 | 0
Industrial Sector Energy Related Emissions before CCS[crude oil if,metal products except machinery and vehicles 25,NOx] | NoSettings | 0 | 0 | 0 | 0 | 0 | 0 | 0 | 0 | 0 | 0 | 0 | 0 | 0 | 0 | 0 | 0 | 0 | 0 | 0 | 0 | 0 | 0 | 0 | 0 | 0 | 0 | 0 | 0 | 0 | 0 | 0
Industrial Sector Energy Related Emissions before CCS[crude oil if,metal products except machinery and vehicles 25,PM10] | NoSettings | 0 | 0 | 0 | 0 | 0 | 0 | 0 | 0 | 0 | 0 | 0 | 0 | 0 | 0 | 0 | 0 | 0 | 0 | 0 | 0 | 0 | 0 | 0 | 0 | 0 | 0 | 0 | 0 | 0 | 0 | 0
Industrial Sector Energy Related Emissions before CCS[crude oil if,metal products except machinery and vehicles 25,PM25] | NoSettings | 0 | 0 | 0 | 0 | 0 | 0 | 0 | 0 | 0 | 0 | 0 | 0 | 0 | 0 | 0 | 0 | 0 | 0 | 0 | 0 | 0 | 0 | 0 | 0 | 0 | 0 | 0 | 0 | 0 | 0 | 0
Industrial Sector Energy Related Emissions before CCS[crude oil if,metal products except machinery and vehicles 25,SOx] | NoSettings | 0 | 0 | 0 | 0 | 0 | 0 | 0 | 0 | 0 | 0 | 0 | 0 | 0 | 0 | 0 | 0 | 0 | 0 | 0 | 0 | 0 | 0 | 0 | 0 | 0 | 0 | 0 | 0 | 0 | 0 | 0
Industrial Sector Energy Related Emissions before CCS[crude oil if,metal products except machinery and vehicles 25,BC] | NoSettings | 0 | 0 | 0 | 0 | 0 | 0 | 0 | 0 | 0 | 0 | 0 | 0 | 0 | 0 | 0 | 0 | 0 | 0 | 0 | 0 | 0 | 0 | 0 | 0 | 0 | 0 | 0 | 0 | 0 | 0 | 0
Industrial Sector Energy Related Emissions before CCS[crude oil if,metal products except machinery and vehicles 25,OC] | NoSettings | 0 | 0 | 0 | 0 | 0 | 0 | 0 | 0 | 0 | 0 | 0 | 0 | 0 | 0 | 0 | 0 | 0 | 0 | 0 | 0 | 0 | 0 | 0 | 0 | 0 | 0 | 0 | 0 | 0 | 0 | 0
Industrial Sector Energy Related Emissions before CCS[crude oil if,metal products except machinery and vehicles 25,CH4] | NoSettings | 0 | 0 | 0 | 0 | 0 | 0 | 0 | 0 | 0 | 0 | 0 | 0 | 0 | 0 | 0 | 0 | 0 | 0 | 0 | 0 | 0 | 0 | 0 | 0 | 0 | 0 | 0 | 0 | 0 | 0 | 0
Industrial Sector Energy Related Emissions before CCS[crude oil if,metal products except machinery and vehicles 25,N2O] | NoSettings | 0 | 0 | 0 | 0 | 0 | 0 | 0 | 0 | 0 | 0 | 0 | 0 | 0 | 0 | 0 | 0 | 0 | 0 | 0 | 0 | 0 | 0 | 0 | 0 | 0 | 0 | 0 | 0 | 0 | 0 | 0
Industrial Sector Energy Related Emissions before CCS[crude oil if,metal products except machinery and vehicles 25,F gases] | NoSettings | 0 | 0 | 0 | 0 | 0 | 0 | 0 | 0 | 0 | 0 | 0 | 0 | 0 | 0 | 0 | 0 | 0 | 0 | 0 | 0 | 0 | 0 | 0 | 0 | 0 | 0 | 0 | 0 | 0 | 0 | 0
Industrial Sector Energy Related Emissions before CCS[crude oil if,computers and electronics 26,CO2] | NoSettings | 0 | 0 | 0 | 0 | 0 | 0 | 0 | 0 | 0 | 0 | 0 | 0 | 0 | 0 | 0 | 0 | 0 | 0 | 0 | 0 | 0 | 0 | 0 | 0 | 0 | 0 | 0 | 0 | 0 | 0 | 0
Industrial Sector Energy Related Emissions before CCS[crude oil if,computers and electronics 26,VOC] | NoSettings | 0 | 0 | 0 | 0 | 0 | 0 | 0 | 0 | 0 | 0 | 0 | 0 | 0 | 0 | 0 | 0 | 0 | 0 | 0 | 0 | 0 | 0 | 0 | 0 | 0 | 0 | 0 | 0 | 0 | 0 | 0
Industrial Sector Energy Related Emissions before CCS[crude oil if,computers and electronics 26,CO] | NoSettings | 0 | 0 | 0 | 0 | 0 | 0 | 0 | 0 | 0 | 0 | 0 | 0 | 0 | 0 | 0 | 0 | 0 | 0 | 0 | 0 | 0 | 0 | 0 | 0 | 0 | 0 | 0 | 0 | 0 | 0 | 0
Industrial Sector Energy Related Emissions before CCS[crude oil if,computers and electronics 26,NOx] | NoSettings | 0 | 0 | 0 | 0 | 0 | 0 | 0 | 0 | 0 | 0 | 0 | 0 | 0 | 0 | 0 | 0 | 0 | 0 | 0 | 0 | 0 | 0 | 0 | 0 | 0 | 0 | 0 | 0 | 0 | 0 | 0
Industrial Sector Energy Related Emissions before CCS[crude oil if,computers and electronics 26,PM10] | NoSettings | 0 | 0 | 0 | 0 | 0 | 0 | 0 | 0 | 0 | 0 | 0 | 0 | 0 | 0 | 0 | 0 | 0 | 0 | 0 | 0 | 0 | 0 | 0 | 0 | 0 | 0 | 0 | 0 | 0 | 0 | 0
Industrial Sector Energy Related Emissions before CCS[crude oil if,computers and electronics 26,PM25] | NoSettings | 0 | 0 | 0 | 0 | 0 | 0 | 0 | 0 | 0 | 0 | 0 | 0 | 0 | 0 | 0 | 0 | 0 | 0 | 0 | 0 | 0 | 0 | 0 | 0 | 0 | 0 | 0 | 0 | 0 | 0 | 0
Industrial Sector Energy Related Emissions before CCS[crude oil if,computers and electronics 26,SOx] | NoSettings | 0 | 0 | 0 | 0 | 0 | 0 | 0 | 0 | 0 | 0 | 0 | 0 | 0 | 0 | 0 | 0 | 0 | 0 | 0 | 0 | 0 | 0 | 0 | 0 | 0 | 0 | 0 | 0 | 0 | 0 | 0
Industrial Sector Energy Related Emissions before CCS[crude oil if,computers and electronics 26,BC] | NoSettings | 0 | 0 | 0 | 0 | 0 | 0 | 0 | 0 | 0 | 0 | 0 | 0 | 0 | 0 | 0 | 0 | 0 | 0 | 0 | 0 | 0 | 0 | 0 | 0 | 0 | 0 | 0 | 0 | 0 | 0 | 0
Industrial Sector Energy Related Emissions before CCS[crude oil if,computers and electronics 26,OC] | NoSettings | 0 | 0 | 0 | 0 | 0 | 0 | 0 | 0 | 0 | 0 | 0 | 0 | 0 | 0 | 0 | 0 | 0 | 0 | 0 | 0 | 0 | 0 | 0 | 0 | 0 | 0 | 0 | 0 | 0 | 0 | 0
Industrial Sector Energy Related Emissions before CCS[crude oil if,computers and electronics 26,CH4] | NoSettings | 0 | 0 | 0 | 0 | 0 | 0 | 0 | 0 | 0 | 0 | 0 | 0 | 0 | 0 | 0 | 0 | 0 | 0 | 0 | 0 | 0 | 0 | 0 | 0 | 0 | 0 | 0 | 0 | 0 | 0 | 0
Industrial Sector Energy Related Emissions before CCS[crude oil if,computers and electronics 26,N2O] | NoSettings | 0 | 0 | 0 | 0 | 0 | 0 | 0 | 0 | 0 | 0 | 0 | 0 | 0 | 0 | 0 | 0 | 0 | 0 | 0 | 0 | 0 | 0 | 0 | 0 | 0 | 0 | 0 | 0 | 0 | 0 | 0
Industrial Sector Energy Related Emissions before CCS[crude oil if,computers and electronics 26,F gases] | NoSettings | 0 | 0 | 0 | 0 | 0 | 0 | 0 | 0 | 0 | 0 | 0 | 0 | 0 | 0 | 0 | 0 | 0 | 0 | 0 | 0 | 0 | 0 | 0 | 0 | 0 | 0 | 0 | 0 | 0 | 0 | 0
Industrial Sector Energy Related Emissions before CCS[crude oil if,appliances and electrical equipment 27,CO2] | NoSettings | 0 | 0 | 0 | 0 | 0 | 0 | 0 | 0 | 0 | 0 | 0 | 0 | 0 | 0 | 0 | 0 | 0 | 0 | 0 | 0 | 0 | 0 | 0 | 0 | 0 | 0 | 0 | 0 | 0 | 0 | 0
Industrial Sector Energy Related Emissions before CCS[crude oil if,appliances and electrical equipment 27,VOC] | NoSettings | 0 | 0 | 0 | 0 | 0 | 0 | 0 | 0 | 0 | 0 | 0 | 0 | 0 | 0 | 0 | 0 | 0 | 0 | 0 | 0 | 0 | 0 | 0 | 0 | 0 | 0 | 0 | 0 | 0 | 0 | 0
Industrial Sector Energy Related Emissions before CCS[crude oil if,appliances and electrical equipment 27,CO] | NoSettings | 0 | 0 | 0 | 0 | 0 | 0 | 0 | 0 | 0 | 0 | 0 | 0 | 0 | 0 | 0 | 0 | 0 | 0 | 0 | 0 | 0 | 0 | 0 | 0 | 0 | 0 | 0 | 0 | 0 | 0 | 0
Industrial Sector Energy Related Emissions before CCS[crude oil if,appliances and electrical equipment 27,NOx] | NoSettings | 0 | 0 | 0 | 0 | 0 | 0 | 0 | 0 | 0 | 0 | 0 | 0 | 0 | 0 | 0 | 0 | 0 | 0 | 0 | 0 | 0 | 0 | 0 | 0 | 0 | 0 | 0 | 0 | 0 | 0 | 0
Industrial Sector Energy Related Emissions before CCS[crude oil if,appliances and electrical equipment 27,PM10] | NoSettings | 0 | 0 | 0 | 0 | 0 | 0 | 0 | 0 | 0 | 0 | 0 | 0 | 0 | 0 | 0 | 0 | 0 | 0 | 0 | 0 | 0 | 0 | 0 | 0 | 0 | 0 | 0 | 0 | 0 | 0 | 0
Industrial Sector Energy Related Emissions before CCS[crude oil if,appliances and electrical equipment 27,PM25] | NoSettings | 0 | 0 | 0 | 0 | 0 | 0 | 0 | 0 | 0 | 0 | 0 | 0 | 0 | 0 | 0 | 0 | 0 | 0 | 0 | 0 | 0 | 0 | 0 | 0 | 0 | 0 | 0 | 0 | 0 | 0 | 0
Industrial Sector Energy Related Emissions before CCS[crude oil if,appliances and electrical equipment 27,SOx] | NoSettings | 0 | 0 | 0 | 0 | 0 | 0 | 0 | 0 | 0 | 0 | 0 | 0 | 0 | 0 | 0 | 0 | 0 | 0 | 0 | 0 | 0 | 0 | 0 | 0 | 0 | 0 | 0 | 0 | 0 | 0 | 0
Industrial Sector Energy Related Emissions before CCS[crude oil if,appliances and electrical equipment 27,BC] | NoSettings | 0 | 0 | 0 | 0 | 0 | 0 | 0 | 0 | 0 | 0 | 0 | 0 | 0 | 0 | 0 | 0 | 0 | 0 | 0 | 0 | 0 | 0 | 0 | 0 | 0 | 0 | 0 | 0 | 0 | 0 | 0
Industrial Sector Energy Related Emissions before CCS[crude oil if,appliances and electrical equipment 27,OC] | NoSettings | 0 | 0 | 0 | 0 | 0 | 0 | 0 | 0 | 0 | 0 | 0 | 0 | 0 | 0 | 0 | 0 | 0 | 0 | 0 | 0 | 0 | 0 | 0 | 0 | 0 | 0 | 0 | 0 | 0 | 0 | 0
Industrial Sector Energy Related Emissions before CCS[crude oil if,appliances and electrical equipment 27,CH4] | NoSettings | 0 | 0 | 0 | 0 | 0 | 0 | 0 | 0 | 0 | 0 | 0 | 0 | 0 | 0 | 0 | 0 | 0 | 0 | 0 | 0 | 0 | 0 | 0 | 0 | 0 | 0 | 0 | 0 | 0 | 0 | 0
Industrial Sector Energy Related Emissions before CCS[crude oil if,appliances and electrical equipment 27,N2O] | NoSettings | 0 | 0 | 0 | 0 | 0 | 0 | 0 | 0 | 0 | 0 | 0 | 0 | 0 | 0 | 0 | 0 | 0 | 0 | 0 | 0 | 0 | 0 | 0 | 0 | 0 | 0 | 0 | 0 | 0 | 0 | 0
Industrial Sector Energy Related Emissions before CCS[crude oil if,appliances and electrical equipment 27,F gases] | NoSettings | 0 | 0 | 0 | 0 | 0 | 0 | 0 | 0 | 0 | 0 | 0 | 0 | 0 | 0 | 0 | 0 | 0 | 0 | 0 | 0 | 0 | 0 | 0 | 0 | 0 | 0 | 0 | 0 | 0 | 0 | 0
Industrial Sector Energy Related Emissions before CCS[crude oil if,other machinery 28,CO2] | NoSettings | 0 | 0 | 0 | 0 | 0 | 0 | 0 | 0 | 0 | 0 | 0 | 0 | 0 | 0 | 0 | 0 | 0 | 0 | 0 | 0 | 0 | 0 | 0 | 0 | 0 | 0 | 0 | 0 | 0 | 0 | 0
Industrial Sector Energy Related Emissions before CCS[crude oil if,other machinery 28,VOC] | NoSettings | 0 | 0 | 0 | 0 | 0 | 0 | 0 | 0 | 0 | 0 | 0 | 0 | 0 | 0 | 0 | 0 | 0 | 0 | 0 | 0 | 0 | 0 | 0 | 0 | 0 | 0 | 0 | 0 | 0 | 0 | 0
Industrial Sector Energy Related Emissions before CCS[crude oil if,other machinery 28,CO] | NoSettings | 0 | 0 | 0 | 0 | 0 | 0 | 0 | 0 | 0 | 0 | 0 | 0 | 0 | 0 | 0 | 0 | 0 | 0 | 0 | 0 | 0 | 0 | 0 | 0 | 0 | 0 | 0 | 0 | 0 | 0 | 0
Industrial Sector Energy Related Emissions before CCS[crude oil if,other machinery 28,NOx] | NoSettings | 0 | 0 | 0 | 0 | 0 | 0 | 0 | 0 | 0 | 0 | 0 | 0 | 0 | 0 | 0 | 0 | 0 | 0 | 0 | 0 | 0 | 0 | 0 | 0 | 0 | 0 | 0 | 0 | 0 | 0 | 0
Industrial Sector Energy Related Emissions before CCS[crude oil if,other machinery 28,PM10] | NoSettings | 0 | 0 | 0 | 0 | 0 | 0 | 0 | 0 | 0 | 0 | 0 | 0 | 0 | 0 | 0 | 0 | 0 | 0 | 0 | 0 | 0 | 0 | 0 | 0 | 0 | 0 | 0 | 0 | 0 | 0 | 0
Industrial Sector Energy Related Emissions before CCS[crude oil if,other machinery 28,PM25] | NoSettings | 0 | 0 | 0 | 0 | 0 | 0 | 0 | 0 | 0 | 0 | 0 | 0 | 0 | 0 | 0 | 0 | 0 | 0 | 0 | 0 | 0 | 0 | 0 | 0 | 0 | 0 | 0 | 0 | 0 | 0 | 0
Industrial Sector Energy Related Emissions before CCS[crude oil if,other machinery 28,SOx] | NoSettings | 0 | 0 | 0 | 0 | 0 | 0 | 0 | 0 | 0 | 0 | 0 | 0 | 0 | 0 | 0 | 0 | 0 | 0 | 0 | 0 | 0 | 0 | 0 | 0 | 0 | 0 | 0 | 0 | 0 | 0 | 0
Industrial Sector Energy Related Emissions before CCS[crude oil if,other machinery 28,BC] | NoSettings | 0 | 0 | 0 | 0 | 0 | 0 | 0 | 0 | 0 | 0 | 0 | 0 | 0 | 0 | 0 | 0 | 0 | 0 | 0 | 0 | 0 | 0 | 0 | 0 | 0 | 0 | 0 | 0 | 0 | 0 | 0
Industrial Sector Energy Related Emissions before CCS[crude oil if,other machinery 28,OC] | NoSettings | 0 | 0 | 0 | 0 | 0 | 0 | 0 | 0 | 0 | 0 | 0 | 0 | 0 | 0 | 0 | 0 | 0 | 0 | 0 | 0 | 0 | 0 | 0 | 0 | 0 | 0 | 0 | 0 | 0 | 0 | 0
Industrial Sector Energy Related Emissions before CCS[crude oil if,other machinery 28,CH4] | NoSettings | 0 | 0 | 0 | 0 | 0 | 0 | 0 | 0 | 0 | 0 | 0 | 0 | 0 | 0 | 0 | 0 | 0 | 0 | 0 | 0 | 0 | 0 | 0 | 0 | 0 | 0 | 0 | 0 | 0 | 0 | 0
Industrial Sector Energy Related Emissions before CCS[crude oil if,other machinery 28,N2O] | NoSettings | 0 | 0 | 0 | 0 | 0 | 0 | 0 | 0 | 0 | 0 | 0 | 0 | 0 | 0 | 0 | 0 | 0 | 0 | 0 | 0 | 0 | 0 | 0 | 0 | 0 | 0 | 0 | 0 | 0 | 0 | 0
Industrial Sector Energy Related Emissions before CCS[crude oil if,other machinery 28,F gases] | NoSettings | 0 | 0 | 0 | 0 | 0 | 0 | 0 | 0 | 0 | 0 | 0 | 0 | 0 | 0 | 0 | 0 | 0 | 0 | 0 | 0 | 0 | 0 | 0 | 0 | 0 | 0 | 0 | 0 | 0 | 0 | 0
Industrial Sector Energy Related Emissions before CCS[crude oil if,road vehicles 29,CO2] | NoSettings | 0 | 0 | 0 | 0 | 0 | 0 | 0 | 0 | 0 | 0 | 0 | 0 | 0 | 0 | 0 | 0 | 0 | 0 | 0 | 0 | 0 | 0 | 0 | 0 | 0 | 0 | 0 | 0 | 0 | 0 | 0
Industrial Sector Energy Related Emissions before CCS[crude oil if,road vehicles 29,VOC] | NoSettings | 0 | 0 | 0 | 0 | 0 | 0 | 0 | 0 | 0 | 0 | 0 | 0 | 0 | 0 | 0 | 0 | 0 | 0 | 0 | 0 | 0 | 0 | 0 | 0 | 0 | 0 | 0 | 0 | 0 | 0 | 0
Industrial Sector Energy Related Emissions before CCS[crude oil if,road vehicles 29,CO] | NoSettings | 0 | 0 | 0 | 0 | 0 | 0 | 0 | 0 | 0 | 0 | 0 | 0 | 0 | 0 | 0 | 0 | 0 | 0 | 0 | 0 | 0 | 0 | 0 | 0 | 0 | 0 | 0 | 0 | 0 | 0 | 0
Industrial Sector Energy Related Emissions before CCS[crude oil if,road vehicles 29,NOx] | NoSettings | 0 | 0 | 0 | 0 | 0 | 0 | 0 | 0 | 0 | 0 | 0 | 0 | 0 | 0 | 0 | 0 | 0 | 0 | 0 | 0 | 0 | 0 | 0 | 0 | 0 | 0 | 0 | 0 | 0 | 0 | 0
Industrial Sector Energy Related Emissions before CCS[crude oil if,road vehicles 29,PM10] | NoSettings | 0 | 0 | 0 | 0 | 0 | 0 | 0 | 0 | 0 | 0 | 0 | 0 | 0 | 0 | 0 | 0 | 0 | 0 | 0 | 0 | 0 | 0 | 0 | 0 | 0 | 0 | 0 | 0 | 0 | 0 | 0
Industrial Sector Energy Related Emissions before CCS[crude oil if,road vehicles 29,PM25] | NoSettings | 0 | 0 | 0 | 0 | 0 | 0 | 0 | 0 | 0 | 0 | 0 | 0 | 0 | 0 | 0 | 0 | 0 | 0 | 0 | 0 | 0 | 0 | 0 | 0 | 0 | 0 | 0 | 0 | 0 | 0 | 0
Industrial Sector Energy Related Emissions before CCS[crude oil if,road vehicles 29,SOx] | NoSettings | 0 | 0 | 0 | 0 | 0 | 0 | 0 | 0 | 0 | 0 | 0 | 0 | 0 | 0 | 0 | 0 | 0 | 0 | 0 | 0 | 0 | 0 | 0 | 0 | 0 | 0 | 0 | 0 | 0 | 0 | 0
Industrial Sector Energy Related Emissions before CCS[crude oil if,road vehicles 29,BC] | NoSettings | 0 | 0 | 0 | 0 | 0 | 0 | 0 | 0 | 0 | 0 | 0 | 0 | 0 | 0 | 0 | 0 | 0 | 0 | 0 | 0 | 0 | 0 | 0 | 0 | 0 | 0 | 0 | 0 | 0 | 0 | 0
Industrial Sector Energy Related Emissions before CCS[crude oil if,road vehicles 29,OC] | NoSettings | 0 | 0 | 0 | 0 | 0 | 0 | 0 | 0 | 0 | 0 | 0 | 0 | 0 | 0 | 0 | 0 | 0 | 0 | 0 | 0 | 0 | 0 | 0 | 0 | 0 | 0 | 0 | 0 | 0 | 0 | 0
Industrial Sector Energy Related Emissions before CCS[crude oil if,road vehicles 29,CH4] | NoSettings | 0 | 0 | 0 | 0 | 0 | 0 | 0 | 0 | 0 | 0 | 0 | 0 | 0 | 0 | 0 | 0 | 0 | 0 | 0 | 0 | 0 | 0 | 0 | 0 | 0 | 0 | 0 | 0 | 0 | 0 | 0
Industrial Sector Energy Related Emissions before CCS[crude oil if,road vehicles 29,N2O] | NoSettings | 0 | 0 | 0 | 0 | 0 | 0 | 0 | 0 | 0 | 0 | 0 | 0 | 0 | 0 | 0 | 0 | 0 | 0 | 0 | 0 | 0 | 0 | 0 | 0 | 0 | 0 | 0 | 0 | 0 | 0 | 0
Industrial Sector Energy Related Emissions before CCS[crude oil if,road vehicles 29,F gases] | NoSettings | 0 | 0 | 0 | 0 | 0 | 0 | 0 | 0 | 0 | 0 | 0 | 0 | 0 | 0 | 0 | 0 | 0 | 0 | 0 | 0 | 0 | 0 | 0 | 0 | 0 | 0 | 0 | 0 | 0 | 0 | 0
Industrial Sector Energy Related Emissions before CCS[crude oil if,nonroad vehicles 30,CO2] | NoSettings | 0 | 0 | 0 | 0 | 0 | 0 | 0 | 0 | 0 | 0 | 0 | 0 | 0 | 0 | 0 | 0 | 0 | 0 | 0 | 0 | 0 | 0 | 0 | 0 | 0 | 0 | 0 | 0 | 0 | 0 | 0
Industrial Sector Energy Related Emissions before CCS[crude oil if,nonroad vehicles 30,VOC] | NoSettings | 0 | 0 | 0 | 0 | 0 | 0 | 0 | 0 | 0 | 0 | 0 | 0 | 0 | 0 | 0 | 0 | 0 | 0 | 0 | 0 | 0 | 0 | 0 | 0 | 0 | 0 | 0 | 0 | 0 | 0 | 0
Industrial Sector Energy Related Emissions before CCS[crude oil if,nonroad vehicles 30,CO] | NoSettings | 0 | 0 | 0 | 0 | 0 | 0 | 0 | 0 | 0 | 0 | 0 | 0 | 0 | 0 | 0 | 0 | 0 | 0 | 0 | 0 | 0 | 0 | 0 | 0 | 0 | 0 | 0 | 0 | 0 | 0 | 0
Industrial Sector Energy Related Emissions before CCS[crude oil if,nonroad vehicles 30,NOx] | NoSettings | 0 | 0 | 0 | 0 | 0 | 0 | 0 | 0 | 0 | 0 | 0 | 0 | 0 | 0 | 0 | 0 | 0 | 0 | 0 | 0 | 0 | 0 | 0 | 0 | 0 | 0 | 0 | 0 | 0 | 0 | 0
Industrial Sector Energy Related Emissions before CCS[crude oil if,nonroad vehicles 30,PM10] | NoSettings | 0 | 0 | 0 | 0 | 0 | 0 | 0 | 0 | 0 | 0 | 0 | 0 | 0 | 0 | 0 | 0 | 0 | 0 | 0 | 0 | 0 | 0 | 0 | 0 | 0 | 0 | 0 | 0 | 0 | 0 | 0
Industrial Sector Energy Related Emissions before CCS[crude oil if,nonroad vehicles 30,PM25] | NoSettings | 0 | 0 | 0 | 0 | 0 | 0 | 0 | 0 | 0 | 0 | 0 | 0 | 0 | 0 | 0 | 0 | 0 | 0 | 0 | 0 | 0 | 0 | 0 | 0 | 0 | 0 | 0 | 0 | 0 | 0 | 0
Industrial Sector Energy Related Emissions before CCS[crude oil if,nonroad vehicles 30,SOx] | NoSettings | 0 | 0 | 0 | 0 | 0 | 0 | 0 | 0 | 0 | 0 | 0 | 0 | 0 | 0 | 0 | 0 | 0 | 0 | 0 | 0 | 0 | 0 | 0 | 0 | 0 | 0 | 0 | 0 | 0 | 0 | 0
Industrial Sector Energy Related Emissions before CCS[crude oil if,nonroad vehicles 30,BC] | NoSettings | 0 | 0 | 0 | 0 | 0 | 0 | 0 | 0 | 0 | 0 | 0 | 0 | 0 | 0 | 0 | 0 | 0 | 0 | 0 | 0 | 0 | 0 | 0 | 0 | 0 | 0 | 0 | 0 | 0 | 0 | 0
Industrial Sector Energy Related Emissions before CCS[crude oil if,nonroad vehicles 30,OC] | NoSettings | 0 | 0 | 0 | 0 | 0 | 0 | 0 | 0 | 0 | 0 | 0 | 0 | 0 | 0 | 0 | 0 | 0 | 0 | 0 | 0 | 0 | 0 | 0 | 0 | 0 | 0 | 0 | 0 | 0 | 0 | 0
Industrial Sector Energy Related Emissions before CCS[crude oil if,nonroad vehicles 30,CH4] | NoSettings | 0 | 0 | 0 | 0 | 0 | 0 | 0 | 0 | 0 | 0 | 0 | 0 | 0 | 0 | 0 | 0 | 0 | 0 | 0 | 0 | 0 | 0 | 0 | 0 | 0 | 0 | 0 | 0 | 0 | 0 | 0
Industrial Sector Energy Related Emissions before CCS[crude oil if,nonroad vehicles 30,N2O] | NoSettings | 0 | 0 | 0 | 0 | 0 | 0 | 0 | 0 | 0 | 0 | 0 | 0 | 0 | 0 | 0 | 0 | 0 | 0 | 0 | 0 | 0 | 0 | 0 | 0 | 0 | 0 | 0 | 0 | 0 | 0 | 0
Industrial Sector Energy Related Emissions before CCS[crude oil if,nonroad vehicles 30,F gases] | NoSettings | 0 | 0 | 0 | 0 | 0 | 0 | 0 | 0 | 0 | 0 | 0 | 0 | 0 | 0 | 0 | 0 | 0 | 0 | 0 | 0 | 0 | 0 | 0 | 0 | 0 | 0 | 0 | 0 | 0 | 0 | 0
Industrial Sector Energy Related Emissions before CCS[crude oil if,other manufacturing 31T33,CO2] | NoSettings | 0 | 0 | 0 | 0 | 0 | 0 | 0 | 0 | 0 | 0 | 0 | 0 | 0 | 0 | 0 | 0 | 0 | 0 | 0 | 0 | 0 | 0 | 0 | 0 | 0 | 0 | 0 | 0 | 0 | 0 | 0
Industrial Sector Energy Related Emissions before CCS[crude oil if,other manufacturing 31T33,VOC] | NoSettings | 0 | 0 | 0 | 0 | 0 | 0 | 0 | 0 | 0 | 0 | 0 | 0 | 0 | 0 | 0 | 0 | 0 | 0 | 0 | 0 | 0 | 0 | 0 | 0 | 0 | 0 | 0 | 0 | 0 | 0 | 0
Industrial Sector Energy Related Emissions before CCS[crude oil if,other manufacturing 31T33,CO] | NoSettings | 0 | 0 | 0 | 0 | 0 | 0 | 0 | 0 | 0 | 0 | 0 | 0 | 0 | 0 | 0 | 0 | 0 | 0 | 0 | 0 | 0 | 0 | 0 | 0 | 0 | 0 | 0 | 0 | 0 | 0 | 0
Industrial Sector Energy Related Emissions before CCS[crude oil if,other manufacturing 31T33,NOx] | NoSettings | 0 | 0 | 0 | 0 | 0 | 0 | 0 | 0 | 0 | 0 | 0 | 0 | 0 | 0 | 0 | 0 | 0 | 0 | 0 | 0 | 0 | 0 | 0 | 0 | 0 | 0 | 0 | 0 | 0 | 0 | 0
Industrial Sector Energy Related Emissions before CCS[crude oil if,other manufacturing 31T33,PM10] | NoSettings | 0 | 0 | 0 | 0 | 0 | 0 | 0 | 0 | 0 | 0 | 0 | 0 | 0 | 0 | 0 | 0 | 0 | 0 | 0 | 0 | 0 | 0 | 0 | 0 | 0 | 0 | 0 | 0 | 0 | 0 | 0
Industrial Sector Energy Related Emissions before CCS[crude oil if,other manufacturing 31T33,PM25] | NoSettings | 0 | 0 | 0 | 0 | 0 | 0 | 0 | 0 | 0 | 0 | 0 | 0 | 0 | 0 | 0 | 0 | 0 | 0 | 0 | 0 | 0 | 0 | 0 | 0 | 0 | 0 | 0 | 0 | 0 | 0 | 0
Industrial Sector Energy Related Emissions before CCS[crude oil if,other manufacturing 31T33,SOx] | NoSettings | 0 | 0 | 0 | 0 | 0 | 0 | 0 | 0 | 0 | 0 | 0 | 0 | 0 | 0 | 0 | 0 | 0 | 0 | 0 | 0 | 0 | 0 | 0 | 0 | 0 | 0 | 0 | 0 | 0 | 0 | 0
Industrial Sector Energy Related Emissions before CCS[crude oil if,other manufacturing 31T33,BC] | NoSettings | 0 | 0 | 0 | 0 | 0 | 0 | 0 | 0 | 0 | 0 | 0 | 0 | 0 | 0 | 0 | 0 | 0 | 0 | 0 | 0 | 0 | 0 | 0 | 0 | 0 | 0 | 0 | 0 | 0 | 0 | 0
Industrial Sector Energy Related Emissions before CCS[crude oil if,other manufacturing 31T33,OC] | NoSettings | 0 | 0 | 0 | 0 | 0 | 0 | 0 | 0 | 0 | 0 | 0 | 0 | 0 | 0 | 0 | 0 | 0 | 0 | 0 | 0 | 0 | 0 | 0 | 0 | 0 | 0 | 0 | 0 | 0 | 0 | 0
Industrial Sector Energy Related Emissions before CCS[crude oil if,other manufacturing 31T33,CH4] | NoSettings | 0 | 0 | 0 | 0 | 0 | 0 | 0 | 0 | 0 | 0 | 0 | 0 | 0 | 0 | 0 | 0 | 0 | 0 | 0 | 0 | 0 | 0 | 0 | 0 | 0 | 0 | 0 | 0 | 0 | 0 | 0
Industrial Sector Energy Related Emissions before CCS[crude oil if,other manufacturing 31T33,N2O] | NoSettings | 0 | 0 | 0 | 0 | 0 | 0 | 0 | 0 | 0 | 0 | 0 | 0 | 0 | 0 | 0 | 0 | 0 | 0 | 0 | 0 | 0 | 0 | 0 | 0 | 0 | 0 | 0 | 0 | 0 | 0 | 0
Industrial Sector Energy Related Emissions before CCS[crude oil if,other manufacturing 31T33,F gases] | NoSettings | 0 | 0 | 0 | 0 | 0 | 0 | 0 | 0 | 0 | 0 | 0 | 0 | 0 | 0 | 0 | 0 | 0 | 0 | 0 | 0 | 0 | 0 | 0 | 0 | 0 | 0 | 0 | 0 | 0 | 0 | 0
Industrial Sector Energy Related Emissions before CCS[crude oil if,energy pipelines and gas processing 352T353,CO2] | NoSettings | 0 | 611963000 | 649638000 | 654366000 | 613471000 | 567783000 | 528548000 | 528640000 | 526736000 | 528561000 | 518356000 | 507957000 | 518204000 | 525162000 | 534093000 | 542251000 | 550527000 | 544121000 | 530963000 | 521180000 | 512201000 | 504347000 | 498983000 | 494842000 | 487180000 | 484843000 | 479394000 | 480216000 | 479428000 | 479852000 | 481804000
Industrial Sector Energy Related Emissions before CCS[crude oil if,energy pipelines and gas processing 352T353,VOC] | NoSettings | 0 | 26446.1 | 28074.3 | 28278.6 | 26511.3 | 24536.9 | 22841.3 | 22845.3 | 22763 | 22841.9 | 22400.9 | 21951.5 | 22394.3 | 22695 | 23080.9 | 23433.5 | 23791.1 | 23514.3 | 22945.7 | 22522.9 | 22134.9 | 21795.5 | 21563.7 | 21384.7 | 21053.6 | 20952.6 | 20717.1 | 20752.6 | 20718.6 | 20736.9 | 20821.3
Industrial Sector Energy Related Emissions before CCS[crude oil if,energy pipelines and gas processing 352T353,CO] | NoSettings | 0 | 231222 | 245457 | 247243 | 231792 | 214529 | 199705 | 199739 | 199020 | 199710 | 195854 | 191925 | 195797 | 198425 | 201800 | 204882 | 208009 | 205589 | 200617 | 196921 | 193528 | 190561 | 188534 | 186969 | 184074 | 183191 | 181132 | 181443 | 181145 | 181306 | 182043
Industrial Sector Energy Related Emissions before CCS[crude oil if,energy pipelines and gas processing 352T353,NOx] | NoSettings | 0 | 378953 | 402283 | 405211 | 379888 | 351595 | 327299 | 327356 | 326177 | 327307 | 320988 | 314548 | 320894 | 325203 | 330733 | 335785 | 340910 | 336943 | 328795 | 322737 | 317176 | 312313 | 308991 | 306427 | 301682 | 300235 | 296861 | 297370 | 296882 | 297145 | 298353
Industrial Sector Energy Related Emissions before CCS[crude oil if,energy pipelines and gas processing 352T353,PM10] | NoSettings | 0 | 36514.8 | 38762.8 | 39044.9 | 36604.8 | 33878.6 | 31537.6 | 31543 | 31429.4 | 31538.3 | 30929.4 | 30308.9 | 30920.4 | 31335.5 | 31868.4 | 32355.2 | 32849 | 32466.8 | 31681.6 | 31098 | 30562.1 | 30093.5 | 29773.5 | 29526.4 | 29069.2 | 28929.7 | 28604.6 | 28653.6 | 28606.7 | 28631.9 | 28748.4
Industrial Sector Energy Related Emissions before CCS[crude oil if,energy pipelines and gas processing 352T353,PM25] | NoSettings | 0 | 36514.8 | 38762.8 | 39044.9 | 36604.8 | 33878.6 | 31537.6 | 31543 | 31429.4 | 31538.3 | 30929.4 | 30308.9 | 30920.4 | 31335.5 | 31868.4 | 32355.2 | 32849 | 32466.8 | 31681.6 | 31098 | 30562.1 | 30093.5 | 29773.5 | 29526.4 | 29069.2 | 28929.7 | 28604.6 | 28653.6 | 28606.7 | 28631.9 | 28748.4
Industrial Sector Energy Related Emissions before CCS[crude oil if,energy pipelines and gas processing 352T353,SOx] | NoSettings | 0 | 2791.08 | 2962.92 | 2984.48 | 2797.97 | 2589.59 | 2410.64 | 2411.06 | 2402.38 | 2410.7 | 2364.16 | 2316.73 | 2363.47 | 2395.2 | 2435.93 | 2473.14 | 2510.88 | 2481.67 | 2421.65 | 2377.04 | 2336.08 | 2300.26 | 2275.8 | 2256.91 | 2221.97 | 2211.31 | 2186.45 | 2190.2 | 2186.61 | 2188.54 | 2197.45
Industrial Sector Energy Related Emissions before CCS[crude oil if,energy pipelines and gas processing 352T353,BC] | NoSettings | 0 | 6020.44 | 6391.09 | 6437.6 | 6035.28 | 5585.8 | 5199.81 | 5200.72 | 5181.98 | 5199.94 | 5099.54 | 4997.24 | 5098.05 | 5166.5 | 5254.36 | 5334.62 | 5416.04 | 5353.01 | 5223.57 | 5127.33 | 5038.99 | 4961.72 | 4908.95 | 4868.22 | 4792.83 | 4769.85 | 4716.24 | 4724.32 | 4716.58 | 4720.74 | 4739.95
Industrial Sector Energy Related Emissions before CCS[crude oil if,energy pipelines and gas processing 352T353,OC] | NoSettings | 0 | 15627.8 | 16589.9 | 16710.6 | 15666.3 | 14499.5 | 13497.6 | 13499.9 | 13451.3 | 13497.9 | 13237.3 | 12971.8 | 13233.5 | 13411.1 | 13639.2 | 13847.5 | 14058.9 | 13895.3 | 13559.3 | 13309.5 | 13080.1 | 12879.6 | 12742.6 | 12636.8 | 12441.2 | 12381.5 | 12242.3 | 12263.3 | 12243.2 | 12254 | 12303.9
Industrial Sector Energy Related Emissions before CCS[crude oil if,energy pipelines and gas processing 352T353,CH4] | NoSettings | 0 | 11533.4 | 12243.5 | 12332.6 | 11561.8 | 10700.8 | 9961.32 | 9963.06 | 9927.17 | 9961.57 | 9769.24 | 9573.26 | 9766.39 | 9897.52 | 10065.8 | 10219.6 | 10375.6 | 10254.8 | 10006.8 | 9822.47 | 9653.24 | 9505.22 | 9404.13 | 9326.09 | 9181.67 | 9137.63 | 9034.93 | 9050.43 | 9035.59 | 9043.57 | 9080.36
Industrial Sector Energy Related Emissions before CCS[crude oil if,energy pipelines and gas processing 352T353,N2O] | NoSettings | 0 | 1153.34 | 1224.35 | 1233.26 | 1156.18 | 1070.08 | 996.132 | 996.306 | 992.717 | 996.157 | 976.924 | 957.326 | 976.639 | 989.752 | 1006.58 | 1021.96 | 1037.56 | 1025.48 | 1000.68 | 982.247 | 965.324 | 950.522 | 940.413 | 932.609 | 918.167 | 913.763 | 903.493 | 905.043 | 903.559 | 904.357 | 908.036
Industrial Sector Energy Related Emissions before CCS[crude oil if,energy pipelines and gas processing 352T353,F gases] | NoSettings | 0 | 0 | 0 | 0 | 0 | 0 | 0 | 0 | 0 | 0 | 0 | 0 | 0 | 0 | 0 | 0 | 0 | 0 | 0 | 0 | 0 | 0 | 0 | 0 | 0 | 0 | 0 | 0 | 0 | 0 | 0
Industrial Sector Energy Related Emissions before CCS[crude oil if,water and waste 36T39,CO2] | NoSettings | 0 | 0 | 0 | 0 | 0 | 0 | 0 | 0 | 0 | 0 | 0 | 0 | 0 | 0 | 0 | 0 | 0 | 0 | 0 | 0 | 0 | 0 | 0 | 0 | 0 | 0 | 0 | 0 | 0 | 0 | 0
Industrial Sector Energy Related Emissions before CCS[crude oil if,water and waste 36T39,VOC] | NoSettings | 0 | 0 | 0 | 0 | 0 | 0 | 0 | 0 | 0 | 0 | 0 | 0 | 0 | 0 | 0 | 0 | 0 | 0 | 0 | 0 | 0 | 0 | 0 | 0 | 0 | 0 | 0 | 0 | 0 | 0 | 0
Industrial Sector Energy Related Emissions before CCS[crude oil if,water and waste 36T39,CO] | NoSettings | 0 | 0 | 0 | 0 | 0 | 0 | 0 | 0 | 0 | 0 | 0 | 0 | 0 | 0 | 0 | 0 | 0 | 0 | 0 | 0 | 0 | 0 | 0 | 0 | 0 | 0 | 0 | 0 | 0 | 0 | 0
Industrial Sector Energy Related Emissions before CCS[crude oil if,water and waste 36T39,NOx] | NoSettings | 0 | 0 | 0 | 0 | 0 | 0 | 0 | 0 | 0 | 0 | 0 | 0 | 0 | 0 | 0 | 0 | 0 | 0 | 0 | 0 | 0 | 0 | 0 | 0 | 0 | 0 | 0 | 0 | 0 | 0 | 0
Industrial Sector Energy Related Emissions before CCS[crude oil if,water and waste 36T39,PM10] | NoSettings | 0 | 0 | 0 | 0 | 0 | 0 | 0 | 0 | 0 | 0 | 0 | 0 | 0 | 0 | 0 | 0 | 0 | 0 | 0 | 0 | 0 | 0 | 0 | 0 | 0 | 0 | 0 | 0 | 0 | 0 | 0
Industrial Sector Energy Related Emissions before CCS[crude oil if,water and waste 36T39,PM25] | NoSettings | 0 | 0 | 0 | 0 | 0 | 0 | 0 | 0 | 0 | 0 | 0 | 0 | 0 | 0 | 0 | 0 | 0 | 0 | 0 | 0 | 0 | 0 | 0 | 0 | 0 | 0 | 0 | 0 | 0 | 0 | 0
Industrial Sector Energy Related Emissions before CCS[crude oil if,water and waste 36T39,SOx] | NoSettings | 0 | 0 | 0 | 0 | 0 | 0 | 0 | 0 | 0 | 0 | 0 | 0 | 0 | 0 | 0 | 0 | 0 | 0 | 0 | 0 | 0 | 0 | 0 | 0 | 0 | 0 | 0 | 0 | 0 | 0 | 0
Industrial Sector Energy Related Emissions before CCS[crude oil if,water and waste 36T39,BC] | NoSettings | 0 | 0 | 0 | 0 | 0 | 0 | 0 | 0 | 0 | 0 | 0 | 0 | 0 | 0 | 0 | 0 | 0 | 0 | 0 | 0 | 0 | 0 | 0 | 0 | 0 | 0 | 0 | 0 | 0 | 0 | 0
Industrial Sector Energy Related Emissions before CCS[crude oil if,water and waste 36T39,OC] | NoSettings | 0 | 0 | 0 | 0 | 0 | 0 | 0 | 0 | 0 | 0 | 0 | 0 | 0 | 0 | 0 | 0 | 0 | 0 | 0 | 0 | 0 | 0 | 0 | 0 | 0 | 0 | 0 | 0 | 0 | 0 | 0
Industrial Sector Energy Related Emissions before CCS[crude oil if,water and waste 36T39,CH4] | NoSettings | 0 | 0 | 0 | 0 | 0 | 0 | 0 | 0 | 0 | 0 | 0 | 0 | 0 | 0 | 0 | 0 | 0 | 0 | 0 | 0 | 0 | 0 | 0 | 0 | 0 | 0 | 0 | 0 | 0 | 0 | 0
Industrial Sector Energy Related Emissions before CCS[crude oil if,water and waste 36T39,N2O] | NoSettings | 0 | 0 | 0 | 0 | 0 | 0 | 0 | 0 | 0 | 0 | 0 | 0 | 0 | 0 | 0 | 0 | 0 | 0 | 0 | 0 | 0 | 0 | 0 | 0 | 0 | 0 | 0 | 0 | 0 | 0 | 0
Industrial Sector Energy Related Emissions before CCS[crude oil if,water and waste 36T39,F gases] | NoSettings | 0 | 0 | 0 | 0 | 0 | 0 | 0 | 0 | 0 | 0 | 0 | 0 | 0 | 0 | 0 | 0 | 0 | 0 | 0 | 0 | 0 | 0 | 0 | 0 | 0 | 0 | 0 | 0 | 0 | 0 | 0
Industrial Sector Energy Related Emissions before CCS[crude oil if,construction 41T43,CO2] | NoSettings | 0 | 0 | 0 | 0 | 0 | 0 | 0 | 0 | 0 | 0 | 0 | 0 | 0 | 0 | 0 | 0 | 0 | 0 | 0 | 0 | 0 | 0 | 0 | 0 | 0 | 0 | 0 | 0 | 0 | 0 | 0
Industrial Sector Energy Related Emissions before CCS[crude oil if,construction 41T43,VOC] | NoSettings | 0 | 0 | 0 | 0 | 0 | 0 | 0 | 0 | 0 | 0 | 0 | 0 | 0 | 0 | 0 | 0 | 0 | 0 | 0 | 0 | 0 | 0 | 0 | 0 | 0 | 0 | 0 | 0 | 0 | 0 | 0
Industrial Sector Energy Related Emissions before CCS[crude oil if,construction 41T43,CO] | NoSettings | 0 | 0 | 0 | 0 | 0 | 0 | 0 | 0 | 0 | 0 | 0 | 0 | 0 | 0 | 0 | 0 | 0 | 0 | 0 | 0 | 0 | 0 | 0 | 0 | 0 | 0 | 0 | 0 | 0 | 0 | 0
Industrial Sector Energy Related Emissions before CCS[crude oil if,construction 41T43,NOx] | NoSettings | 0 | 0 | 0 | 0 | 0 | 0 | 0 | 0 | 0 | 0 | 0 | 0 | 0 | 0 | 0 | 0 | 0 | 0 | 0 | 0 | 0 | 0 | 0 | 0 | 0 | 0 | 0 | 0 | 0 | 0 | 0
Industrial Sector Energy Related Emissions before CCS[crude oil if,construction 41T43,PM10] | NoSettings | 0 | 0 | 0 | 0 | 0 | 0 | 0 | 0 | 0 | 0 | 0 | 0 | 0 | 0 | 0 | 0 | 0 | 0 | 0 | 0 | 0 | 0 | 0 | 0 | 0 | 0 | 0 | 0 | 0 | 0 | 0
Industrial Sector Energy Related Emissions before CCS[crude oil if,construction 41T43,PM25] | NoSettings | 0 | 0 | 0 | 0 | 0 | 0 | 0 | 0 | 0 | 0 | 0 | 0 | 0 | 0 | 0 | 0 | 0 | 0 | 0 | 0 | 0 | 0 | 0 | 0 | 0 | 0 | 0 | 0 | 0 | 0 | 0
Industrial Sector Energy Related Emissions before CCS[crude oil if,construction 41T43,SOx] | NoSettings | 0 | 0 | 0 | 0 | 0 | 0 | 0 | 0 | 0 | 0 | 0 | 0 | 0 | 0 | 0 | 0 | 0 | 0 | 0 | 0 | 0 | 0 | 0 | 0 | 0 | 0 | 0 | 0 | 0 | 0 | 0
Industrial Sector Energy Related Emissions before CCS[crude oil if,construction 41T43,BC] | NoSettings | 0 | 0 | 0 | 0 | 0 | 0 | 0 | 0 | 0 | 0 | 0 | 0 | 0 | 0 | 0 | 0 | 0 | 0 | 0 | 0 | 0 | 0 | 0 | 0 | 0 | 0 | 0 | 0 | 0 | 0 | 0
Industrial Sector Energy Related Emissions before CCS[crude oil if,construction 41T43,OC] | NoSettings | 0 | 0 | 0 | 0 | 0 | 0 | 0 | 0 | 0 | 0 | 0 | 0 | 0 | 0 | 0 | 0 | 0 | 0 | 0 | 0 | 0 | 0 | 0 | 0 | 0 | 0 | 0 | 0 | 0 | 0 | 0
Industrial Sector Energy Related Emissions before CCS[crude oil if,construction 41T43,CH4] | NoSettings | 0 | 0 | 0 | 0 | 0 | 0 | 0 | 0 | 0 | 0 | 0 | 0 | 0 | 0 | 0 | 0 | 0 | 0 | 0 | 0 | 0 | 0 | 0 | 0 | 0 | 0 | 0 | 0 | 0 | 0 | 0
Industrial Sector Energy Related Emissions before CCS[crude oil if,construction 41T43,N2O] | NoSettings | 0 | 0 | 0 | 0 | 0 | 0 | 0 | 0 | 0 | 0 | 0 | 0 | 0 | 0 | 0 | 0 | 0 | 0 | 0 | 0 | 0 | 0 | 0 | 0 | 0 | 0 | 0 | 0 | 0 | 0 | 0
Industrial Sector Energy Related Emissions before CCS[crude oil if,construction 41T43,F gases] | NoSettings | 0 | 0 | 0 | 0 | 0 | 0 | 0 | 0 | 0 | 0 | 0 | 0 | 0 | 0 | 0 | 0 | 0 | 0 | 0 | 0 | 0 | 0 | 0 | 0 | 0 | 0 | 0 | 0 | 0 | 0 | 0
Industrial Sector Energy Related Emissions before CCS[heavy or residual fuel oil if,agriculture and forestry 01T03,CO2] | NoSettings | 0 | 0 | 0 | 0 | 0 | 0 | 0 | 0 | 0 | 0 | 0 | 0 | 0 | 0 | 0 | 0 | 0 | 0 | 0 | 0 | 0 | 0 | 0 | 0 | 0 | 0 | 0 | 0 | 0 | 0 | 0
Industrial Sector Energy Related Emissions before CCS[heavy or residual fuel oil if,agriculture and forestry 01T03,VOC] | NoSettings | 0 | 0 | 0 | 0 | 0 | 0 | 0 | 0 | 0 | 0 | 0 | 0 | 0 | 0 | 0 | 0 | 0 | 0 | 0 | 0 | 0 | 0 | 0 | 0 | 0 | 0 | 0 | 0 | 0 | 0 | 0
Industrial Sector Energy Related Emissions before CCS[heavy or residual fuel oil if,agriculture and forestry 01T03,CO] | NoSettings | 0 | 0 | 0 | 0 | 0 | 0 | 0 | 0 | 0 | 0 | 0 | 0 | 0 | 0 | 0 | 0 | 0 | 0 | 0 | 0 | 0 | 0 | 0 | 0 | 0 | 0 | 0 | 0 | 0 | 0 | 0
Industrial Sector Energy Related Emissions before CCS[heavy or residual fuel oil if,agriculture and forestry 01T03,NOx] | NoSettings | 0 | 0 | 0 | 0 | 0 | 0 | 0 | 0 | 0 | 0 | 0 | 0 | 0 | 0 | 0 | 0 | 0 | 0 | 0 | 0 | 0 | 0 | 0 | 0 | 0 | 0 | 0 | 0 | 0 | 0 | 0
Industrial Sector Energy Related Emissions before CCS[heavy or residual fuel oil if,agriculture and forestry 01T03,PM10] | NoSettings | 0 | 0 | 0 | 0 | 0 | 0 | 0 | 0 | 0 | 0 | 0 | 0 | 0 | 0 | 0 | 0 | 0 | 0 | 0 | 0 | 0 | 0 | 0 | 0 | 0 | 0 | 0 | 0 | 0 | 0 | 0
Industrial Sector Energy Related Emissions before CCS[heavy or residual fuel oil if,agriculture and forestry 01T03,PM25] | NoSettings | 0 | 0 | 0 | 0 | 0 | 0 | 0 | 0 | 0 | 0 | 0 | 0 | 0 | 0 | 0 | 0 | 0 | 0 | 0 | 0 | 0 | 0 | 0 | 0 | 0 | 0 | 0 | 0 | 0 | 0 | 0
Industrial Sector Energy Related Emissions before CCS[heavy or residual fuel oil if,agriculture and forestry 01T03,SOx] | NoSettings | 0 | 0 | 0 | 0 | 0 | 0 | 0 | 0 | 0 | 0 | 0 | 0 | 0 | 0 | 0 | 0 | 0 | 0 | 0 | 0 | 0 | 0 | 0 | 0 | 0 | 0 | 0 | 0 | 0 | 0 | 0
Industrial Sector Energy Related Emissions before CCS[heavy or residual fuel oil if,agriculture and forestry 01T03,BC] | NoSettings | 0 | 0 | 0 | 0 | 0 | 0 | 0 | 0 | 0 | 0 | 0 | 0 | 0 | 0 | 0 | 0 | 0 | 0 | 0 | 0 | 0 | 0 | 0 | 0 | 0 | 0 | 0 | 0 | 0 | 0 | 0
Industrial Sector Energy Related Emissions before CCS[heavy or residual fuel oil if,agriculture and forestry 01T03,OC] | NoSettings | 0 | 0 | 0 | 0 | 0 | 0 | 0 | 0 | 0 | 0 | 0 | 0 | 0 | 0 | 0 | 0 | 0 | 0 | 0 | 0 | 0 | 0 | 0 | 0 | 0 | 0 | 0 | 0 | 0 | 0 | 0
Industrial Sector Energy Related Emissions before CCS[heavy or residual fuel oil if,agriculture and forestry 01T03,CH4] | NoSettings | 0 | 0 | 0 | 0 | 0 | 0 | 0 | 0 | 0 | 0 | 0 | 0 | 0 | 0 | 0 | 0 | 0 | 0 | 0 | 0 | 0 | 0 | 0 | 0 | 0 | 0 | 0 | 0 | 0 | 0 | 0
Industrial Sector Energy Related Emissions before CCS[heavy or residual fuel oil if,agriculture and forestry 01T03,N2O] | NoSettings | 0 | 0 | 0 | 0 | 0 | 0 | 0 | 0 | 0 | 0 | 0 | 0 | 0 | 0 | 0 | 0 | 0 | 0 | 0 | 0 | 0 | 0 | 0 | 0 | 0 | 0 | 0 | 0 | 0 | 0 | 0
Industrial Sector Energy Related Emissions before CCS[heavy or residual fuel oil if,agriculture and forestry 01T03,F gases] | NoSettings | 0 | 0 | 0 | 0 | 0 | 0 | 0 | 0 | 0 | 0 | 0 | 0 | 0 | 0 | 0 | 0 | 0 | 0 | 0 | 0 | 0 | 0 | 0 | 0 | 0 | 0 | 0 | 0 | 0 | 0 | 0
Industrial Sector Energy Related Emissions before CCS[heavy or residual fuel oil if,coal mining 05,CO2] | NoSettings | 0 | 0 | 0 | 0 | 0 | 0 | 0 | 0 | 0 | 0 | 0 | 0 | 0 | 0 | 0 | 0 | 0 | 0 | 0 | 0 | 0 | 0 | 0 | 0 | 0 | 0 | 0 | 0 | 0 | 0 | 0
Industrial Sector Energy Related Emissions before CCS[heavy or residual fuel oil if,coal mining 05,VOC] | NoSettings | 0 | 0 | 0 | 0 | 0 | 0 | 0 | 0 | 0 | 0 | 0 | 0 | 0 | 0 | 0 | 0 | 0 | 0 | 0 | 0 | 0 | 0 | 0 | 0 | 0 | 0 | 0 | 0 | 0 | 0 | 0
Industrial Sector Energy Related Emissions before CCS[heavy or residual fuel oil if,coal mining 05,CO] | NoSettings | 0 | 0 | 0 | 0 | 0 | 0 | 0 | 0 | 0 | 0 | 0 | 0 | 0 | 0 | 0 | 0 | 0 | 0 | 0 | 0 | 0 | 0 | 0 | 0 | 0 | 0 | 0 | 0 | 0 | 0 | 0
Industrial Sector Energy Related Emissions before CCS[heavy or residual fuel oil if,coal mining 05,NOx] | NoSettings | 0 | 0 | 0 | 0 | 0 | 0 | 0 | 0 | 0 | 0 | 0 | 0 | 0 | 0 | 0 | 0 | 0 | 0 | 0 | 0 | 0 | 0 | 0 | 0 | 0 | 0 | 0 | 0 | 0 | 0 | 0
Industrial Sector Energy Related Emissions before CCS[heavy or residual fuel oil if,coal mining 05,PM10] | NoSettings | 0 | 0 | 0 | 0 | 0 | 0 | 0 | 0 | 0 | 0 | 0 | 0 | 0 | 0 | 0 | 0 | 0 | 0 | 0 | 0 | 0 | 0 | 0 | 0 | 0 | 0 | 0 | 0 | 0 | 0 | 0
Industrial Sector Energy Related Emissions before CCS[heavy or residual fuel oil if,coal mining 05,PM25] | NoSettings | 0 | 0 | 0 | 0 | 0 | 0 | 0 | 0 | 0 | 0 | 0 | 0 | 0 | 0 | 0 | 0 | 0 | 0 | 0 | 0 | 0 | 0 | 0 | 0 | 0 | 0 | 0 | 0 | 0 | 0 | 0
Industrial Sector Energy Related Emissions before CCS[heavy or residual fuel oil if,coal mining 05,SOx] | NoSettings | 0 | 0 | 0 | 0 | 0 | 0 | 0 | 0 | 0 | 0 | 0 | 0 | 0 | 0 | 0 | 0 | 0 | 0 | 0 | 0 | 0 | 0 | 0 | 0 | 0 | 0 | 0 | 0 | 0 | 0 | 0
Industrial Sector Energy Related Emissions before CCS[heavy or residual fuel oil if,coal mining 05,BC] | NoSettings | 0 | 0 | 0 | 0 | 0 | 0 | 0 | 0 | 0 | 0 | 0 | 0 | 0 | 0 | 0 | 0 | 0 | 0 | 0 | 0 | 0 | 0 | 0 | 0 | 0 | 0 | 0 | 0 | 0 | 0 | 0
Industrial Sector Energy Related Emissions before CCS[heavy or residual fuel oil if,coal mining 05,OC] | NoSettings | 0 | 0 | 0 | 0 | 0 | 0 | 0 | 0 | 0 | 0 | 0 | 0 | 0 | 0 | 0 | 0 | 0 | 0 | 0 | 0 | 0 | 0 | 0 | 0 | 0 | 0 | 0 | 0 | 0 | 0 | 0
Industrial Sector Energy Related Emissions before CCS[heavy or residual fuel oil if,coal mining 05,CH4] | NoSettings | 0 | 0 | 0 | 0 | 0 | 0 | 0 | 0 | 0 | 0 | 0 | 0 | 0 | 0 | 0 | 0 | 0 | 0 | 0 | 0 | 0 | 0 | 0 | 0 | 0 | 0 | 0 | 0 | 0 | 0 | 0
Industrial Sector Energy Related Emissions before CCS[heavy or residual fuel oil if,coal mining 05,N2O] | NoSettings | 0 | 0 | 0 | 0 | 0 | 0 | 0 | 0 | 0 | 0 | 0 | 0 | 0 | 0 | 0 | 0 | 0 | 0 | 0 | 0 | 0 | 0 | 0 | 0 | 0 | 0 | 0 | 0 | 0 | 0 | 0
Industrial Sector Energy Related Emissions before CCS[heavy or residual fuel oil if,coal mining 05,F gases] | NoSettings | 0 | 0 | 0 | 0 | 0 | 0 | 0 | 0 | 0 | 0 | 0 | 0 | 0 | 0 | 0 | 0 | 0 | 0 | 0 | 0 | 0 | 0 | 0 | 0 | 0 | 0 | 0 | 0 | 0 | 0 | 0
Industrial Sector Energy Related Emissions before CCS[heavy or residual fuel oil if,oil and gas extraction 06,CO2] | NoSettings | 0 | 0 | 0 | 0 | 0 | 0 | 0 | 0 | 0 | 0 | 0 | 0 | 0 | 0 | 0 | 0 | 0 | 0 | 0 | 0 | 0 | 0 | 0 | 0 | 0 | 0 | 0 | 0 | 0 | 0 | 0
Industrial Sector Energy Related Emissions before CCS[heavy or residual fuel oil if,oil and gas extraction 06,VOC] | NoSettings | 0 | 0 | 0 | 0 | 0 | 0 | 0 | 0 | 0 | 0 | 0 | 0 | 0 | 0 | 0 | 0 | 0 | 0 | 0 | 0 | 0 | 0 | 0 | 0 | 0 | 0 | 0 | 0 | 0 | 0 | 0
Industrial Sector Energy Related Emissions before CCS[heavy or residual fuel oil if,oil and gas extraction 06,CO] | NoSettings | 0 | 0 | 0 | 0 | 0 | 0 | 0 | 0 | 0 | 0 | 0 | 0 | 0 | 0 | 0 | 0 | 0 | 0 | 0 | 0 | 0 | 0 | 0 | 0 | 0 | 0 | 0 | 0 | 0 | 0 | 0
Industrial Sector Energy Related Emissions before CCS[heavy or residual fuel oil if,oil and gas extraction 06,NOx] | NoSettings | 0 | 0 | 0 | 0 | 0 | 0 | 0 | 0 | 0 | 0 | 0 | 0 | 0 | 0 | 0 | 0 | 0 | 0 | 0 | 0 | 0 | 0 | 0 | 0 | 0 | 0 | 0 | 0 | 0 | 0 | 0
Industrial Sector Energy Related Emissions before CCS[heavy or residual fuel oil if,oil and gas extraction 06,PM10] | NoSettings | 0 | 0 | 0 | 0 | 0 | 0 | 0 | 0 | 0 | 0 | 0 | 0 | 0 | 0 | 0 | 0 | 0 | 0 | 0 | 0 | 0 | 0 | 0 | 0 | 0 | 0 | 0 | 0 | 0 | 0 | 0
Industrial Sector Energy Related Emissions before CCS[heavy or residual fuel oil if,oil and gas extraction 06,PM25] | NoSettings | 0 | 0 | 0 | 0 | 0 | 0 | 0 | 0 | 0 | 0 | 0 | 0 | 0 | 0 | 0 | 0 | 0 | 0 | 0 | 0 | 0 | 0 | 0 | 0 | 0 | 0 | 0 | 0 | 0 | 0 | 0
Industrial Sector Energy Related Emissions before CCS[heavy or residual fuel oil if,oil and gas extraction 06,SOx] | NoSettings | 0 | 0 | 0 | 0 | 0 | 0 | 0 | 0 | 0 | 0 | 0 | 0 | 0 | 0 | 0 | 0 | 0 | 0 | 0 | 0 | 0 | 0 | 0 | 0 | 0 | 0 | 0 | 0 | 0 | 0 | 0
Industrial Sector Energy Related Emissions before CCS[heavy or residual fuel oil if,oil and gas extraction 06,BC] | NoSettings | 0 | 0 | 0 | 0 | 0 | 0 | 0 | 0 | 0 | 0 | 0 | 0 | 0 | 0 | 0 | 0 | 0 | 0 | 0 | 0 | 0 | 0 | 0 | 0 | 0 | 0 | 0 | 0 | 0 | 0 | 0
Industrial Sector Energy Related Emissions before CCS[heavy or residual fuel oil if,oil and gas extraction 06,OC] | NoSettings | 0 | 0 | 0 | 0 | 0 | 0 | 0 | 0 | 0 | 0 | 0 | 0 | 0 | 0 | 0 | 0 | 0 | 0 | 0 | 0 | 0 | 0 | 0 | 0 | 0 | 0 | 0 | 0 | 0 | 0 | 0
Industrial Sector Energy Related Emissions before CCS[heavy or residual fuel oil if,oil and gas extraction 06,CH4] | NoSettings | 0 | 0 | 0 | 0 | 0 | 0 | 0 | 0 | 0 | 0 | 0 | 0 | 0 | 0 | 0 | 0 | 0 | 0 | 0 | 0 | 0 | 0 | 0 | 0 | 0 | 0 | 0 | 0 | 0 | 0 | 0
Industrial Sector Energy Related Emissions before CCS[heavy or residual fuel oil if,oil and gas extraction 06,N2O] | NoSettings | 0 | 0 | 0 | 0 | 0 | 0 | 0 | 0 | 0 | 0 | 0 | 0 | 0 | 0 | 0 | 0 | 0 | 0 | 0 | 0 | 0 | 0 | 0 | 0 | 0 | 0 | 0 | 0 | 0 | 0 | 0
Industrial Sector Energy Related Emissions before CCS[heavy or residual fuel oil if,oil and gas extraction 06,F gases] | NoSettings | 0 | 0 | 0 | 0 | 0 | 0 | 0 | 0 | 0 | 0 | 0 | 0 | 0 | 0 | 0 | 0 | 0 | 0 | 0 | 0 | 0 | 0 | 0 | 0 | 0 | 0 | 0 | 0 | 0 | 0 | 0
Industrial Sector Energy Related Emissions before CCS[heavy or residual fuel oil if,other mining and quarrying 07T08,CO2] | NoSettings | 0 | 0 | 0 | 0 | 0 | 0 | 0 | 0 | 0 | 0 | 0 | 0 | 0 | 0 | 0 | 0 | 0 | 0 | 0 | 0 | 0 | 0 | 0 | 0 | 0 | 0 | 0 | 0 | 0 | 0 | 0
Industrial Sector Energy Related Emissions before CCS[heavy or residual fuel oil if,other mining and quarrying 07T08,VOC] | NoSettings | 0 | 0 | 0 | 0 | 0 | 0 | 0 | 0 | 0 | 0 | 0 | 0 | 0 | 0 | 0 | 0 | 0 | 0 | 0 | 0 | 0 | 0 | 0 | 0 | 0 | 0 | 0 | 0 | 0 | 0 | 0
Industrial Sector Energy Related Emissions before CCS[heavy or residual fuel oil if,other mining and quarrying 07T08,CO] | NoSettings | 0 | 0 | 0 | 0 | 0 | 0 | 0 | 0 | 0 | 0 | 0 | 0 | 0 | 0 | 0 | 0 | 0 | 0 | 0 | 0 | 0 | 0 | 0 | 0 | 0 | 0 | 0 | 0 | 0 | 0 | 0
Industrial Sector Energy Related Emissions before CCS[heavy or residual fuel oil if,other mining and quarrying 07T08,NOx] | NoSettings | 0 | 0 | 0 | 0 | 0 | 0 | 0 | 0 | 0 | 0 | 0 | 0 | 0 | 0 | 0 | 0 | 0 | 0 | 0 | 0 | 0 | 0 | 0 | 0 | 0 | 0 | 0 | 0 | 0 | 0 | 0
Industrial Sector Energy Related Emissions before CCS[heavy or residual fuel oil if,other mining and quarrying 07T08,PM10] | NoSettings | 0 | 0 | 0 | 0 | 0 | 0 | 0 | 0 | 0 | 0 | 0 | 0 | 0 | 0 | 0 | 0 | 0 | 0 | 0 | 0 | 0 | 0 | 0 | 0 | 0 | 0 | 0 | 0 | 0 | 0 | 0
Industrial Sector Energy Related Emissions before CCS[heavy or residual fuel oil if,other mining and quarrying 07T08,PM25] | NoSettings | 0 | 0 | 0 | 0 | 0 | 0 | 0 | 0 | 0 | 0 | 0 | 0 | 0 | 0 | 0 | 0 | 0 | 0 | 0 | 0 | 0 | 0 | 0 | 0 | 0 | 0 | 0 | 0 | 0 | 0 | 0
Industrial Sector Energy Related Emissions before CCS[heavy or residual fuel oil if,other mining and quarrying 07T08,SOx] | NoSettings | 0 | 0 | 0 | 0 | 0 | 0 | 0 | 0 | 0 | 0 | 0 | 0 | 0 | 0 | 0 | 0 | 0 | 0 | 0 | 0 | 0 | 0 | 0 | 0 | 0 | 0 | 0 | 0 | 0 | 0 | 0
Industrial Sector Energy Related Emissions before CCS[heavy or residual fuel oil if,other mining and quarrying 07T08,BC] | NoSettings | 0 | 0 | 0 | 0 | 0 | 0 | 0 | 0 | 0 | 0 | 0 | 0 | 0 | 0 | 0 | 0 | 0 | 0 | 0 | 0 | 0 | 0 | 0 | 0 | 0 | 0 | 0 | 0 | 0 | 0 | 0
Industrial Sector Energy Related Emissions before CCS[heavy or residual fuel oil if,other mining and quarrying 07T08,OC] | NoSettings | 0 | 0 | 0 | 0 | 0 | 0 | 0 | 0 | 0 | 0 | 0 | 0 | 0 | 0 | 0 | 0 | 0 | 0 | 0 | 0 | 0 | 0 | 0 | 0 | 0 | 0 | 0 | 0 | 0 | 0 | 0
Industrial Sector Energy Related Emissions before CCS[heavy or residual fuel oil if,other mining and quarrying 07T08,CH4] | NoSettings | 0 | 0 | 0 | 0 | 0 | 0 | 0 | 0 | 0 | 0 | 0 | 0 | 0 | 0 | 0 | 0 | 0 | 0 | 0 | 0 | 0 | 0 | 0 | 0 | 0 | 0 | 0 | 0 | 0 | 0 | 0
Industrial Sector Energy Related Emissions before CCS[heavy or residual fuel oil if,other mining and quarrying 07T08,N2O] | NoSettings | 0 | 0 | 0 | 0 | 0 | 0 | 0 | 0 | 0 | 0 | 0 | 0 | 0 | 0 | 0 | 0 | 0 | 0 | 0 | 0 | 0 | 0 | 0 | 0 | 0 | 0 | 0 | 0 | 0 | 0 | 0
Industrial Sector Energy Related Emissions before CCS[heavy or residual fuel oil if,other mining and quarrying 07T08,F gases] | NoSettings | 0 | 0 | 0 | 0 | 0 | 0 | 0 | 0 | 0 | 0 | 0 | 0 | 0 | 0 | 0 | 0 | 0 | 0 | 0 | 0 | 0 | 0 | 0 | 0 | 0 | 0 | 0 | 0 | 0 | 0 | 0
Industrial Sector Energy Related Emissions before CCS[heavy or residual fuel oil if,food beverage and tobacco 10T12,CO2] | NoSettings | 0 | 0 | 0 | 0 | 0 | 0 | 0 | 0 | 0 | 0 | 0 | 0 | 0 | 0 | 0 | 0 | 0 | 0 | 0 | 0 | 0 | 0 | 0 | 0 | 0 | 0 | 0 | 0 | 0 | 0 | 0
Industrial Sector Energy Related Emissions before CCS[heavy or residual fuel oil if,food beverage and tobacco 10T12,VOC] | NoSettings | 0 | 0 | 0 | 0 | 0 | 0 | 0 | 0 | 0 | 0 | 0 | 0 | 0 | 0 | 0 | 0 | 0 | 0 | 0 | 0 | 0 | 0 | 0 | 0 | 0 | 0 | 0 | 0 | 0 | 0 | 0
Industrial Sector Energy Related Emissions before CCS[heavy or residual fuel oil if,food beverage and tobacco 10T12,CO] | NoSettings | 0 | 0 | 0 | 0 | 0 | 0 | 0 | 0 | 0 | 0 | 0 | 0 | 0 | 0 | 0 | 0 | 0 | 0 | 0 | 0 | 0 | 0 | 0 | 0 | 0 | 0 | 0 | 0 | 0 | 0 | 0
Industrial Sector Energy Related Emissions before CCS[heavy or residual fuel oil if,food beverage and tobacco 10T12,NOx] | NoSettings | 0 | 0 | 0 | 0 | 0 | 0 | 0 | 0 | 0 | 0 | 0 | 0 | 0 | 0 | 0 | 0 | 0 | 0 | 0 | 0 | 0 | 0 | 0 | 0 | 0 | 0 | 0 | 0 | 0 | 0 | 0
Industrial Sector Energy Related Emissions before CCS[heavy or residual fuel oil if,food beverage and tobacco 10T12,PM10] | NoSettings | 0 | 0 | 0 | 0 | 0 | 0 | 0 | 0 | 0 | 0 | 0 | 0 | 0 | 0 | 0 | 0 | 0 | 0 | 0 | 0 | 0 | 0 | 0 | 0 | 0 | 0 | 0 | 0 | 0 | 0 | 0
Industrial Sector Energy Related Emissions before CCS[heavy or residual fuel oil if,food beverage and tobacco 10T12,PM25] | NoSettings | 0 | 0 | 0 | 0 | 0 | 0 | 0 | 0 | 0 | 0 | 0 | 0 | 0 | 0 | 0 | 0 | 0 | 0 | 0 | 0 | 0 | 0 | 0 | 0 | 0 | 0 | 0 | 0 | 0 | 0 | 0
Industrial Sector Energy Related Emissions before CCS[heavy or residual fuel oil if,food beverage and tobacco 10T12,SOx] | NoSettings | 0 | 0 | 0 | 0 | 0 | 0 | 0 | 0 | 0 | 0 | 0 | 0 | 0 | 0 | 0 | 0 | 0 | 0 | 0 | 0 | 0 | 0 | 0 | 0 | 0 | 0 | 0 | 0 | 0 | 0 | 0
Industrial Sector Energy Related Emissions before CCS[heavy or residual fuel oil if,food beverage and tobacco 10T12,BC] | NoSettings | 0 | 0 | 0 | 0 | 0 | 0 | 0 | 0 | 0 | 0 | 0 | 0 | 0 | 0 | 0 | 0 | 0 | 0 | 0 | 0 | 0 | 0 | 0 | 0 | 0 | 0 | 0 | 0 | 0 | 0 | 0
Industrial Sector Energy Related Emissions before CCS[heavy or residual fuel oil if,food beverage and tobacco 10T12,OC] | NoSettings | 0 | 0 | 0 | 0 | 0 | 0 | 0 | 0 | 0 | 0 | 0 | 0 | 0 | 0 | 0 | 0 | 0 | 0 | 0 | 0 | 0 | 0 | 0 | 0 | 0 | 0 | 0 | 0 | 0 | 0 | 0
Industrial Sector Energy Related Emissions before CCS[heavy or residual fuel oil if,food beverage and tobacco 10T12,CH4] | NoSettings | 0 | 0 | 0 | 0 | 0 | 0 | 0 | 0 | 0 | 0 | 0 | 0 | 0 | 0 | 0 | 0 | 0 | 0 | 0 | 0 | 0 | 0 | 0 | 0 | 0 | 0 | 0 | 0 | 0 | 0 | 0
Industrial Sector Energy Related Emissions before CCS[heavy or residual fuel oil if,food beverage and tobacco 10T12,N2O] | NoSettings | 0 | 0 | 0 | 0 | 0 | 0 | 0 | 0 | 0 | 0 | 0 | 0 | 0 | 0 | 0 | 0 | 0 | 0 | 0 | 0 | 0 | 0 | 0 | 0 | 0 | 0 | 0 | 0 | 0 | 0 | 0
Industrial Sector Energy Related Emissions before CCS[heavy or residual fuel oil if,food beverage and tobacco 10T12,F gases] | NoSettings | 0 | 0 | 0 | 0 | 0 | 0 | 0 | 0 | 0 | 0 | 0 | 0 | 0 | 0 | 0 | 0 | 0 | 0 | 0 | 0 | 0 | 0 | 0 | 0 | 0 | 0 | 0 | 0 | 0 | 0 | 0
Industrial Sector Energy Related Emissions before CCS[heavy or residual fuel oil if,textiles apparel and leather 13T15,CO2] | NoSettings | 0 | 0 | 0 | 0 | 0 | 0 | 0 | 0 | 0 | 0 | 0 | 0 | 0 | 0 | 0 | 0 | 0 | 0 | 0 | 0 | 0 | 0 | 0 | 0 | 0 | 0 | 0 | 0 | 0 | 0 | 0
Industrial Sector Energy Related Emissions before CCS[heavy or residual fuel oil if,textiles apparel and leather 13T15,VOC] | NoSettings | 0 | 0 | 0 | 0 | 0 | 0 | 0 | 0 | 0 | 0 | 0 | 0 | 0 | 0 | 0 | 0 | 0 | 0 | 0 | 0 | 0 | 0 | 0 | 0 | 0 | 0 | 0 | 0 | 0 | 0 | 0
Industrial Sector Energy Related Emissions before CCS[heavy or residual fuel oil if,textiles apparel and leather 13T15,CO] | NoSettings | 0 | 0 | 0 | 0 | 0 | 0 | 0 | 0 | 0 | 0 | 0 | 0 | 0 | 0 | 0 | 0 | 0 | 0 | 0 | 0 | 0 | 0 | 0 | 0 | 0 | 0 | 0 | 0 | 0 | 0 | 0
Industrial Sector Energy Related Emissions before CCS[heavy or residual fuel oil if,textiles apparel and leather 13T15,NOx] | NoSettings | 0 | 0 | 0 | 0 | 0 | 0 | 0 | 0 | 0 | 0 | 0 | 0 | 0 | 0 | 0 | 0 | 0 | 0 | 0 | 0 | 0 | 0 | 0 | 0 | 0 | 0 | 0 | 0 | 0 | 0 | 0
Industrial Sector Energy Related Emissions before CCS[heavy or residual fuel oil if,textiles apparel and leather 13T15,PM10] | NoSettings | 0 | 0 | 0 | 0 | 0 | 0 | 0 | 0 | 0 | 0 | 0 | 0 | 0 | 0 | 0 | 0 | 0 | 0 | 0 | 0 | 0 | 0 | 0 | 0 | 0 | 0 | 0 | 0 | 0 | 0 | 0
Industrial Sector Energy Related Emissions before CCS[heavy or residual fuel oil if,textiles apparel and leather 13T15,PM25] | NoSettings | 0 | 0 | 0 | 0 | 0 | 0 | 0 | 0 | 0 | 0 | 0 | 0 | 0 | 0 | 0 | 0 | 0 | 0 | 0 | 0 | 0 | 0 | 0 | 0 | 0 | 0 | 0 | 0 | 0 | 0 | 0
Industrial Sector Energy Related Emissions before CCS[heavy or residual fuel oil if,textiles apparel and leather 13T15,SOx] | NoSettings | 0 | 0 | 0 | 0 | 0 | 0 | 0 | 0 | 0 | 0 | 0 | 0 | 0 | 0 | 0 | 0 | 0 | 0 | 0 | 0 | 0 | 0 | 0 | 0 | 0 | 0 | 0 | 0 | 0 | 0 | 0
Industrial Sector Energy Related Emissions before CCS[heavy or residual fuel oil if,textiles apparel and leather 13T15,BC] | NoSettings | 0 | 0 | 0 | 0 | 0 | 0 | 0 | 0 | 0 | 0 | 0 | 0 | 0 | 0 | 0 | 0 | 0 | 0 | 0 | 0 | 0 | 0 | 0 | 0 | 0 | 0 | 0 | 0 | 0 | 0 | 0
Industrial Sector Energy Related Emissions before CCS[heavy or residual fuel oil if,textiles apparel and leather 13T15,OC] | NoSettings | 0 | 0 | 0 | 0 | 0 | 0 | 0 | 0 | 0 | 0 | 0 | 0 | 0 | 0 | 0 | 0 | 0 | 0 | 0 | 0 | 0 | 0 | 0 | 0 | 0 | 0 | 0 | 0 | 0 | 0 | 0
Industrial Sector Energy Related Emissions before CCS[heavy or residual fuel oil if,textiles apparel and leather 13T15,CH4] | NoSettings | 0 | 0 | 0 | 0 | 0 | 0 | 0 | 0 | 0 | 0 | 0 | 0 | 0 | 0 | 0 | 0 | 0 | 0 | 0 | 0 | 0 | 0 | 0 | 0 | 0 | 0 | 0 | 0 | 0 | 0 | 0
Industrial Sector Energy Related Emissions before CCS[heavy or residual fuel oil if,textiles apparel and leather 13T15,N2O] | NoSettings | 0 | 0 | 0 | 0 | 0 | 0 | 0 | 0 | 0 | 0 | 0 | 0 | 0 | 0 | 0 | 0 | 0 | 0 | 0 | 0 | 0 | 0 | 0 | 0 | 0 | 0 | 0 | 0 | 0 | 0 | 0
Industrial Sector Energy Related Emissions before CCS[heavy or residual fuel oil if,textiles apparel and leather 13T15,F gases] | NoSettings | 0 | 0 | 0 | 0 | 0 | 0 | 0 | 0 | 0 | 0 | 0 | 0 | 0 | 0 | 0 | 0 | 0 | 0 | 0 | 0 | 0 | 0 | 0 | 0 | 0 | 0 | 0 | 0 | 0 | 0 | 0
Industrial Sector Energy Related Emissions before CCS[heavy or residual fuel oil if,wood products 16,CO2] | NoSettings | 0 | 0 | 0 | 0 | 0 | 0 | 0 | 0 | 0 | 0 | 0 | 0 | 0 | 0 | 0 | 0 | 0 | 0 | 0 | 0 | 0 | 0 | 0 | 0 | 0 | 0 | 0 | 0 | 0 | 0 | 0
Industrial Sector Energy Related Emissions before CCS[heavy or residual fuel oil if,wood products 16,VOC] | NoSettings | 0 | 0 | 0 | 0 | 0 | 0 | 0 | 0 | 0 | 0 | 0 | 0 | 0 | 0 | 0 | 0 | 0 | 0 | 0 | 0 | 0 | 0 | 0 | 0 | 0 | 0 | 0 | 0 | 0 | 0 | 0
Industrial Sector Energy Related Emissions before CCS[heavy or residual fuel oil if,wood products 16,CO] | NoSettings | 0 | 0 | 0 | 0 | 0 | 0 | 0 | 0 | 0 | 0 | 0 | 0 | 0 | 0 | 0 | 0 | 0 | 0 | 0 | 0 | 0 | 0 | 0 | 0 | 0 | 0 | 0 | 0 | 0 | 0 | 0
Industrial Sector Energy Related Emissions before CCS[heavy or residual fuel oil if,wood products 16,NOx] | NoSettings | 0 | 0 | 0 | 0 | 0 | 0 | 0 | 0 | 0 | 0 | 0 | 0 | 0 | 0 | 0 | 0 | 0 | 0 | 0 | 0 | 0 | 0 | 0 | 0 | 0 | 0 | 0 | 0 | 0 | 0 | 0
Industrial Sector Energy Related Emissions before CCS[heavy or residual fuel oil if,wood products 16,PM10] | NoSettings | 0 | 0 | 0 | 0 | 0 | 0 | 0 | 0 | 0 | 0 | 0 | 0 | 0 | 0 | 0 | 0 | 0 | 0 | 0 | 0 | 0 | 0 | 0 | 0 | 0 | 0 | 0 | 0 | 0 | 0 | 0
Industrial Sector Energy Related Emissions before CCS[heavy or residual fuel oil if,wood products 16,PM25] | NoSettings | 0 | 0 | 0 | 0 | 0 | 0 | 0 | 0 | 0 | 0 | 0 | 0 | 0 | 0 | 0 | 0 | 0 | 0 | 0 | 0 | 0 | 0 | 0 | 0 | 0 | 0 | 0 | 0 | 0 | 0 | 0
Industrial Sector Energy Related Emissions before CCS[heavy or residual fuel oil if,wood products 16,SOx] | NoSettings | 0 | 0 | 0 | 0 | 0 | 0 | 0 | 0 | 0 | 0 | 0 | 0 | 0 | 0 | 0 | 0 | 0 | 0 | 0 | 0 | 0 | 0 | 0 | 0 | 0 | 0 | 0 | 0 | 0 | 0 | 0
Industrial Sector Energy Related Emissions before CCS[heavy or residual fuel oil if,wood products 16,BC] | NoSettings | 0 | 0 | 0 | 0 | 0 | 0 | 0 | 0 | 0 | 0 | 0 | 0 | 0 | 0 | 0 | 0 | 0 | 0 | 0 | 0 | 0 | 0 | 0 | 0 | 0 | 0 | 0 | 0 | 0 | 0 | 0
Industrial Sector Energy Related Emissions before CCS[heavy or residual fuel oil if,wood products 16,OC] | NoSettings | 0 | 0 | 0 | 0 | 0 | 0 | 0 | 0 | 0 | 0 | 0 | 0 | 0 | 0 | 0 | 0 | 0 | 0 | 0 | 0 | 0 | 0 | 0 | 0 | 0 | 0 | 0 | 0 | 0 | 0 | 0
Industrial Sector Energy Related Emissions before CCS[heavy or residual fuel oil if,wood products 16,CH4] | NoSettings | 0 | 0 | 0 | 0 | 0 | 0 | 0 | 0 | 0 | 0 | 0 | 0 | 0 | 0 | 0 | 0 | 0 | 0 | 0 | 0 | 0 | 0 | 0 | 0 | 0 | 0 | 0 | 0 | 0 | 0 | 0
Industrial Sector Energy Related Emissions before CCS[heavy or residual fuel oil if,wood products 16,N2O] | NoSettings | 0 | 0 | 0 | 0 | 0 | 0 | 0 | 0 | 0 | 0 | 0 | 0 | 0 | 0 | 0 | 0 | 0 | 0 | 0 | 0 | 0 | 0 | 0 | 0 | 0 | 0 | 0 | 0 | 0 | 0 | 0
Industrial Sector Energy Related Emissions before CCS[heavy or residual fuel oil if,wood products 16,F gases] | NoSettings | 0 | 0 | 0 | 0 | 0 | 0 | 0 | 0 | 0 | 0 | 0 | 0 | 0 | 0 | 0 | 0 | 0 | 0 | 0 | 0 | 0 | 0 | 0 | 0 | 0 | 0 | 0 | 0 | 0 | 0 | 0
Industrial Sector Energy Related Emissions before CCS[heavy or residual fuel oil if,pulp paper and printing 17T18,CO2] | NoSettings | 0 | 0 | 0 | 0 | 0 | 0 | 0 | 0 | 0 | 0 | 0 | 0 | 0 | 0 | 0 | 0 | 0 | 0 | 0 | 0 | 0 | 0 | 0 | 0 | 0 | 0 | 0 | 0 | 0 | 0 | 0
Industrial Sector Energy Related Emissions before CCS[heavy or residual fuel oil if,pulp paper and printing 17T18,VOC] | NoSettings | 0 | 0 | 0 | 0 | 0 | 0 | 0 | 0 | 0 | 0 | 0 | 0 | 0 | 0 | 0 | 0 | 0 | 0 | 0 | 0 | 0 | 0 | 0 | 0 | 0 | 0 | 0 | 0 | 0 | 0 | 0
Industrial Sector Energy Related Emissions before CCS[heavy or residual fuel oil if,pulp paper and printing 17T18,CO] | NoSettings | 0 | 0 | 0 | 0 | 0 | 0 | 0 | 0 | 0 | 0 | 0 | 0 | 0 | 0 | 0 | 0 | 0 | 0 | 0 | 0 | 0 | 0 | 0 | 0 | 0 | 0 | 0 | 0 | 0 | 0 | 0
Industrial Sector Energy Related Emissions before CCS[heavy or residual fuel oil if,pulp paper and printing 17T18,NOx] | NoSettings | 0 | 0 | 0 | 0 | 0 | 0 | 0 | 0 | 0 | 0 | 0 | 0 | 0 | 0 | 0 | 0 | 0 | 0 | 0 | 0 | 0 | 0 | 0 | 0 | 0 | 0 | 0 | 0 | 0 | 0 | 0
Industrial Sector Energy Related Emissions before CCS[heavy or residual fuel oil if,pulp paper and printing 17T18,PM10] | NoSettings | 0 | 0 | 0 | 0 | 0 | 0 | 0 | 0 | 0 | 0 | 0 | 0 | 0 | 0 | 0 | 0 | 0 | 0 | 0 | 0 | 0 | 0 | 0 | 0 | 0 | 0 | 0 | 0 | 0 | 0 | 0
Industrial Sector Energy Related Emissions before CCS[heavy or residual fuel oil if,pulp paper and printing 17T18,PM25] | NoSettings | 0 | 0 | 0 | 0 | 0 | 0 | 0 | 0 | 0 | 0 | 0 | 0 | 0 | 0 | 0 | 0 | 0 | 0 | 0 | 0 | 0 | 0 | 0 | 0 | 0 | 0 | 0 | 0 | 0 | 0 | 0
Industrial Sector Energy Related Emissions before CCS[heavy or residual fuel oil if,pulp paper and printing 17T18,SOx] | NoSettings | 0 | 0 | 0 | 0 | 0 | 0 | 0 | 0 | 0 | 0 | 0 | 0 | 0 | 0 | 0 | 0 | 0 | 0 | 0 | 0 | 0 | 0 | 0 | 0 | 0 | 0 | 0 | 0 | 0 | 0 | 0
Industrial Sector Energy Related Emissions before CCS[heavy or residual fuel oil if,pulp paper and printing 17T18,BC] | NoSettings | 0 | 0 | 0 | 0 | 0 | 0 | 0 | 0 | 0 | 0 | 0 | 0 | 0 | 0 | 0 | 0 | 0 | 0 | 0 | 0 | 0 | 0 | 0 | 0 | 0 | 0 | 0 | 0 | 0 | 0 | 0
Industrial Sector Energy Related Emissions before CCS[heavy or residual fuel oil if,pulp paper and printing 17T18,OC] | NoSettings | 0 | 0 | 0 | 0 | 0 | 0 | 0 | 0 | 0 | 0 | 0 | 0 | 0 | 0 | 0 | 0 | 0 | 0 | 0 | 0 | 0 | 0 | 0 | 0 | 0 | 0 | 0 | 0 | 0 | 0 | 0
Industrial Sector Energy Related Emissions before CCS[heavy or residual fuel oil if,pulp paper and printing 17T18,CH4] | NoSettings | 0 | 0 | 0 | 0 | 0 | 0 | 0 | 0 | 0 | 0 | 0 | 0 | 0 | 0 | 0 | 0 | 0 | 0 | 0 | 0 | 0 | 0 | 0 | 0 | 0 | 0 | 0 | 0 | 0 | 0 | 0
Industrial Sector Energy Related Emissions before CCS[heavy or residual fuel oil if,pulp paper and printing 17T18,N2O] | NoSettings | 0 | 0 | 0 | 0 | 0 | 0 | 0 | 0 | 0 | 0 | 0 | 0 | 0 | 0 | 0 | 0 | 0 | 0 | 0 | 0 | 0 | 0 | 0 | 0 | 0 | 0 | 0 | 0 | 0 | 0 | 0
Industrial Sector Energy Related Emissions before CCS[heavy or residual fuel oil if,pulp paper and printing 17T18,F gases] | NoSettings | 0 | 0 | 0 | 0 | 0 | 0 | 0 | 0 | 0 | 0 | 0 | 0 | 0 | 0 | 0 | 0 | 0 | 0 | 0 | 0 | 0 | 0 | 0 | 0 | 0 | 0 | 0 | 0 | 0 | 0 | 0
Industrial Sector Energy Related Emissions before CCS[heavy or residual fuel oil if,refined petroleum and coke 19,CO2] | NoSettings | 214643000000 | 230147000000 | 215915000000 | 220608000000 | 219219000000 | 217523000000 | 213232000000 | 212410000000 | 204366000000 | 200318000000 | 196330000000 | 193482000000 | 188838000000 | 188184000000 | 182627000000 | 179511000000 | 180600000000 | 176110000000 | 174206000000 | 174133000000 | 173960000000 | 171893000000 | 171136000000 | 170742000000 | 170586000000 | 169722000000 | 169349000000 | 168863000000 | 168375000000 | 167886000000 | 167400000000
Industrial Sector Energy Related Emissions before CCS[heavy or residual fuel oil if,refined petroleum and coke 19,VOC] | NoSettings | 2417950 | 2592600 | 2432280 | 2485150 | 2469500 | 2450390 | 2402060 | 2392790 | 2302180 | 2256580 | 2211650 | 2179580 | 2127260 | 2119880 | 2057290 | 2022190 | 2034450 | 1983880 | 1962430 | 1961600 | 1959660 | 1936370 | 1927850 | 1923410 | 1921650 | 1911920 | 1907710 | 1902230 | 1896740 | 1891240 | 1885750
Industrial Sector Energy Related Emissions before CCS[heavy or residual fuel oil if,refined petroleum and coke 19,CO] | NoSettings | 96249400 | 103201000 | 96819700 | 98924200 | 98301100 | 97540600 | 95616600 | 95247800 | 91640900 | 89825700 | 88037200 | 86760500 | 84677900 | 84384400 | 81892700 | 80495400 | 80983700 | 78970500 | 78116800 | 78083900 | 78006500 | 77079500 | 76740100 | 76563500 | 76493400 | 76106000 | 75938700 | 75720600 | 75501900 | 75282900 | 75064600
Industrial Sector Energy Related Emissions before CCS[heavy or residual fuel oil if,refined petroleum and coke 19,NOx] | NoSettings | 366323000 | 392782000 | 368493000 | 376503000 | 374131000 | 371237000 | 363914000 | 362511000 | 348783000 | 341874000 | 335067000 | 330208000 | 322282000 | 321165000 | 311681000 | 306364000 | 308222000 | 300560000 | 297311000 | 297185000 | 296891000 | 293363000 | 292071000 | 291399000 | 291132000 | 289658000 | 289021000 | 288191000 | 287358000 | 286525000 | 285694000
Industrial Sector Energy Related Emissions before CCS[heavy or residual fuel oil if,refined petroleum and coke 19,PM10] | NoSettings | 94451600 | 101274000 | 95011300 | 97076500 | 96465000 | 95718700 | 93830700 | 93468700 | 89929300 | 88147900 | 86392800 | 85140000 | 83096300 | 82808300 | 80363100 | 78992000 | 79471100 | 77495500 | 76657800 | 76625400 | 76549500 | 75639900 | 75306700 | 75133500 | 75064700 | 74684500 | 74520300 | 74306300 | 74091700 | 73876700 | 73662500
Industrial Sector Energy Related Emissions before CCS[heavy or residual fuel oil if,refined petroleum and coke 19,PM25] | NoSettings | 43220200 | 46342000 | 43476300 | 44421300 | 44141500 | 43800000 | 42936000 | 42770400 | 41150800 | 40335700 | 39532600 | 38959300 | 38024100 | 37892300 | 36773400 | 36146000 | 36365200 | 35461200 | 35077900 | 35063100 | 35028300 | 34612100 | 34459700 | 34380400 | 34348900 | 34174900 | 34099800 | 34001900 | 33903700 | 33805300 | 33707300
Industrial Sector Energy Related Emissions before CCS[heavy or residual fuel oil if,refined petroleum and coke 19,SOx] | NoSettings | 1826060000 | 1957960000 | 1836880000 | 1876810000 | 1864990000 | 1850560000 | 1814050000 | 1807060000 | 1738630000 | 1704190000 | 1670260000 | 1646040000 | 1606520000 | 1600960000 | 1553680000 | 1527170000 | 1536440000 | 1498240000 | 1482050000 | 1481420000 | 1479950000 | 1462370000 | 1455930000 | 1452580000 | 1451250000 | 1443900000 | 1440720000 | 1436590000 | 1432440000 | 1428280000 | 1424140000
Industrial Sector Energy Related Emissions before CCS[heavy or residual fuel oil if,refined petroleum and coke 19,BC] | NoSettings | 2740920 | 2938890 | 2757160 | 2817090 | 2799350 | 2777690 | 2722900 | 2712390 | 2609680 | 2557990 | 2507060 | 2470700 | 2411390 | 2403040 | 2332080 | 2292290 | 2306190 | 2248860 | 2224550 | 2223610 | 2221410 | 2195010 | 2185350 | 2180320 | 2178320 | 2167290 | 2162520 | 2156320 | 2150090 | 2143850 | 2137630
Industrial Sector Energy Related Emissions before CCS[heavy or residual fuel oil if,refined petroleum and coke 19,OC] | NoSettings | 1900640 | 2037920 | 1911900 | 1953460 | 1941150 | 1926130 | 1888140 | 1880860 | 1809630 | 1773790 | 1738470 | 1713260 | 1672130 | 1666340 | 1617130 | 1589540 | 1599180 | 1559430 | 1542570 | 1541920 | 1540390 | 1522090 | 1515390 | 1511900 | 1510520 | 1502870 | 1499560 | 1495260 | 1490940 | 1486610 | 1482300
Industrial Sector Energy Related Emissions before CCS[heavy or residual fuel oil if,refined petroleum and coke 19,CH4] | NoSettings | 8574300 | 9193620 | 8625110 | 8812590 | 8757080 | 8689320 | 8517930 | 8485070 | 8163760 | 8002050 | 7842730 | 7728990 | 7543460 | 7517320 | 7295340 | 7170870 | 7214370 | 7035030 | 6958980 | 6956040 | 6949150 | 6866570 | 6836330 | 6820600 | 6814360 | 6779850 | 6764940 | 6745510 | 6726030 | 6706510 | 6687070
Industrial Sector Energy Related Emissions before CCS[heavy or residual fuel oil if,refined petroleum and coke 19,N2O] | NoSettings | 1714860 | 1838720 | 1725020 | 1762520 | 1751420 | 1737860 | 1703590 | 1697010 | 1632750 | 1600410 | 1568550 | 1545800 | 1508690 | 1503460 | 1459070 | 1434170 | 1442870 | 1407010 | 1391800 | 1391210 | 1389830 | 1373310 | 1367270 | 1364120 | 1362870 | 1355970 | 1352990 | 1349100 | 1345210 | 1341300 | 1337410
Industrial Sector Energy Related Emissions before CCS[heavy or residual fuel oil if,refined petroleum and coke 19,F gases] | NoSettings | 0 | 0 | 0 | 0 | 0 | 0 | 0 | 0 | 0 | 0 | 0 | 0 | 0 | 0 | 0 | 0 | 0 | 0 | 0 | 0 | 0 | 0 | 0 | 0 | 0 | 0 | 0 | 0 | 0 | 0 | 0
Industrial Sector Energy Related Emissions before CCS[heavy or residual fuel oil if,chemicals 20,CO2] | NoSettings | 0 | 860819 | 1426400 | 1907600 | 2127400 | 2182900 | 2109260 | 2191250 | 3342090 | 3173180 | 2998010 | 2788230 | 2815620 | 2882990 | 2868530 | 2865020 | 2915690 | 2745940 | 2651420 | 2582830 | 2524940 | 2443400 | 2350670 | 2261810 | 2169110 | 2096380 | 1996740 | 1959030 | 1925440 | 1889010 | 1844700
Industrial Sector Energy Related Emissions before CCS[heavy or residual fuel oil if,chemicals 20,VOC] | NoSettings | 0 | 9.6971 | 16.0684 | 21.4891 | 23.9651 | 24.5903 | 23.7608 | 24.6844 | 37.6486 | 35.7458 | 33.7726 | 31.4093 | 31.7179 | 32.4768 | 32.314 | 32.2744 | 32.8452 | 30.9329 | 29.8682 | 29.0955 | 28.4434 | 27.5249 | 26.4803 | 25.4793 | 24.435 | 23.6157 | 22.4932 | 22.0684 | 21.6901 | 21.2797 | 20.7805
Industrial Sector Energy Related Emissions before CCS[heavy or residual fuel oil if,chemicals 20,CO] | NoSettings | 0 | 386.004 | 639.619 | 855.397 | 953.959 | 978.844 | 945.826 | 982.589 | 1498.65 | 1422.9 | 1344.36 | 1250.29 | 1262.57 | 1292.78 | 1286.29 | 1284.72 | 1307.44 | 1231.32 | 1188.94 | 1158.18 | 1132.22 | 1095.66 | 1054.08 | 1014.23 | 972.662 | 940.049 | 895.369 | 878.457 | 863.399 | 847.063 | 827.19
Industrial Sector Energy Related Emissions before CCS[heavy or residual fuel oil if,chemicals 20,NOx] | NoSettings | 0 | 1469.12 | 2434.37 | 3255.62 | 3630.75 | 3725.46 | 3599.79 | 3739.71 | 5703.81 | 5415.53 | 5116.59 | 4758.55 | 4805.3 | 4920.28 | 4895.6 | 4889.61 | 4976.09 | 4686.38 | 4525.07 | 4408.01 | 4309.21 | 4170.05 | 4011.8 | 3860.14 | 3701.93 | 3577.8 | 3407.75 | 3343.39 | 3286.08 | 3223.9 | 3148.26
Industrial Sector Energy Related Emissions before CCS[heavy or residual fuel oil if,chemicals 20,PM10] | NoSettings | 0 | 378.795 | 627.672 | 839.419 | 936.141 | 960.562 | 928.159 | 964.236 | 1470.65 | 1396.32 | 1319.25 | 1226.93 | 1238.99 | 1268.63 | 1262.27 | 1260.72 | 1283.02 | 1208.32 | 1166.73 | 1136.55 | 1111.08 | 1075.19 | 1034.39 | 995.289 | 954.494 | 922.491 | 878.645 | 862.05 | 847.273 | 831.242 | 811.74
Industrial Sector Energy Related Emissions before CCS[heavy or residual fuel oil if,chemicals 20,PM25] | NoSettings | 0 | 173.333 | 287.217 | 384.111 | 428.37 | 439.544 | 424.717 | 441.226 | 672.958 | 638.945 | 603.675 | 561.433 | 566.948 | 580.514 | 577.602 | 576.895 | 587.099 | 552.917 | 533.885 | 520.074 | 508.418 | 491.999 | 473.328 | 455.435 | 436.768 | 422.123 | 402.06 | 394.466 | 387.704 | 380.369 | 371.445
Industrial Sector Energy Related Emissions before CCS[heavy or residual fuel oil if,chemicals 20,SOx] | NoSettings | 0 | 7323.34 | 12135 | 16228.7 | 18098.7 | 18570.8 | 17944.4 | 18641.9 | 28432.6 | 26995.5 | 25505.4 | 23720.6 | 23953.7 | 24526.8 | 24403.8 | 24373.9 | 24805 | 23360.8 | 22556.7 | 21973.2 | 21480.7 | 20787 | 19998.2 | 19242.2 | 18453.5 | 17834.8 | 16987.1 | 16666.2 | 16380.6 | 16070.6 | 15693.6
Industrial Sector Energy Related Emissions before CCS[heavy or residual fuel oil if,chemicals 20,BC] | NoSettings | 0 | 10.9923 | 18.2146 | 24.3593 | 27.1661 | 27.8748 | 26.9345 | 27.9814 | 42.6773 | 40.5203 | 38.2836 | 35.6047 | 35.9545 | 36.8148 | 36.6301 | 36.5853 | 37.2323 | 35.0646 | 33.8577 | 32.9818 | 32.2426 | 31.2013 | 30.0173 | 28.8826 | 27.6987 | 26.77 | 25.4976 | 25.0161 | 24.5872 | 24.122 | 23.5561
Industrial Sector Energy Related Emissions before CCS[heavy or residual fuel oil if,chemicals 20,OC] | NoSettings | 0 | 7.6224 | 12.6306 | 16.8915 | 18.8378 | 19.3292 | 18.6772 | 19.4032 | 29.5938 | 28.098 | 26.547 | 24.6894 | 24.9319 | 25.5285 | 25.4004 | 25.3693 | 25.818 | 24.3149 | 23.478 | 22.8706 | 22.358 | 21.636 | 20.8149 | 20.028 | 19.2071 | 18.5632 | 17.6809 | 17.3469 | 17.0495 | 16.727 | 16.3345
Industrial Sector Energy Related Emissions before CCS[heavy or residual fuel oil if,chemicals 20,CH4] | NoSettings | 0 | 34.3869 | 56.98 | 76.2023 | 84.9827 | 87.1996 | 84.2581 | 87.5332 | 133.506 | 126.758 | 119.761 | 111.381 | 112.475 | 115.166 | 114.588 | 114.448 | 116.472 | 109.691 | 105.916 | 103.176 | 100.863 | 97.6059 | 93.9018 | 90.3521 | 86.6488 | 83.7435 | 79.7632 | 78.2567 | 76.9152 | 75.46 | 73.6896
Industrial Sector Energy Related Emissions before CCS[heavy or residual fuel oil if,chemicals 20,N2O] | NoSettings | 0 | 6.8774 | 11.396 | 15.2405 | 16.9965 | 17.4399 | 16.8516 | 17.5066 | 26.7011 | 25.3516 | 23.9522 | 22.2761 | 22.495 | 23.0332 | 22.9177 | 22.8896 | 23.2945 | 21.9382 | 21.1831 | 20.6351 | 20.1726 | 19.5212 | 18.7804 | 18.0704 | 17.3298 | 16.7487 | 15.9526 | 15.6513 | 15.383 | 15.092 | 14.7379
Industrial Sector Energy Related Emissions before CCS[heavy or residual fuel oil if,chemicals 20,F gases] | NoSettings | 0 | 0 | 0 | 0 | 0 | 0 | 0 | 0 | 0 | 0 | 0 | 0 | 0 | 0 | 0 | 0 | 0 | 0 | 0 | 0 | 0 | 0 | 0 | 0 | 0 | 0 | 0 | 0 | 0 | 0 | 0
Industrial Sector Energy Related Emissions before CCS[heavy or residual fuel oil if,rubber and plastic products 22,CO2] | NoSettings | 0 | 0 | 0 | 0 | 0 | 0 | 0 | 0 | 0 | 0 | 0 | 0 | 0 | 0 | 0 | 0 | 0 | 0 | 0 | 0 | 0 | 0 | 0 | 0 | 0 | 0 | 0 | 0 | 0 | 0 | 0
Industrial Sector Energy Related Emissions before CCS[heavy or residual fuel oil if,rubber and plastic products 22,VOC] | NoSettings | 0 | 0 | 0 | 0 | 0 | 0 | 0 | 0 | 0 | 0 | 0 | 0 | 0 | 0 | 0 | 0 | 0 | 0 | 0 | 0 | 0 | 0 | 0 | 0 | 0 | 0 | 0 | 0 | 0 | 0 | 0
Industrial Sector Energy Related Emissions before CCS[heavy or residual fuel oil if,rubber and plastic products 22,CO] | NoSettings | 0 | 0 | 0 | 0 | 0 | 0 | 0 | 0 | 0 | 0 | 0 | 0 | 0 | 0 | 0 | 0 | 0 | 0 | 0 | 0 | 0 | 0 | 0 | 0 | 0 | 0 | 0 | 0 | 0 | 0 | 0
Industrial Sector Energy Related Emissions before CCS[heavy or residual fuel oil if,rubber and plastic products 22,NOx] | NoSettings | 0 | 0 | 0 | 0 | 0 | 0 | 0 | 0 | 0 | 0 | 0 | 0 | 0 | 0 | 0 | 0 | 0 | 0 | 0 | 0 | 0 | 0 | 0 | 0 | 0 | 0 | 0 | 0 | 0 | 0 | 0
Industrial Sector Energy Related Emissions before CCS[heavy or residual fuel oil if,rubber and plastic products 22,PM10] | NoSettings | 0 | 0 | 0 | 0 | 0 | 0 | 0 | 0 | 0 | 0 | 0 | 0 | 0 | 0 | 0 | 0 | 0 | 0 | 0 | 0 | 0 | 0 | 0 | 0 | 0 | 0 | 0 | 0 | 0 | 0 | 0
Industrial Sector Energy Related Emissions before CCS[heavy or residual fuel oil if,rubber and plastic products 22,PM25] | NoSettings | 0 | 0 | 0 | 0 | 0 | 0 | 0 | 0 | 0 | 0 | 0 | 0 | 0 | 0 | 0 | 0 | 0 | 0 | 0 | 0 | 0 | 0 | 0 | 0 | 0 | 0 | 0 | 0 | 0 | 0 | 0
Industrial Sector Energy Related Emissions before CCS[heavy or residual fuel oil if,rubber and plastic products 22,SOx] | NoSettings | 0 | 0 | 0 | 0 | 0 | 0 | 0 | 0 | 0 | 0 | 0 | 0 | 0 | 0 | 0 | 0 | 0 | 0 | 0 | 0 | 0 | 0 | 0 | 0 | 0 | 0 | 0 | 0 | 0 | 0 | 0
Industrial Sector Energy Related Emissions before CCS[heavy or residual fuel oil if,rubber and plastic products 22,BC] | NoSettings | 0 | 0 | 0 | 0 | 0 | 0 | 0 | 0 | 0 | 0 | 0 | 0 | 0 | 0 | 0 | 0 | 0 | 0 | 0 | 0 | 0 | 0 | 0 | 0 | 0 | 0 | 0 | 0 | 0 | 0 | 0
Industrial Sector Energy Related Emissions before CCS[heavy or residual fuel oil if,rubber and plastic products 22,OC] | NoSettings | 0 | 0 | 0 | 0 | 0 | 0 | 0 | 0 | 0 | 0 | 0 | 0 | 0 | 0 | 0 | 0 | 0 | 0 | 0 | 0 | 0 | 0 | 0 | 0 | 0 | 0 | 0 | 0 | 0 | 0 | 0
Industrial Sector Energy Related Emissions before CCS[heavy or residual fuel oil if,rubber and plastic products 22,CH4] | NoSettings | 0 | 0 | 0 | 0 | 0 | 0 | 0 | 0 | 0 | 0 | 0 | 0 | 0 | 0 | 0 | 0 | 0 | 0 | 0 | 0 | 0 | 0 | 0 | 0 | 0 | 0 | 0 | 0 | 0 | 0 | 0
Industrial Sector Energy Related Emissions before CCS[heavy or residual fuel oil if,rubber and plastic products 22,N2O] | NoSettings | 0 | 0 | 0 | 0 | 0 | 0 | 0 | 0 | 0 | 0 | 0 | 0 | 0 | 0 | 0 | 0 | 0 | 0 | 0 | 0 | 0 | 0 | 0 | 0 | 0 | 0 | 0 | 0 | 0 | 0 | 0
Industrial Sector Energy Related Emissions before CCS[heavy or residual fuel oil if,rubber and plastic products 22,F gases] | NoSettings | 0 | 0 | 0 | 0 | 0 | 0 | 0 | 0 | 0 | 0 | 0 | 0 | 0 | 0 | 0 | 0 | 0 | 0 | 0 | 0 | 0 | 0 | 0 | 0 | 0 | 0 | 0 | 0 | 0 | 0 | 0
Industrial Sector Energy Related Emissions before CCS[heavy or residual fuel oil if,glass and glass products 231,CO2] | NoSettings | 0 | 0 | 0 | 0 | 0 | 0 | 0 | 0 | 0 | 0 | 0 | 0 | 0 | 0 | 0 | 0 | 0 | 0 | 0 | 0 | 0 | 0 | 0 | 0 | 0 | 0 | 0 | 0 | 0 | 0 | 0
Industrial Sector Energy Related Emissions before CCS[heavy or residual fuel oil if,glass and glass products 231,VOC] | NoSettings | 0 | 0 | 0 | 0 | 0 | 0 | 0 | 0 | 0 | 0 | 0 | 0 | 0 | 0 | 0 | 0 | 0 | 0 | 0 | 0 | 0 | 0 | 0 | 0 | 0 | 0 | 0 | 0 | 0 | 0 | 0
Industrial Sector Energy Related Emissions before CCS[heavy or residual fuel oil if,glass and glass products 231,CO] | NoSettings | 0 | 0 | 0 | 0 | 0 | 0 | 0 | 0 | 0 | 0 | 0 | 0 | 0 | 0 | 0 | 0 | 0 | 0 | 0 | 0 | 0 | 0 | 0 | 0 | 0 | 0 | 0 | 0 | 0 | 0 | 0
Industrial Sector Energy Related Emissions before CCS[heavy or residual fuel oil if,glass and glass products 231,NOx] | NoSettings | 0 | 0 | 0 | 0 | 0 | 0 | 0 | 0 | 0 | 0 | 0 | 0 | 0 | 0 | 0 | 0 | 0 | 0 | 0 | 0 | 0 | 0 | 0 | 0 | 0 | 0 | 0 | 0 | 0 | 0 | 0
Industrial Sector Energy Related Emissions before CCS[heavy or residual fuel oil if,glass and glass products 231,PM10] | NoSettings | 0 | 0 | 0 | 0 | 0 | 0 | 0 | 0 | 0 | 0 | 0 | 0 | 0 | 0 | 0 | 0 | 0 | 0 | 0 | 0 | 0 | 0 | 0 | 0 | 0 | 0 | 0 | 0 | 0 | 0 | 0
Industrial Sector Energy Related Emissions before CCS[heavy or residual fuel oil if,glass and glass products 231,PM25] | NoSettings | 0 | 0 | 0 | 0 | 0 | 0 | 0 | 0 | 0 | 0 | 0 | 0 | 0 | 0 | 0 | 0 | 0 | 0 | 0 | 0 | 0 | 0 | 0 | 0 | 0 | 0 | 0 | 0 | 0 | 0 | 0
Industrial Sector Energy Related Emissions before CCS[heavy or residual fuel oil if,glass and glass products 231,SOx] | NoSettings | 0 | 0 | 0 | 0 | 0 | 0 | 0 | 0 | 0 | 0 | 0 | 0 | 0 | 0 | 0 | 0 | 0 | 0 | 0 | 0 | 0 | 0 | 0 | 0 | 0 | 0 | 0 | 0 | 0 | 0 | 0
Industrial Sector Energy Related Emissions before CCS[heavy or residual fuel oil if,glass and glass products 231,BC] | NoSettings | 0 | 0 | 0 | 0 | 0 | 0 | 0 | 0 | 0 | 0 | 0 | 0 | 0 | 0 | 0 | 0 | 0 | 0 | 0 | 0 | 0 | 0 | 0 | 0 | 0 | 0 | 0 | 0 | 0 | 0 | 0
Industrial Sector Energy Related Emissions before CCS[heavy or residual fuel oil if,glass and glass products 231,OC] | NoSettings | 0 | 0 | 0 | 0 | 0 | 0 | 0 | 0 | 0 | 0 | 0 | 0 | 0 | 0 | 0 | 0 | 0 | 0 | 0 | 0 | 0 | 0 | 0 | 0 | 0 | 0 | 0 | 0 | 0 | 0 | 0
Industrial Sector Energy Related Emissions before CCS[heavy or residual fuel oil if,glass and glass products 231,CH4] | NoSettings | 0 | 0 | 0 | 0 | 0 | 0 | 0 | 0 | 0 | 0 | 0 | 0 | 0 | 0 | 0 | 0 | 0 | 0 | 0 | 0 | 0 | 0 | 0 | 0 | 0 | 0 | 0 | 0 | 0 | 0 | 0
Industrial Sector Energy Related Emissions before CCS[heavy or residual fuel oil if,glass and glass products 231,N2O] | NoSettings | 0 | 0 | 0 | 0 | 0 | 0 | 0 | 0 | 0 | 0 | 0 | 0 | 0 | 0 | 0 | 0 | 0 | 0 | 0 | 0 | 0 | 0 | 0 | 0 | 0 | 0 | 0 | 0 | 0 | 0 | 0
Industrial Sector Energy Related Emissions before CCS[heavy or residual fuel oil if,glass and glass products 231,F gases] | NoSettings | 0 | 0 | 0 | 0 | 0 | 0 | 0 | 0 | 0 | 0 | 0 | 0 | 0 | 0 | 0 | 0 | 0 | 0 | 0 | 0 | 0 | 0 | 0 | 0 | 0 | 0 | 0 | 0 | 0 | 0 | 0
Industrial Sector Energy Related Emissions before CCS[heavy or residual fuel oil if,cement and other nonmetallic minerals 239,CO2] | NoSettings | 0 | 0 | 4332020 | 8853620 | 12458900 | 15476300 | 17811900 | 20693200 | 28175200 | 57152800 | 83306300 | 106984000 | 130349000 | 154533000 | 173434000 | 193278000 | 215560000 | 207250000 | 202046000 | 198872000 | 196133000 | 191408000 | 187665000 | 183965000 | 180299000 | 178160000 | 174610000 | 172273000 | 169961000 | 167661000 | 165395000
Industrial Sector Energy Related Emissions before CCS[heavy or residual fuel oil if,cement and other nonmetallic minerals 239,VOC] | NoSettings | 0 | 0 | 48.8001 | 99.7358 | 140.349 | 174.34 | 200.651 | 233.109 | 317.393 | 643.825 | 938.443 | 1205.17 | 1468.38 | 1740.81 | 1953.73 | 2177.28 | 2428.28 | 2334.66 | 2276.05 | 2240.29 | 2209.44 | 2156.21 | 2114.05 | 2072.36 | 2031.07 | 2006.97 | 1966.98 | 1940.65 | 1914.61 | 1888.69 | 1863.18
Industrial Sector Energy Related Emissions before CCS[heavy or residual fuel oil if,cement and other nonmetallic minerals 239,CO] | NoSettings | 0 | 0 | 1942.54 | 3970.1 | 5586.76 | 6939.8 | 7987.13 | 9279.16 | 12634.2 | 25628.2 | 37355.8 | 47973.3 | 58450.6 | 69295 | 77770.7 | 86669 | 96660.6 | 92933.9 | 90600.8 | 89177.3 | 87949.2 | 85830.4 | 84152.1 | 82492.6 | 80849 | 79889.8 | 78297.8 | 77250 | 76213.2 | 75181.6 | 74165.8
Industrial Sector Energy Related Emissions before CCS[heavy or residual fuel oil if,cement and other nonmetallic minerals 239,NOx] | NoSettings | 0 | 0 | 7393.27 | 15110.1 | 21263.1 | 26412.7 | 30398.8 | 35316.3 | 48085.4 | 97540.2 | 142175 | 182585 | 222462 | 263735 | 295993 | 329860 | 367888 | 353704 | 344824 | 339406 | 334733 | 326668 | 320281 | 313965 | 307709 | 304058 | 298000 | 294011 | 290065 | 286139 | 282273
Industrial Sector Energy Related Emissions before CCS[heavy or residual fuel oil if,cement and other nonmetallic minerals 239,PM10] | NoSettings | 0 | 0 | 1906.26 | 3895.95 | 5482.42 | 6810.18 | 7837.95 | 9105.85 | 12398.2 | 25149.5 | 36658.1 | 47077.2 | 57358.9 | 68000.7 | 76318.1 | 85050.2 | 94855.1 | 91198.1 | 88908.5 | 87511.6 | 86306.5 | 84227.3 | 82580.3 | 80951.8 | 79338.9 | 78397.6 | 76835.4 | 75807.1 | 74789.7 | 73777.3 | 72780.6
Industrial Sector Energy Related Emissions before CCS[heavy or residual fuel oil if,cement and other nonmetallic minerals 239,PM25] | NoSettings | 0 | 0 | 872.288 | 1782.75 | 2508.7 | 3116.27 | 3586.57 | 4166.75 | 5673.31 | 11508.2 | 16774.4 | 21542.1 | 26246.9 | 31116.5 | 34922.4 | 38918.2 | 43404.8 | 41731.4 | 40683.7 | 40044.5 | 39493.1 | 38541.6 | 37788 | 37042.8 | 36304.7 | 35874 | 35159.2 | 34688.6 | 34223.1 | 33759.8 | 33303.7
Industrial Sector Energy Related Emissions before CCS[heavy or residual fuel oil if,cement and other nonmetallic minerals 239,SOx] | NoSettings | 0 | 0 | 36854.3 | 75321.4 | 105993 | 131663 | 151533 | 176046 | 239698 | 486222 | 708721 | 910157 | 1108940 | 1314680 | 1475480 | 1644300 | 1833860 | 1763160 | 1718890 | 1691890 | 1668590 | 1628390 | 1596550 | 1565060 | 1533880 | 1515680 | 1485480 | 1465600 | 1445930 | 1426360 | 1407090
Industrial Sector Energy Related Emissions before CCS[heavy or residual fuel oil if,cement and other nonmetallic minerals 239,BC] | NoSettings | 0 | 0 | 55.3183 | 113.058 | 159.096 | 197.626 | 227.452 | 264.245 | 359.787 | 729.82 | 1063.79 | 1366.15 | 1664.51 | 1973.33 | 2214.69 | 2468.1 | 2752.63 | 2646.5 | 2580.06 | 2539.52 | 2504.55 | 2444.22 | 2396.42 | 2349.16 | 2302.36 | 2275.04 | 2229.71 | 2199.87 | 2170.34 | 2140.97 | 2112.04
Industrial Sector Energy Related Emissions before CCS[heavy or residual fuel oil if,cement and other nonmetallic minerals 239,OC] | NoSettings | 0 | 0 | 38.3594 | 78.3976 | 110.322 | 137.04 | 157.722 | 183.236 | 249.487 | 506.08 | 737.665 | 947.328 | 1154.22 | 1368.37 | 1535.74 | 1711.45 | 1908.76 | 1835.17 | 1789.09 | 1760.98 | 1736.73 | 1694.89 | 1661.75 | 1628.98 | 1596.52 | 1577.58 | 1546.15 | 1525.46 | 1504.98 | 1484.61 | 1464.55
Industrial Sector Energy Related Emissions before CCS[heavy or residual fuel oil if,cement and other nonmetallic minerals 239,CH4] | NoSettings | 0 | 0 | 173.05 | 353.673 | 497.693 | 618.227 | 711.527 | 826.627 | 1125.51 | 2283.07 | 3327.81 | 4273.66 | 5207.03 | 6173.09 | 6928.14 | 7720.84 | 8610.93 | 8278.95 | 8071.1 | 7944.29 | 7834.89 | 7646.14 | 7496.62 | 7348.79 | 7202.37 | 7116.92 | 6975.1 | 6881.75 | 6789.39 | 6697.49 | 6607.01
Industrial Sector Energy Related Emissions before CCS[heavy or residual fuel oil if,cement and other nonmetallic minerals 239,N2O] | NoSettings | 0 | 0 | 34.61 | 70.7346 | 99.5385 | 123.645 | 142.305 | 165.325 | 225.101 | 456.613 | 665.563 | 854.732 | 1041.41 | 1234.62 | 1385.63 | 1544.17 | 1722.19 | 1655.79 | 1614.22 | 1588.86 | 1566.98 | 1529.23 | 1499.32 | 1469.76 | 1440.47 | 1423.38 | 1395.02 | 1376.35 | 1357.88 | 1339.5 | 1321.4
Industrial Sector Energy Related Emissions before CCS[heavy or residual fuel oil if,cement and other nonmetallic minerals 239,F gases] | NoSettings | 0 | 0 | 0 | 0 | 0 | 0 | 0 | 0 | 0 | 0 | 0 | 0 | 0 | 0 | 0 | 0 | 0 | 0 | 0 | 0 | 0 | 0 | 0 | 0 | 0 | 0 | 0 | 0 | 0 | 0 | 0
Industrial Sector Energy Related Emissions before CCS[heavy or residual fuel oil if,iron and steel 241,CO2] | NoSettings | 0 | 0 | 0 | 0 | 0 | 0 | 0 | 0 | 0 | 0 | 0 | 0 | 0 | 0 | 0 | 0 | 0 | 0 | 0 | 0 | 0 | 0 | 0 | 0 | 0 | 0 | 0 | 0 | 0 | 0 | 0
Industrial Sector Energy Related Emissions before CCS[heavy or residual fuel oil if,iron and steel 241,VOC] | NoSettings | 0 | 0 | 0 | 0 | 0 | 0 | 0 | 0 | 0 | 0 | 0 | 0 | 0 | 0 | 0 | 0 | 0 | 0 | 0 | 0 | 0 | 0 | 0 | 0 | 0 | 0 | 0 | 0 | 0 | 0 | 0
Industrial Sector Energy Related Emissions before CCS[heavy or residual fuel oil if,iron and steel 241,CO] | NoSettings | 0 | 0 | 0 | 0 | 0 | 0 | 0 | 0 | 0 | 0 | 0 | 0 | 0 | 0 | 0 | 0 | 0 | 0 | 0 | 0 | 0 | 0 | 0 | 0 | 0 | 0 | 0 | 0 | 0 | 0 | 0
Industrial Sector Energy Related Emissions before CCS[heavy or residual fuel oil if,iron and steel 241,NOx] | NoSettings | 0 | 0 | 0 | 0 | 0 | 0 | 0 | 0 | 0 | 0 | 0 | 0 | 0 | 0 | 0 | 0 | 0 | 0 | 0 | 0 | 0 | 0 | 0 | 0 | 0 | 0 | 0 | 0 | 0 | 0 | 0
Industrial Sector Energy Related Emissions before CCS[heavy or residual fuel oil if,iron and steel 241,PM10] | NoSettings | 0 | 0 | 0 | 0 | 0 | 0 | 0 | 0 | 0 | 0 | 0 | 0 | 0 | 0 | 0 | 0 | 0 | 0 | 0 | 0 | 0 | 0 | 0 | 0 | 0 | 0 | 0 | 0 | 0 | 0 | 0
Industrial Sector Energy Related Emissions before CCS[heavy or residual fuel oil if,iron and steel 241,PM25] | NoSettings | 0 | 0 | 0 | 0 | 0 | 0 | 0 | 0 | 0 | 0 | 0 | 0 | 0 | 0 | 0 | 0 | 0 | 0 | 0 | 0 | 0 | 0 | 0 | 0 | 0 | 0 | 0 | 0 | 0 | 0 | 0
Industrial Sector Energy Related Emissions before CCS[heavy or residual fuel oil if,iron and steel 241,SOx] | NoSettings | 0 | 0 | 0 | 0 | 0 | 0 | 0 | 0 | 0 | 0 | 0 | 0 | 0 | 0 | 0 | 0 | 0 | 0 | 0 | 0 | 0 | 0 | 0 | 0 | 0 | 0 | 0 | 0 | 0 | 0 | 0
Industrial Sector Energy Related Emissions before CCS[heavy or residual fuel oil if,iron and steel 241,BC] | NoSettings | 0 | 0 | 0 | 0 | 0 | 0 | 0 | 0 | 0 | 0 | 0 | 0 | 0 | 0 | 0 | 0 | 0 | 0 | 0 | 0 | 0 | 0 | 0 | 0 | 0 | 0 | 0 | 0 | 0 | 0 | 0
Industrial Sector Energy Related Emissions before CCS[heavy or residual fuel oil if,iron and steel 241,OC] | NoSettings | 0 | 0 | 0 | 0 | 0 | 0 | 0 | 0 | 0 | 0 | 0 | 0 | 0 | 0 | 0 | 0 | 0 | 0 | 0 | 0 | 0 | 0 | 0 | 0 | 0 | 0 | 0 | 0 | 0 | 0 | 0
Industrial Sector Energy Related Emissions before CCS[heavy or residual fuel oil if,iron and steel 241,CH4] | NoSettings | 0 | 0 | 0 | 0 | 0 | 0 | 0 | 0 | 0 | 0 | 0 | 0 | 0 | 0 | 0 | 0 | 0 | 0 | 0 | 0 | 0 | 0 | 0 | 0 | 0 | 0 | 0 | 0 | 0 | 0 | 0
Industrial Sector Energy Related Emissions before CCS[heavy or residual fuel oil if,iron and steel 241,N2O] | NoSettings | 0 | 0 | 0 | 0 | 0 | 0 | 0 | 0 | 0 | 0 | 0 | 0 | 0 | 0 | 0 | 0 | 0 | 0 | 0 | 0 | 0 | 0 | 0 | 0 | 0 | 0 | 0 | 0 | 0 | 0 | 0
Industrial Sector Energy Related Emissions before CCS[heavy or residual fuel oil if,iron and steel 241,F gases] | NoSettings | 0 | 0 | 0 | 0 | 0 | 0 | 0 | 0 | 0 | 0 | 0 | 0 | 0 | 0 | 0 | 0 | 0 | 0 | 0 | 0 | 0 | 0 | 0 | 0 | 0 | 0 | 0 | 0 | 0 | 0 | 0
Industrial Sector Energy Related Emissions before CCS[heavy or residual fuel oil if,other metals 242,CO2] | NoSettings | 0 | 0 | 0 | 0 | 0 | 0 | 0 | 0 | 0 | 0 | 0 | 0 | 0 | 0 | 0 | 0 | 0 | 0 | 0 | 0 | 0 | 0 | 0 | 0 | 0 | 0 | 0 | 0 | 0 | 0 | 0
Industrial Sector Energy Related Emissions before CCS[heavy or residual fuel oil if,other metals 242,VOC] | NoSettings | 0 | 0 | 0 | 0 | 0 | 0 | 0 | 0 | 0 | 0 | 0 | 0 | 0 | 0 | 0 | 0 | 0 | 0 | 0 | 0 | 0 | 0 | 0 | 0 | 0 | 0 | 0 | 0 | 0 | 0 | 0
Industrial Sector Energy Related Emissions before CCS[heavy or residual fuel oil if,other metals 242,CO] | NoSettings | 0 | 0 | 0 | 0 | 0 | 0 | 0 | 0 | 0 | 0 | 0 | 0 | 0 | 0 | 0 | 0 | 0 | 0 | 0 | 0 | 0 | 0 | 0 | 0 | 0 | 0 | 0 | 0 | 0 | 0 | 0
Industrial Sector Energy Related Emissions before CCS[heavy or residual fuel oil if,other metals 242,NOx] | NoSettings | 0 | 0 | 0 | 0 | 0 | 0 | 0 | 0 | 0 | 0 | 0 | 0 | 0 | 0 | 0 | 0 | 0 | 0 | 0 | 0 | 0 | 0 | 0 | 0 | 0 | 0 | 0 | 0 | 0 | 0 | 0
Industrial Sector Energy Related Emissions before CCS[heavy or residual fuel oil if,other metals 242,PM10] | NoSettings | 0 | 0 | 0 | 0 | 0 | 0 | 0 | 0 | 0 | 0 | 0 | 0 | 0 | 0 | 0 | 0 | 0 | 0 | 0 | 0 | 0 | 0 | 0 | 0 | 0 | 0 | 0 | 0 | 0 | 0 | 0
Industrial Sector Energy Related Emissions before CCS[heavy or residual fuel oil if,other metals 242,PM25] | NoSettings | 0 | 0 | 0 | 0 | 0 | 0 | 0 | 0 | 0 | 0 | 0 | 0 | 0 | 0 | 0 | 0 | 0 | 0 | 0 | 0 | 0 | 0 | 0 | 0 | 0 | 0 | 0 | 0 | 0 | 0 | 0
Industrial Sector Energy Related Emissions before CCS[heavy or residual fuel oil if,other metals 242,SOx] | NoSettings | 0 | 0 | 0 | 0 | 0 | 0 | 0 | 0 | 0 | 0 | 0 | 0 | 0 | 0 | 0 | 0 | 0 | 0 | 0 | 0 | 0 | 0 | 0 | 0 | 0 | 0 | 0 | 0 | 0 | 0 | 0
Industrial Sector Energy Related Emissions before CCS[heavy or residual fuel oil if,other metals 242,BC] | NoSettings | 0 | 0 | 0 | 0 | 0 | 0 | 0 | 0 | 0 | 0 | 0 | 0 | 0 | 0 | 0 | 0 | 0 | 0 | 0 | 0 | 0 | 0 | 0 | 0 | 0 | 0 | 0 | 0 | 0 | 0 | 0
Industrial Sector Energy Related Emissions before CCS[heavy or residual fuel oil if,other metals 242,OC] | NoSettings | 0 | 0 | 0 | 0 | 0 | 0 | 0 | 0 | 0 | 0 | 0 | 0 | 0 | 0 | 0 | 0 | 0 | 0 | 0 | 0 | 0 | 0 | 0 | 0 | 0 | 0 | 0 | 0 | 0 | 0 | 0
Industrial Sector Energy Related Emissions before CCS[heavy or residual fuel oil if,other metals 242,CH4] | NoSettings | 0 | 0 | 0 | 0 | 0 | 0 | 0 | 0 | 0 | 0 | 0 | 0 | 0 | 0 | 0 | 0 | 0 | 0 | 0 | 0 | 0 | 0 | 0 | 0 | 0 | 0 | 0 | 0 | 0 | 0 | 0
Industrial Sector Energy Related Emissions before CCS[heavy or residual fuel oil if,other metals 242,N2O] | NoSettings | 0 | 0 | 0 | 0 | 0 | 0 | 0 | 0 | 0 | 0 | 0 | 0 | 0 | 0 | 0 | 0 | 0 | 0 | 0 | 0 | 0 | 0 | 0 | 0 | 0 | 0 | 0 | 0 | 0 | 0 | 0
Industrial Sector Energy Related Emissions before CCS[heavy or residual fuel oil if,other metals 242,F gases] | NoSettings | 0 | 0 | 0 | 0 | 0 | 0 | 0 | 0 | 0 | 0 | 0 | 0 | 0 | 0 | 0 | 0 | 0 | 0 | 0 | 0 | 0 | 0 | 0 | 0 | 0 | 0 | 0 | 0 | 0 | 0 | 0
Industrial Sector Energy Related Emissions before CCS[heavy or residual fuel oil if,metal products except machinery and vehicles 25,CO2] | NoSettings | 0 | 0 | 0 | 0 | 0 | 0 | 0 | 0 | 0 | 0 | 0 | 0 | 0 | 0 | 0 | 0 | 0 | 0 | 0 | 0 | 0 | 0 | 0 | 0 | 0 | 0 | 0 | 0 | 0 | 0 | 0
Industrial Sector Energy Related Emissions before CCS[heavy or residual fuel oil if,metal products except machinery and vehicles 25,VOC] | NoSettings | 0 | 0 | 0 | 0 | 0 | 0 | 0 | 0 | 0 | 0 | 0 | 0 | 0 | 0 | 0 | 0 | 0 | 0 | 0 | 0 | 0 | 0 | 0 | 0 | 0 | 0 | 0 | 0 | 0 | 0 | 0
Industrial Sector Energy Related Emissions before CCS[heavy or residual fuel oil if,metal products except machinery and vehicles 25,CO] | NoSettings | 0 | 0 | 0 | 0 | 0 | 0 | 0 | 0 | 0 | 0 | 0 | 0 | 0 | 0 | 0 | 0 | 0 | 0 | 0 | 0 | 0 | 0 | 0 | 0 | 0 | 0 | 0 | 0 | 0 | 0 | 0
Industrial Sector Energy Related Emissions before CCS[heavy or residual fuel oil if,metal products except machinery and vehicles 25,NOx] | NoSettings | 0 | 0 | 0 | 0 | 0 | 0 | 0 | 0 | 0 | 0 | 0 | 0 | 0 | 0 | 0 | 0 | 0 | 0 | 0 | 0 | 0 | 0 | 0 | 0 | 0 | 0 | 0 | 0 | 0 | 0 | 0
Industrial Sector Energy Related Emissions before CCS[heavy or residual fuel oil if,metal products except machinery and vehicles 25,PM10] | NoSettings | 0 | 0 | 0 | 0 | 0 | 0 | 0 | 0 | 0 | 0 | 0 | 0 | 0 | 0 | 0 | 0 | 0 | 0 | 0 | 0 | 0 | 0 | 0 | 0 | 0 | 0 | 0 | 0 | 0 | 0 | 0
Industrial Sector Energy Related Emissions before CCS[heavy or residual fuel oil if,metal products except machinery and vehicles 25,PM25] | NoSettings | 0 | 0 | 0 | 0 | 0 | 0 | 0 | 0 | 0 | 0 | 0 | 0 | 0 | 0 | 0 | 0 | 0 | 0 | 0 | 0 | 0 | 0 | 0 | 0 | 0 | 0 | 0 | 0 | 0 | 0 | 0
Industrial Sector Energy Related Emissions before CCS[heavy or residual fuel oil if,metal products except machinery and vehicles 25,SOx] | NoSettings | 0 | 0 | 0 | 0 | 0 | 0 | 0 | 0 | 0 | 0 | 0 | 0 | 0 | 0 | 0 | 0 | 0 | 0 | 0 | 0 | 0 | 0 | 0 | 0 | 0 | 0 | 0 | 0 | 0 | 0 | 0
Industrial Sector Energy Related Emissions before CCS[heavy or residual fuel oil if,metal products except machinery and vehicles 25,BC] | NoSettings | 0 | 0 | 0 | 0 | 0 | 0 | 0 | 0 | 0 | 0 | 0 | 0 | 0 | 0 | 0 | 0 | 0 | 0 | 0 | 0 | 0 | 0 | 0 | 0 | 0 | 0 | 0 | 0 | 0 | 0 | 0
Industrial Sector Energy Related Emissions before CCS[heavy or residual fuel oil if,metal products except machinery and vehicles 25,OC] | NoSettings | 0 | 0 | 0 | 0 | 0 | 0 | 0 | 0 | 0 | 0 | 0 | 0 | 0 | 0 | 0 | 0 | 0 | 0 | 0 | 0 | 0 | 0 | 0 | 0 | 0 | 0 | 0 | 0 | 0 | 0 | 0
Industrial Sector Energy Related Emissions before CCS[heavy or residual fuel oil if,metal products except machinery and vehicles 25,CH4] | NoSettings | 0 | 0 | 0 | 0 | 0 | 0 | 0 | 0 | 0 | 0 | 0 | 0 | 0 | 0 | 0 | 0 | 0 | 0 | 0 | 0 | 0 | 0 | 0 | 0 | 0 | 0 | 0 | 0 | 0 | 0 | 0
Industrial Sector Energy Related Emissions before CCS[heavy or residual fuel oil if,metal products except machinery and vehicles 25,N2O] | NoSettings | 0 | 0 | 0 | 0 | 0 | 0 | 0 | 0 | 0 | 0 | 0 | 0 | 0 | 0 | 0 | 0 | 0 | 0 | 0 | 0 | 0 | 0 | 0 | 0 | 0 | 0 | 0 | 0 | 0 | 0 | 0
Industrial Sector Energy Related Emissions before CCS[heavy or residual fuel oil if,metal products except machinery and vehicles 25,F gases] | NoSettings | 0 | 0 | 0 | 0 | 0 | 0 | 0 | 0 | 0 | 0 | 0 | 0 | 0 | 0 | 0 | 0 | 0 | 0 | 0 | 0 | 0 | 0 | 0 | 0 | 0 | 0 | 0 | 0 | 0 | 0 | 0
Industrial Sector Energy Related Emissions before CCS[heavy or residual fuel oil if,computers and electronics 26,CO2] | NoSettings | 0 | 0 | 0 | 0 | 0 | 0 | 0 | 0 | 0 | 0 | 0 | 0 | 0 | 0 | 0 | 0 | 0 | 0 | 0 | 0 | 0 | 0 | 0 | 0 | 0 | 0 | 0 | 0 | 0 | 0 | 0
Industrial Sector Energy Related Emissions before CCS[heavy or residual fuel oil if,computers and electronics 26,VOC] | NoSettings | 0 | 0 | 0 | 0 | 0 | 0 | 0 | 0 | 0 | 0 | 0 | 0 | 0 | 0 | 0 | 0 | 0 | 0 | 0 | 0 | 0 | 0 | 0 | 0 | 0 | 0 | 0 | 0 | 0 | 0 | 0
Industrial Sector Energy Related Emissions before CCS[heavy or residual fuel oil if,computers and electronics 26,CO] | NoSettings | 0 | 0 | 0 | 0 | 0 | 0 | 0 | 0 | 0 | 0 | 0 | 0 | 0 | 0 | 0 | 0 | 0 | 0 | 0 | 0 | 0 | 0 | 0 | 0 | 0 | 0 | 0 | 0 | 0 | 0 | 0
Industrial Sector Energy Related Emissions before CCS[heavy or residual fuel oil if,computers and electronics 26,NOx] | NoSettings | 0 | 0 | 0 | 0 | 0 | 0 | 0 | 0 | 0 | 0 | 0 | 0 | 0 | 0 | 0 | 0 | 0 | 0 | 0 | 0 | 0 | 0 | 0 | 0 | 0 | 0 | 0 | 0 | 0 | 0 | 0
Industrial Sector Energy Related Emissions before CCS[heavy or residual fuel oil if,computers and electronics 26,PM10] | NoSettings | 0 | 0 | 0 | 0 | 0 | 0 | 0 | 0 | 0 | 0 | 0 | 0 | 0 | 0 | 0 | 0 | 0 | 0 | 0 | 0 | 0 | 0 | 0 | 0 | 0 | 0 | 0 | 0 | 0 | 0 | 0
Industrial Sector Energy Related Emissions before CCS[heavy or residual fuel oil if,computers and electronics 26,PM25] | NoSettings | 0 | 0 | 0 | 0 | 0 | 0 | 0 | 0 | 0 | 0 | 0 | 0 | 0 | 0 | 0 | 0 | 0 | 0 | 0 | 0 | 0 | 0 | 0 | 0 | 0 | 0 | 0 | 0 | 0 | 0 | 0
Industrial Sector Energy Related Emissions before CCS[heavy or residual fuel oil if,computers and electronics 26,SOx] | NoSettings | 0 | 0 | 0 | 0 | 0 | 0 | 0 | 0 | 0 | 0 | 0 | 0 | 0 | 0 | 0 | 0 | 0 | 0 | 0 | 0 | 0 | 0 | 0 | 0 | 0 | 0 | 0 | 0 | 0 | 0 | 0
Industrial Sector Energy Related Emissions before CCS[heavy or residual fuel oil if,computers and electronics 26,BC] | NoSettings | 0 | 0 | 0 | 0 | 0 | 0 | 0 | 0 | 0 | 0 | 0 | 0 | 0 | 0 | 0 | 0 | 0 | 0 | 0 | 0 | 0 | 0 | 0 | 0 | 0 | 0 | 0 | 0 | 0 | 0 | 0
Industrial Sector Energy Related Emissions before CCS[heavy or residual fuel oil if,computers and electronics 26,OC] | NoSettings | 0 | 0 | 0 | 0 | 0 | 0 | 0 | 0 | 0 | 0 | 0 | 0 | 0 | 0 | 0 | 0 | 0 | 0 | 0 | 0 | 0 | 0 | 0 | 0 | 0 | 0 | 0 | 0 | 0 | 0 | 0
Industrial Sector Energy Related Emissions before CCS[heavy or residual fuel oil if,computers and electronics 26,CH4] | NoSettings | 0 | 0 | 0 | 0 | 0 | 0 | 0 | 0 | 0 | 0 | 0 | 0 | 0 | 0 | 0 | 0 | 0 | 0 | 0 | 0 | 0 | 0 | 0 | 0 | 0 | 0 | 0 | 0 | 0 | 0 | 0
Industrial Sector Energy Related Emissions before CCS[heavy or residual fuel oil if,computers and electronics 26,N2O] | NoSettings | 0 | 0 | 0 | 0 | 0 | 0 | 0 | 0 | 0 | 0 | 0 | 0 | 0 | 0 | 0 | 0 | 0 | 0 | 0 | 0 | 0 | 0 | 0 | 0 | 0 | 0 | 0 | 0 | 0 | 0 | 0
Industrial Sector Energy Related Emissions before CCS[heavy or residual fuel oil if,computers and electronics 26,F gases] | NoSettings | 0 | 0 | 0 | 0 | 0 | 0 | 0 | 0 | 0 | 0 | 0 | 0 | 0 | 0 | 0 | 0 | 0 | 0 | 0 | 0 | 0 | 0 | 0 | 0 | 0 | 0 | 0 | 0 | 0 | 0 | 0
Industrial Sector Energy Related Emissions before CCS[heavy or residual fuel oil if,appliances and electrical equipment 27,CO2] | NoSettings | 0 | 0 | 0 | 0 | 0 | 0 | 0 | 0 | 0 | 0 | 0 | 0 | 0 | 0 | 0 | 0 | 0 | 0 | 0 | 0 | 0 | 0 | 0 | 0 | 0 | 0 | 0 | 0 | 0 | 0 | 0
Industrial Sector Energy Related Emissions before CCS[heavy or residual fuel oil if,appliances and electrical equipment 27,VOC] | NoSettings | 0 | 0 | 0 | 0 | 0 | 0 | 0 | 0 | 0 | 0 | 0 | 0 | 0 | 0 | 0 | 0 | 0 | 0 | 0 | 0 | 0 | 0 | 0 | 0 | 0 | 0 | 0 | 0 | 0 | 0 | 0
Industrial Sector Energy Related Emissions before CCS[heavy or residual fuel oil if,appliances and electrical equipment 27,CO] | NoSettings | 0 | 0 | 0 | 0 | 0 | 0 | 0 | 0 | 0 | 0 | 0 | 0 | 0 | 0 | 0 | 0 | 0 | 0 | 0 | 0 | 0 | 0 | 0 | 0 | 0 | 0 | 0 | 0 | 0 | 0 | 0
Industrial Sector Energy Related Emissions before CCS[heavy or residual fuel oil if,appliances and electrical equipment 27,NOx] | NoSettings | 0 | 0 | 0 | 0 | 0 | 0 | 0 | 0 | 0 | 0 | 0 | 0 | 0 | 0 | 0 | 0 | 0 | 0 | 0 | 0 | 0 | 0 | 0 | 0 | 0 | 0 | 0 | 0 | 0 | 0 | 0
Industrial Sector Energy Related Emissions before CCS[heavy or residual fuel oil if,appliances and electrical equipment 27,PM10] | NoSettings | 0 | 0 | 0 | 0 | 0 | 0 | 0 | 0 | 0 | 0 | 0 | 0 | 0 | 0 | 0 | 0 | 0 | 0 | 0 | 0 | 0 | 0 | 0 | 0 | 0 | 0 | 0 | 0 | 0 | 0 | 0
Industrial Sector Energy Related Emissions before CCS[heavy or residual fuel oil if,appliances and electrical equipment 27,PM25] | NoSettings | 0 | 0 | 0 | 0 | 0 | 0 | 0 | 0 | 0 | 0 | 0 | 0 | 0 | 0 | 0 | 0 | 0 | 0 | 0 | 0 | 0 | 0 | 0 | 0 | 0 | 0 | 0 | 0 | 0 | 0 | 0
Industrial Sector Energy Related Emissions before CCS[heavy or residual fuel oil if,appliances and electrical equipment 27,SOx] | NoSettings | 0 | 0 | 0 | 0 | 0 | 0 | 0 | 0 | 0 | 0 | 0 | 0 | 0 | 0 | 0 | 0 | 0 | 0 | 0 | 0 | 0 | 0 | 0 | 0 | 0 | 0 | 0 | 0 | 0 | 0 | 0
Industrial Sector Energy Related Emissions before CCS[heavy or residual fuel oil if,appliances and electrical equipment 27,BC] | NoSettings | 0 | 0 | 0 | 0 | 0 | 0 | 0 | 0 | 0 | 0 | 0 | 0 | 0 | 0 | 0 | 0 | 0 | 0 | 0 | 0 | 0 | 0 | 0 | 0 | 0 | 0 | 0 | 0 | 0 | 0 | 0
Industrial Sector Energy Related Emissions before CCS[heavy or residual fuel oil if,appliances and electrical equipment 27,OC] | NoSettings | 0 | 0 | 0 | 0 | 0 | 0 | 0 | 0 | 0 | 0 | 0 | 0 | 0 | 0 | 0 | 0 | 0 | 0 | 0 | 0 | 0 | 0 | 0 | 0 | 0 | 0 | 0 | 0 | 0 | 0 | 0
Industrial Sector Energy Related Emissions before CCS[heavy or residual fuel oil if,appliances and electrical equipment 27,CH4] | NoSettings | 0 | 0 | 0 | 0 | 0 | 0 | 0 | 0 | 0 | 0 | 0 | 0 | 0 | 0 | 0 | 0 | 0 | 0 | 0 | 0 | 0 | 0 | 0 | 0 | 0 | 0 | 0 | 0 | 0 | 0 | 0
Industrial Sector Energy Related Emissions before CCS[heavy or residual fuel oil if,appliances and electrical equipment 27,N2O] | NoSettings | 0 | 0 | 0 | 0 | 0 | 0 | 0 | 0 | 0 | 0 | 0 | 0 | 0 | 0 | 0 | 0 | 0 | 0 | 0 | 0 | 0 | 0 | 0 | 0 | 0 | 0 | 0 | 0 | 0 | 0 | 0
Industrial Sector Energy Related Emissions before CCS[heavy or residual fuel oil if,appliances and electrical equipment 27,F gases] | NoSettings | 0 | 0 | 0 | 0 | 0 | 0 | 0 | 0 | 0 | 0 | 0 | 0 | 0 | 0 | 0 | 0 | 0 | 0 | 0 | 0 | 0 | 0 | 0 | 0 | 0 | 0 | 0 | 0 | 0 | 0 | 0
Industrial Sector Energy Related Emissions before CCS[heavy or residual fuel oil if,other machinery 28,CO2] | NoSettings | 0 | 0 | 0 | 0 | 0 | 0 | 0 | 0 | 0 | 0 | 0 | 0 | 0 | 0 | 0 | 0 | 0 | 0 | 0 | 0 | 0 | 0 | 0 | 0 | 0 | 0 | 0 | 0 | 0 | 0 | 0
Industrial Sector Energy Related Emissions before CCS[heavy or residual fuel oil if,other machinery 28,VOC] | NoSettings | 0 | 0 | 0 | 0 | 0 | 0 | 0 | 0 | 0 | 0 | 0 | 0 | 0 | 0 | 0 | 0 | 0 | 0 | 0 | 0 | 0 | 0 | 0 | 0 | 0 | 0 | 0 | 0 | 0 | 0 | 0
Industrial Sector Energy Related Emissions before CCS[heavy or residual fuel oil if,other machinery 28,CO] | NoSettings | 0 | 0 | 0 | 0 | 0 | 0 | 0 | 0 | 0 | 0 | 0 | 0 | 0 | 0 | 0 | 0 | 0 | 0 | 0 | 0 | 0 | 0 | 0 | 0 | 0 | 0 | 0 | 0 | 0 | 0 | 0
Industrial Sector Energy Related Emissions before CCS[heavy or residual fuel oil if,other machinery 28,NOx] | NoSettings | 0 | 0 | 0 | 0 | 0 | 0 | 0 | 0 | 0 | 0 | 0 | 0 | 0 | 0 | 0 | 0 | 0 | 0 | 0 | 0 | 0 | 0 | 0 | 0 | 0 | 0 | 0 | 0 | 0 | 0 | 0
Industrial Sector Energy Related Emissions before CCS[heavy or residual fuel oil if,other machinery 28,PM10] | NoSettings | 0 | 0 | 0 | 0 | 0 | 0 | 0 | 0 | 0 | 0 | 0 | 0 | 0 | 0 | 0 | 0 | 0 | 0 | 0 | 0 | 0 | 0 | 0 | 0 | 0 | 0 | 0 | 0 | 0 | 0 | 0
Industrial Sector Energy Related Emissions before CCS[heavy or residual fuel oil if,other machinery 28,PM25] | NoSettings | 0 | 0 | 0 | 0 | 0 | 0 | 0 | 0 | 0 | 0 | 0 | 0 | 0 | 0 | 0 | 0 | 0 | 0 | 0 | 0 | 0 | 0 | 0 | 0 | 0 | 0 | 0 | 0 | 0 | 0 | 0
Industrial Sector Energy Related Emissions before CCS[heavy or residual fuel oil if,other machinery 28,SOx] | NoSettings | 0 | 0 | 0 | 0 | 0 | 0 | 0 | 0 | 0 | 0 | 0 | 0 | 0 | 0 | 0 | 0 | 0 | 0 | 0 | 0 | 0 | 0 | 0 | 0 | 0 | 0 | 0 | 0 | 0 | 0 | 0
Industrial Sector Energy Related Emissions before CCS[heavy or residual fuel oil if,other machinery 28,BC] | NoSettings | 0 | 0 | 0 | 0 | 0 | 0 | 0 | 0 | 0 | 0 | 0 | 0 | 0 | 0 | 0 | 0 | 0 | 0 | 0 | 0 | 0 | 0 | 0 | 0 | 0 | 0 | 0 | 0 | 0 | 0 | 0
Industrial Sector Energy Related Emissions before CCS[heavy or residual fuel oil if,other machinery 28,OC] | NoSettings | 0 | 0 | 0 | 0 | 0 | 0 | 0 | 0 | 0 | 0 | 0 | 0 | 0 | 0 | 0 | 0 | 0 | 0 | 0 | 0 | 0 | 0 | 0 | 0 | 0 | 0 | 0 | 0 | 0 | 0 | 0
Industrial Sector Energy Related Emissions before CCS[heavy or residual fuel oil if,other machinery 28,CH4] | NoSettings | 0 | 0 | 0 | 0 | 0 | 0 | 0 | 0 | 0 | 0 | 0 | 0 | 0 | 0 | 0 | 0 | 0 | 0 | 0 | 0 | 0 | 0 | 0 | 0 | 0 | 0 | 0 | 0 | 0 | 0 | 0
Industrial Sector Energy Related Emissions before CCS[heavy or residual fuel oil if,other machinery 28,N2O] | NoSettings | 0 | 0 | 0 | 0 | 0 | 0 | 0 | 0 | 0 | 0 | 0 | 0 | 0 | 0 | 0 | 0 | 0 | 0 | 0 | 0 | 0 | 0 | 0 | 0 | 0 | 0 | 0 | 0 | 0 | 0 | 0
Industrial Sector Energy Related Emissions before CCS[heavy or residual fuel oil if,other machinery 28,F gases] | NoSettings | 0 | 0 | 0 | 0 | 0 | 0 | 0 | 0 | 0 | 0 | 0 | 0 | 0 | 0 | 0 | 0 | 0 | 0 | 0 | 0 | 0 | 0 | 0 | 0 | 0 | 0 | 0 | 0 | 0 | 0 | 0
Industrial Sector Energy Related Emissions before CCS[heavy or residual fuel oil if,road vehicles 29,CO2] | NoSettings | 0 | 0 | 0 | 0 | 0 | 0 | 0 | 0 | 0 | 0 | 0 | 0 | 0 | 0 | 0 | 0 | 0 | 0 | 0 | 0 | 0 | 0 | 0 | 0 | 0 | 0 | 0 | 0 | 0 | 0 | 0
Industrial Sector Energy Related Emissions before CCS[heavy or residual fuel oil if,road vehicles 29,VOC] | NoSettings | 0 | 0 | 0 | 0 | 0 | 0 | 0 | 0 | 0 | 0 | 0 | 0 | 0 | 0 | 0 | 0 | 0 | 0 | 0 | 0 | 0 | 0 | 0 | 0 | 0 | 0 | 0 | 0 | 0 | 0 | 0
Industrial Sector Energy Related Emissions before CCS[heavy or residual fuel oil if,road vehicles 29,CO] | NoSettings | 0 | 0 | 0 | 0 | 0 | 0 | 0 | 0 | 0 | 0 | 0 | 0 | 0 | 0 | 0 | 0 | 0 | 0 | 0 | 0 | 0 | 0 | 0 | 0 | 0 | 0 | 0 | 0 | 0 | 0 | 0
Industrial Sector Energy Related Emissions before CCS[heavy or residual fuel oil if,road vehicles 29,NOx] | NoSettings | 0 | 0 | 0 | 0 | 0 | 0 | 0 | 0 | 0 | 0 | 0 | 0 | 0 | 0 | 0 | 0 | 0 | 0 | 0 | 0 | 0 | 0 | 0 | 0 | 0 | 0 | 0 | 0 | 0 | 0 | 0
Industrial Sector Energy Related Emissions before CCS[heavy or residual fuel oil if,road vehicles 29,PM10] | NoSettings | 0 | 0 | 0 | 0 | 0 | 0 | 0 | 0 | 0 | 0 | 0 | 0 | 0 | 0 | 0 | 0 | 0 | 0 | 0 | 0 | 0 | 0 | 0 | 0 | 0 | 0 | 0 | 0 | 0 | 0 | 0
Industrial Sector Energy Related Emissions before CCS[heavy or residual fuel oil if,road vehicles 29,PM25] | NoSettings | 0 | 0 | 0 | 0 | 0 | 0 | 0 | 0 | 0 | 0 | 0 | 0 | 0 | 0 | 0 | 0 | 0 | 0 | 0 | 0 | 0 | 0 | 0 | 0 | 0 | 0 | 0 | 0 | 0 | 0 | 0
Industrial Sector Energy Related Emissions before CCS[heavy or residual fuel oil if,road vehicles 29,SOx] | NoSettings | 0 | 0 | 0 | 0 | 0 | 0 | 0 | 0 | 0 | 0 | 0 | 0 | 0 | 0 | 0 | 0 | 0 | 0 | 0 | 0 | 0 | 0 | 0 | 0 | 0 | 0 | 0 | 0 | 0 | 0 | 0
Industrial Sector Energy Related Emissions before CCS[heavy or residual fuel oil if,road vehicles 29,BC] | NoSettings | 0 | 0 | 0 | 0 | 0 | 0 | 0 | 0 | 0 | 0 | 0 | 0 | 0 | 0 | 0 | 0 | 0 | 0 | 0 | 0 | 0 | 0 | 0 | 0 | 0 | 0 | 0 | 0 | 0 | 0 | 0
Industrial Sector Energy Related Emissions before CCS[heavy or residual fuel oil if,road vehicles 29,OC] | NoSettings | 0 | 0 | 0 | 0 | 0 | 0 | 0 | 0 | 0 | 0 | 0 | 0 | 0 | 0 | 0 | 0 | 0 | 0 | 0 | 0 | 0 | 0 | 0 | 0 | 0 | 0 | 0 | 0 | 0 | 0 | 0
Industrial Sector Energy Related Emissions before CCS[heavy or residual fuel oil if,road vehicles 29,CH4] | NoSettings | 0 | 0 | 0 | 0 | 0 | 0 | 0 | 0 | 0 | 0 | 0 | 0 | 0 | 0 | 0 | 0 | 0 | 0 | 0 | 0 | 0 | 0 | 0 | 0 | 0 | 0 | 0 | 0 | 0 | 0 | 0
Industrial Sector Energy Related Emissions before CCS[heavy or residual fuel oil if,road vehicles 29,N2O] | NoSettings | 0 | 0 | 0 | 0 | 0 | 0 | 0 | 0 | 0 | 0 | 0 | 0 | 0 | 0 | 0 | 0 | 0 | 0 | 0 | 0 | 0 | 0 | 0 | 0 | 0 | 0 | 0 | 0 | 0 | 0 | 0
Industrial Sector Energy Related Emissions before CCS[heavy or residual fuel oil if,road vehicles 29,F gases] | NoSettings | 0 | 0 | 0 | 0 | 0 | 0 | 0 | 0 | 0 | 0 | 0 | 0 | 0 | 0 | 0 | 0 | 0 | 0 | 0 | 0 | 0 | 0 | 0 | 0 | 0 | 0 | 0 | 0 | 0 | 0 | 0
Industrial Sector Energy Related Emissions before CCS[heavy or residual fuel oil if,nonroad vehicles 30,CO2] | NoSettings | 0 | 0 | 0 | 0 | 0 | 0 | 0 | 0 | 0 | 0 | 0 | 0 | 0 | 0 | 0 | 0 | 0 | 0 | 0 | 0 | 0 | 0 | 0 | 0 | 0 | 0 | 0 | 0 | 0 | 0 | 0
Industrial Sector Energy Related Emissions before CCS[heavy or residual fuel oil if,nonroad vehicles 30,VOC] | NoSettings | 0 | 0 | 0 | 0 | 0 | 0 | 0 | 0 | 0 | 0 | 0 | 0 | 0 | 0 | 0 | 0 | 0 | 0 | 0 | 0 | 0 | 0 | 0 | 0 | 0 | 0 | 0 | 0 | 0 | 0 | 0
Industrial Sector Energy Related Emissions before CCS[heavy or residual fuel oil if,nonroad vehicles 30,CO] | NoSettings | 0 | 0 | 0 | 0 | 0 | 0 | 0 | 0 | 0 | 0 | 0 | 0 | 0 | 0 | 0 | 0 | 0 | 0 | 0 | 0 | 0 | 0 | 0 | 0 | 0 | 0 | 0 | 0 | 0 | 0 | 0
Industrial Sector Energy Related Emissions before CCS[heavy or residual fuel oil if,nonroad vehicles 30,NOx] | NoSettings | 0 | 0 | 0 | 0 | 0 | 0 | 0 | 0 | 0 | 0 | 0 | 0 | 0 | 0 | 0 | 0 | 0 | 0 | 0 | 0 | 0 | 0 | 0 | 0 | 0 | 0 | 0 | 0 | 0 | 0 | 0
Industrial Sector Energy Related Emissions before CCS[heavy or residual fuel oil if,nonroad vehicles 30,PM10] | NoSettings | 0 | 0 | 0 | 0 | 0 | 0 | 0 | 0 | 0 | 0 | 0 | 0 | 0 | 0 | 0 | 0 | 0 | 0 | 0 | 0 | 0 | 0 | 0 | 0 | 0 | 0 | 0 | 0 | 0 | 0 | 0
Industrial Sector Energy Related Emissions before CCS[heavy or residual fuel oil if,nonroad vehicles 30,PM25] | NoSettings | 0 | 0 | 0 | 0 | 0 | 0 | 0 | 0 | 0 | 0 | 0 | 0 | 0 | 0 | 0 | 0 | 0 | 0 | 0 | 0 | 0 | 0 | 0 | 0 | 0 | 0 | 0 | 0 | 0 | 0 | 0
Industrial Sector Energy Related Emissions before CCS[heavy or residual fuel oil if,nonroad vehicles 30,SOx] | NoSettings | 0 | 0 | 0 | 0 | 0 | 0 | 0 | 0 | 0 | 0 | 0 | 0 | 0 | 0 | 0 | 0 | 0 | 0 | 0 | 0 | 0 | 0 | 0 | 0 | 0 | 0 | 0 | 0 | 0 | 0 | 0
Industrial Sector Energy Related Emissions before CCS[heavy or residual fuel oil if,nonroad vehicles 30,BC] | NoSettings | 0 | 0 | 0 | 0 | 0 | 0 | 0 | 0 | 0 | 0 | 0 | 0 | 0 | 0 | 0 | 0 | 0 | 0 | 0 | 0 | 0 | 0 | 0 | 0 | 0 | 0 | 0 | 0 | 0 | 0 | 0
Industrial Sector Energy Related Emissions before CCS[heavy or residual fuel oil if,nonroad vehicles 30,OC] | NoSettings | 0 | 0 | 0 | 0 | 0 | 0 | 0 | 0 | 0 | 0 | 0 | 0 | 0 | 0 | 0 | 0 | 0 | 0 | 0 | 0 | 0 | 0 | 0 | 0 | 0 | 0 | 0 | 0 | 0 | 0 | 0
Industrial Sector Energy Related Emissions before CCS[heavy or residual fuel oil if,nonroad vehicles 30,CH4] | NoSettings | 0 | 0 | 0 | 0 | 0 | 0 | 0 | 0 | 0 | 0 | 0 | 0 | 0 | 0 | 0 | 0 | 0 | 0 | 0 | 0 | 0 | 0 | 0 | 0 | 0 | 0 | 0 | 0 | 0 | 0 | 0
Industrial Sector Energy Related Emissions before CCS[heavy or residual fuel oil if,nonroad vehicles 30,N2O] | NoSettings | 0 | 0 | 0 | 0 | 0 | 0 | 0 | 0 | 0 | 0 | 0 | 0 | 0 | 0 | 0 | 0 | 0 | 0 | 0 | 0 | 0 | 0 | 0 | 0 | 0 | 0 | 0 | 0 | 0 | 0 | 0
Industrial Sector Energy Related Emissions before CCS[heavy or residual fuel oil if,nonroad vehicles 30,F gases] | NoSettings | 0 | 0 | 0 | 0 | 0 | 0 | 0 | 0 | 0 | 0 | 0 | 0 | 0 | 0 | 0 | 0 | 0 | 0 | 0 | 0 | 0 | 0 | 0 | 0 | 0 | 0 | 0 | 0 | 0 | 0 | 0
Industrial Sector Energy Related Emissions before CCS[heavy or residual fuel oil if,other manufacturing 31T33,CO2] | NoSettings | 4351590000 | 4086250000 | 4226980000 | 4391070000 | 4470070000 | 4582450000 | 4650820000 | 4693200000 | 4728770000 | 4770700000 | 4834250000 | 4891130000 | 4939900000 | 5012810000 | 5068840000 | 5098840000 | 5117580000 | 5158160000 | 5203120000 | 5253810000 | 5288880000 | 5346180000 | 5431190000 | 5545120000 | 5638290000 | 5699130000 | 5805880000 | 5897180000 | 5988490000 | 6079790000 | 6171090000
Industrial Sector Energy Related Emissions before CCS[heavy or residual fuel oil if,other manufacturing 31T33,VOC] | NoSettings | 49020.6 | 46031.6 | 47616.8 | 49465.3 | 50355.2 | 51621.2 | 52391.4 | 52868.8 | 53269.4 | 53741.9 | 54457.7 | 55098.5 | 55647.9 | 56469.2 | 57100.4 | 57438.4 | 57649.4 | 58106.6 | 58613 | 59184.1 | 59579.1 | 60224.6 | 61182.2 | 62465.6 | 63515.2 | 64200.6 | 65403.2 | 66431.7 | 67460.2 | 68488.7 | 69517.2
Industrial Sector Energy Related Emissions before CCS[heavy or residual fuel oil if,other manufacturing 31T33,CO] | NoSettings | 1951320 | 1832340 | 1895440 | 1969020 | 2004450 | 2054840 | 2085500 | 2104500 | 2120450 | 2139260 | 2167750 | 2193260 | 2215130 | 2247820 | 2272950 | 2286400 | 2294800 | 2313000 | 2333160 | 2355890 | 2371610 | 2397310 | 2435430 | 2486520 | 2528300 | 2555580 | 2603450 | 2644390 | 2685330 | 2726270 | 2767210
Industrial Sector Energy Related Emissions before CCS[heavy or residual fuel oil if,other manufacturing 31T33,NOx] | NoSettings | 7426680 | 6973840 | 7214010 | 7494050 | 7628880 | 7820680 | 7937370 | 8009690 | 8070380 | 8141960 | 8250410 | 8347480 | 8430720 | 8555140 | 8650780 | 8701980 | 8733960 | 8803220 | 8879940 | 8966460 | 9026300 | 9124090 | 9269180 | 9463620 | 9622630 | 9726460 | 9908660 | 10064500 | 10220300 | 10376100 | 10531900
Industrial Sector Energy Related Emissions before CCS[heavy or residual fuel oil if,other manufacturing 31T33,PM10] | NoSettings | 1914870 | 1798120 | 1860040 | 1932240 | 1967010 | 2016460 | 2046550 | 2065200 | 2080850 | 2099300 | 2127260 | 2152290 | 2173750 | 2205830 | 2230490 | 2243690 | 2251940 | 2269800 | 2289580 | 2311890 | 2327320 | 2352530 | 2389940 | 2440070 | 2481070 | 2507840 | 2554820 | 2595000 | 2635170 | 2675350 | 2715520
Industrial Sector Energy Related Emissions before CCS[heavy or residual fuel oil if,other manufacturing 31T33,PM25] | NoSettings | 876229 | 822801 | 851137 | 884177 | 900085 | 922714 | 936482 | 945014 | 952176 | 960620 | 973416 | 984869 | 994689 | 1009370 | 1020650 | 1026690 | 1030470 | 1038640 | 1047690 | 1057900 | 1064960 | 1076500 | 1093610 | 1116550 | 1135320 | 1147570 | 1169060 | 1187450 | 1205830 | 1224210 | 1242600
Industrial Sector Energy Related Emissions before CCS[heavy or residual fuel oil if,other manufacturing 31T33,SOx] | NoSettings | 37020800 | 34763500 | 35960700 | 37356600 | 38028700 | 38984800 | 39566500 | 39927000 | 40229600 | 40586400 | 41127000 | 41610900 | 42025800 | 42646000 | 43122700 | 43378000 | 43537400 | 43882600 | 44265100 | 44696400 | 44994700 | 45482200 | 46205400 | 47174600 | 47967300 | 48484900 | 49393100 | 50169800 | 50946500 | 51723300 | 52500000
Industrial Sector Energy Related Emissions before CCS[heavy or residual fuel oil if,other manufacturing 31T33,BC] | NoSettings | 55568.3 | 52180 | 53977 | 56072.3 | 57081.2 | 58516.3 | 59389.4 | 59930.5 | 60384.6 | 60920.2 | 61731.6 | 62457.9 | 63080.7 | 64011.7 | 64727.3 | 65110.4 | 65349.7 | 65867.9 | 66442 | 67089.3 | 67537 | 68268.8 | 69354.3 | 70809.1 | 71999 | 72775.8 | 74139 | 75304.9 | 76470.8 | 77636.7 | 78802.6
Industrial Sector Energy Related Emissions before CCS[heavy or residual fuel oil if,other manufacturing 31T33,OC] | NoSettings | 38532.7 | 36183.2 | 37429.3 | 38882.3 | 39581.8 | 40577 | 41182.4 | 41557.6 | 41872.6 | 42243.9 | 42806.6 | 43310.3 | 43742.1 | 44387.7 | 44883.9 | 45149.5 | 45315.5 | 45674.8 | 46072.9 | 46521.8 | 46832.3 | 47339.6 | 48092.4 | 49101.2 | 49926.3 | 50465 | 51410.3 | 52218.7 | 53027.2 | 53835.7 | 54644.1
Industrial Sector Energy Related Emissions before CCS[heavy or residual fuel oil if,other manufacturing 31T33,CH4] | NoSettings | 173832 | 163233 | 168854 | 175409 | 178565 | 183054 | 185785 | 187478 | 188899 | 190574 | 193112 | 195385 | 197333 | 200245 | 202484 | 203682 | 204431 | 206052 | 207848 | 209873 | 211273 | 213562 | 216958 | 221509 | 225231 | 227662 | 231926 | 235573 | 239220 | 242868 | 246515
Industrial Sector Energy Related Emissions before CCS[heavy or residual fuel oil if,other manufacturing 31T33,N2O] | NoSettings | 34766.4 | 32646.5 | 33770.8 | 35081.8 | 35712.9 | 36610.8 | 37157.1 | 37495.6 | 37779.7 | 38114.8 | 38622.5 | 39076.9 | 39466.6 | 40049 | 40496.7 | 40736.4 | 40886.1 | 41210.3 | 41569.5 | 41974.5 | 42254.7 | 42712.5 | 43391.7 | 44301.9 | 45046.3 | 45532.3 | 46385.2 | 47114.7 | 47844.1 | 48573.5 | 49303
Industrial Sector Energy Related Emissions before CCS[heavy or residual fuel oil if,other manufacturing 31T33,F gases] | NoSettings | 0 | 0 | 0 | 0 | 0 | 0 | 0 | 0 | 0 | 0 | 0 | 0 | 0 | 0 | 0 | 0 | 0 | 0 | 0 | 0 | 0 | 0 | 0 | 0 | 0 | 0 | 0 | 0 | 0 | 0 | 0
Industrial Sector Energy Related Emissions before CCS[heavy or residual fuel oil if,energy pipelines and gas processing 352T353,CO2] | NoSettings | 0 | 6434860 | 6419820 | 6608860 | 6159550 | 5660300 | 5168860 | 5151110 | 4943250 | 4864490 | 4678530 | 4520370 | 4503930 | 4549970 | 4494870 | 4487840 | 4582950 | 4421210 | 4270160 | 4191000 | 4115720 | 4007170 | 3949590 | 3910660 | 3848800 | 3812890 | 3764380 | 3762310 | 3747650 | 3742450 | 3749130
Industrial Sector Energy Related Emissions before CCS[heavy or residual fuel oil if,energy pipelines and gas processing 352T353,VOC] | NoSettings | 0 | 72.4886 | 72.3192 | 74.4487 | 69.3872 | 63.7631 | 58.2271 | 58.0271 | 55.6856 | 54.7984 | 52.7035 | 50.9219 | 50.7367 | 51.2554 | 50.6346 | 50.5554 | 51.6268 | 49.8048 | 48.1032 | 47.2116 | 46.3635 | 45.1407 | 44.492 | 44.0536 | 43.3566 | 42.9521 | 42.4057 | 42.3824 | 42.2172 | 42.1586 | 42.2339
Industrial Sector Energy Related Emissions before CCS[heavy or residual fuel oil if,energy pipelines and gas processing 352T353,CO] | NoSettings | 0 | 2885.49 | 2878.75 | 2963.52 | 2762.04 | 2538.16 | 2317.8 | 2309.84 | 2216.63 | 2181.31 | 2097.92 | 2027 | 2019.63 | 2040.28 | 2015.57 | 2012.41 | 2055.06 | 1982.54 | 1914.8 | 1879.31 | 1845.55 | 1796.88 | 1771.06 | 1753.6 | 1725.86 | 1709.76 | 1688.01 | 1687.08 | 1680.51 | 1678.17 | 1681.17
Industrial Sector Energy Related Emissions before CCS[heavy or residual fuel oil if,energy pipelines and gas processing 352T353,NOx] | NoSettings | 0 | 10982.1 | 10956.4 | 11279.1 | 10512.2 | 9660.19 | 8821.48 | 8791.17 | 8436.43 | 8302.03 | 7984.65 | 7714.72 | 7686.67 | 7765.25 | 7671.2 | 7659.2 | 7821.52 | 7545.49 | 7287.7 | 7152.61 | 7024.12 | 6838.87 | 6740.59 | 6674.17 | 6568.58 | 6507.3 | 6424.51 | 6420.98 | 6395.96 | 6387.07 | 6398.48
Industrial Sector Energy Related Emissions before CCS[heavy or residual fuel oil if,energy pipelines and gas processing 352T353,PM10] | NoSettings | 0 | 2831.6 | 2824.98 | 2908.16 | 2710.45 | 2490.76 | 2274.5 | 2266.69 | 2175.23 | 2140.57 | 2058.74 | 1989.14 | 1981.91 | 2002.17 | 1977.92 | 1974.83 | 2016.68 | 1945.51 | 1879.04 | 1844.21 | 1811.08 | 1763.32 | 1737.98 | 1720.85 | 1693.62 | 1677.82 | 1656.48 | 1655.57 | 1649.12 | 1646.83 | 1649.77
Industrial Sector Energy Related Emissions before CCS[heavy or residual fuel oil if,energy pipelines and gas processing 352T353,PM25] | NoSettings | 0 | 1295.71 | 1292.68 | 1330.75 | 1240.28 | 1139.75 | 1040.79 | 1037.22 | 995.364 | 979.506 | 942.06 | 910.213 | 906.903 | 916.174 | 905.079 | 903.662 | 922.814 | 890.246 | 859.831 | 843.893 | 828.733 | 806.877 | 795.281 | 787.444 | 774.987 | 767.757 | 757.989 | 757.573 | 754.62 | 753.572 | 754.918
Industrial Sector Energy Related Emissions before CCS[heavy or residual fuel oil if,energy pipelines and gas processing 352T353,SOx] | NoSettings | 0 | 54744.1 | 54616.1 | 56224.4 | 52401.9 | 48154.5 | 43973.6 | 43822.6 | 42054.3 | 41384.3 | 39802.2 | 38456.7 | 38316.8 | 38708.5 | 38239.7 | 38179.9 | 38989 | 37613 | 36328 | 35654.6 | 35014.1 | 34090.7 | 33600.8 | 33269.7 | 32743.3 | 32437.9 | 32025.2 | 32007.6 | 31882.8 | 31838.5 | 31895.4
Industrial Sector Energy Related Emissions before CCS[heavy or residual fuel oil if,energy pipelines and gas processing 352T353,BC] | NoSettings | 0 | 82.1709 | 81.9788 | 84.3928 | 78.6552 | 72.2799 | 66.0045 | 65.7778 | 63.1235 | 62.1178 | 59.7431 | 57.7235 | 57.5136 | 58.1015 | 57.3979 | 57.308 | 58.5226 | 56.4572 | 54.5284 | 53.5176 | 52.5562 | 51.1702 | 50.4348 | 49.9378 | 49.1477 | 48.6893 | 48.0698 | 48.0434 | 47.8562 | 47.7897 | 47.8751
Industrial Sector Energy Related Emissions before CCS[heavy or residual fuel oil if,energy pipelines and gas processing 352T353,OC] | NoSettings | 0 | 56.9798 | 56.8466 | 58.5206 | 54.5419 | 50.1211 | 45.7695 | 45.6123 | 43.7718 | 43.0744 | 41.4277 | 40.0272 | 39.8817 | 40.2894 | 39.8014 | 39.7392 | 40.5813 | 39.1492 | 37.8117 | 37.1108 | 36.4441 | 35.483 | 34.973 | 34.6284 | 34.0805 | 33.7626 | 33.3331 | 33.3148 | 33.1849 | 33.1388 | 33.198
Industrial Sector Energy Related Emissions before CCS[heavy or residual fuel oil if,energy pipelines and gas processing 352T353,CH4] | NoSettings | 0 | 257.052 | 256.451 | 264.003 | 246.054 | 226.11 | 206.479 | 205.77 | 197.467 | 194.321 | 186.892 | 180.574 | 179.917 | 181.757 | 179.555 | 179.274 | 183.074 | 176.613 | 170.579 | 167.417 | 164.409 | 160.073 | 157.773 | 156.218 | 153.747 | 152.313 | 150.375 | 150.292 | 149.706 | 149.498 | 149.766
Industrial Sector Energy Related Emissions before CCS[heavy or residual fuel oil if,energy pipelines and gas processing 352T353,N2O] | NoSettings | 0 | 51.4104 | 51.2902 | 52.8005 | 49.2108 | 45.2221 | 41.2958 | 41.154 | 39.4933 | 38.8641 | 37.3784 | 36.1148 | 35.9835 | 36.3513 | 35.9111 | 35.8549 | 36.6147 | 35.3226 | 34.1158 | 33.4834 | 32.8819 | 32.0147 | 31.5546 | 31.2437 | 30.7494 | 30.4625 | 30.075 | 30.0584 | 29.9413 | 29.8997 | 29.9531
Industrial Sector Energy Related Emissions before CCS[heavy or residual fuel oil if,energy pipelines and gas processing 352T353,F gases] | NoSettings | 0 | 0 | 0 | 0 | 0 | 0 | 0 | 0 | 0 | 0 | 0 | 0 | 0 | 0 | 0 | 0 | 0 | 0 | 0 | 0 | 0 | 0 | 0 | 0 | 0 | 0 | 0 | 0 | 0 | 0 | 0
Industrial Sector Energy Related Emissions before CCS[heavy or residual fuel oil if,water and waste 36T39,CO2] | NoSettings | 0 | 0 | 0 | 0 | 0 | 0 | 0 | 0 | 0 | 0 | 0 | 0 | 0 | 0 | 0 | 0 | 0 | 0 | 0 | 0 | 0 | 0 | 0 | 0 | 0 | 0 | 0 | 0 | 0 | 0 | 0
Industrial Sector Energy Related Emissions before CCS[heavy or residual fuel oil if,water and waste 36T39,VOC] | NoSettings | 0 | 0 | 0 | 0 | 0 | 0 | 0 | 0 | 0 | 0 | 0 | 0 | 0 | 0 | 0 | 0 | 0 | 0 | 0 | 0 | 0 | 0 | 0 | 0 | 0 | 0 | 0 | 0 | 0 | 0 | 0
Industrial Sector Energy Related Emissions before CCS[heavy or residual fuel oil if,water and waste 36T39,CO] | NoSettings | 0 | 0 | 0 | 0 | 0 | 0 | 0 | 0 | 0 | 0 | 0 | 0 | 0 | 0 | 0 | 0 | 0 | 0 | 0 | 0 | 0 | 0 | 0 | 0 | 0 | 0 | 0 | 0 | 0 | 0 | 0
Industrial Sector Energy Related Emissions before CCS[heavy or residual fuel oil if,water and waste 36T39,NOx] | NoSettings | 0 | 0 | 0 | 0 | 0 | 0 | 0 | 0 | 0 | 0 | 0 | 0 | 0 | 0 | 0 | 0 | 0 | 0 | 0 | 0 | 0 | 0 | 0 | 0 | 0 | 0 | 0 | 0 | 0 | 0 | 0
Industrial Sector Energy Related Emissions before CCS[heavy or residual fuel oil if,water and waste 36T39,PM10] | NoSettings | 0 | 0 | 0 | 0 | 0 | 0 | 0 | 0 | 0 | 0 | 0 | 0 | 0 | 0 | 0 | 0 | 0 | 0 | 0 | 0 | 0 | 0 | 0 | 0 | 0 | 0 | 0 | 0 | 0 | 0 | 0
Industrial Sector Energy Related Emissions before CCS[heavy or residual fuel oil if,water and waste 36T39,PM25] | NoSettings | 0 | 0 | 0 | 0 | 0 | 0 | 0 | 0 | 0 | 0 | 0 | 0 | 0 | 0 | 0 | 0 | 0 | 0 | 0 | 0 | 0 | 0 | 0 | 0 | 0 | 0 | 0 | 0 | 0 | 0 | 0
Industrial Sector Energy Related Emissions before CCS[heavy or residual fuel oil if,water and waste 36T39,SOx] | NoSettings | 0 | 0 | 0 | 0 | 0 | 0 | 0 | 0 | 0 | 0 | 0 | 0 | 0 | 0 | 0 | 0 | 0 | 0 | 0 | 0 | 0 | 0 | 0 | 0 | 0 | 0 | 0 | 0 | 0 | 0 | 0
Industrial Sector Energy Related Emissions before CCS[heavy or residual fuel oil if,water and waste 36T39,BC] | NoSettings | 0 | 0 | 0 | 0 | 0 | 0 | 0 | 0 | 0 | 0 | 0 | 0 | 0 | 0 | 0 | 0 | 0 | 0 | 0 | 0 | 0 | 0 | 0 | 0 | 0 | 0 | 0 | 0 | 0 | 0 | 0
Industrial Sector Energy Related Emissions before CCS[heavy or residual fuel oil if,water and waste 36T39,OC] | NoSettings | 0 | 0 | 0 | 0 | 0 | 0 | 0 | 0 | 0 | 0 | 0 | 0 | 0 | 0 | 0 | 0 | 0 | 0 | 0 | 0 | 0 | 0 | 0 | 0 | 0 | 0 | 0 | 0 | 0 | 0 | 0
Industrial Sector Energy Related Emissions before CCS[heavy or residual fuel oil if,water and waste 36T39,CH4] | NoSettings | 0 | 0 | 0 | 0 | 0 | 0 | 0 | 0 | 0 | 0 | 0 | 0 | 0 | 0 | 0 | 0 | 0 | 0 | 0 | 0 | 0 | 0 | 0 | 0 | 0 | 0 | 0 | 0 | 0 | 0 | 0
Industrial Sector Energy Related Emissions before CCS[heavy or residual fuel oil if,water and waste 36T39,N2O] | NoSettings | 0 | 0 | 0 | 0 | 0 | 0 | 0 | 0 | 0 | 0 | 0 | 0 | 0 | 0 | 0 | 0 | 0 | 0 | 0 | 0 | 0 | 0 | 0 | 0 | 0 | 0 | 0 | 0 | 0 | 0 | 0
Industrial Sector Energy Related Emissions before CCS[heavy or residual fuel oil if,water and waste 36T39,F gases] | NoSettings | 0 | 0 | 0 | 0 | 0 | 0 | 0 | 0 | 0 | 0 | 0 | 0 | 0 | 0 | 0 | 0 | 0 | 0 | 0 | 0 | 0 | 0 | 0 | 0 | 0 | 0 | 0 | 0 | 0 | 0 | 0
Industrial Sector Energy Related Emissions before CCS[heavy or residual fuel oil if,construction 41T43,CO2] | NoSettings | 0 | 0 | 0 | 0 | 0 | 0 | 0 | 0 | 0 | 0 | 0 | 0 | 0 | 0 | 0 | 0 | 0 | 0 | 0 | 0 | 0 | 0 | 0 | 0 | 0 | 0 | 0 | 0 | 0 | 0 | 0
Industrial Sector Energy Related Emissions before CCS[heavy or residual fuel oil if,construction 41T43,VOC] | NoSettings | 0 | 0 | 0 | 0 | 0 | 0 | 0 | 0 | 0 | 0 | 0 | 0 | 0 | 0 | 0 | 0 | 0 | 0 | 0 | 0 | 0 | 0 | 0 | 0 | 0 | 0 | 0 | 0 | 0 | 0 | 0
Industrial Sector Energy Related Emissions before CCS[heavy or residual fuel oil if,construction 41T43,CO] | NoSettings | 0 | 0 | 0 | 0 | 0 | 0 | 0 | 0 | 0 | 0 | 0 | 0 | 0 | 0 | 0 | 0 | 0 | 0 | 0 | 0 | 0 | 0 | 0 | 0 | 0 | 0 | 0 | 0 | 0 | 0 | 0
Industrial Sector Energy Related Emissions before CCS[heavy or residual fuel oil if,construction 41T43,NOx] | NoSettings | 0 | 0 | 0 | 0 | 0 | 0 | 0 | 0 | 0 | 0 | 0 | 0 | 0 | 0 | 0 | 0 | 0 | 0 | 0 | 0 | 0 | 0 | 0 | 0 | 0 | 0 | 0 | 0 | 0 | 0 | 0
Industrial Sector Energy Related Emissions before CCS[heavy or residual fuel oil if,construction 41T43,PM10] | NoSettings | 0 | 0 | 0 | 0 | 0 | 0 | 0 | 0 | 0 | 0 | 0 | 0 | 0 | 0 | 0 | 0 | 0 | 0 | 0 | 0 | 0 | 0 | 0 | 0 | 0 | 0 | 0 | 0 | 0 | 0 | 0
Industrial Sector Energy Related Emissions before CCS[heavy or residual fuel oil if,construction 41T43,PM25] | NoSettings | 0 | 0 | 0 | 0 | 0 | 0 | 0 | 0 | 0 | 0 | 0 | 0 | 0 | 0 | 0 | 0 | 0 | 0 | 0 | 0 | 0 | 0 | 0 | 0 | 0 | 0 | 0 | 0 | 0 | 0 | 0
Industrial Sector Energy Related Emissions before CCS[heavy or residual fuel oil if,construction 41T43,SOx] | NoSettings | 0 | 0 | 0 | 0 | 0 | 0 | 0 | 0 | 0 | 0 | 0 | 0 | 0 | 0 | 0 | 0 | 0 | 0 | 0 | 0 | 0 | 0 | 0 | 0 | 0 | 0 | 0 | 0 | 0 | 0 | 0
Industrial Sector Energy Related Emissions before CCS[heavy or residual fuel oil if,construction 41T43,BC] | NoSettings | 0 | 0 | 0 | 0 | 0 | 0 | 0 | 0 | 0 | 0 | 0 | 0 | 0 | 0 | 0 | 0 | 0 | 0 | 0 | 0 | 0 | 0 | 0 | 0 | 0 | 0 | 0 | 0 | 0 | 0 | 0
Industrial Sector Energy Related Emissions before CCS[heavy or residual fuel oil if,construction 41T43,OC] | NoSettings | 0 | 0 | 0 | 0 | 0 | 0 | 0 | 0 | 0 | 0 | 0 | 0 | 0 | 0 | 0 | 0 | 0 | 0 | 0 | 0 | 0 | 0 | 0 | 0 | 0 | 0 | 0 | 0 | 0 | 0 | 0
Industrial Sector Energy Related Emissions before CCS[heavy or residual fuel oil if,construction 41T43,CH4] | NoSettings | 0 | 0 | 0 | 0 | 0 | 0 | 0 | 0 | 0 | 0 | 0 | 0 | 0 | 0 | 0 | 0 | 0 | 0 | 0 | 0 | 0 | 0 | 0 | 0 | 0 | 0 | 0 | 0 | 0 | 0 | 0
Industrial Sector Energy Related Emissions before CCS[heavy or residual fuel oil if,construction 41T43,N2O] | NoSettings | 0 | 0 | 0 | 0 | 0 | 0 | 0 | 0 | 0 | 0 | 0 | 0 | 0 | 0 | 0 | 0 | 0 | 0 | 0 | 0 | 0 | 0 | 0 | 0 | 0 | 0 | 0 | 0 | 0 | 0 | 0
Industrial Sector Energy Related Emissions before CCS[heavy or residual fuel oil if,construction 41T43,F gases] | NoSettings | 0 | 0 | 0 | 0 | 0 | 0 | 0 | 0 | 0 | 0 | 0 | 0 | 0 | 0 | 0 | 0 | 0 | 0 | 0 | 0 | 0 | 0 | 0 | 0 | 0 | 0 | 0 | 0 | 0 | 0 | 0
Industrial Sector Energy Related Emissions before CCS[LPG propane or butane if,agriculture and forestry 01T03,CO2] | NoSettings | 0 | 0 | 0 | 0 | 0 | 0 | 0 | 0 | 0 | 0 | 0 | 0 | 0 | 0 | 0 | 0 | 0 | 0 | 0 | 0 | 0 | 0 | 0 | 0 | 0 | 0 | 0 | 0 | 0 | 0 | 0
Industrial Sector Energy Related Emissions before CCS[LPG propane or butane if,agriculture and forestry 01T03,VOC] | NoSettings | 0 | 0 | 0 | 0 | 0 | 0 | 0 | 0 | 0 | 0 | 0 | 0 | 0 | 0 | 0 | 0 | 0 | 0 | 0 | 0 | 0 | 0 | 0 | 0 | 0 | 0 | 0 | 0 | 0 | 0 | 0
Industrial Sector Energy Related Emissions before CCS[LPG propane or butane if,agriculture and forestry 01T03,CO] | NoSettings | 0 | 0 | 0 | 0 | 0 | 0 | 0 | 0 | 0 | 0 | 0 | 0 | 0 | 0 | 0 | 0 | 0 | 0 | 0 | 0 | 0 | 0 | 0 | 0 | 0 | 0 | 0 | 0 | 0 | 0 | 0
Industrial Sector Energy Related Emissions before CCS[LPG propane or butane if,agriculture and forestry 01T03,NOx] | NoSettings | 0 | 0 | 0 | 0 | 0 | 0 | 0 | 0 | 0 | 0 | 0 | 0 | 0 | 0 | 0 | 0 | 0 | 0 | 0 | 0 | 0 | 0 | 0 | 0 | 0 | 0 | 0 | 0 | 0 | 0 | 0
Industrial Sector Energy Related Emissions before CCS[LPG propane or butane if,agriculture and forestry 01T03,PM10] | NoSettings | 0 | 0 | 0 | 0 | 0 | 0 | 0 | 0 | 0 | 0 | 0 | 0 | 0 | 0 | 0 | 0 | 0 | 0 | 0 | 0 | 0 | 0 | 0 | 0 | 0 | 0 | 0 | 0 | 0 | 0 | 0
Industrial Sector Energy Related Emissions before CCS[LPG propane or butane if,agriculture and forestry 01T03,PM25] | NoSettings | 0 | 0 | 0 | 0 | 0 | 0 | 0 | 0 | 0 | 0 | 0 | 0 | 0 | 0 | 0 | 0 | 0 | 0 | 0 | 0 | 0 | 0 | 0 | 0 | 0 | 0 | 0 | 0 | 0 | 0 | 0
Industrial Sector Energy Related Emissions before CCS[LPG propane or butane if,agriculture and forestry 01T03,SOx] | NoSettings | 0 | 0 | 0 | 0 | 0 | 0 | 0 | 0 | 0 | 0 | 0 | 0 | 0 | 0 | 0 | 0 | 0 | 0 | 0 | 0 | 0 | 0 | 0 | 0 | 0 | 0 | 0 | 0 | 0 | 0 | 0
Industrial Sector Energy Related Emissions before CCS[LPG propane or butane if,agriculture and forestry 01T03,BC] | NoSettings | 0 | 0 | 0 | 0 | 0 | 0 | 0 | 0 | 0 | 0 | 0 | 0 | 0 | 0 | 0 | 0 | 0 | 0 | 0 | 0 | 0 | 0 | 0 | 0 | 0 | 0 | 0 | 0 | 0 | 0 | 0
Industrial Sector Energy Related Emissions before CCS[LPG propane or butane if,agriculture and forestry 01T03,OC] | NoSettings | 0 | 0 | 0 | 0 | 0 | 0 | 0 | 0 | 0 | 0 | 0 | 0 | 0 | 0 | 0 | 0 | 0 | 0 | 0 | 0 | 0 | 0 | 0 | 0 | 0 | 0 | 0 | 0 | 0 | 0 | 0
Industrial Sector Energy Related Emissions before CCS[LPG propane or butane if,agriculture and forestry 01T03,CH4] | NoSettings | 0 | 0 | 0 | 0 | 0 | 0 | 0 | 0 | 0 | 0 | 0 | 0 | 0 | 0 | 0 | 0 | 0 | 0 | 0 | 0 | 0 | 0 | 0 | 0 | 0 | 0 | 0 | 0 | 0 | 0 | 0
Industrial Sector Energy Related Emissions before CCS[LPG propane or butane if,agriculture and forestry 01T03,N2O] | NoSettings | 0 | 0 | 0 | 0 | 0 | 0 | 0 | 0 | 0 | 0 | 0 | 0 | 0 | 0 | 0 | 0 | 0 | 0 | 0 | 0 | 0 | 0 | 0 | 0 | 0 | 0 | 0 | 0 | 0 | 0 | 0
Industrial Sector Energy Related Emissions before CCS[LPG propane or butane if,agriculture and forestry 01T03,F gases] | NoSettings | 0 | 0 | 0 | 0 | 0 | 0 | 0 | 0 | 0 | 0 | 0 | 0 | 0 | 0 | 0 | 0 | 0 | 0 | 0 | 0 | 0 | 0 | 0 | 0 | 0 | 0 | 0 | 0 | 0 | 0 | 0
Industrial Sector Energy Related Emissions before CCS[LPG propane or butane if,coal mining 05,CO2] | NoSettings | 0 | 0 | 0 | 0 | 0 | 0 | 0 | 0 | 0 | 0 | 0 | 0 | 0 | 0 | 0 | 0 | 0 | 0 | 0 | 0 | 0 | 0 | 0 | 0 | 0 | 0 | 0 | 0 | 0 | 0 | 0
Industrial Sector Energy Related Emissions before CCS[LPG propane or butane if,coal mining 05,VOC] | NoSettings | 0 | 0 | 0 | 0 | 0 | 0 | 0 | 0 | 0 | 0 | 0 | 0 | 0 | 0 | 0 | 0 | 0 | 0 | 0 | 0 | 0 | 0 | 0 | 0 | 0 | 0 | 0 | 0 | 0 | 0 | 0
Industrial Sector Energy Related Emissions before CCS[LPG propane or butane if,coal mining 05,CO] | NoSettings | 0 | 0 | 0 | 0 | 0 | 0 | 0 | 0 | 0 | 0 | 0 | 0 | 0 | 0 | 0 | 0 | 0 | 0 | 0 | 0 | 0 | 0 | 0 | 0 | 0 | 0 | 0 | 0 | 0 | 0 | 0
Industrial Sector Energy Related Emissions before CCS[LPG propane or butane if,coal mining 05,NOx] | NoSettings | 0 | 0 | 0 | 0 | 0 | 0 | 0 | 0 | 0 | 0 | 0 | 0 | 0 | 0 | 0 | 0 | 0 | 0 | 0 | 0 | 0 | 0 | 0 | 0 | 0 | 0 | 0 | 0 | 0 | 0 | 0
Industrial Sector Energy Related Emissions before CCS[LPG propane or butane if,coal mining 05,PM10] | NoSettings | 0 | 0 | 0 | 0 | 0 | 0 | 0 | 0 | 0 | 0 | 0 | 0 | 0 | 0 | 0 | 0 | 0 | 0 | 0 | 0 | 0 | 0 | 0 | 0 | 0 | 0 | 0 | 0 | 0 | 0 | 0
Industrial Sector Energy Related Emissions before CCS[LPG propane or butane if,coal mining 05,PM25] | NoSettings | 0 | 0 | 0 | 0 | 0 | 0 | 0 | 0 | 0 | 0 | 0 | 0 | 0 | 0 | 0 | 0 | 0 | 0 | 0 | 0 | 0 | 0 | 0 | 0 | 0 | 0 | 0 | 0 | 0 | 0 | 0
Industrial Sector Energy Related Emissions before CCS[LPG propane or butane if,coal mining 05,SOx] | NoSettings | 0 | 0 | 0 | 0 | 0 | 0 | 0 | 0 | 0 | 0 | 0 | 0 | 0 | 0 | 0 | 0 | 0 | 0 | 0 | 0 | 0 | 0 | 0 | 0 | 0 | 0 | 0 | 0 | 0 | 0 | 0
Industrial Sector Energy Related Emissions before CCS[LPG propane or butane if,coal mining 05,BC] | NoSettings | 0 | 0 | 0 | 0 | 0 | 0 | 0 | 0 | 0 | 0 | 0 | 0 | 0 | 0 | 0 | 0 | 0 | 0 | 0 | 0 | 0 | 0 | 0 | 0 | 0 | 0 | 0 | 0 | 0 | 0 | 0
Industrial Sector Energy Related Emissions before CCS[LPG propane or butane if,coal mining 05,OC] | NoSettings | 0 | 0 | 0 | 0 | 0 | 0 | 0 | 0 | 0 | 0 | 0 | 0 | 0 | 0 | 0 | 0 | 0 | 0 | 0 | 0 | 0 | 0 | 0 | 0 | 0 | 0 | 0 | 0 | 0 | 0 | 0
Industrial Sector Energy Related Emissions before CCS[LPG propane or butane if,coal mining 05,CH4] | NoSettings | 0 | 0 | 0 | 0 | 0 | 0 | 0 | 0 | 0 | 0 | 0 | 0 | 0 | 0 | 0 | 0 | 0 | 0 | 0 | 0 | 0 | 0 | 0 | 0 | 0 | 0 | 0 | 0 | 0 | 0 | 0
Industrial Sector Energy Related Emissions before CCS[LPG propane or butane if,coal mining 05,N2O] | NoSettings | 0 | 0 | 0 | 0 | 0 | 0 | 0 | 0 | 0 | 0 | 0 | 0 | 0 | 0 | 0 | 0 | 0 | 0 | 0 | 0 | 0 | 0 | 0 | 0 | 0 | 0 | 0 | 0 | 0 | 0 | 0
Industrial Sector Energy Related Emissions before CCS[LPG propane or butane if,coal mining 05,F gases] | NoSettings | 0 | 0 | 0 | 0 | 0 | 0 | 0 | 0 | 0 | 0 | 0 | 0 | 0 | 0 | 0 | 0 | 0 | 0 | 0 | 0 | 0 | 0 | 0 | 0 | 0 | 0 | 0 | 0 | 0 | 0 | 0
Industrial Sector Energy Related Emissions before CCS[LPG propane or butane if,oil and gas extraction 06,CO2] | NoSettings | 0 | 0 | 0 | 0 | 0 | 0 | 0 | 0 | 0 | 0 | 0 | 0 | 0 | 0 | 0 | 0 | 0 | 0 | 0 | 0 | 0 | 0 | 0 | 0 | 0 | 0 | 0 | 0 | 0 | 0 | 0
Industrial Sector Energy Related Emissions before CCS[LPG propane or butane if,oil and gas extraction 06,VOC] | NoSettings | 0 | 0 | 0 | 0 | 0 | 0 | 0 | 0 | 0 | 0 | 0 | 0 | 0 | 0 | 0 | 0 | 0 | 0 | 0 | 0 | 0 | 0 | 0 | 0 | 0 | 0 | 0 | 0 | 0 | 0 | 0
Industrial Sector Energy Related Emissions before CCS[LPG propane or butane if,oil and gas extraction 06,CO] | NoSettings | 0 | 0 | 0 | 0 | 0 | 0 | 0 | 0 | 0 | 0 | 0 | 0 | 0 | 0 | 0 | 0 | 0 | 0 | 0 | 0 | 0 | 0 | 0 | 0 | 0 | 0 | 0 | 0 | 0 | 0 | 0
Industrial Sector Energy Related Emissions before CCS[LPG propane or butane if,oil and gas extraction 06,NOx] | NoSettings | 0 | 0 | 0 | 0 | 0 | 0 | 0 | 0 | 0 | 0 | 0 | 0 | 0 | 0 | 0 | 0 | 0 | 0 | 0 | 0 | 0 | 0 | 0 | 0 | 0 | 0 | 0 | 0 | 0 | 0 | 0
Industrial Sector Energy Related Emissions before CCS[LPG propane or butane if,oil and gas extraction 06,PM10] | NoSettings | 0 | 0 | 0 | 0 | 0 | 0 | 0 | 0 | 0 | 0 | 0 | 0 | 0 | 0 | 0 | 0 | 0 | 0 | 0 | 0 | 0 | 0 | 0 | 0 | 0 | 0 | 0 | 0 | 0 | 0 | 0
Industrial Sector Energy Related Emissions before CCS[LPG propane or butane if,oil and gas extraction 06,PM25] | NoSettings | 0 | 0 | 0 | 0 | 0 | 0 | 0 | 0 | 0 | 0 | 0 | 0 | 0 | 0 | 0 | 0 | 0 | 0 | 0 | 0 | 0 | 0 | 0 | 0 | 0 | 0 | 0 | 0 | 0 | 0 | 0
Industrial Sector Energy Related Emissions before CCS[LPG propane or butane if,oil and gas extraction 06,SOx] | NoSettings | 0 | 0 | 0 | 0 | 0 | 0 | 0 | 0 | 0 | 0 | 0 | 0 | 0 | 0 | 0 | 0 | 0 | 0 | 0 | 0 | 0 | 0 | 0 | 0 | 0 | 0 | 0 | 0 | 0 | 0 | 0
Industrial Sector Energy Related Emissions before CCS[LPG propane or butane if,oil and gas extraction 06,BC] | NoSettings | 0 | 0 | 0 | 0 | 0 | 0 | 0 | 0 | 0 | 0 | 0 | 0 | 0 | 0 | 0 | 0 | 0 | 0 | 0 | 0 | 0 | 0 | 0 | 0 | 0 | 0 | 0 | 0 | 0 | 0 | 0
Industrial Sector Energy Related Emissions before CCS[LPG propane or butane if,oil and gas extraction 06,OC] | NoSettings | 0 | 0 | 0 | 0 | 0 | 0 | 0 | 0 | 0 | 0 | 0 | 0 | 0 | 0 | 0 | 0 | 0 | 0 | 0 | 0 | 0 | 0 | 0 | 0 | 0 | 0 | 0 | 0 | 0 | 0 | 0
Industrial Sector Energy Related Emissions before CCS[LPG propane or butane if,oil and gas extraction 06,CH4] | NoSettings | 0 | 0 | 0 | 0 | 0 | 0 | 0 | 0 | 0 | 0 | 0 | 0 | 0 | 0 | 0 | 0 | 0 | 0 | 0 | 0 | 0 | 0 | 0 | 0 | 0 | 0 | 0 | 0 | 0 | 0 | 0
Industrial Sector Energy Related Emissions before CCS[LPG propane or butane if,oil and gas extraction 06,N2O] | NoSettings | 0 | 0 | 0 | 0 | 0 | 0 | 0 | 0 | 0 | 0 | 0 | 0 | 0 | 0 | 0 | 0 | 0 | 0 | 0 | 0 | 0 | 0 | 0 | 0 | 0 | 0 | 0 | 0 | 0 | 0 | 0
Industrial Sector Energy Related Emissions before CCS[LPG propane or butane if,oil and gas extraction 06,F gases] | NoSettings | 0 | 0 | 0 | 0 | 0 | 0 | 0 | 0 | 0 | 0 | 0 | 0 | 0 | 0 | 0 | 0 | 0 | 0 | 0 | 0 | 0 | 0 | 0 | 0 | 0 | 0 | 0 | 0 | 0 | 0 | 0
Industrial Sector Energy Related Emissions before CCS[LPG propane or butane if,other mining and quarrying 07T08,CO2] | NoSettings | 0 | 0 | 0 | 0 | 0 | 0 | 0 | 0 | 0 | 0 | 0 | 0 | 0 | 0 | 0 | 0 | 0 | 0 | 0 | 0 | 0 | 0 | 0 | 0 | 0 | 0 | 0 | 0 | 0 | 0 | 0
Industrial Sector Energy Related Emissions before CCS[LPG propane or butane if,other mining and quarrying 07T08,VOC] | NoSettings | 0 | 0 | 0 | 0 | 0 | 0 | 0 | 0 | 0 | 0 | 0 | 0 | 0 | 0 | 0 | 0 | 0 | 0 | 0 | 0 | 0 | 0 | 0 | 0 | 0 | 0 | 0 | 0 | 0 | 0 | 0
Industrial Sector Energy Related Emissions before CCS[LPG propane or butane if,other mining and quarrying 07T08,CO] | NoSettings | 0 | 0 | 0 | 0 | 0 | 0 | 0 | 0 | 0 | 0 | 0 | 0 | 0 | 0 | 0 | 0 | 0 | 0 | 0 | 0 | 0 | 0 | 0 | 0 | 0 | 0 | 0 | 0 | 0 | 0 | 0
Industrial Sector Energy Related Emissions before CCS[LPG propane or butane if,other mining and quarrying 07T08,NOx] | NoSettings | 0 | 0 | 0 | 0 | 0 | 0 | 0 | 0 | 0 | 0 | 0 | 0 | 0 | 0 | 0 | 0 | 0 | 0 | 0 | 0 | 0 | 0 | 0 | 0 | 0 | 0 | 0 | 0 | 0 | 0 | 0
Industrial Sector Energy Related Emissions before CCS[LPG propane or butane if,other mining and quarrying 07T08,PM10] | NoSettings | 0 | 0 | 0 | 0 | 0 | 0 | 0 | 0 | 0 | 0 | 0 | 0 | 0 | 0 | 0 | 0 | 0 | 0 | 0 | 0 | 0 | 0 | 0 | 0 | 0 | 0 | 0 | 0 | 0 | 0 | 0
Industrial Sector Energy Related Emissions before CCS[LPG propane or butane if,other mining and quarrying 07T08,PM25] | NoSettings | 0 | 0 | 0 | 0 | 0 | 0 | 0 | 0 | 0 | 0 | 0 | 0 | 0 | 0 | 0 | 0 | 0 | 0 | 0 | 0 | 0 | 0 | 0 | 0 | 0 | 0 | 0 | 0 | 0 | 0 | 0
Industrial Sector Energy Related Emissions before CCS[LPG propane or butane if,other mining and quarrying 07T08,SOx] | NoSettings | 0 | 0 | 0 | 0 | 0 | 0 | 0 | 0 | 0 | 0 | 0 | 0 | 0 | 0 | 0 | 0 | 0 | 0 | 0 | 0 | 0 | 0 | 0 | 0 | 0 | 0 | 0 | 0 | 0 | 0 | 0
Industrial Sector Energy Related Emissions before CCS[LPG propane or butane if,other mining and quarrying 07T08,BC] | NoSettings | 0 | 0 | 0 | 0 | 0 | 0 | 0 | 0 | 0 | 0 | 0 | 0 | 0 | 0 | 0 | 0 | 0 | 0 | 0 | 0 | 0 | 0 | 0 | 0 | 0 | 0 | 0 | 0 | 0 | 0 | 0
Industrial Sector Energy Related Emissions before CCS[LPG propane or butane if,other mining and quarrying 07T08,OC] | NoSettings | 0 | 0 | 0 | 0 | 0 | 0 | 0 | 0 | 0 | 0 | 0 | 0 | 0 | 0 | 0 | 0 | 0 | 0 | 0 | 0 | 0 | 0 | 0 | 0 | 0 | 0 | 0 | 0 | 0 | 0 | 0
Industrial Sector Energy Related Emissions before CCS[LPG propane or butane if,other mining and quarrying 07T08,CH4] | NoSettings | 0 | 0 | 0 | 0 | 0 | 0 | 0 | 0 | 0 | 0 | 0 | 0 | 0 | 0 | 0 | 0 | 0 | 0 | 0 | 0 | 0 | 0 | 0 | 0 | 0 | 0 | 0 | 0 | 0 | 0 | 0
Industrial Sector Energy Related Emissions before CCS[LPG propane or butane if,other mining and quarrying 07T08,N2O] | NoSettings | 0 | 0 | 0 | 0 | 0 | 0 | 0 | 0 | 0 | 0 | 0 | 0 | 0 | 0 | 0 | 0 | 0 | 0 | 0 | 0 | 0 | 0 | 0 | 0 | 0 | 0 | 0 | 0 | 0 | 0 | 0
Industrial Sector Energy Related Emissions before CCS[LPG propane or butane if,other mining and quarrying 07T08,F gases] | NoSettings | 0 | 0 | 0 | 0 | 0 | 0 | 0 | 0 | 0 | 0 | 0 | 0 | 0 | 0 | 0 | 0 | 0 | 0 | 0 | 0 | 0 | 0 | 0 | 0 | 0 | 0 | 0 | 0 | 0 | 0 | 0
Industrial Sector Energy Related Emissions before CCS[LPG propane or butane if,food beverage and tobacco 10T12,CO2] | NoSettings | 0 | 0 | 0 | 0 | 0 | 0 | 0 | 0 | 0 | 0 | 0 | 0 | 0 | 0 | 0 | 0 | 0 | 0 | 0 | 0 | 0 | 0 | 0 | 0 | 0 | 0 | 0 | 0 | 0 | 0 | 0
Industrial Sector Energy Related Emissions before CCS[LPG propane or butane if,food beverage and tobacco 10T12,VOC] | NoSettings | 0 | 0 | 0 | 0 | 0 | 0 | 0 | 0 | 0 | 0 | 0 | 0 | 0 | 0 | 0 | 0 | 0 | 0 | 0 | 0 | 0 | 0 | 0 | 0 | 0 | 0 | 0 | 0 | 0 | 0 | 0
Industrial Sector Energy Related Emissions before CCS[LPG propane or butane if,food beverage and tobacco 10T12,CO] | NoSettings | 0 | 0 | 0 | 0 | 0 | 0 | 0 | 0 | 0 | 0 | 0 | 0 | 0 | 0 | 0 | 0 | 0 | 0 | 0 | 0 | 0 | 0 | 0 | 0 | 0 | 0 | 0 | 0 | 0 | 0 | 0
Industrial Sector Energy Related Emissions before CCS[LPG propane or butane if,food beverage and tobacco 10T12,NOx] | NoSettings | 0 | 0 | 0 | 0 | 0 | 0 | 0 | 0 | 0 | 0 | 0 | 0 | 0 | 0 | 0 | 0 | 0 | 0 | 0 | 0 | 0 | 0 | 0 | 0 | 0 | 0 | 0 | 0 | 0 | 0 | 0
Industrial Sector Energy Related Emissions before CCS[LPG propane or butane if,food beverage and tobacco 10T12,PM10] | NoSettings | 0 | 0 | 0 | 0 | 0 | 0 | 0 | 0 | 0 | 0 | 0 | 0 | 0 | 0 | 0 | 0 | 0 | 0 | 0 | 0 | 0 | 0 | 0 | 0 | 0 | 0 | 0 | 0 | 0 | 0 | 0
Industrial Sector Energy Related Emissions before CCS[LPG propane or butane if,food beverage and tobacco 10T12,PM25] | NoSettings | 0 | 0 | 0 | 0 | 0 | 0 | 0 | 0 | 0 | 0 | 0 | 0 | 0 | 0 | 0 | 0 | 0 | 0 | 0 | 0 | 0 | 0 | 0 | 0 | 0 | 0 | 0 | 0 | 0 | 0 | 0
Industrial Sector Energy Related Emissions before CCS[LPG propane or butane if,food beverage and tobacco 10T12,SOx] | NoSettings | 0 | 0 | 0 | 0 | 0 | 0 | 0 | 0 | 0 | 0 | 0 | 0 | 0 | 0 | 0 | 0 | 0 | 0 | 0 | 0 | 0 | 0 | 0 | 0 | 0 | 0 | 0 | 0 | 0 | 0 | 0
Industrial Sector Energy Related Emissions before CCS[LPG propane or butane if,food beverage and tobacco 10T12,BC] | NoSettings | 0 | 0 | 0 | 0 | 0 | 0 | 0 | 0 | 0 | 0 | 0 | 0 | 0 | 0 | 0 | 0 | 0 | 0 | 0 | 0 | 0 | 0 | 0 | 0 | 0 | 0 | 0 | 0 | 0 | 0 | 0
Industrial Sector Energy Related Emissions before CCS[LPG propane or butane if,food beverage and tobacco 10T12,OC] | NoSettings | 0 | 0 | 0 | 0 | 0 | 0 | 0 | 0 | 0 | 0 | 0 | 0 | 0 | 0 | 0 | 0 | 0 | 0 | 0 | 0 | 0 | 0 | 0 | 0 | 0 | 0 | 0 | 0 | 0 | 0 | 0
Industrial Sector Energy Related Emissions before CCS[LPG propane or butane if,food beverage and tobacco 10T12,CH4] | NoSettings | 0 | 0 | 0 | 0 | 0 | 0 | 0 | 0 | 0 | 0 | 0 | 0 | 0 | 0 | 0 | 0 | 0 | 0 | 0 | 0 | 0 | 0 | 0 | 0 | 0 | 0 | 0 | 0 | 0 | 0 | 0
Industrial Sector Energy Related Emissions before CCS[LPG propane or butane if,food beverage and tobacco 10T12,N2O] | NoSettings | 0 | 0 | 0 | 0 | 0 | 0 | 0 | 0 | 0 | 0 | 0 | 0 | 0 | 0 | 0 | 0 | 0 | 0 | 0 | 0 | 0 | 0 | 0 | 0 | 0 | 0 | 0 | 0 | 0 | 0 | 0
Industrial Sector Energy Related Emissions before CCS[LPG propane or butane if,food beverage and tobacco 10T12,F gases] | NoSettings | 0 | 0 | 0 | 0 | 0 | 0 | 0 | 0 | 0 | 0 | 0 | 0 | 0 | 0 | 0 | 0 | 0 | 0 | 0 | 0 | 0 | 0 | 0 | 0 | 0 | 0 | 0 | 0 | 0 | 0 | 0
Industrial Sector Energy Related Emissions before CCS[LPG propane or butane if,textiles apparel and leather 13T15,CO2] | NoSettings | 0 | 0 | 0 | 0 | 0 | 0 | 0 | 0 | 0 | 0 | 0 | 0 | 0 | 0 | 0 | 0 | 0 | 0 | 0 | 0 | 0 | 0 | 0 | 0 | 0 | 0 | 0 | 0 | 0 | 0 | 0
Industrial Sector Energy Related Emissions before CCS[LPG propane or butane if,textiles apparel and leather 13T15,VOC] | NoSettings | 0 | 0 | 0 | 0 | 0 | 0 | 0 | 0 | 0 | 0 | 0 | 0 | 0 | 0 | 0 | 0 | 0 | 0 | 0 | 0 | 0 | 0 | 0 | 0 | 0 | 0 | 0 | 0 | 0 | 0 | 0
Industrial Sector Energy Related Emissions before CCS[LPG propane or butane if,textiles apparel and leather 13T15,CO] | NoSettings | 0 | 0 | 0 | 0 | 0 | 0 | 0 | 0 | 0 | 0 | 0 | 0 | 0 | 0 | 0 | 0 | 0 | 0 | 0 | 0 | 0 | 0 | 0 | 0 | 0 | 0 | 0 | 0 | 0 | 0 | 0
Industrial Sector Energy Related Emissions before CCS[LPG propane or butane if,textiles apparel and leather 13T15,NOx] | NoSettings | 0 | 0 | 0 | 0 | 0 | 0 | 0 | 0 | 0 | 0 | 0 | 0 | 0 | 0 | 0 | 0 | 0 | 0 | 0 | 0 | 0 | 0 | 0 | 0 | 0 | 0 | 0 | 0 | 0 | 0 | 0
Industrial Sector Energy Related Emissions before CCS[LPG propane or butane if,textiles apparel and leather 13T15,PM10] | NoSettings | 0 | 0 | 0 | 0 | 0 | 0 | 0 | 0 | 0 | 0 | 0 | 0 | 0 | 0 | 0 | 0 | 0 | 0 | 0 | 0 | 0 | 0 | 0 | 0 | 0 | 0 | 0 | 0 | 0 | 0 | 0
Industrial Sector Energy Related Emissions before CCS[LPG propane or butane if,textiles apparel and leather 13T15,PM25] | NoSettings | 0 | 0 | 0 | 0 | 0 | 0 | 0 | 0 | 0 | 0 | 0 | 0 | 0 | 0 | 0 | 0 | 0 | 0 | 0 | 0 | 0 | 0 | 0 | 0 | 0 | 0 | 0 | 0 | 0 | 0 | 0
Industrial Sector Energy Related Emissions before CCS[LPG propane or butane if,textiles apparel and leather 13T15,SOx] | NoSettings | 0 | 0 | 0 | 0 | 0 | 0 | 0 | 0 | 0 | 0 | 0 | 0 | 0 | 0 | 0 | 0 | 0 | 0 | 0 | 0 | 0 | 0 | 0 | 0 | 0 | 0 | 0 | 0 | 0 | 0 | 0
Industrial Sector Energy Related Emissions before CCS[LPG propane or butane if,textiles apparel and leather 13T15,BC] | NoSettings | 0 | 0 | 0 | 0 | 0 | 0 | 0 | 0 | 0 | 0 | 0 | 0 | 0 | 0 | 0 | 0 | 0 | 0 | 0 | 0 | 0 | 0 | 0 | 0 | 0 | 0 | 0 | 0 | 0 | 0 | 0
Industrial Sector Energy Related Emissions before CCS[LPG propane or butane if,textiles apparel and leather 13T15,OC] | NoSettings | 0 | 0 | 0 | 0 | 0 | 0 | 0 | 0 | 0 | 0 | 0 | 0 | 0 | 0 | 0 | 0 | 0 | 0 | 0 | 0 | 0 | 0 | 0 | 0 | 0 | 0 | 0 | 0 | 0 | 0 | 0
Industrial Sector Energy Related Emissions before CCS[LPG propane or butane if,textiles apparel and leather 13T15,CH4] | NoSettings | 0 | 0 | 0 | 0 | 0 | 0 | 0 | 0 | 0 | 0 | 0 | 0 | 0 | 0 | 0 | 0 | 0 | 0 | 0 | 0 | 0 | 0 | 0 | 0 | 0 | 0 | 0 | 0 | 0 | 0 | 0
Industrial Sector Energy Related Emissions before CCS[LPG propane or butane if,textiles apparel and leather 13T15,N2O] | NoSettings | 0 | 0 | 0 | 0 | 0 | 0 | 0 | 0 | 0 | 0 | 0 | 0 | 0 | 0 | 0 | 0 | 0 | 0 | 0 | 0 | 0 | 0 | 0 | 0 | 0 | 0 | 0 | 0 | 0 | 0 | 0
Industrial Sector Energy Related Emissions before CCS[LPG propane or butane if,textiles apparel and leather 13T15,F gases] | NoSettings | 0 | 0 | 0 | 0 | 0 | 0 | 0 | 0 | 0 | 0 | 0 | 0 | 0 | 0 | 0 | 0 | 0 | 0 | 0 | 0 | 0 | 0 | 0 | 0 | 0 | 0 | 0 | 0 | 0 | 0 | 0
Industrial Sector Energy Related Emissions before CCS[LPG propane or butane if,wood products 16,CO2] | NoSettings | 0 | 0 | 0 | 0 | 0 | 0 | 0 | 0 | 0 | 0 | 0 | 0 | 0 | 0 | 0 | 0 | 0 | 0 | 0 | 0 | 0 | 0 | 0 | 0 | 0 | 0 | 0 | 0 | 0 | 0 | 0
Industrial Sector Energy Related Emissions before CCS[LPG propane or butane if,wood products 16,VOC] | NoSettings | 0 | 0 | 0 | 0 | 0 | 0 | 0 | 0 | 0 | 0 | 0 | 0 | 0 | 0 | 0 | 0 | 0 | 0 | 0 | 0 | 0 | 0 | 0 | 0 | 0 | 0 | 0 | 0 | 0 | 0 | 0
Industrial Sector Energy Related Emissions before CCS[LPG propane or butane if,wood products 16,CO] | NoSettings | 0 | 0 | 0 | 0 | 0 | 0 | 0 | 0 | 0 | 0 | 0 | 0 | 0 | 0 | 0 | 0 | 0 | 0 | 0 | 0 | 0 | 0 | 0 | 0 | 0 | 0 | 0 | 0 | 0 | 0 | 0
Industrial Sector Energy Related Emissions before CCS[LPG propane or butane if,wood products 16,NOx] | NoSettings | 0 | 0 | 0 | 0 | 0 | 0 | 0 | 0 | 0 | 0 | 0 | 0 | 0 | 0 | 0 | 0 | 0 | 0 | 0 | 0 | 0 | 0 | 0 | 0 | 0 | 0 | 0 | 0 | 0 | 0 | 0
Industrial Sector Energy Related Emissions before CCS[LPG propane or butane if,wood products 16,PM10] | NoSettings | 0 | 0 | 0 | 0 | 0 | 0 | 0 | 0 | 0 | 0 | 0 | 0 | 0 | 0 | 0 | 0 | 0 | 0 | 0 | 0 | 0 | 0 | 0 | 0 | 0 | 0 | 0 | 0 | 0 | 0 | 0
Industrial Sector Energy Related Emissions before CCS[LPG propane or butane if,wood products 16,PM25] | NoSettings | 0 | 0 | 0 | 0 | 0 | 0 | 0 | 0 | 0 | 0 | 0 | 0 | 0 | 0 | 0 | 0 | 0 | 0 | 0 | 0 | 0 | 0 | 0 | 0 | 0 | 0 | 0 | 0 | 0 | 0 | 0
Industrial Sector Energy Related Emissions before CCS[LPG propane or butane if,wood products 16,SOx] | NoSettings | 0 | 0 | 0 | 0 | 0 | 0 | 0 | 0 | 0 | 0 | 0 | 0 | 0 | 0 | 0 | 0 | 0 | 0 | 0 | 0 | 0 | 0 | 0 | 0 | 0 | 0 | 0 | 0 | 0 | 0 | 0
Industrial Sector Energy Related Emissions before CCS[LPG propane or butane if,wood products 16,BC] | NoSettings | 0 | 0 | 0 | 0 | 0 | 0 | 0 | 0 | 0 | 0 | 0 | 0 | 0 | 0 | 0 | 0 | 0 | 0 | 0 | 0 | 0 | 0 | 0 | 0 | 0 | 0 | 0 | 0 | 0 | 0 | 0
Industrial Sector Energy Related Emissions before CCS[LPG propane or butane if,wood products 16,OC] | NoSettings | 0 | 0 | 0 | 0 | 0 | 0 | 0 | 0 | 0 | 0 | 0 | 0 | 0 | 0 | 0 | 0 | 0 | 0 | 0 | 0 | 0 | 0 | 0 | 0 | 0 | 0 | 0 | 0 | 0 | 0 | 0
Industrial Sector Energy Related Emissions before CCS[LPG propane or butane if,wood products 16,CH4] | NoSettings | 0 | 0 | 0 | 0 | 0 | 0 | 0 | 0 | 0 | 0 | 0 | 0 | 0 | 0 | 0 | 0 | 0 | 0 | 0 | 0 | 0 | 0 | 0 | 0 | 0 | 0 | 0 | 0 | 0 | 0 | 0
Industrial Sector Energy Related Emissions before CCS[LPG propane or butane if,wood products 16,N2O] | NoSettings | 0 | 0 | 0 | 0 | 0 | 0 | 0 | 0 | 0 | 0 | 0 | 0 | 0 | 0 | 0 | 0 | 0 | 0 | 0 | 0 | 0 | 0 | 0 | 0 | 0 | 0 | 0 | 0 | 0 | 0 | 0
Industrial Sector Energy Related Emissions before CCS[LPG propane or butane if,wood products 16,F gases] | NoSettings | 0 | 0 | 0 | 0 | 0 | 0 | 0 | 0 | 0 | 0 | 0 | 0 | 0 | 0 | 0 | 0 | 0 | 0 | 0 | 0 | 0 | 0 | 0 | 0 | 0 | 0 | 0 | 0 | 0 | 0 | 0
Industrial Sector Energy Related Emissions before CCS[LPG propane or butane if,pulp paper and printing 17T18,CO2] | NoSettings | 0 | 0 | 0 | 0 | 0 | 0 | 0 | 0 | 0 | 0 | 0 | 0 | 0 | 0 | 0 | 0 | 0 | 0 | 0 | 0 | 0 | 0 | 0 | 0 | 0 | 0 | 0 | 0 | 0 | 0 | 0
Industrial Sector Energy Related Emissions before CCS[LPG propane or butane if,pulp paper and printing 17T18,VOC] | NoSettings | 0 | 0 | 0 | 0 | 0 | 0 | 0 | 0 | 0 | 0 | 0 | 0 | 0 | 0 | 0 | 0 | 0 | 0 | 0 | 0 | 0 | 0 | 0 | 0 | 0 | 0 | 0 | 0 | 0 | 0 | 0
Industrial Sector Energy Related Emissions before CCS[LPG propane or butane if,pulp paper and printing 17T18,CO] | NoSettings | 0 | 0 | 0 | 0 | 0 | 0 | 0 | 0 | 0 | 0 | 0 | 0 | 0 | 0 | 0 | 0 | 0 | 0 | 0 | 0 | 0 | 0 | 0 | 0 | 0 | 0 | 0 | 0 | 0 | 0 | 0
Industrial Sector Energy Related Emissions before CCS[LPG propane or butane if,pulp paper and printing 17T18,NOx] | NoSettings | 0 | 0 | 0 | 0 | 0 | 0 | 0 | 0 | 0 | 0 | 0 | 0 | 0 | 0 | 0 | 0 | 0 | 0 | 0 | 0 | 0 | 0 | 0 | 0 | 0 | 0 | 0 | 0 | 0 | 0 | 0
Industrial Sector Energy Related Emissions before CCS[LPG propane or butane if,pulp paper and printing 17T18,PM10] | NoSettings | 0 | 0 | 0 | 0 | 0 | 0 | 0 | 0 | 0 | 0 | 0 | 0 | 0 | 0 | 0 | 0 | 0 | 0 | 0 | 0 | 0 | 0 | 0 | 0 | 0 | 0 | 0 | 0 | 0 | 0 | 0
Industrial Sector Energy Related Emissions before CCS[LPG propane or butane if,pulp paper and printing 17T18,PM25] | NoSettings | 0 | 0 | 0 | 0 | 0 | 0 | 0 | 0 | 0 | 0 | 0 | 0 | 0 | 0 | 0 | 0 | 0 | 0 | 0 | 0 | 0 | 0 | 0 | 0 | 0 | 0 | 0 | 0 | 0 | 0 | 0
Industrial Sector Energy Related Emissions before CCS[LPG propane or butane if,pulp paper and printing 17T18,SOx] | NoSettings | 0 | 0 | 0 | 0 | 0 | 0 | 0 | 0 | 0 | 0 | 0 | 0 | 0 | 0 | 0 | 0 | 0 | 0 | 0 | 0 | 0 | 0 | 0 | 0 | 0 | 0 | 0 | 0 | 0 | 0 | 0
Industrial Sector Energy Related Emissions before CCS[LPG propane or butane if,pulp paper and printing 17T18,BC] | NoSettings | 0 | 0 | 0 | 0 | 0 | 0 | 0 | 0 | 0 | 0 | 0 | 0 | 0 | 0 | 0 | 0 | 0 | 0 | 0 | 0 | 0 | 0 | 0 | 0 | 0 | 0 | 0 | 0 | 0 | 0 | 0
Industrial Sector Energy Related Emissions before CCS[LPG propane or butane if,pulp paper and printing 17T18,OC] | NoSettings | 0 | 0 | 0 | 0 | 0 | 0 | 0 | 0 | 0 | 0 | 0 | 0 | 0 | 0 | 0 | 0 | 0 | 0 | 0 | 0 | 0 | 0 | 0 | 0 | 0 | 0 | 0 | 0 | 0 | 0 | 0
Industrial Sector Energy Related Emissions before CCS[LPG propane or butane if,pulp paper and printing 17T18,CH4] | NoSettings | 0 | 0 | 0 | 0 | 0 | 0 | 0 | 0 | 0 | 0 | 0 | 0 | 0 | 0 | 0 | 0 | 0 | 0 | 0 | 0 | 0 | 0 | 0 | 0 | 0 | 0 | 0 | 0 | 0 | 0 | 0
Industrial Sector Energy Related Emissions before CCS[LPG propane or butane if,pulp paper and printing 17T18,N2O] | NoSettings | 0 | 0 | 0 | 0 | 0 | 0 | 0 | 0 | 0 | 0 | 0 | 0 | 0 | 0 | 0 | 0 | 0 | 0 | 0 | 0 | 0 | 0 | 0 | 0 | 0 | 0 | 0 | 0 | 0 | 0 | 0
Industrial Sector Energy Related Emissions before CCS[LPG propane or butane if,pulp paper and printing 17T18,F gases] | NoSettings | 0 | 0 | 0 | 0 | 0 | 0 | 0 | 0 | 0 | 0 | 0 | 0 | 0 | 0 | 0 | 0 | 0 | 0 | 0 | 0 | 0 | 0 | 0 | 0 | 0 | 0 | 0 | 0 | 0 | 0 | 0
Industrial Sector Energy Related Emissions before CCS[LPG propane or butane if,refined petroleum and coke 19,CO2] | NoSettings | 2191200000 | 2496060000 | 2389310000 | 2507620000 | 2537780000 | 2561370000 | 2553830000 | 2583750000 | 2501020000 | 2683120000 | 2855010000 | 3039190000 | 3233710000 | 3460300000 | 3636840000 | 3815990000 | 4046560000 | 3987240000 | 3952440000 | 3956520000 | 3942580000 | 3942410000 | 3947450000 | 3966140000 | 3976250000 | 3986420000 | 3995540000 | 4035170000 | 4054290000 | 4073120000 | 4100290000
Industrial Sector Energy Related Emissions before CCS[LPG propane or butane if,refined petroleum and coke 19,VOC] | NoSettings | 141540 | 161233 | 154337 | 161979 | 163928 | 165451 | 164964 | 166897 | 161553 | 173316 | 184419 | 196316 | 208881 | 223518 | 234921 | 246493 | 261387 | 257555 | 255307 | 255571 | 254671 | 254659 | 254985 | 256193 | 256845 | 257503 | 258091 | 260651 | 261887 | 263103 | 264858
Industrial Sector Energy Related Emissions before CCS[LPG propane or butane if,refined petroleum and coke 19,CO] | NoSettings | 116976 | 133250 | 127552 | 133868 | 135478 | 136737 | 136334 | 137932 | 133515 | 143237 | 152413 | 162245 | 172629 | 184726 | 194150 | 203714 | 216023 | 212856 | 210998 | 211216 | 210472 | 210463 | 210732 | 211730 | 212269 | 212813 | 213299 | 215415 | 216436 | 217441 | 218891
Industrial Sector Energy Related Emissions before CCS[LPG propane or butane if,refined petroleum and coke 19,NOx] | NoSettings | 2299870 | 2619850 | 2507800 | 2631980 | 2663640 | 2688400 | 2680480 | 2711880 | 2625050 | 2816190 | 2996600 | 3189910 | 3394080 | 3631910 | 3817200 | 4005230 | 4247240 | 4184980 | 4148450 | 4152740 | 4138110 | 4137930 | 4143220 | 4162840 | 4173440 | 4184120 | 4193690 | 4235290 | 4255360 | 4275120 | 4303640
Industrial Sector Energy Related Emissions before CCS[LPG propane or butane if,refined petroleum and coke 19,PM10] | NoSettings | 123857 | 141089 | 135055 | 141742 | 143447 | 144780 | 144354 | 146045 | 141369 | 151662 | 161378 | 171789 | 182784 | 195592 | 205571 | 215697 | 228730 | 225377 | 223410 | 223641 | 222853 | 222843 | 223128 | 224185 | 224756 | 225331 | 225846 | 228086 | 229167 | 230231 | 231767
Industrial Sector Energy Related Emissions before CCS[LPG propane or butane if,refined petroleum and coke 19,PM25] | NoSettings | 123857 | 141089 | 135055 | 141742 | 143447 | 144780 | 144354 | 146045 | 141369 | 151662 | 161378 | 171789 | 182784 | 195592 | 205571 | 215697 | 228730 | 225377 | 223410 | 223641 | 222853 | 222843 | 223128 | 224185 | 224756 | 225331 | 225846 | 228086 | 229167 | 230231 | 231767
Industrial Sector Energy Related Emissions before CCS[LPG propane or butane if,refined petroleum and coke 19,SOx] | NoSettings | 0 | 0 | 0 | 0 | 0 | 0 | 0 | 0 | 0 | 0 | 0 | 0 | 0 | 0 | 0 | 0 | 0 | 0 | 0 | 0 | 0 | 0 | 0 | 0 | 0 | 0 | 0 | 0 | 0 | 0 | 0
Industrial Sector Energy Related Emissions before CCS[LPG propane or butane if,refined petroleum and coke 19,BC] | NoSettings | 20428.9 | 23271.1 | 22275.9 | 23378.9 | 23660.1 | 23880 | 23809.7 | 24088.6 | 23317.4 | 25015.1 | 26617.7 | 28334.8 | 30148.3 | 32260.9 | 33906.7 | 35577 | 37726.6 | 37173.6 | 36849.1 | 36887.2 | 36757.3 | 36755.6 | 36802.6 | 36976.9 | 37071.1 | 37166 | 37251 | 37620.4 | 37798.7 | 37974.3 | 38227.6
Industrial Sector Energy Related Emissions before CCS[LPG propane or butane if,refined petroleum and coke 19,OC] | NoSettings | 53015.3 | 60391.2 | 57808.4 | 60670.9 | 61400.6 | 61971.3 | 61788.8 | 62512.7 | 60511.2 | 64917.1 | 69075.9 | 73532 | 78238.3 | 83720.6 | 87991.8 | 92326.3 | 97904.9 | 96469.8 | 95627.6 | 95726.5 | 95389.2 | 95385 | 95507 | 95959.3 | 96203.7 | 96449.9 | 96670.5 | 97629.3 | 98092 | 98547.5 | 99205
Industrial Sector Energy Related Emissions before CCS[LPG propane or butane if,refined petroleum and coke 19,CH4] | NoSettings | 106958 | 121838 | 116628 | 122403 | 123875 | 125026 | 124658 | 126118 | 122080 | 130969 | 139360 | 148350 | 157845 | 168905 | 177522 | 186267 | 197522 | 194626 | 192927 | 193127 | 192446 | 192438 | 192684 | 193596 | 194090 | 194586 | 195031 | 196966 | 197899 | 198818 | 200145
Industrial Sector Energy Related Emissions before CCS[LPG propane or butane if,refined petroleum and coke 19,N2O] | NoSettings | 21391.5 | 24367.7 | 23325.5 | 24480.5 | 24774.9 | 25005.2 | 24931.6 | 25223.7 | 24416.1 | 26193.8 | 27871.9 | 29669.9 | 31568.9 | 33781 | 35504.4 | 37253.4 | 39504.3 | 38925.3 | 38585.5 | 38625.4 | 38489.3 | 38487.6 | 38536.8 | 38719.3 | 38817.9 | 38917.3 | 39006.3 | 39393.1 | 39579.8 | 39763.6 | 40028.9
Industrial Sector Energy Related Emissions before CCS[LPG propane or butane if,refined petroleum and coke 19,F gases] | NoSettings | 0 | 0 | 0 | 0 | 0 | 0 | 0 | 0 | 0 | 0 | 0 | 0 | 0 | 0 | 0 | 0 | 0 | 0 | 0 | 0 | 0 | 0 | 0 | 0 | 0 | 0 | 0 | 0 | 0 | 0 | 0
Industrial Sector Energy Related Emissions before CCS[LPG propane or butane if,chemicals 20,CO2] | NoSettings | 0 | 4315100 | 7257460 | 9865070 | 11265200 | 11933800 | 11929600 | 12551200 | 20025300 | 19558900 | 19092800 | 18220500 | 19026000 | 19831000 | 20538800 | 20982500 | 21307700 | 20721300 | 20390500 | 20058600 | 19754500 | 19542200 | 19171400 | 18862700 | 18399400 | 18056300 | 17546100 | 17524700 | 17530200 | 17500200 | 17385400
Industrial Sector Energy Related Emissions before CCS[LPG propane or butane if,chemicals 20,VOC] | NoSettings | 0 | 278.734 | 468.795 | 637.233 | 727.674 | 770.859 | 770.592 | 810.745 | 1293.53 | 1263.4 | 1233.29 | 1176.95 | 1228.98 | 1280.98 | 1326.7 | 1355.36 | 1376.37 | 1338.49 | 1317.12 | 1295.68 | 1276.04 | 1262.32 | 1238.37 | 1218.43 | 1188.51 | 1166.34 | 1133.39 | 1132 | 1132.36 | 1130.42 | 1123.01
Industrial Sector Energy Related Emissions before CCS[LPG propane or butane if,chemicals 20,CO] | NoSettings | 0 | 230.359 | 387.435 | 526.64 | 601.385 | 637.076 | 636.855 | 670.039 | 1069.04 | 1044.14 | 1019.25 | 972.687 | 1015.69 | 1058.66 | 1096.45 | 1120.14 | 1137.49 | 1106.19 | 1088.53 | 1070.81 | 1054.58 | 1043.25 | 1023.45 | 1006.97 | 982.24 | 963.921 | 936.687 | 935.543 | 935.84 | 934.235 | 928.108
Industrial Sector Energy Related Emissions before CCS[LPG propane or butane if,chemicals 20,NOx] | NoSettings | 0 | 4529.1 | 7617.38 | 10354.3 | 11823.9 | 12525.6 | 12521.3 | 13173.7 | 21018.4 | 20528.9 | 20039.6 | 19124.1 | 19969.6 | 20814.5 | 21557.4 | 22023.1 | 22364.4 | 21748.9 | 21401.7 | 21053.3 | 20734.2 | 20511.3 | 20122.2 | 19798.1 | 19311.9 | 18951.7 | 18416.3 | 18393.8 | 18399.6 | 18368.1 | 18247.6
Industrial Sector Energy Related Emissions before CCS[LPG propane or butane if,chemicals 20,PM10] | NoSettings | 0 | 243.909 | 410.225 | 557.619 | 636.76 | 674.551 | 674.317 | 709.453 | 1131.92 | 1105.56 | 1079.21 | 1029.9 | 1075.44 | 1120.94 | 1160.95 | 1186.03 | 1204.41 | 1171.26 | 1152.56 | 1133.8 | 1116.61 | 1104.61 | 1083.65 | 1066.2 | 1040.02 | 1020.62 | 991.786 | 990.575 | 990.889 | 989.19 | 982.702
Industrial Sector Energy Related Emissions before CCS[LPG propane or butane if,chemicals 20,PM25] | NoSettings | 0 | 243.909 | 410.225 | 557.619 | 636.76 | 674.551 | 674.317 | 709.453 | 1131.92 | 1105.56 | 1079.21 | 1029.9 | 1075.44 | 1120.94 | 1160.95 | 1186.03 | 1204.41 | 1171.26 | 1152.56 | 1133.8 | 1116.61 | 1104.61 | 1083.65 | 1066.2 | 1040.02 | 1020.62 | 991.786 | 990.575 | 990.889 | 989.19 | 982.702
Industrial Sector Energy Related Emissions before CCS[LPG propane or butane if,chemicals 20,SOx] | NoSettings | 0 | 0 | 0 | 0 | 0 | 0 | 0 | 0 | 0 | 0 | 0 | 0 | 0 | 0 | 0 | 0 | 0 | 0 | 0 | 0 | 0 | 0 | 0 | 0 | 0 | 0 | 0 | 0 | 0 | 0 | 0
Industrial Sector Energy Related Emissions before CCS[LPG propane or butane if,chemicals 20,BC] | NoSettings | 0 | 40.2303 | 67.6623 | 91.9734 | 105.027 | 111.26 | 111.222 | 117.017 | 186.698 | 182.35 | 178.004 | 169.872 | 177.382 | 184.887 | 191.486 | 195.623 | 198.654 | 193.187 | 190.103 | 187.009 | 184.174 | 182.194 | 178.738 | 175.859 | 171.54 | 168.341 | 163.585 | 163.385 | 163.437 | 163.156 | 162.086
Industrial Sector Energy Related Emissions before CCS[LPG propane or butane if,chemicals 20,OC] | NoSettings | 0 | 104.402 | 175.591 | 238.682 | 272.557 | 288.732 | 288.632 | 303.672 | 484.504 | 473.22 | 461.942 | 440.837 | 460.327 | 479.802 | 496.929 | 507.663 | 515.53 | 501.343 | 493.34 | 485.309 | 477.952 | 472.815 | 463.844 | 456.375 | 445.167 | 436.864 | 424.521 | 424.002 | 424.137 | 423.41 | 420.633
Industrial Sector Energy Related Emissions before CCS[LPG propane or butane if,chemicals 20,CH4] | NoSettings | 0 | 210.63 | 354.253 | 481.536 | 549.879 | 582.513 | 582.312 | 612.654 | 977.479 | 954.714 | 931.961 | 889.382 | 928.702 | 967.994 | 1002.55 | 1024.2 | 1040.07 | 1011.45 | 995.305 | 979.104 | 964.261 | 953.897 | 935.799 | 920.729 | 898.117 | 881.366 | 856.465 | 855.419 | 855.69 | 854.222 | 848.62
Industrial Sector Energy Related Emissions before CCS[LPG propane or butane if,chemicals 20,N2O] | NoSettings | 0 | 42.126 | 70.8506 | 96.3073 | 109.976 | 116.503 | 116.462 | 122.531 | 195.496 | 190.943 | 186.392 | 177.876 | 185.74 | 193.599 | 200.509 | 204.84 | 208.015 | 202.29 | 199.061 | 195.821 | 192.852 | 190.779 | 187.16 | 184.146 | 179.623 | 176.273 | 171.293 | 171.084 | 171.138 | 170.844 | 169.724
Industrial Sector Energy Related Emissions before CCS[LPG propane or butane if,chemicals 20,F gases] | NoSettings | 0 | 0 | 0 | 0 | 0 | 0 | 0 | 0 | 0 | 0 | 0 | 0 | 0 | 0 | 0 | 0 | 0 | 0 | 0 | 0 | 0 | 0 | 0 | 0 | 0 | 0 | 0 | 0 | 0 | 0 | 0
Industrial Sector Energy Related Emissions before CCS[LPG propane or butane if,rubber and plastic products 22,CO2] | NoSettings | 0 | 0 | 0 | 0 | 0 | 0 | 0 | 0 | 0 | 0 | 0 | 0 | 0 | 0 | 0 | 0 | 0 | 0 | 0 | 0 | 0 | 0 | 0 | 0 | 0 | 0 | 0 | 0 | 0 | 0 | 0
Industrial Sector Energy Related Emissions before CCS[LPG propane or butane if,rubber and plastic products 22,VOC] | NoSettings | 0 | 0 | 0 | 0 | 0 | 0 | 0 | 0 | 0 | 0 | 0 | 0 | 0 | 0 | 0 | 0 | 0 | 0 | 0 | 0 | 0 | 0 | 0 | 0 | 0 | 0 | 0 | 0 | 0 | 0 | 0
Industrial Sector Energy Related Emissions before CCS[LPG propane or butane if,rubber and plastic products 22,CO] | NoSettings | 0 | 0 | 0 | 0 | 0 | 0 | 0 | 0 | 0 | 0 | 0 | 0 | 0 | 0 | 0 | 0 | 0 | 0 | 0 | 0 | 0 | 0 | 0 | 0 | 0 | 0 | 0 | 0 | 0 | 0 | 0
Industrial Sector Energy Related Emissions before CCS[LPG propane or butane if,rubber and plastic products 22,NOx] | NoSettings | 0 | 0 | 0 | 0 | 0 | 0 | 0 | 0 | 0 | 0 | 0 | 0 | 0 | 0 | 0 | 0 | 0 | 0 | 0 | 0 | 0 | 0 | 0 | 0 | 0 | 0 | 0 | 0 | 0 | 0 | 0
Industrial Sector Energy Related Emissions before CCS[LPG propane or butane if,rubber and plastic products 22,PM10] | NoSettings | 0 | 0 | 0 | 0 | 0 | 0 | 0 | 0 | 0 | 0 | 0 | 0 | 0 | 0 | 0 | 0 | 0 | 0 | 0 | 0 | 0 | 0 | 0 | 0 | 0 | 0 | 0 | 0 | 0 | 0 | 0
Industrial Sector Energy Related Emissions before CCS[LPG propane or butane if,rubber and plastic products 22,PM25] | NoSettings | 0 | 0 | 0 | 0 | 0 | 0 | 0 | 0 | 0 | 0 | 0 | 0 | 0 | 0 | 0 | 0 | 0 | 0 | 0 | 0 | 0 | 0 | 0 | 0 | 0 | 0 | 0 | 0 | 0 | 0 | 0
Industrial Sector Energy Related Emissions before CCS[LPG propane or butane if,rubber and plastic products 22,SOx] | NoSettings | 0 | 0 | 0 | 0 | 0 | 0 | 0 | 0 | 0 | 0 | 0 | 0 | 0 | 0 | 0 | 0 | 0 | 0 | 0 | 0 | 0 | 0 | 0 | 0 | 0 | 0 | 0 | 0 | 0 | 0 | 0
Industrial Sector Energy Related Emissions before CCS[LPG propane or butane if,rubber and plastic products 22,BC] | NoSettings | 0 | 0 | 0 | 0 | 0 | 0 | 0 | 0 | 0 | 0 | 0 | 0 | 0 | 0 | 0 | 0 | 0 | 0 | 0 | 0 | 0 | 0 | 0 | 0 | 0 | 0 | 0 | 0 | 0 | 0 | 0
Industrial Sector Energy Related Emissions before CCS[LPG propane or butane if,rubber and plastic products 22,OC] | NoSettings | 0 | 0 | 0 | 0 | 0 | 0 | 0 | 0 | 0 | 0 | 0 | 0 | 0 | 0 | 0 | 0 | 0 | 0 | 0 | 0 | 0 | 0 | 0 | 0 | 0 | 0 | 0 | 0 | 0 | 0 | 0
Industrial Sector Energy Related Emissions before CCS[LPG propane or butane if,rubber and plastic products 22,CH4] | NoSettings | 0 | 0 | 0 | 0 | 0 | 0 | 0 | 0 | 0 | 0 | 0 | 0 | 0 | 0 | 0 | 0 | 0 | 0 | 0 | 0 | 0 | 0 | 0 | 0 | 0 | 0 | 0 | 0 | 0 | 0 | 0
Industrial Sector Energy Related Emissions before CCS[LPG propane or butane if,rubber and plastic products 22,N2O] | NoSettings | 0 | 0 | 0 | 0 | 0 | 0 | 0 | 0 | 0 | 0 | 0 | 0 | 0 | 0 | 0 | 0 | 0 | 0 | 0 | 0 | 0 | 0 | 0 | 0 | 0 | 0 | 0 | 0 | 0 | 0 | 0
Industrial Sector Energy Related Emissions before CCS[LPG propane or butane if,rubber and plastic products 22,F gases] | NoSettings | 0 | 0 | 0 | 0 | 0 | 0 | 0 | 0 | 0 | 0 | 0 | 0 | 0 | 0 | 0 | 0 | 0 | 0 | 0 | 0 | 0 | 0 | 0 | 0 | 0 | 0 | 0 | 0 | 0 | 0 | 0
Industrial Sector Energy Related Emissions before CCS[LPG propane or butane if,glass and glass products 231,CO2] | NoSettings | 0 | 0 | 0 | 0 | 0 | 0 | 0 | 0 | 0 | 0 | 0 | 0 | 0 | 0 | 0 | 0 | 0 | 0 | 0 | 0 | 0 | 0 | 0 | 0 | 0 | 0 | 0 | 0 | 0 | 0 | 0
Industrial Sector Energy Related Emissions before CCS[LPG propane or butane if,glass and glass products 231,VOC] | NoSettings | 0 | 0 | 0 | 0 | 0 | 0 | 0 | 0 | 0 | 0 | 0 | 0 | 0 | 0 | 0 | 0 | 0 | 0 | 0 | 0 | 0 | 0 | 0 | 0 | 0 | 0 | 0 | 0 | 0 | 0 | 0
Industrial Sector Energy Related Emissions before CCS[LPG propane or butane if,glass and glass products 231,CO] | NoSettings | 0 | 0 | 0 | 0 | 0 | 0 | 0 | 0 | 0 | 0 | 0 | 0 | 0 | 0 | 0 | 0 | 0 | 0 | 0 | 0 | 0 | 0 | 0 | 0 | 0 | 0 | 0 | 0 | 0 | 0 | 0
Industrial Sector Energy Related Emissions before CCS[LPG propane or butane if,glass and glass products 231,NOx] | NoSettings | 0 | 0 | 0 | 0 | 0 | 0 | 0 | 0 | 0 | 0 | 0 | 0 | 0 | 0 | 0 | 0 | 0 | 0 | 0 | 0 | 0 | 0 | 0 | 0 | 0 | 0 | 0 | 0 | 0 | 0 | 0
Industrial Sector Energy Related Emissions before CCS[LPG propane or butane if,glass and glass products 231,PM10] | NoSettings | 0 | 0 | 0 | 0 | 0 | 0 | 0 | 0 | 0 | 0 | 0 | 0 | 0 | 0 | 0 | 0 | 0 | 0 | 0 | 0 | 0 | 0 | 0 | 0 | 0 | 0 | 0 | 0 | 0 | 0 | 0
Industrial Sector Energy Related Emissions before CCS[LPG propane or butane if,glass and glass products 231,PM25] | NoSettings | 0 | 0 | 0 | 0 | 0 | 0 | 0 | 0 | 0 | 0 | 0 | 0 | 0 | 0 | 0 | 0 | 0 | 0 | 0 | 0 | 0 | 0 | 0 | 0 | 0 | 0 | 0 | 0 | 0 | 0 | 0
Industrial Sector Energy Related Emissions before CCS[LPG propane or butane if,glass and glass products 231,SOx] | NoSettings | 0 | 0 | 0 | 0 | 0 | 0 | 0 | 0 | 0 | 0 | 0 | 0 | 0 | 0 | 0 | 0 | 0 | 0 | 0 | 0 | 0 | 0 | 0 | 0 | 0 | 0 | 0 | 0 | 0 | 0 | 0
Industrial Sector Energy Related Emissions before CCS[LPG propane or butane if,glass and glass products 231,BC] | NoSettings | 0 | 0 | 0 | 0 | 0 | 0 | 0 | 0 | 0 | 0 | 0 | 0 | 0 | 0 | 0 | 0 | 0 | 0 | 0 | 0 | 0 | 0 | 0 | 0 | 0 | 0 | 0 | 0 | 0 | 0 | 0
Industrial Sector Energy Related Emissions before CCS[LPG propane or butane if,glass and glass products 231,OC] | NoSettings | 0 | 0 | 0 | 0 | 0 | 0 | 0 | 0 | 0 | 0 | 0 | 0 | 0 | 0 | 0 | 0 | 0 | 0 | 0 | 0 | 0 | 0 | 0 | 0 | 0 | 0 | 0 | 0 | 0 | 0 | 0
Industrial Sector Energy Related Emissions before CCS[LPG propane or butane if,glass and glass products 231,CH4] | NoSettings | 0 | 0 | 0 | 0 | 0 | 0 | 0 | 0 | 0 | 0 | 0 | 0 | 0 | 0 | 0 | 0 | 0 | 0 | 0 | 0 | 0 | 0 | 0 | 0 | 0 | 0 | 0 | 0 | 0 | 0 | 0
Industrial Sector Energy Related Emissions before CCS[LPG propane or butane if,glass and glass products 231,N2O] | NoSettings | 0 | 0 | 0 | 0 | 0 | 0 | 0 | 0 | 0 | 0 | 0 | 0 | 0 | 0 | 0 | 0 | 0 | 0 | 0 | 0 | 0 | 0 | 0 | 0 | 0 | 0 | 0 | 0 | 0 | 0 | 0
Industrial Sector Energy Related Emissions before CCS[LPG propane or butane if,glass and glass products 231,F gases] | NoSettings | 0 | 0 | 0 | 0 | 0 | 0 | 0 | 0 | 0 | 0 | 0 | 0 | 0 | 0 | 0 | 0 | 0 | 0 | 0 | 0 | 0 | 0 | 0 | 0 | 0 | 0 | 0 | 0 | 0 | 0 | 0
Industrial Sector Energy Related Emissions before CCS[LPG propane or butane if,cement and other nonmetallic minerals 239,CO2] | NoSettings | 30205000 | 29575400 | 50987000 | 74102400 | 93660000 | 111665000 | 127168000 | 144326000 | 193989000 | 376818000 | 554442000 | 722396000 | 903459000 | 1084990000 | 1263190000 | 1436270000 | 1596060000 | 1584700000 | 1574580000 | 1565220000 | 1555260000 | 1551630000 | 1551300000 | 1554960000 | 1550150000 | 1555260000 | 1555130000 | 1561850000 | 1568170000 | 1574000000 | 1579530000
Industrial Sector Energy Related Emissions before CCS[LPG propane or butane if,cement and other nonmetallic minerals 239,VOC] | NoSettings | 1951.09 | 1910.42 | 3293.49 | 4786.63 | 6049.96 | 7212.97 | 8214.42 | 9322.74 | 12530.7 | 24340.5 | 35814.1 | 46663.1 | 58358.8 | 70084.9 | 81595.6 | 92775.7 | 103097 | 102363 | 101710 | 101105 | 100462 | 100227 | 100206 | 100442 | 100131 | 100462 | 100453 | 100887 | 101296 | 101672 | 102030
Industrial Sector Energy Related Emissions before CCS[LPG propane or butane if,cement and other nonmetallic minerals 239,CO] | NoSettings | 1612.48 | 1578.86 | 2721.9 | 3955.9 | 4999.98 | 5961.15 | 6788.8 | 7704.76 | 10356 | 20116.2 | 29598.5 | 38564.6 | 48230.6 | 57921.5 | 67434.5 | 76674.3 | 85204.5 | 84598.1 | 84057.8 | 83558.5 | 83026.4 | 82832.8 | 82815.3 | 83010.2 | 82753.5 | 83026.8 | 83019.3 | 83378.2 | 83715.9 | 84026.8 | 84322.4
Industrial Sector Energy Related Emissions before CCS[LPG propane or butane if,cement and other nonmetallic minerals 239,NOx] | NoSettings | 31703 | 31042.2 | 53515.6 | 77777.3 | 98304.9 | 117203 | 133475 | 151484 | 203610 | 395506 | 581939 | 758222 | 948265 | 1138800 | 1325840 | 1507500 | 1675210 | 1663290 | 1652670 | 1642850 | 1632390 | 1628580 | 1628240 | 1632070 | 1627020 | 1632400 | 1632250 | 1639310 | 1645940 | 1652060 | 1657870
Industrial Sector Energy Related Emissions before CCS[LPG propane or butane if,cement and other nonmetallic minerals 239,PM10] | NoSettings | 1707.33 | 1671.74 | 2882.02 | 4188.6 | 5294.09 | 6311.8 | 7188.14 | 8157.99 | 10965.2 | 21299.5 | 31339.6 | 40833.1 | 51067.7 | 61328.7 | 71401.3 | 81184.6 | 90216.5 | 89574.4 | 89002.4 | 88473.7 | 87910.3 | 87705.4 | 87686.8 | 87893.2 | 87621.3 | 87910.7 | 87902.8 | 88282.8 | 88640.3 | 88969.6 | 89282.5
Industrial Sector Energy Related Emissions before CCS[LPG propane or butane if,cement and other nonmetallic minerals 239,PM25] | NoSettings | 1707.33 | 1671.74 | 2882.02 | 4188.6 | 5294.09 | 6311.8 | 7188.14 | 8157.99 | 10965.2 | 21299.5 | 31339.6 | 40833.1 | 51067.7 | 61328.7 | 71401.3 | 81184.6 | 90216.5 | 89574.4 | 89002.4 | 88473.7 | 87910.3 | 87705.4 | 87686.8 | 87893.2 | 87621.3 | 87910.7 | 87902.8 | 88282.8 | 88640.3 | 88969.6 | 89282.5
Industrial Sector Energy Related Emissions before CCS[LPG propane or butane if,cement and other nonmetallic minerals 239,SOx] | NoSettings | 0 | 0 | 0 | 0 | 0 | 0 | 0 | 0 | 0 | 0 | 0 | 0 | 0 | 0 | 0 | 0 | 0 | 0 | 0 | 0 | 0 | 0 | 0 | 0 | 0 | 0 | 0 | 0 | 0 | 0 | 0
Industrial Sector Energy Related Emissions before CCS[LPG propane or butane if,cement and other nonmetallic minerals 239,BC] | NoSettings | 281.606 | 275.736 | 475.358 | 690.866 | 873.205 | 1041.07 | 1185.61 | 1345.57 | 1808.59 | 3513.13 | 5169.14 | 6735 | 8423.08 | 10115.5 | 11776.9 | 13390.5 | 14880.3 | 14774.4 | 14680 | 14592.8 | 14499.9 | 14466.1 | 14463 | 14497.1 | 14452.2 | 14499.9 | 14498.6 | 14561.3 | 14620.3 | 14674.6 | 14726.2
Industrial Sector Energy Related Emissions before CCS[LPG propane or butane if,cement and other nonmetallic minerals 239,OC] | NoSettings | 730.799 | 715.566 | 1233.61 | 1792.88 | 2266.07 | 2701.68 | 3076.79 | 3491.92 | 4693.49 | 9116.96 | 13414.5 | 17478.1 | 21858.8 | 26250.9 | 30562.4 | 34750 | 38616 | 38341.2 | 38096.3 | 37870 | 37628.8 | 37541.1 | 37533.2 | 37621.5 | 37505.2 | 37629 | 37625.6 | 37788.3 | 37941.3 | 38082.3 | 38216.2
Industrial Sector Energy Related Emissions before CCS[LPG propane or butane if,cement and other nonmetallic minerals 239,CH4] | NoSettings | 1474.38 | 1443.64 | 2488.79 | 3617.1 | 4571.76 | 5450.61 | 6207.37 | 7044.89 | 9469.05 | 18393.3 | 27063.6 | 35261.8 | 44099.9 | 52960.9 | 61659.1 | 70107.6 | 77907.2 | 77352.7 | 76858.7 | 76402.1 | 75915.6 | 75738.7 | 75722.6 | 75900.8 | 75666.1 | 75916 | 75909.2 | 76237.3 | 76546.1 | 76830.4 | 77100.6
Industrial Sector Energy Related Emissions before CCS[LPG propane or butane if,cement and other nonmetallic minerals 239,N2O] | NoSettings | 294.875 | 288.729 | 497.757 | 723.42 | 914.351 | 1090.12 | 1241.47 | 1408.98 | 1893.81 | 3678.67 | 5412.71 | 7052.36 | 8819.98 | 10592.2 | 12331.8 | 14021.5 | 15581.4 | 15470.5 | 15371.7 | 15280.4 | 15183.1 | 15147.7 | 15144.5 | 15180.2 | 15133.2 | 15183.2 | 15181.8 | 15247.5 | 15309.2 | 15366.1 | 15420.1
Industrial Sector Energy Related Emissions before CCS[LPG propane or butane if,cement and other nonmetallic minerals 239,F gases] | NoSettings | 0 | 0 | 0 | 0 | 0 | 0 | 0 | 0 | 0 | 0 | 0 | 0 | 0 | 0 | 0 | 0 | 0 | 0 | 0 | 0 | 0 | 0 | 0 | 0 | 0 | 0 | 0 | 0 | 0 | 0 | 0
Industrial Sector Energy Related Emissions before CCS[LPG propane or butane if,iron and steel 241,CO2] | NoSettings | 0 | 0 | 0 | 0 | 0 | 0 | 0 | 0 | 0 | 0 | 0 | 0 | 0 | 0 | 0 | 0 | 0 | 0 | 0 | 0 | 0 | 0 | 0 | 0 | 0 | 0 | 0 | 0 | 0 | 0 | 0
Industrial Sector Energy Related Emissions before CCS[LPG propane or butane if,iron and steel 241,VOC] | NoSettings | 0 | 0 | 0 | 0 | 0 | 0 | 0 | 0 | 0 | 0 | 0 | 0 | 0 | 0 | 0 | 0 | 0 | 0 | 0 | 0 | 0 | 0 | 0 | 0 | 0 | 0 | 0 | 0 | 0 | 0 | 0
Industrial Sector Energy Related Emissions before CCS[LPG propane or butane if,iron and steel 241,CO] | NoSettings | 0 | 0 | 0 | 0 | 0 | 0 | 0 | 0 | 0 | 0 | 0 | 0 | 0 | 0 | 0 | 0 | 0 | 0 | 0 | 0 | 0 | 0 | 0 | 0 | 0 | 0 | 0 | 0 | 0 | 0 | 0
Industrial Sector Energy Related Emissions before CCS[LPG propane or butane if,iron and steel 241,NOx] | NoSettings | 0 | 0 | 0 | 0 | 0 | 0 | 0 | 0 | 0 | 0 | 0 | 0 | 0 | 0 | 0 | 0 | 0 | 0 | 0 | 0 | 0 | 0 | 0 | 0 | 0 | 0 | 0 | 0 | 0 | 0 | 0
Industrial Sector Energy Related Emissions before CCS[LPG propane or butane if,iron and steel 241,PM10] | NoSettings | 0 | 0 | 0 | 0 | 0 | 0 | 0 | 0 | 0 | 0 | 0 | 0 | 0 | 0 | 0 | 0 | 0 | 0 | 0 | 0 | 0 | 0 | 0 | 0 | 0 | 0 | 0 | 0 | 0 | 0 | 0
Industrial Sector Energy Related Emissions before CCS[LPG propane or butane if,iron and steel 241,PM25] | NoSettings | 0 | 0 | 0 | 0 | 0 | 0 | 0 | 0 | 0 | 0 | 0 | 0 | 0 | 0 | 0 | 0 | 0 | 0 | 0 | 0 | 0 | 0 | 0 | 0 | 0 | 0 | 0 | 0 | 0 | 0 | 0
Industrial Sector Energy Related Emissions before CCS[LPG propane or butane if,iron and steel 241,SOx] | NoSettings | 0 | 0 | 0 | 0 | 0 | 0 | 0 | 0 | 0 | 0 | 0 | 0 | 0 | 0 | 0 | 0 | 0 | 0 | 0 | 0 | 0 | 0 | 0 | 0 | 0 | 0 | 0 | 0 | 0 | 0 | 0
Industrial Sector Energy Related Emissions before CCS[LPG propane or butane if,iron and steel 241,BC] | NoSettings | 0 | 0 | 0 | 0 | 0 | 0 | 0 | 0 | 0 | 0 | 0 | 0 | 0 | 0 | 0 | 0 | 0 | 0 | 0 | 0 | 0 | 0 | 0 | 0 | 0 | 0 | 0 | 0 | 0 | 0 | 0
Industrial Sector Energy Related Emissions before CCS[LPG propane or butane if,iron and steel 241,OC] | NoSettings | 0 | 0 | 0 | 0 | 0 | 0 | 0 | 0 | 0 | 0 | 0 | 0 | 0 | 0 | 0 | 0 | 0 | 0 | 0 | 0 | 0 | 0 | 0 | 0 | 0 | 0 | 0 | 0 | 0 | 0 | 0
Industrial Sector Energy Related Emissions before CCS[LPG propane or butane if,iron and steel 241,CH4] | NoSettings | 0 | 0 | 0 | 0 | 0 | 0 | 0 | 0 | 0 | 0 | 0 | 0 | 0 | 0 | 0 | 0 | 0 | 0 | 0 | 0 | 0 | 0 | 0 | 0 | 0 | 0 | 0 | 0 | 0 | 0 | 0
Industrial Sector Energy Related Emissions before CCS[LPG propane or butane if,iron and steel 241,N2O] | NoSettings | 0 | 0 | 0 | 0 | 0 | 0 | 0 | 0 | 0 | 0 | 0 | 0 | 0 | 0 | 0 | 0 | 0 | 0 | 0 | 0 | 0 | 0 | 0 | 0 | 0 | 0 | 0 | 0 | 0 | 0 | 0
Industrial Sector Energy Related Emissions before CCS[LPG propane or butane if,iron and steel 241,F gases] | NoSettings | 0 | 0 | 0 | 0 | 0 | 0 | 0 | 0 | 0 | 0 | 0 | 0 | 0 | 0 | 0 | 0 | 0 | 0 | 0 | 0 | 0 | 0 | 0 | 0 | 0 | 0 | 0 | 0 | 0 | 0 | 0
Industrial Sector Energy Related Emissions before CCS[LPG propane or butane if,other metals 242,CO2] | NoSettings | 0 | 0 | 0 | 0 | 0 | 0 | 0 | 0 | 0 | 0 | 0 | 0 | 0 | 0 | 0 | 0 | 0 | 0 | 0 | 0 | 0 | 0 | 0 | 0 | 0 | 0 | 0 | 0 | 0 | 0 | 0
Industrial Sector Energy Related Emissions before CCS[LPG propane or butane if,other metals 242,VOC] | NoSettings | 0 | 0 | 0 | 0 | 0 | 0 | 0 | 0 | 0 | 0 | 0 | 0 | 0 | 0 | 0 | 0 | 0 | 0 | 0 | 0 | 0 | 0 | 0 | 0 | 0 | 0 | 0 | 0 | 0 | 0 | 0
Industrial Sector Energy Related Emissions before CCS[LPG propane or butane if,other metals 242,CO] | NoSettings | 0 | 0 | 0 | 0 | 0 | 0 | 0 | 0 | 0 | 0 | 0 | 0 | 0 | 0 | 0 | 0 | 0 | 0 | 0 | 0 | 0 | 0 | 0 | 0 | 0 | 0 | 0 | 0 | 0 | 0 | 0
Industrial Sector Energy Related Emissions before CCS[LPG propane or butane if,other metals 242,NOx] | NoSettings | 0 | 0 | 0 | 0 | 0 | 0 | 0 | 0 | 0 | 0 | 0 | 0 | 0 | 0 | 0 | 0 | 0 | 0 | 0 | 0 | 0 | 0 | 0 | 0 | 0 | 0 | 0 | 0 | 0 | 0 | 0
Industrial Sector Energy Related Emissions before CCS[LPG propane or butane if,other metals 242,PM10] | NoSettings | 0 | 0 | 0 | 0 | 0 | 0 | 0 | 0 | 0 | 0 | 0 | 0 | 0 | 0 | 0 | 0 | 0 | 0 | 0 | 0 | 0 | 0 | 0 | 0 | 0 | 0 | 0 | 0 | 0 | 0 | 0
Industrial Sector Energy Related Emissions before CCS[LPG propane or butane if,other metals 242,PM25] | NoSettings | 0 | 0 | 0 | 0 | 0 | 0 | 0 | 0 | 0 | 0 | 0 | 0 | 0 | 0 | 0 | 0 | 0 | 0 | 0 | 0 | 0 | 0 | 0 | 0 | 0 | 0 | 0 | 0 | 0 | 0 | 0
Industrial Sector Energy Related Emissions before CCS[LPG propane or butane if,other metals 242,SOx] | NoSettings | 0 | 0 | 0 | 0 | 0 | 0 | 0 | 0 | 0 | 0 | 0 | 0 | 0 | 0 | 0 | 0 | 0 | 0 | 0 | 0 | 0 | 0 | 0 | 0 | 0 | 0 | 0 | 0 | 0 | 0 | 0
Industrial Sector Energy Related Emissions before CCS[LPG propane or butane if,other metals 242,BC] | NoSettings | 0 | 0 | 0 | 0 | 0 | 0 | 0 | 0 | 0 | 0 | 0 | 0 | 0 | 0 | 0 | 0 | 0 | 0 | 0 | 0 | 0 | 0 | 0 | 0 | 0 | 0 | 0 | 0 | 0 | 0 | 0
Industrial Sector Energy Related Emissions before CCS[LPG propane or butane if,other metals 242,OC] | NoSettings | 0 | 0 | 0 | 0 | 0 | 0 | 0 | 0 | 0 | 0 | 0 | 0 | 0 | 0 | 0 | 0 | 0 | 0 | 0 | 0 | 0 | 0 | 0 | 0 | 0 | 0 | 0 | 0 | 0 | 0 | 0
Industrial Sector Energy Related Emissions before CCS[LPG propane or butane if,other metals 242,CH4] | NoSettings | 0 | 0 | 0 | 0 | 0 | 0 | 0 | 0 | 0 | 0 | 0 | 0 | 0 | 0 | 0 | 0 | 0 | 0 | 0 | 0 | 0 | 0 | 0 | 0 | 0 | 0 | 0 | 0 | 0 | 0 | 0
Industrial Sector Energy Related Emissions before CCS[LPG propane or butane if,other metals 242,N2O] | NoSettings | 0 | 0 | 0 | 0 | 0 | 0 | 0 | 0 | 0 | 0 | 0 | 0 | 0 | 0 | 0 | 0 | 0 | 0 | 0 | 0 | 0 | 0 | 0 | 0 | 0 | 0 | 0 | 0 | 0 | 0 | 0
Industrial Sector Energy Related Emissions before CCS[LPG propane or butane if,other metals 242,F gases] | NoSettings | 0 | 0 | 0 | 0 | 0 | 0 | 0 | 0 | 0 | 0 | 0 | 0 | 0 | 0 | 0 | 0 | 0 | 0 | 0 | 0 | 0 | 0 | 0 | 0 | 0 | 0 | 0 | 0 | 0 | 0 | 0
Industrial Sector Energy Related Emissions before CCS[LPG propane or butane if,metal products except machinery and vehicles 25,CO2] | NoSettings | 0 | 0 | 0 | 0 | 0 | 0 | 0 | 0 | 0 | 0 | 0 | 0 | 0 | 0 | 0 | 0 | 0 | 0 | 0 | 0 | 0 | 0 | 0 | 0 | 0 | 0 | 0 | 0 | 0 | 0 | 0
Industrial Sector Energy Related Emissions before CCS[LPG propane or butane if,metal products except machinery and vehicles 25,VOC] | NoSettings | 0 | 0 | 0 | 0 | 0 | 0 | 0 | 0 | 0 | 0 | 0 | 0 | 0 | 0 | 0 | 0 | 0 | 0 | 0 | 0 | 0 | 0 | 0 | 0 | 0 | 0 | 0 | 0 | 0 | 0 | 0
Industrial Sector Energy Related Emissions before CCS[LPG propane or butane if,metal products except machinery and vehicles 25,CO] | NoSettings | 0 | 0 | 0 | 0 | 0 | 0 | 0 | 0 | 0 | 0 | 0 | 0 | 0 | 0 | 0 | 0 | 0 | 0 | 0 | 0 | 0 | 0 | 0 | 0 | 0 | 0 | 0 | 0 | 0 | 0 | 0
Industrial Sector Energy Related Emissions before CCS[LPG propane or butane if,metal products except machinery and vehicles 25,NOx] | NoSettings | 0 | 0 | 0 | 0 | 0 | 0 | 0 | 0 | 0 | 0 | 0 | 0 | 0 | 0 | 0 | 0 | 0 | 0 | 0 | 0 | 0 | 0 | 0 | 0 | 0 | 0 | 0 | 0 | 0 | 0 | 0
Industrial Sector Energy Related Emissions before CCS[LPG propane or butane if,metal products except machinery and vehicles 25,PM10] | NoSettings | 0 | 0 | 0 | 0 | 0 | 0 | 0 | 0 | 0 | 0 | 0 | 0 | 0 | 0 | 0 | 0 | 0 | 0 | 0 | 0 | 0 | 0 | 0 | 0 | 0 | 0 | 0 | 0 | 0 | 0 | 0
Industrial Sector Energy Related Emissions before CCS[LPG propane or butane if,metal products except machinery and vehicles 25,PM25] | NoSettings | 0 | 0 | 0 | 0 | 0 | 0 | 0 | 0 | 0 | 0 | 0 | 0 | 0 | 0 | 0 | 0 | 0 | 0 | 0 | 0 | 0 | 0 | 0 | 0 | 0 | 0 | 0 | 0 | 0 | 0 | 0
Industrial Sector Energy Related Emissions before CCS[LPG propane or butane if,metal products except machinery and vehicles 25,SOx] | NoSettings | 0 | 0 | 0 | 0 | 0 | 0 | 0 | 0 | 0 | 0 | 0 | 0 | 0 | 0 | 0 | 0 | 0 | 0 | 0 | 0 | 0 | 0 | 0 | 0 | 0 | 0 | 0 | 0 | 0 | 0 | 0
Industrial Sector Energy Related Emissions before CCS[LPG propane or butane if,metal products except machinery and vehicles 25,BC] | NoSettings | 0 | 0 | 0 | 0 | 0 | 0 | 0 | 0 | 0 | 0 | 0 | 0 | 0 | 0 | 0 | 0 | 0 | 0 | 0 | 0 | 0 | 0 | 0 | 0 | 0 | 0 | 0 | 0 | 0 | 0 | 0
Industrial Sector Energy Related Emissions before CCS[LPG propane or butane if,metal products except machinery and vehicles 25,OC] | NoSettings | 0 | 0 | 0 | 0 | 0 | 0 | 0 | 0 | 0 | 0 | 0 | 0 | 0 | 0 | 0 | 0 | 0 | 0 | 0 | 0 | 0 | 0 | 0 | 0 | 0 | 0 | 0 | 0 | 0 | 0 | 0
Industrial Sector Energy Related Emissions before CCS[LPG propane or butane if,metal products except machinery and vehicles 25,CH4] | NoSettings | 0 | 0 | 0 | 0 | 0 | 0 | 0 | 0 | 0 | 0 | 0 | 0 | 0 | 0 | 0 | 0 | 0 | 0 | 0 | 0 | 0 | 0 | 0 | 0 | 0 | 0 | 0 | 0 | 0 | 0 | 0
Industrial Sector Energy Related Emissions before CCS[LPG propane or butane if,metal products except machinery and vehicles 25,N2O] | NoSettings | 0 | 0 | 0 | 0 | 0 | 0 | 0 | 0 | 0 | 0 | 0 | 0 | 0 | 0 | 0 | 0 | 0 | 0 | 0 | 0 | 0 | 0 | 0 | 0 | 0 | 0 | 0 | 0 | 0 | 0 | 0
Industrial Sector Energy Related Emissions before CCS[LPG propane or butane if,metal products except machinery and vehicles 25,F gases] | NoSettings | 0 | 0 | 0 | 0 | 0 | 0 | 0 | 0 | 0 | 0 | 0 | 0 | 0 | 0 | 0 | 0 | 0 | 0 | 0 | 0 | 0 | 0 | 0 | 0 | 0 | 0 | 0 | 0 | 0 | 0 | 0
Industrial Sector Energy Related Emissions before CCS[LPG propane or butane if,computers and electronics 26,CO2] | NoSettings | 0 | 0 | 0 | 0 | 0 | 0 | 0 | 0 | 0 | 0 | 0 | 0 | 0 | 0 | 0 | 0 | 0 | 0 | 0 | 0 | 0 | 0 | 0 | 0 | 0 | 0 | 0 | 0 | 0 | 0 | 0
Industrial Sector Energy Related Emissions before CCS[LPG propane or butane if,computers and electronics 26,VOC] | NoSettings | 0 | 0 | 0 | 0 | 0 | 0 | 0 | 0 | 0 | 0 | 0 | 0 | 0 | 0 | 0 | 0 | 0 | 0 | 0 | 0 | 0 | 0 | 0 | 0 | 0 | 0 | 0 | 0 | 0 | 0 | 0
Industrial Sector Energy Related Emissions before CCS[LPG propane or butane if,computers and electronics 26,CO] | NoSettings | 0 | 0 | 0 | 0 | 0 | 0 | 0 | 0 | 0 | 0 | 0 | 0 | 0 | 0 | 0 | 0 | 0 | 0 | 0 | 0 | 0 | 0 | 0 | 0 | 0 | 0 | 0 | 0 | 0 | 0 | 0
Industrial Sector Energy Related Emissions before CCS[LPG propane or butane if,computers and electronics 26,NOx] | NoSettings | 0 | 0 | 0 | 0 | 0 | 0 | 0 | 0 | 0 | 0 | 0 | 0 | 0 | 0 | 0 | 0 | 0 | 0 | 0 | 0 | 0 | 0 | 0 | 0 | 0 | 0 | 0 | 0 | 0 | 0 | 0
Industrial Sector Energy Related Emissions before CCS[LPG propane or butane if,computers and electronics 26,PM10] | NoSettings | 0 | 0 | 0 | 0 | 0 | 0 | 0 | 0 | 0 | 0 | 0 | 0 | 0 | 0 | 0 | 0 | 0 | 0 | 0 | 0 | 0 | 0 | 0 | 0 | 0 | 0 | 0 | 0 | 0 | 0 | 0
Industrial Sector Energy Related Emissions before CCS[LPG propane or butane if,computers and electronics 26,PM25] | NoSettings | 0 | 0 | 0 | 0 | 0 | 0 | 0 | 0 | 0 | 0 | 0 | 0 | 0 | 0 | 0 | 0 | 0 | 0 | 0 | 0 | 0 | 0 | 0 | 0 | 0 | 0 | 0 | 0 | 0 | 0 | 0
Industrial Sector Energy Related Emissions before CCS[LPG propane or butane if,computers and electronics 26,SOx] | NoSettings | 0 | 0 | 0 | 0 | 0 | 0 | 0 | 0 | 0 | 0 | 0 | 0 | 0 | 0 | 0 | 0 | 0 | 0 | 0 | 0 | 0 | 0 | 0 | 0 | 0 | 0 | 0 | 0 | 0 | 0 | 0
Industrial Sector Energy Related Emissions before CCS[LPG propane or butane if,computers and electronics 26,BC] | NoSettings | 0 | 0 | 0 | 0 | 0 | 0 | 0 | 0 | 0 | 0 | 0 | 0 | 0 | 0 | 0 | 0 | 0 | 0 | 0 | 0 | 0 | 0 | 0 | 0 | 0 | 0 | 0 | 0 | 0 | 0 | 0
Industrial Sector Energy Related Emissions before CCS[LPG propane or butane if,computers and electronics 26,OC] | NoSettings | 0 | 0 | 0 | 0 | 0 | 0 | 0 | 0 | 0 | 0 | 0 | 0 | 0 | 0 | 0 | 0 | 0 | 0 | 0 | 0 | 0 | 0 | 0 | 0 | 0 | 0 | 0 | 0 | 0 | 0 | 0
Industrial Sector Energy Related Emissions before CCS[LPG propane or butane if,computers and electronics 26,CH4] | NoSettings | 0 | 0 | 0 | 0 | 0 | 0 | 0 | 0 | 0 | 0 | 0 | 0 | 0 | 0 | 0 | 0 | 0 | 0 | 0 | 0 | 0 | 0 | 0 | 0 | 0 | 0 | 0 | 0 | 0 | 0 | 0
Industrial Sector Energy Related Emissions before CCS[LPG propane or butane if,computers and electronics 26,N2O] | NoSettings | 0 | 0 | 0 | 0 | 0 | 0 | 0 | 0 | 0 | 0 | 0 | 0 | 0 | 0 | 0 | 0 | 0 | 0 | 0 | 0 | 0 | 0 | 0 | 0 | 0 | 0 | 0 | 0 | 0 | 0 | 0
Industrial Sector Energy Related Emissions before CCS[LPG propane or butane if,computers and electronics 26,F gases] | NoSettings | 0 | 0 | 0 | 0 | 0 | 0 | 0 | 0 | 0 | 0 | 0 | 0 | 0 | 0 | 0 | 0 | 0 | 0 | 0 | 0 | 0 | 0 | 0 | 0 | 0 | 0 | 0 | 0 | 0 | 0 | 0
Industrial Sector Energy Related Emissions before CCS[LPG propane or butane if,appliances and electrical equipment 27,CO2] | NoSettings | 0 | 0 | 0 | 0 | 0 | 0 | 0 | 0 | 0 | 0 | 0 | 0 | 0 | 0 | 0 | 0 | 0 | 0 | 0 | 0 | 0 | 0 | 0 | 0 | 0 | 0 | 0 | 0 | 0 | 0 | 0
Industrial Sector Energy Related Emissions before CCS[LPG propane or butane if,appliances and electrical equipment 27,VOC] | NoSettings | 0 | 0 | 0 | 0 | 0 | 0 | 0 | 0 | 0 | 0 | 0 | 0 | 0 | 0 | 0 | 0 | 0 | 0 | 0 | 0 | 0 | 0 | 0 | 0 | 0 | 0 | 0 | 0 | 0 | 0 | 0
Industrial Sector Energy Related Emissions before CCS[LPG propane or butane if,appliances and electrical equipment 27,CO] | NoSettings | 0 | 0 | 0 | 0 | 0 | 0 | 0 | 0 | 0 | 0 | 0 | 0 | 0 | 0 | 0 | 0 | 0 | 0 | 0 | 0 | 0 | 0 | 0 | 0 | 0 | 0 | 0 | 0 | 0 | 0 | 0
Industrial Sector Energy Related Emissions before CCS[LPG propane or butane if,appliances and electrical equipment 27,NOx] | NoSettings | 0 | 0 | 0 | 0 | 0 | 0 | 0 | 0 | 0 | 0 | 0 | 0 | 0 | 0 | 0 | 0 | 0 | 0 | 0 | 0 | 0 | 0 | 0 | 0 | 0 | 0 | 0 | 0 | 0 | 0 | 0
Industrial Sector Energy Related Emissions before CCS[LPG propane or butane if,appliances and electrical equipment 27,PM10] | NoSettings | 0 | 0 | 0 | 0 | 0 | 0 | 0 | 0 | 0 | 0 | 0 | 0 | 0 | 0 | 0 | 0 | 0 | 0 | 0 | 0 | 0 | 0 | 0 | 0 | 0 | 0 | 0 | 0 | 0 | 0 | 0
Industrial Sector Energy Related Emissions before CCS[LPG propane or butane if,appliances and electrical equipment 27,PM25] | NoSettings | 0 | 0 | 0 | 0 | 0 | 0 | 0 | 0 | 0 | 0 | 0 | 0 | 0 | 0 | 0 | 0 | 0 | 0 | 0 | 0 | 0 | 0 | 0 | 0 | 0 | 0 | 0 | 0 | 0 | 0 | 0
Industrial Sector Energy Related Emissions before CCS[LPG propane or butane if,appliances and electrical equipment 27,SOx] | NoSettings | 0 | 0 | 0 | 0 | 0 | 0 | 0 | 0 | 0 | 0 | 0 | 0 | 0 | 0 | 0 | 0 | 0 | 0 | 0 | 0 | 0 | 0 | 0 | 0 | 0 | 0 | 0 | 0 | 0 | 0 | 0
Industrial Sector Energy Related Emissions before CCS[LPG propane or butane if,appliances and electrical equipment 27,BC] | NoSettings | 0 | 0 | 0 | 0 | 0 | 0 | 0 | 0 | 0 | 0 | 0 | 0 | 0 | 0 | 0 | 0 | 0 | 0 | 0 | 0 | 0 | 0 | 0 | 0 | 0 | 0 | 0 | 0 | 0 | 0 | 0
Industrial Sector Energy Related Emissions before CCS[LPG propane or butane if,appliances and electrical equipment 27,OC] | NoSettings | 0 | 0 | 0 | 0 | 0 | 0 | 0 | 0 | 0 | 0 | 0 | 0 | 0 | 0 | 0 | 0 | 0 | 0 | 0 | 0 | 0 | 0 | 0 | 0 | 0 | 0 | 0 | 0 | 0 | 0 | 0
Industrial Sector Energy Related Emissions before CCS[LPG propane or butane if,appliances and electrical equipment 27,CH4] | NoSettings | 0 | 0 | 0 | 0 | 0 | 0 | 0 | 0 | 0 | 0 | 0 | 0 | 0 | 0 | 0 | 0 | 0 | 0 | 0 | 0 | 0 | 0 | 0 | 0 | 0 | 0 | 0 | 0 | 0 | 0 | 0
Industrial Sector Energy Related Emissions before CCS[LPG propane or butane if,appliances and electrical equipment 27,N2O] | NoSettings | 0 | 0 | 0 | 0 | 0 | 0 | 0 | 0 | 0 | 0 | 0 | 0 | 0 | 0 | 0 | 0 | 0 | 0 | 0 | 0 | 0 | 0 | 0 | 0 | 0 | 0 | 0 | 0 | 0 | 0 | 0
Industrial Sector Energy Related Emissions before CCS[LPG propane or butane if,appliances and electrical equipment 27,F gases] | NoSettings | 0 | 0 | 0 | 0 | 0 | 0 | 0 | 0 | 0 | 0 | 0 | 0 | 0 | 0 | 0 | 0 | 0 | 0 | 0 | 0 | 0 | 0 | 0 | 0 | 0 | 0 | 0 | 0 | 0 | 0 | 0
Industrial Sector Energy Related Emissions before CCS[LPG propane or butane if,other machinery 28,CO2] | NoSettings | 0 | 0 | 0 | 0 | 0 | 0 | 0 | 0 | 0 | 0 | 0 | 0 | 0 | 0 | 0 | 0 | 0 | 0 | 0 | 0 | 0 | 0 | 0 | 0 | 0 | 0 | 0 | 0 | 0 | 0 | 0
Industrial Sector Energy Related Emissions before CCS[LPG propane or butane if,other machinery 28,VOC] | NoSettings | 0 | 0 | 0 | 0 | 0 | 0 | 0 | 0 | 0 | 0 | 0 | 0 | 0 | 0 | 0 | 0 | 0 | 0 | 0 | 0 | 0 | 0 | 0 | 0 | 0 | 0 | 0 | 0 | 0 | 0 | 0
Industrial Sector Energy Related Emissions before CCS[LPG propane or butane if,other machinery 28,CO] | NoSettings | 0 | 0 | 0 | 0 | 0 | 0 | 0 | 0 | 0 | 0 | 0 | 0 | 0 | 0 | 0 | 0 | 0 | 0 | 0 | 0 | 0 | 0 | 0 | 0 | 0 | 0 | 0 | 0 | 0 | 0 | 0
Industrial Sector Energy Related Emissions before CCS[LPG propane or butane if,other machinery 28,NOx] | NoSettings | 0 | 0 | 0 | 0 | 0 | 0 | 0 | 0 | 0 | 0 | 0 | 0 | 0 | 0 | 0 | 0 | 0 | 0 | 0 | 0 | 0 | 0 | 0 | 0 | 0 | 0 | 0 | 0 | 0 | 0 | 0
Industrial Sector Energy Related Emissions before CCS[LPG propane or butane if,other machinery 28,PM10] | NoSettings | 0 | 0 | 0 | 0 | 0 | 0 | 0 | 0 | 0 | 0 | 0 | 0 | 0 | 0 | 0 | 0 | 0 | 0 | 0 | 0 | 0 | 0 | 0 | 0 | 0 | 0 | 0 | 0 | 0 | 0 | 0
Industrial Sector Energy Related Emissions before CCS[LPG propane or butane if,other machinery 28,PM25] | NoSettings | 0 | 0 | 0 | 0 | 0 | 0 | 0 | 0 | 0 | 0 | 0 | 0 | 0 | 0 | 0 | 0 | 0 | 0 | 0 | 0 | 0 | 0 | 0 | 0 | 0 | 0 | 0 | 0 | 0 | 0 | 0
Industrial Sector Energy Related Emissions before CCS[LPG propane or butane if,other machinery 28,SOx] | NoSettings | 0 | 0 | 0 | 0 | 0 | 0 | 0 | 0 | 0 | 0 | 0 | 0 | 0 | 0 | 0 | 0 | 0 | 0 | 0 | 0 | 0 | 0 | 0 | 0 | 0 | 0 | 0 | 0 | 0 | 0 | 0
Industrial Sector Energy Related Emissions before CCS[LPG propane or butane if,other machinery 28,BC] | NoSettings | 0 | 0 | 0 | 0 | 0 | 0 | 0 | 0 | 0 | 0 | 0 | 0 | 0 | 0 | 0 | 0 | 0 | 0 | 0 | 0 | 0 | 0 | 0 | 0 | 0 | 0 | 0 | 0 | 0 | 0 | 0
Industrial Sector Energy Related Emissions before CCS[LPG propane or butane if,other machinery 28,OC] | NoSettings | 0 | 0 | 0 | 0 | 0 | 0 | 0 | 0 | 0 | 0 | 0 | 0 | 0 | 0 | 0 | 0 | 0 | 0 | 0 | 0 | 0 | 0 | 0 | 0 | 0 | 0 | 0 | 0 | 0 | 0 | 0
Industrial Sector Energy Related Emissions before CCS[LPG propane or butane if,other machinery 28,CH4] | NoSettings | 0 | 0 | 0 | 0 | 0 | 0 | 0 | 0 | 0 | 0 | 0 | 0 | 0 | 0 | 0 | 0 | 0 | 0 | 0 | 0 | 0 | 0 | 0 | 0 | 0 | 0 | 0 | 0 | 0 | 0 | 0
Industrial Sector Energy Related Emissions before CCS[LPG propane or butane if,other machinery 28,N2O] | NoSettings | 0 | 0 | 0 | 0 | 0 | 0 | 0 | 0 | 0 | 0 | 0 | 0 | 0 | 0 | 0 | 0 | 0 | 0 | 0 | 0 | 0 | 0 | 0 | 0 | 0 | 0 | 0 | 0 | 0 | 0 | 0
Industrial Sector Energy Related Emissions before CCS[LPG propane or butane if,other machinery 28,F gases] | NoSettings | 0 | 0 | 0 | 0 | 0 | 0 | 0 | 0 | 0 | 0 | 0 | 0 | 0 | 0 | 0 | 0 | 0 | 0 | 0 | 0 | 0 | 0 | 0 | 0 | 0 | 0 | 0 | 0 | 0 | 0 | 0
Industrial Sector Energy Related Emissions before CCS[LPG propane or butane if,road vehicles 29,CO2] | NoSettings | 0 | 0 | 0 | 0 | 0 | 0 | 0 | 0 | 0 | 0 | 0 | 0 | 0 | 0 | 0 | 0 | 0 | 0 | 0 | 0 | 0 | 0 | 0 | 0 | 0 | 0 | 0 | 0 | 0 | 0 | 0
Industrial Sector Energy Related Emissions before CCS[LPG propane or butane if,road vehicles 29,VOC] | NoSettings | 0 | 0 | 0 | 0 | 0 | 0 | 0 | 0 | 0 | 0 | 0 | 0 | 0 | 0 | 0 | 0 | 0 | 0 | 0 | 0 | 0 | 0 | 0 | 0 | 0 | 0 | 0 | 0 | 0 | 0 | 0
Industrial Sector Energy Related Emissions before CCS[LPG propane or butane if,road vehicles 29,CO] | NoSettings | 0 | 0 | 0 | 0 | 0 | 0 | 0 | 0 | 0 | 0 | 0 | 0 | 0 | 0 | 0 | 0 | 0 | 0 | 0 | 0 | 0 | 0 | 0 | 0 | 0 | 0 | 0 | 0 | 0 | 0 | 0
Industrial Sector Energy Related Emissions before CCS[LPG propane or butane if,road vehicles 29,NOx] | NoSettings | 0 | 0 | 0 | 0 | 0 | 0 | 0 | 0 | 0 | 0 | 0 | 0 | 0 | 0 | 0 | 0 | 0 | 0 | 0 | 0 | 0 | 0 | 0 | 0 | 0 | 0 | 0 | 0 | 0 | 0 | 0
Industrial Sector Energy Related Emissions before CCS[LPG propane or butane if,road vehicles 29,PM10] | NoSettings | 0 | 0 | 0 | 0 | 0 | 0 | 0 | 0 | 0 | 0 | 0 | 0 | 0 | 0 | 0 | 0 | 0 | 0 | 0 | 0 | 0 | 0 | 0 | 0 | 0 | 0 | 0 | 0 | 0 | 0 | 0
Industrial Sector Energy Related Emissions before CCS[LPG propane or butane if,road vehicles 29,PM25] | NoSettings | 0 | 0 | 0 | 0 | 0 | 0 | 0 | 0 | 0 | 0 | 0 | 0 | 0 | 0 | 0 | 0 | 0 | 0 | 0 | 0 | 0 | 0 | 0 | 0 | 0 | 0 | 0 | 0 | 0 | 0 | 0
Industrial Sector Energy Related Emissions before CCS[LPG propane or butane if,road vehicles 29,SOx] | NoSettings | 0 | 0 | 0 | 0 | 0 | 0 | 0 | 0 | 0 | 0 | 0 | 0 | 0 | 0 | 0 | 0 | 0 | 0 | 0 | 0 | 0 | 0 | 0 | 0 | 0 | 0 | 0 | 0 | 0 | 0 | 0
Industrial Sector Energy Related Emissions before CCS[LPG propane or butane if,road vehicles 29,BC] | NoSettings | 0 | 0 | 0 | 0 | 0 | 0 | 0 | 0 | 0 | 0 | 0 | 0 | 0 | 0 | 0 | 0 | 0 | 0 | 0 | 0 | 0 | 0 | 0 | 0 | 0 | 0 | 0 | 0 | 0 | 0 | 0
Industrial Sector Energy Related Emissions before CCS[LPG propane or butane if,road vehicles 29,OC] | NoSettings | 0 | 0 | 0 | 0 | 0 | 0 | 0 | 0 | 0 | 0 | 0 | 0 | 0 | 0 | 0 | 0 | 0 | 0 | 0 | 0 | 0 | 0 | 0 | 0 | 0 | 0 | 0 | 0 | 0 | 0 | 0
Industrial Sector Energy Related Emissions before CCS[LPG propane or butane if,road vehicles 29,CH4] | NoSettings | 0 | 0 | 0 | 0 | 0 | 0 | 0 | 0 | 0 | 0 | 0 | 0 | 0 | 0 | 0 | 0 | 0 | 0 | 0 | 0 | 0 | 0 | 0 | 0 | 0 | 0 | 0 | 0 | 0 | 0 | 0
Industrial Sector Energy Related Emissions before CCS[LPG propane or butane if,road vehicles 29,N2O] | NoSettings | 0 | 0 | 0 | 0 | 0 | 0 | 0 | 0 | 0 | 0 | 0 | 0 | 0 | 0 | 0 | 0 | 0 | 0 | 0 | 0 | 0 | 0 | 0 | 0 | 0 | 0 | 0 | 0 | 0 | 0 | 0
Industrial Sector Energy Related Emissions before CCS[LPG propane or butane if,road vehicles 29,F gases] | NoSettings | 0 | 0 | 0 | 0 | 0 | 0 | 0 | 0 | 0 | 0 | 0 | 0 | 0 | 0 | 0 | 0 | 0 | 0 | 0 | 0 | 0 | 0 | 0 | 0 | 0 | 0 | 0 | 0 | 0 | 0 | 0
Industrial Sector Energy Related Emissions before CCS[LPG propane or butane if,nonroad vehicles 30,CO2] | NoSettings | 0 | 0 | 0 | 0 | 0 | 0 | 0 | 0 | 0 | 0 | 0 | 0 | 0 | 0 | 0 | 0 | 0 | 0 | 0 | 0 | 0 | 0 | 0 | 0 | 0 | 0 | 0 | 0 | 0 | 0 | 0
Industrial Sector Energy Related Emissions before CCS[LPG propane or butane if,nonroad vehicles 30,VOC] | NoSettings | 0 | 0 | 0 | 0 | 0 | 0 | 0 | 0 | 0 | 0 | 0 | 0 | 0 | 0 | 0 | 0 | 0 | 0 | 0 | 0 | 0 | 0 | 0 | 0 | 0 | 0 | 0 | 0 | 0 | 0 | 0
Industrial Sector Energy Related Emissions before CCS[LPG propane or butane if,nonroad vehicles 30,CO] | NoSettings | 0 | 0 | 0 | 0 | 0 | 0 | 0 | 0 | 0 | 0 | 0 | 0 | 0 | 0 | 0 | 0 | 0 | 0 | 0 | 0 | 0 | 0 | 0 | 0 | 0 | 0 | 0 | 0 | 0 | 0 | 0
Industrial Sector Energy Related Emissions before CCS[LPG propane or butane if,nonroad vehicles 30,NOx] | NoSettings | 0 | 0 | 0 | 0 | 0 | 0 | 0 | 0 | 0 | 0 | 0 | 0 | 0 | 0 | 0 | 0 | 0 | 0 | 0 | 0 | 0 | 0 | 0 | 0 | 0 | 0 | 0 | 0 | 0 | 0 | 0
Industrial Sector Energy Related Emissions before CCS[LPG propane or butane if,nonroad vehicles 30,PM10] | NoSettings | 0 | 0 | 0 | 0 | 0 | 0 | 0 | 0 | 0 | 0 | 0 | 0 | 0 | 0 | 0 | 0 | 0 | 0 | 0 | 0 | 0 | 0 | 0 | 0 | 0 | 0 | 0 | 0 | 0 | 0 | 0
Industrial Sector Energy Related Emissions before CCS[LPG propane or butane if,nonroad vehicles 30,PM25] | NoSettings | 0 | 0 | 0 | 0 | 0 | 0 | 0 | 0 | 0 | 0 | 0 | 0 | 0 | 0 | 0 | 0 | 0 | 0 | 0 | 0 | 0 | 0 | 0 | 0 | 0 | 0 | 0 | 0 | 0 | 0 | 0
Industrial Sector Energy Related Emissions before CCS[LPG propane or butane if,nonroad vehicles 30,SOx] | NoSettings | 0 | 0 | 0 | 0 | 0 | 0 | 0 | 0 | 0 | 0 | 0 | 0 | 0 | 0 | 0 | 0 | 0 | 0 | 0 | 0 | 0 | 0 | 0 | 0 | 0 | 0 | 0 | 0 | 0 | 0 | 0
Industrial Sector Energy Related Emissions before CCS[LPG propane or butane if,nonroad vehicles 30,BC] | NoSettings | 0 | 0 | 0 | 0 | 0 | 0 | 0 | 0 | 0 | 0 | 0 | 0 | 0 | 0 | 0 | 0 | 0 | 0 | 0 | 0 | 0 | 0 | 0 | 0 | 0 | 0 | 0 | 0 | 0 | 0 | 0
Industrial Sector Energy Related Emissions before CCS[LPG propane or butane if,nonroad vehicles 30,OC] | NoSettings | 0 | 0 | 0 | 0 | 0 | 0 | 0 | 0 | 0 | 0 | 0 | 0 | 0 | 0 | 0 | 0 | 0 | 0 | 0 | 0 | 0 | 0 | 0 | 0 | 0 | 0 | 0 | 0 | 0 | 0 | 0
Industrial Sector Energy Related Emissions before CCS[LPG propane or butane if,nonroad vehicles 30,CH4] | NoSettings | 0 | 0 | 0 | 0 | 0 | 0 | 0 | 0 | 0 | 0 | 0 | 0 | 0 | 0 | 0 | 0 | 0 | 0 | 0 | 0 | 0 | 0 | 0 | 0 | 0 | 0 | 0 | 0 | 0 | 0 | 0
Industrial Sector Energy Related Emissions before CCS[LPG propane or butane if,nonroad vehicles 30,N2O] | NoSettings | 0 | 0 | 0 | 0 | 0 | 0 | 0 | 0 | 0 | 0 | 0 | 0 | 0 | 0 | 0 | 0 | 0 | 0 | 0 | 0 | 0 | 0 | 0 | 0 | 0 | 0 | 0 | 0 | 0 | 0 | 0
Industrial Sector Energy Related Emissions before CCS[LPG propane or butane if,nonroad vehicles 30,F gases] | NoSettings | 0 | 0 | 0 | 0 | 0 | 0 | 0 | 0 | 0 | 0 | 0 | 0 | 0 | 0 | 0 | 0 | 0 | 0 | 0 | 0 | 0 | 0 | 0 | 0 | 0 | 0 | 0 | 0 | 0 | 0 | 0
Industrial Sector Energy Related Emissions before CCS[LPG propane or butane if,other manufacturing 31T33,CO2] | NoSettings | 1183070000000 | 1171640000000 | 1117660000000 | 1161040000000 | 1181930000000 | 1211650000000 | 1229730000000 | 1240930000000 | 1250340000000 | 1261420000000 | 1278230000000 | 1293270000000 | 1306160000000 | 1325440000000 | 1340250000000 | 1348190000000 | 1353140000000 | 1363870000000 | 1375760000000 | 1389160000000 | 1398440000000 | 1413590000000 | 1436060000000 | 1466180000000 | 1490820000000 | 1506910000000 | 1535140000000 | 1559280000000 | 1583420000000 | 1607560000000 | 1631700000000
Industrial Sector Energy Related Emissions before CCS[LPG propane or butane if,other manufacturing 31T33,VOC] | NoSettings | 76420100 | 75681700 | 72194800 | 74997300 | 76346700 | 78266200 | 79434100 | 80157900 | 80765300 | 81481500 | 82566900 | 83538300 | 84371200 | 85616600 | 86573400 | 87085900 | 87405900 | 88099100 | 88866900 | 89732700 | 90331800 | 91310400 | 92762200 | 94707900 | 96299500 | 97338400 | 99161900 | 100721000 | 102281000 | 103840000 | 105400000
Industrial Sector Energy Related Emissions before CCS[LPG propane or butane if,other manufacturing 31T33,CO] | NoSettings | 63157300 | 62547000 | 59665300 | 61981400 | 63096600 | 64682900 | 65648200 | 66246300 | 66748300 | 67340200 | 68237300 | 69040100 | 69728500 | 70757700 | 71548400 | 71972000 | 72236500 | 72809300 | 73443900 | 74159500 | 74654600 | 75463300 | 76663200 | 78271200 | 79586600 | 80445200 | 81952200 | 83240900 | 84529700 | 85818500 | 87107300
Industrial Sector Energy Related Emissions before CCS[LPG propane or butane if,other manufacturing 31T33,NOx] | NoSettings | 1241740000 | 1229740000 | 1173080000 | 1218620000 | 1240550000 | 1271740000 | 1290710000 | 1302470000 | 1312340000 | 1323980000 | 1341620000 | 1357400000 | 1370940000 | 1391170000 | 1406720000 | 1415050000 | 1420250000 | 1431510000 | 1443990000 | 1458050000 | 1467790000 | 1483690000 | 1507280000 | 1538900000 | 1564760000 | 1581640000 | 1611270000 | 1636610000 | 1661950000 | 1687280000 | 1712620000
Industrial Sector Energy Related Emissions before CCS[LPG propane or butane if,other manufacturing 31T33,PM10] | NoSettings | 66872400 | 66226300 | 63175000 | 65627300 | 66808100 | 68487800 | 69509900 | 70143200 | 70674700 | 71301400 | 72251200 | 73101300 | 73830100 | 74919900 | 75757200 | 76205700 | 76485700 | 77092200 | 77764100 | 78521800 | 79046000 | 79902300 | 81172800 | 82875400 | 84268100 | 85177300 | 86772900 | 88137500 | 89502100 | 90866600 | 92231200
Industrial Sector Energy Related Emissions before CCS[LPG propane or butane if,other manufacturing 31T33,PM25] | NoSettings | 66872400 | 66226300 | 63175000 | 65627300 | 66808100 | 68487800 | 69509900 | 70143200 | 70674700 | 71301400 | 72251200 | 73101300 | 73830100 | 74919900 | 75757200 | 76205700 | 76485700 | 77092200 | 77764100 | 78521800 | 79046000 | 79902300 | 81172800 | 82875400 | 84268100 | 85177300 | 86772900 | 88137500 | 89502100 | 90866600 | 92231200
Industrial Sector Energy Related Emissions before CCS[LPG propane or butane if,other manufacturing 31T33,SOx] | NoSettings | 0 | 0 | 0 | 0 | 0 | 0 | 0 | 0 | 0 | 0 | 0 | 0 | 0 | 0 | 0 | 0 | 0 | 0 | 0 | 0 | 0 | 0 | 0 | 0 | 0 | 0 | 0 | 0 | 0 | 0 | 0
Industrial Sector Energy Related Emissions before CCS[LPG propane or butane if,other manufacturing 31T33,BC] | NoSettings | 11029900 | 10923300 | 10420100 | 10824500 | 11019300 | 11296400 | 11464900 | 11569400 | 11657100 | 11760400 | 11917100 | 12057300 | 12177500 | 12357300 | 12495400 | 12569300 | 12615500 | 12715600 | 12826400 | 12951300 | 13037800 | 13179100 | 13388600 | 13669400 | 13899100 | 14049100 | 14312300 | 14537400 | 14762400 | 14987500 | 15212600
Industrial Sector Energy Related Emissions before CCS[LPG propane or butane if,other manufacturing 31T33,OC] | NoSettings | 28623900 | 28347300 | 27041200 | 28090900 | 28596300 | 29315300 | 29752800 | 30023900 | 30251400 | 30519600 | 30926200 | 31290000 | 31602000 | 32068500 | 32426900 | 32618800 | 32738700 | 32998300 | 33285900 | 33610200 | 33834600 | 34201100 | 34744900 | 35473700 | 36069900 | 36459000 | 37142000 | 37726100 | 38310200 | 38894300 | 39478400
Industrial Sector Energy Related Emissions before CCS[LPG propane or butane if,other manufacturing 31T33,CH4] | NoSettings | 57748200 | 57190200 | 54555300 | 56673000 | 57692700 | 59143200 | 60025800 | 60572700 | 61031700 | 61572900 | 62393100 | 63127200 | 63756600 | 64697700 | 65420700 | 65808000 | 66049800 | 66573600 | 67153800 | 67808100 | 68260800 | 69000300 | 70097400 | 71567700 | 72770400 | 73555500 | 74933400 | 76111800 | 77290200 | 78468600 | 79647000
Industrial Sector Energy Related Emissions before CCS[LPG propane or butane if,other manufacturing 31T33,N2O] | NoSettings | 11549600 | 11438000 | 10911100 | 11334600 | 11538500 | 11828600 | 12005200 | 12114500 | 12206300 | 12314600 | 12478600 | 12625400 | 12751300 | 12939500 | 13084100 | 13161600 | 13210000 | 13314700 | 13430800 | 13561600 | 13652200 | 13800100 | 14019500 | 14313500 | 14554100 | 14711100 | 14986700 | 15222400 | 15458000 | 15693700 | 15929400
Industrial Sector Energy Related Emissions before CCS[LPG propane or butane if,other manufacturing 31T33,F gases] | NoSettings | 0 | 0 | 0 | 0 | 0 | 0 | 0 | 0 | 0 | 0 | 0 | 0 | 0 | 0 | 0 | 0 | 0 | 0 | 0 | 0 | 0 | 0 | 0 | 0 | 0 | 0 | 0 | 0 | 0 | 0 | 0
Industrial Sector Energy Related Emissions before CCS[LPG propane or butane if,energy pipelines and gas processing 352T353,CO2] | NoSettings | 0 | 32256600 | 32663800 | 34177500 | 32616600 | 30944500 | 29234200 | 29505000 | 29619100 | 29983900 | 29795100 | 29539600 | 30434400 | 31297500 | 32183500 | 32867500 | 33491800 | 33363100 | 32839200 | 32547900 | 32200300 | 32049100 | 32211600 | 32613500 | 32647300 | 32840700 | 33079100 | 33656200 | 34120500 | 34670700 | 35333800
Industrial Sector Energy Related Emissions before CCS[LPG propane or butane if,energy pipelines and gas processing 352T353,VOC] | NoSettings | 0 | 2083.61 | 2109.91 | 2207.69 | 2106.86 | 1998.85 | 1888.38 | 1905.87 | 1913.24 | 1936.8 | 1924.61 | 1908.11 | 1965.91 | 2021.66 | 2078.89 | 2123.07 | 2163.4 | 2155.09 | 2121.24 | 2102.42 | 2079.97 | 2070.21 | 2080.71 | 2106.66 | 2108.85 | 2121.34 | 2136.74 | 2174.02 | 2204.01 | 2239.55 | 2282.38
Industrial Sector Energy Related Emissions before CCS[LPG propane or butane if,energy pipelines and gas processing 352T353,CO] | NoSettings | 0 | 1722 | 1743.73 | 1824.54 | 1741.21 | 1651.95 | 1560.65 | 1575.1 | 1581.2 | 1600.67 | 1590.59 | 1576.95 | 1624.72 | 1670.79 | 1718.09 | 1754.61 | 1787.94 | 1781.07 | 1753.1 | 1737.54 | 1718.99 | 1710.92 | 1719.6 | 1741.05 | 1742.86 | 1753.18 | 1765.9 | 1796.71 | 1821.5 | 1850.87 | 1886.27
Industrial Sector Energy Related Emissions before CCS[LPG propane or butane if,energy pipelines and gas processing 352T353,NOx] | NoSettings | 0 | 33856.3 | 34283.7 | 35872.5 | 34234.1 | 32479.1 | 30684 | 30968.2 | 31088 | 31470.9 | 31272.7 | 31004.6 | 31943.8 | 32849.6 | 33779.6 | 34497.5 | 35152.8 | 35017.7 | 34467.8 | 34162 | 33797.2 | 33638.5 | 33809.1 | 34230.9 | 34266.4 | 34469.3 | 34719.6 | 35325.3 | 35812.7 | 36390.1 | 37086.1
Industrial Sector Energy Related Emissions before CCS[LPG propane or butane if,energy pipelines and gas processing 352T353,PM10] | NoSettings | 0 | 1823.29 | 1846.31 | 1931.87 | 1843.64 | 1749.12 | 1652.45 | 1667.76 | 1674.21 | 1694.83 | 1684.15 | 1669.71 | 1720.29 | 1769.08 | 1819.16 | 1857.82 | 1893.11 | 1885.84 | 1856.22 | 1839.75 | 1820.11 | 1811.56 | 1820.75 | 1843.46 | 1845.38 | 1856.3 | 1869.78 | 1902.4 | 1928.65 | 1959.75 | 1997.23
Industrial Sector Energy Related Emissions before CCS[LPG propane or butane if,energy pipelines and gas processing 352T353,PM25] | NoSettings | 0 | 1823.29 | 1846.31 | 1931.87 | 1843.64 | 1749.12 | 1652.45 | 1667.76 | 1674.21 | 1694.83 | 1684.15 | 1669.71 | 1720.29 | 1769.08 | 1819.16 | 1857.82 | 1893.11 | 1885.84 | 1856.22 | 1839.75 | 1820.11 | 1811.56 | 1820.75 | 1843.46 | 1845.38 | 1856.3 | 1869.78 | 1902.4 | 1928.65 | 1959.75 | 1997.23
Industrial Sector Energy Related Emissions before CCS[LPG propane or butane if,energy pipelines and gas processing 352T353,SOx] | NoSettings | 0 | 0 | 0 | 0 | 0 | 0 | 0 | 0 | 0 | 0 | 0 | 0 | 0 | 0 | 0 | 0 | 0 | 0 | 0 | 0 | 0 | 0 | 0 | 0 | 0 | 0 | 0 | 0 | 0 | 0 | 0
Industrial Sector Energy Related Emissions before CCS[LPG propane or butane if,energy pipelines and gas processing 352T353,BC] | NoSettings | 0 | 300.733 | 304.529 | 318.641 | 304.089 | 288.5 | 272.554 | 275.079 | 276.143 | 279.544 | 277.783 | 275.402 | 283.744 | 291.791 | 300.051 | 306.428 | 312.249 | 311.049 | 306.165 | 303.448 | 300.208 | 298.798 | 300.313 | 304.06 | 304.376 | 306.178 | 308.401 | 313.781 | 318.11 | 323.24 | 329.422
Industrial Sector Energy Related Emissions before CCS[LPG propane or butane if,energy pipelines and gas processing 352T353,OC] | NoSettings | 0 | 780.436 | 790.288 | 826.911 | 789.145 | 748.689 | 707.309 | 713.861 | 716.623 | 725.448 | 720.88 | 714.7 | 736.349 | 757.23 | 778.667 | 795.216 | 810.321 | 807.207 | 794.532 | 787.482 | 779.073 | 775.416 | 779.348 | 789.069 | 789.889 | 794.567 | 800.335 | 814.298 | 825.533 | 838.843 | 854.888
Industrial Sector Energy Related Emissions before CCS[LPG propane or butane if,energy pipelines and gas processing 352T353,CH4] | NoSettings | 0 | 1574.52 | 1594.39 | 1668.28 | 1592.09 | 1510.47 | 1426.99 | 1440.2 | 1445.78 | 1463.58 | 1454.36 | 1441.9 | 1485.57 | 1527.7 | 1570.95 | 1604.34 | 1634.81 | 1628.53 | 1602.96 | 1588.73 | 1571.77 | 1564.39 | 1572.32 | 1591.94 | 1593.59 | 1603.03 | 1614.66 | 1642.83 | 1665.5 | 1692.35 | 1724.72
Industrial Sector Energy Related Emissions before CCS[LPG propane or butane if,energy pipelines and gas processing 352T353,N2O] | NoSettings | 0 | 314.904 | 318.879 | 333.656 | 318.418 | 302.094 | 285.397 | 288.041 | 289.155 | 292.716 | 290.873 | 288.379 | 297.115 | 305.54 | 314.19 | 320.867 | 326.962 | 325.706 | 320.591 | 317.747 | 314.354 | 312.878 | 314.464 | 318.387 | 318.718 | 320.605 | 322.933 | 328.567 | 333.1 | 338.471 | 344.945
Industrial Sector Energy Related Emissions before CCS[LPG propane or butane if,energy pipelines and gas processing 352T353,F gases] | NoSettings | 0 | 0 | 0 | 0 | 0 | 0 | 0 | 0 | 0 | 0 | 0 | 0 | 0 | 0 | 0 | 0 | 0 | 0 | 0 | 0 | 0 | 0 | 0 | 0 | 0 | 0 | 0 | 0 | 0 | 0 | 0
Industrial Sector Energy Related Emissions before CCS[LPG propane or butane if,water and waste 36T39,CO2] | NoSettings | 0 | 0 | 0 | 0 | 0 | 0 | 0 | 0 | 0 | 0 | 0 | 0 | 0 | 0 | 0 | 0 | 0 | 0 | 0 | 0 | 0 | 0 | 0 | 0 | 0 | 0 | 0 | 0 | 0 | 0 | 0
Industrial Sector Energy Related Emissions before CCS[LPG propane or butane if,water and waste 36T39,VOC] | NoSettings | 0 | 0 | 0 | 0 | 0 | 0 | 0 | 0 | 0 | 0 | 0 | 0 | 0 | 0 | 0 | 0 | 0 | 0 | 0 | 0 | 0 | 0 | 0 | 0 | 0 | 0 | 0 | 0 | 0 | 0 | 0
Industrial Sector Energy Related Emissions before CCS[LPG propane or butane if,water and waste 36T39,CO] | NoSettings | 0 | 0 | 0 | 0 | 0 | 0 | 0 | 0 | 0 | 0 | 0 | 0 | 0 | 0 | 0 | 0 | 0 | 0 | 0 | 0 | 0 | 0 | 0 | 0 | 0 | 0 | 0 | 0 | 0 | 0 | 0
Industrial Sector Energy Related Emissions before CCS[LPG propane or butane if,water and waste 36T39,NOx] | NoSettings | 0 | 0 | 0 | 0 | 0 | 0 | 0 | 0 | 0 | 0 | 0 | 0 | 0 | 0 | 0 | 0 | 0 | 0 | 0 | 0 | 0 | 0 | 0 | 0 | 0 | 0 | 0 | 0 | 0 | 0 | 0
Industrial Sector Energy Related Emissions before CCS[LPG propane or butane if,water and waste 36T39,PM10] | NoSettings | 0 | 0 | 0 | 0 | 0 | 0 | 0 | 0 | 0 | 0 | 0 | 0 | 0 | 0 | 0 | 0 | 0 | 0 | 0 | 0 | 0 | 0 | 0 | 0 | 0 | 0 | 0 | 0 | 0 | 0 | 0
Industrial Sector Energy Related Emissions before CCS[LPG propane or butane if,water and waste 36T39,PM25] | NoSettings | 0 | 0 | 0 | 0 | 0 | 0 | 0 | 0 | 0 | 0 | 0 | 0 | 0 | 0 | 0 | 0 | 0 | 0 | 0 | 0 | 0 | 0 | 0 | 0 | 0 | 0 | 0 | 0 | 0 | 0 | 0
Industrial Sector Energy Related Emissions before CCS[LPG propane or butane if,water and waste 36T39,SOx] | NoSettings | 0 | 0 | 0 | 0 | 0 | 0 | 0 | 0 | 0 | 0 | 0 | 0 | 0 | 0 | 0 | 0 | 0 | 0 | 0 | 0 | 0 | 0 | 0 | 0 | 0 | 0 | 0 | 0 | 0 | 0 | 0
Industrial Sector Energy Related Emissions before CCS[LPG propane or butane if,water and waste 36T39,BC] | NoSettings | 0 | 0 | 0 | 0 | 0 | 0 | 0 | 0 | 0 | 0 | 0 | 0 | 0 | 0 | 0 | 0 | 0 | 0 | 0 | 0 | 0 | 0 | 0 | 0 | 0 | 0 | 0 | 0 | 0 | 0 | 0
Industrial Sector Energy Related Emissions before CCS[LPG propane or butane if,water and waste 36T39,OC] | NoSettings | 0 | 0 | 0 | 0 | 0 | 0 | 0 | 0 | 0 | 0 | 0 | 0 | 0 | 0 | 0 | 0 | 0 | 0 | 0 | 0 | 0 | 0 | 0 | 0 | 0 | 0 | 0 | 0 | 0 | 0 | 0
Industrial Sector Energy Related Emissions before CCS[LPG propane or butane if,water and waste 36T39,CH4] | NoSettings | 0 | 0 | 0 | 0 | 0 | 0 | 0 | 0 | 0 | 0 | 0 | 0 | 0 | 0 | 0 | 0 | 0 | 0 | 0 | 0 | 0 | 0 | 0 | 0 | 0 | 0 | 0 | 0 | 0 | 0 | 0
Industrial Sector Energy Related Emissions before CCS[LPG propane or butane if,water and waste 36T39,N2O] | NoSettings | 0 | 0 | 0 | 0 | 0 | 0 | 0 | 0 | 0 | 0 | 0 | 0 | 0 | 0 | 0 | 0 | 0 | 0 | 0 | 0 | 0 | 0 | 0 | 0 | 0 | 0 | 0 | 0 | 0 | 0 | 0
Industrial Sector Energy Related Emissions before CCS[LPG propane or butane if,water and waste 36T39,F gases] | NoSettings | 0 | 0 | 0 | 0 | 0 | 0 | 0 | 0 | 0 | 0 | 0 | 0 | 0 | 0 | 0 | 0 | 0 | 0 | 0 | 0 | 0 | 0 | 0 | 0 | 0 | 0 | 0 | 0 | 0 | 0 | 0
Industrial Sector Energy Related Emissions before CCS[LPG propane or butane if,construction 41T43,CO2] | NoSettings | 0 | 0 | 0 | 0 | 0 | 0 | 0 | 0 | 0 | 0 | 0 | 0 | 0 | 0 | 0 | 0 | 0 | 0 | 0 | 0 | 0 | 0 | 0 | 0 | 0 | 0 | 0 | 0 | 0 | 0 | 0
Industrial Sector Energy Related Emissions before CCS[LPG propane or butane if,construction 41T43,VOC] | NoSettings | 0 | 0 | 0 | 0 | 0 | 0 | 0 | 0 | 0 | 0 | 0 | 0 | 0 | 0 | 0 | 0 | 0 | 0 | 0 | 0 | 0 | 0 | 0 | 0 | 0 | 0 | 0 | 0 | 0 | 0 | 0
Industrial Sector Energy Related Emissions before CCS[LPG propane or butane if,construction 41T43,CO] | NoSettings | 0 | 0 | 0 | 0 | 0 | 0 | 0 | 0 | 0 | 0 | 0 | 0 | 0 | 0 | 0 | 0 | 0 | 0 | 0 | 0 | 0 | 0 | 0 | 0 | 0 | 0 | 0 | 0 | 0 | 0 | 0
Industrial Sector Energy Related Emissions before CCS[LPG propane or butane if,construction 41T43,NOx] | NoSettings | 0 | 0 | 0 | 0 | 0 | 0 | 0 | 0 | 0 | 0 | 0 | 0 | 0 | 0 | 0 | 0 | 0 | 0 | 0 | 0 | 0 | 0 | 0 | 0 | 0 | 0 | 0 | 0 | 0 | 0 | 0
Industrial Sector Energy Related Emissions before CCS[LPG propane or butane if,construction 41T43,PM10] | NoSettings | 0 | 0 | 0 | 0 | 0 | 0 | 0 | 0 | 0 | 0 | 0 | 0 | 0 | 0 | 0 | 0 | 0 | 0 | 0 | 0 | 0 | 0 | 0 | 0 | 0 | 0 | 0 | 0 | 0 | 0 | 0
Industrial Sector Energy Related Emissions before CCS[LPG propane or butane if,construction 41T43,PM25] | NoSettings | 0 | 0 | 0 | 0 | 0 | 0 | 0 | 0 | 0 | 0 | 0 | 0 | 0 | 0 | 0 | 0 | 0 | 0 | 0 | 0 | 0 | 0 | 0 | 0 | 0 | 0 | 0 | 0 | 0 | 0 | 0
Industrial Sector Energy Related Emissions before CCS[LPG propane or butane if,construction 41T43,SOx] | NoSettings | 0 | 0 | 0 | 0 | 0 | 0 | 0 | 0 | 0 | 0 | 0 | 0 | 0 | 0 | 0 | 0 | 0 | 0 | 0 | 0 | 0 | 0 | 0 | 0 | 0 | 0 | 0 | 0 | 0 | 0 | 0
Industrial Sector Energy Related Emissions before CCS[LPG propane or butane if,construction 41T43,BC] | NoSettings | 0 | 0 | 0 | 0 | 0 | 0 | 0 | 0 | 0 | 0 | 0 | 0 | 0 | 0 | 0 | 0 | 0 | 0 | 0 | 0 | 0 | 0 | 0 | 0 | 0 | 0 | 0 | 0 | 0 | 0 | 0
Industrial Sector Energy Related Emissions before CCS[LPG propane or butane if,construction 41T43,OC] | NoSettings | 0 | 0 | 0 | 0 | 0 | 0 | 0 | 0 | 0 | 0 | 0 | 0 | 0 | 0 | 0 | 0 | 0 | 0 | 0 | 0 | 0 | 0 | 0 | 0 | 0 | 0 | 0 | 0 | 0 | 0 | 0
Industrial Sector Energy Related Emissions before CCS[LPG propane or butane if,construction 41T43,CH4] | NoSettings | 0 | 0 | 0 | 0 | 0 | 0 | 0 | 0 | 0 | 0 | 0 | 0 | 0 | 0 | 0 | 0 | 0 | 0 | 0 | 0 | 0 | 0 | 0 | 0 | 0 | 0 | 0 | 0 | 0 | 0 | 0
Industrial Sector Energy Related Emissions before CCS[LPG propane or butane if,construction 41T43,N2O] | NoSettings | 0 | 0 | 0 | 0 | 0 | 0 | 0 | 0 | 0 | 0 | 0 | 0 | 0 | 0 | 0 | 0 | 0 | 0 | 0 | 0 | 0 | 0 | 0 | 0 | 0 | 0 | 0 | 0 | 0 | 0 | 0
Industrial Sector Energy Related Emissions before CCS[LPG propane or butane if,construction 41T43,F gases] | NoSettings | 0 | 0 | 0 | 0 | 0 | 0 | 0 | 0 | 0 | 0 | 0 | 0 | 0 | 0 | 0 | 0 | 0 | 0 | 0 | 0 | 0 | 0 | 0 | 0 | 0 | 0 | 0 | 0 | 0 | 0 | 0
Industrial Sector Energy Related Emissions before CCS[hydrogen if,agriculture and forestry 01T03,CO2] | NoSettings | 0 | 0 | 0 | 0 | 0 | 0 | 0 | 0 | 0 | 0 | 0 | 0 | 0 | 0 | 0 | 0 | 0 | 0 | 0 | 0 | 0 | 0 | 0 | 0 | 0 | 0 | 0 | 0 | 0 | 0 | 0
Industrial Sector Energy Related Emissions before CCS[hydrogen if,agriculture and forestry 01T03,VOC] | NoSettings | 0 | 0 | 0 | 0 | 0 | 0 | 0 | 0 | 0 | 0 | 0 | 0 | 0 | 0 | 0 | 0 | 0 | 0 | 0 | 0 | 0 | 0 | 0 | 0 | 0 | 0 | 0 | 0 | 0 | 0 | 0
Industrial Sector Energy Related Emissions before CCS[hydrogen if,agriculture and forestry 01T03,CO] | NoSettings | 0 | 0 | 0 | 0 | 0 | 0 | 0 | 0 | 0 | 0 | 0 | 0 | 0 | 0 | 0 | 0 | 0 | 0 | 0 | 0 | 0 | 0 | 0 | 0 | 0 | 0 | 0 | 0 | 0 | 0 | 0
Industrial Sector Energy Related Emissions before CCS[hydrogen if,agriculture and forestry 01T03,NOx] | NoSettings | 0 | 0 | 0 | 0 | 0 | 0 | 0 | 0 | 0 | 0 | 0 | 0 | 0 | 0 | 0 | 0 | 0 | 0 | 0 | 0 | 0 | 0 | 0 | 0 | 0 | 0 | 0 | 0 | 0 | 0 | 0
Industrial Sector Energy Related Emissions before CCS[hydrogen if,agriculture and forestry 01T03,PM10] | NoSettings | 0 | 0 | 0 | 0 | 0 | 0 | 0 | 0 | 0 | 0 | 0 | 0 | 0 | 0 | 0 | 0 | 0 | 0 | 0 | 0 | 0 | 0 | 0 | 0 | 0 | 0 | 0 | 0 | 0 | 0 | 0
Industrial Sector Energy Related Emissions before CCS[hydrogen if,agriculture and forestry 01T03,PM25] | NoSettings | 0 | 0 | 0 | 0 | 0 | 0 | 0 | 0 | 0 | 0 | 0 | 0 | 0 | 0 | 0 | 0 | 0 | 0 | 0 | 0 | 0 | 0 | 0 | 0 | 0 | 0 | 0 | 0 | 0 | 0 | 0
Industrial Sector Energy Related Emissions before CCS[hydrogen if,agriculture and forestry 01T03,SOx] | NoSettings | 0 | 0 | 0 | 0 | 0 | 0 | 0 | 0 | 0 | 0 | 0 | 0 | 0 | 0 | 0 | 0 | 0 | 0 | 0 | 0 | 0 | 0 | 0 | 0 | 0 | 0 | 0 | 0 | 0 | 0 | 0
Industrial Sector Energy Related Emissions before CCS[hydrogen if,agriculture and forestry 01T03,BC] | NoSettings | 0 | 0 | 0 | 0 | 0 | 0 | 0 | 0 | 0 | 0 | 0 | 0 | 0 | 0 | 0 | 0 | 0 | 0 | 0 | 0 | 0 | 0 | 0 | 0 | 0 | 0 | 0 | 0 | 0 | 0 | 0
Industrial Sector Energy Related Emissions before CCS[hydrogen if,agriculture and forestry 01T03,OC] | NoSettings | 0 | 0 | 0 | 0 | 0 | 0 | 0 | 0 | 0 | 0 | 0 | 0 | 0 | 0 | 0 | 0 | 0 | 0 | 0 | 0 | 0 | 0 | 0 | 0 | 0 | 0 | 0 | 0 | 0 | 0 | 0
Industrial Sector Energy Related Emissions before CCS[hydrogen if,agriculture and forestry 01T03,CH4] | NoSettings | 0 | 0 | 0 | 0 | 0 | 0 | 0 | 0 | 0 | 0 | 0 | 0 | 0 | 0 | 0 | 0 | 0 | 0 | 0 | 0 | 0 | 0 | 0 | 0 | 0 | 0 | 0 | 0 | 0 | 0 | 0
Industrial Sector Energy Related Emissions before CCS[hydrogen if,agriculture and forestry 01T03,N2O] | NoSettings | 0 | 0 | 0 | 0 | 0 | 0 | 0 | 0 | 0 | 0 | 0 | 0 | 0 | 0 | 0 | 0 | 0 | 0 | 0 | 0 | 0 | 0 | 0 | 0 | 0 | 0 | 0 | 0 | 0 | 0 | 0
Industrial Sector Energy Related Emissions before CCS[hydrogen if,agriculture and forestry 01T03,F gases] | NoSettings | 0 | 0 | 0 | 0 | 0 | 0 | 0 | 0 | 0 | 0 | 0 | 0 | 0 | 0 | 0 | 0 | 0 | 0 | 0 | 0 | 0 | 0 | 0 | 0 | 0 | 0 | 0 | 0 | 0 | 0 | 0
Industrial Sector Energy Related Emissions before CCS[hydrogen if,coal mining 05,CO2] | NoSettings | 0 | 0 | 0 | 0 | 0 | 0 | 0 | 0 | 0 | 0 | 0 | 0 | 0 | 0 | 0 | 0 | 0 | 0 | 0 | 0 | 0 | 0 | 0 | 0 | 0 | 0 | 0 | 0 | 0 | 0 | 0
Industrial Sector Energy Related Emissions before CCS[hydrogen if,coal mining 05,VOC] | NoSettings | 0 | 0 | 0 | 0 | 0 | 0 | 0 | 0 | 0 | 0 | 0 | 0 | 0 | 0 | 0 | 0 | 0 | 0 | 0 | 0 | 0 | 0 | 0 | 0 | 0 | 0 | 0 | 0 | 0 | 0 | 0
Industrial Sector Energy Related Emissions before CCS[hydrogen if,coal mining 05,CO] | NoSettings | 0 | 0 | 0 | 0 | 0 | 0 | 0 | 0 | 0 | 0 | 0 | 0 | 0 | 0 | 0 | 0 | 0 | 0 | 0 | 0 | 0 | 0 | 0 | 0 | 0 | 0 | 0 | 0 | 0 | 0 | 0
Industrial Sector Energy Related Emissions before CCS[hydrogen if,coal mining 05,NOx] | NoSettings | 0 | 0 | 0 | 0 | 0 | 0 | 0 | 0 | 0 | 0 | 0 | 0 | 0 | 0 | 0 | 0 | 0 | 0 | 0 | 0 | 0 | 0 | 0 | 0 | 0 | 0 | 0 | 0 | 0 | 0 | 0
Industrial Sector Energy Related Emissions before CCS[hydrogen if,coal mining 05,PM10] | NoSettings | 0 | 0 | 0 | 0 | 0 | 0 | 0 | 0 | 0 | 0 | 0 | 0 | 0 | 0 | 0 | 0 | 0 | 0 | 0 | 0 | 0 | 0 | 0 | 0 | 0 | 0 | 0 | 0 | 0 | 0 | 0
Industrial Sector Energy Related Emissions before CCS[hydrogen if,coal mining 05,PM25] | NoSettings | 0 | 0 | 0 | 0 | 0 | 0 | 0 | 0 | 0 | 0 | 0 | 0 | 0 | 0 | 0 | 0 | 0 | 0 | 0 | 0 | 0 | 0 | 0 | 0 | 0 | 0 | 0 | 0 | 0 | 0 | 0
Industrial Sector Energy Related Emissions before CCS[hydrogen if,coal mining 05,SOx] | NoSettings | 0 | 0 | 0 | 0 | 0 | 0 | 0 | 0 | 0 | 0 | 0 | 0 | 0 | 0 | 0 | 0 | 0 | 0 | 0 | 0 | 0 | 0 | 0 | 0 | 0 | 0 | 0 | 0 | 0 | 0 | 0
Industrial Sector Energy Related Emissions before CCS[hydrogen if,coal mining 05,BC] | NoSettings | 0 | 0 | 0 | 0 | 0 | 0 | 0 | 0 | 0 | 0 | 0 | 0 | 0 | 0 | 0 | 0 | 0 | 0 | 0 | 0 | 0 | 0 | 0 | 0 | 0 | 0 | 0 | 0 | 0 | 0 | 0
Industrial Sector Energy Related Emissions before CCS[hydrogen if,coal mining 05,OC] | NoSettings | 0 | 0 | 0 | 0 | 0 | 0 | 0 | 0 | 0 | 0 | 0 | 0 | 0 | 0 | 0 | 0 | 0 | 0 | 0 | 0 | 0 | 0 | 0 | 0 | 0 | 0 | 0 | 0 | 0 | 0 | 0
Industrial Sector Energy Related Emissions before CCS[hydrogen if,coal mining 05,CH4] | NoSettings | 0 | 0 | 0 | 0 | 0 | 0 | 0 | 0 | 0 | 0 | 0 | 0 | 0 | 0 | 0 | 0 | 0 | 0 | 0 | 0 | 0 | 0 | 0 | 0 | 0 | 0 | 0 | 0 | 0 | 0 | 0
Industrial Sector Energy Related Emissions before CCS[hydrogen if,coal mining 05,N2O] | NoSettings | 0 | 0 | 0 | 0 | 0 | 0 | 0 | 0 | 0 | 0 | 0 | 0 | 0 | 0 | 0 | 0 | 0 | 0 | 0 | 0 | 0 | 0 | 0 | 0 | 0 | 0 | 0 | 0 | 0 | 0 | 0
Industrial Sector Energy Related Emissions before CCS[hydrogen if,coal mining 05,F gases] | NoSettings | 0 | 0 | 0 | 0 | 0 | 0 | 0 | 0 | 0 | 0 | 0 | 0 | 0 | 0 | 0 | 0 | 0 | 0 | 0 | 0 | 0 | 0 | 0 | 0 | 0 | 0 | 0 | 0 | 0 | 0 | 0
Industrial Sector Energy Related Emissions before CCS[hydrogen if,oil and gas extraction 06,CO2] | NoSettings | 0 | 0 | 0 | 0 | 0 | 0 | 0 | 0 | 0 | 0 | 0 | 0 | 0 | 0 | 0 | 0 | 0 | 0 | 0 | 0 | 0 | 0 | 0 | 0 | 0 | 0 | 0 | 0 | 0 | 0 | 0
Industrial Sector Energy Related Emissions before CCS[hydrogen if,oil and gas extraction 06,VOC] | NoSettings | 0 | 0 | 0 | 0 | 0 | 0 | 0 | 0 | 0 | 0 | 0 | 0 | 0 | 0 | 0 | 0 | 0 | 0 | 0 | 0 | 0 | 0 | 0 | 0 | 0 | 0 | 0 | 0 | 0 | 0 | 0
Industrial Sector Energy Related Emissions before CCS[hydrogen if,oil and gas extraction 06,CO] | NoSettings | 0 | 0 | 0 | 0 | 0 | 0 | 0 | 0 | 0 | 0 | 0 | 0 | 0 | 0 | 0 | 0 | 0 | 0 | 0 | 0 | 0 | 0 | 0 | 0 | 0 | 0 | 0 | 0 | 0 | 0 | 0
Industrial Sector Energy Related Emissions before CCS[hydrogen if,oil and gas extraction 06,NOx] | NoSettings | 0 | 0 | 0 | 0 | 0 | 0 | 0 | 0 | 0 | 0 | 0 | 0 | 0 | 0 | 0 | 0 | 0 | 0 | 0 | 0 | 0 | 0 | 0 | 0 | 0 | 0 | 0 | 0 | 0 | 0 | 0
Industrial Sector Energy Related Emissions before CCS[hydrogen if,oil and gas extraction 06,PM10] | NoSettings | 0 | 0 | 0 | 0 | 0 | 0 | 0 | 0 | 0 | 0 | 0 | 0 | 0 | 0 | 0 | 0 | 0 | 0 | 0 | 0 | 0 | 0 | 0 | 0 | 0 | 0 | 0 | 0 | 0 | 0 | 0
Industrial Sector Energy Related Emissions before CCS[hydrogen if,oil and gas extraction 06,PM25] | NoSettings | 0 | 0 | 0 | 0 | 0 | 0 | 0 | 0 | 0 | 0 | 0 | 0 | 0 | 0 | 0 | 0 | 0 | 0 | 0 | 0 | 0 | 0 | 0 | 0 | 0 | 0 | 0 | 0 | 0 | 0 | 0
Industrial Sector Energy Related Emissions before CCS[hydrogen if,oil and gas extraction 06,SOx] | NoSettings | 0 | 0 | 0 | 0 | 0 | 0 | 0 | 0 | 0 | 0 | 0 | 0 | 0 | 0 | 0 | 0 | 0 | 0 | 0 | 0 | 0 | 0 | 0 | 0 | 0 | 0 | 0 | 0 | 0 | 0 | 0
Industrial Sector Energy Related Emissions before CCS[hydrogen if,oil and gas extraction 06,BC] | NoSettings | 0 | 0 | 0 | 0 | 0 | 0 | 0 | 0 | 0 | 0 | 0 | 0 | 0 | 0 | 0 | 0 | 0 | 0 | 0 | 0 | 0 | 0 | 0 | 0 | 0 | 0 | 0 | 0 | 0 | 0 | 0
Industrial Sector Energy Related Emissions before CCS[hydrogen if,oil and gas extraction 06,OC] | NoSettings | 0 | 0 | 0 | 0 | 0 | 0 | 0 | 0 | 0 | 0 | 0 | 0 | 0 | 0 | 0 | 0 | 0 | 0 | 0 | 0 | 0 | 0 | 0 | 0 | 0 | 0 | 0 | 0 | 0 | 0 | 0
Industrial Sector Energy Related Emissions before CCS[hydrogen if,oil and gas extraction 06,CH4] | NoSettings | 0 | 0 | 0 | 0 | 0 | 0 | 0 | 0 | 0 | 0 | 0 | 0 | 0 | 0 | 0 | 0 | 0 | 0 | 0 | 0 | 0 | 0 | 0 | 0 | 0 | 0 | 0 | 0 | 0 | 0 | 0
Industrial Sector Energy Related Emissions before CCS[hydrogen if,oil and gas extraction 06,N2O] | NoSettings | 0 | 0 | 0 | 0 | 0 | 0 | 0 | 0 | 0 | 0 | 0 | 0 | 0 | 0 | 0 | 0 | 0 | 0 | 0 | 0 | 0 | 0 | 0 | 0 | 0 | 0 | 0 | 0 | 0 | 0 | 0
Industrial Sector Energy Related Emissions before CCS[hydrogen if,oil and gas extraction 06,F gases] | NoSettings | 0 | 0 | 0 | 0 | 0 | 0 | 0 | 0 | 0 | 0 | 0 | 0 | 0 | 0 | 0 | 0 | 0 | 0 | 0 | 0 | 0 | 0 | 0 | 0 | 0 | 0 | 0 | 0 | 0 | 0 | 0
Industrial Sector Energy Related Emissions before CCS[hydrogen if,other mining and quarrying 07T08,CO2] | NoSettings | 0 | 0 | 0 | 0 | 0 | 0 | 0 | 0 | 0 | 0 | 0 | 0 | 0 | 0 | 0 | 0 | 0 | 0 | 0 | 0 | 0 | 0 | 0 | 0 | 0 | 0 | 0 | 0 | 0 | 0 | 0
Industrial Sector Energy Related Emissions before CCS[hydrogen if,other mining and quarrying 07T08,VOC] | NoSettings | 0 | 0 | 0 | 0 | 0 | 0 | 0 | 0 | 0 | 0 | 0 | 0 | 0 | 0 | 0 | 0 | 0 | 0 | 0 | 0 | 0 | 0 | 0 | 0 | 0 | 0 | 0 | 0 | 0 | 0 | 0
Industrial Sector Energy Related Emissions before CCS[hydrogen if,other mining and quarrying 07T08,CO] | NoSettings | 0 | 0 | 0 | 0 | 0 | 0 | 0 | 0 | 0 | 0 | 0 | 0 | 0 | 0 | 0 | 0 | 0 | 0 | 0 | 0 | 0 | 0 | 0 | 0 | 0 | 0 | 0 | 0 | 0 | 0 | 0
Industrial Sector Energy Related Emissions before CCS[hydrogen if,other mining and quarrying 07T08,NOx] | NoSettings | 0 | 0 | 0 | 0 | 0 | 0 | 0 | 0 | 0 | 0 | 0 | 0 | 0 | 0 | 0 | 0 | 0 | 0 | 0 | 0 | 0 | 0 | 0 | 0 | 0 | 0 | 0 | 0 | 0 | 0 | 0
Industrial Sector Energy Related Emissions before CCS[hydrogen if,other mining and quarrying 07T08,PM10] | NoSettings | 0 | 0 | 0 | 0 | 0 | 0 | 0 | 0 | 0 | 0 | 0 | 0 | 0 | 0 | 0 | 0 | 0 | 0 | 0 | 0 | 0 | 0 | 0 | 0 | 0 | 0 | 0 | 0 | 0 | 0 | 0
Industrial Sector Energy Related Emissions before CCS[hydrogen if,other mining and quarrying 07T08,PM25] | NoSettings | 0 | 0 | 0 | 0 | 0 | 0 | 0 | 0 | 0 | 0 | 0 | 0 | 0 | 0 | 0 | 0 | 0 | 0 | 0 | 0 | 0 | 0 | 0 | 0 | 0 | 0 | 0 | 0 | 0 | 0 | 0
Industrial Sector Energy Related Emissions before CCS[hydrogen if,other mining and quarrying 07T08,SOx] | NoSettings | 0 | 0 | 0 | 0 | 0 | 0 | 0 | 0 | 0 | 0 | 0 | 0 | 0 | 0 | 0 | 0 | 0 | 0 | 0 | 0 | 0 | 0 | 0 | 0 | 0 | 0 | 0 | 0 | 0 | 0 | 0
Industrial Sector Energy Related Emissions before CCS[hydrogen if,other mining and quarrying 07T08,BC] | NoSettings | 0 | 0 | 0 | 0 | 0 | 0 | 0 | 0 | 0 | 0 | 0 | 0 | 0 | 0 | 0 | 0 | 0 | 0 | 0 | 0 | 0 | 0 | 0 | 0 | 0 | 0 | 0 | 0 | 0 | 0 | 0
Industrial Sector Energy Related Emissions before CCS[hydrogen if,other mining and quarrying 07T08,OC] | NoSettings | 0 | 0 | 0 | 0 | 0 | 0 | 0 | 0 | 0 | 0 | 0 | 0 | 0 | 0 | 0 | 0 | 0 | 0 | 0 | 0 | 0 | 0 | 0 | 0 | 0 | 0 | 0 | 0 | 0 | 0 | 0
Industrial Sector Energy Related Emissions before CCS[hydrogen if,other mining and quarrying 07T08,CH4] | NoSettings | 0 | 0 | 0 | 0 | 0 | 0 | 0 | 0 | 0 | 0 | 0 | 0 | 0 | 0 | 0 | 0 | 0 | 0 | 0 | 0 | 0 | 0 | 0 | 0 | 0 | 0 | 0 | 0 | 0 | 0 | 0
Industrial Sector Energy Related Emissions before CCS[hydrogen if,other mining and quarrying 07T08,N2O] | NoSettings | 0 | 0 | 0 | 0 | 0 | 0 | 0 | 0 | 0 | 0 | 0 | 0 | 0 | 0 | 0 | 0 | 0 | 0 | 0 | 0 | 0 | 0 | 0 | 0 | 0 | 0 | 0 | 0 | 0 | 0 | 0
Industrial Sector Energy Related Emissions before CCS[hydrogen if,other mining and quarrying 07T08,F gases] | NoSettings | 0 | 0 | 0 | 0 | 0 | 0 | 0 | 0 | 0 | 0 | 0 | 0 | 0 | 0 | 0 | 0 | 0 | 0 | 0 | 0 | 0 | 0 | 0 | 0 | 0 | 0 | 0 | 0 | 0 | 0 | 0